1FK7060-2AF71-1RG2 |  | 1FK7060-2AF71-1RG2 | 1 | UN | 1 | 15 | C | D | N | N | 85015220 | 1 |  | 7.101 | KG | 1382.84 | 1382.84 | MC05 | MC05 | SIMOTICS S synchronous motor 1FK7-CT PN=1.5kW; UDC=600V M0=6Nm (100K); NN=3000rpm; naturally cooled design IMB 5 (IM V1, IM V3) Flange 1 Power connector rotatable Absolute encoder 20-bit + 12-bit multiturn with DRIVE-CLiQ interface (encoder AM20DQI) Smooth shaft, tolerance N without holding brake, degree of protection IP65 DE Flange IP67 | - | 0 | 0
1FK7060-2AF71-1RH0 |  | 1FK7060-2AF71-1RH0 | 1 | UN | 1 | 10 | C | D | N | N | 85015220 | 1 |  | 7.4 | KG | 1523.95 | 1523.95 | MC05 | MC05 | SIMOTICS S synchronous motor 1FK7-CT PN=1.5kW; UDC=600V M0=6Nm (100K); NN=3000rpm; naturally cooled design IMB 5 (IM V1, IM V3) Flange 1 Power connector rotatable Absolute encoder 20-bit + 12-bit multiturn with DRIVE-CLiQ interface (encoder AM20DQI) Smooth shaft, tolerance N with holding brake, degree of protection IP64 | - | 0 | 0
1FK7060-2AF71-1RH1 |  | 1FK7060-2AF71-1RH1 | 1 | UN | 1 | 15 | C | D | N | N | 85015220 | 1 |  | 7.4 | KG | 1586.29 | 1586.29 | MC05 | MC05 | SIMOTICS S synchronous motor 1FK7-CT PN=1.5kW; UDC=600V M0=6Nm (100K); NN=3000rpm; naturally cooled design IMB 5 (IM V1, IM V3) Flange 1 Power connector rotatable Absolute encoder 20-bit + 12-bit multiturn with DRIVE-CLiQ interface (encoder AM20DQI) Smooth shaft, tolerance N with holding brake, degree of protection IP65 | - | 0 | 0
1FK7060-2AF71-1RH1-Z | J03 | 1FK7060-2AF71-1RH1-ZJ03 | 1 | UN | 1 | 15 | C | D | N | N | 85015220 | 1 |  | 15.1 | KG | 3193.11 | 3193.11 | MC05 | MC05 | SIMOTICS S synchronous motor 1FK7-CT PN=1.5kW; UDC=600V M0=6Nm (100K); NN=3000rpm; naturally cooled design IMB 5 (IM V1, IM V3) Flange 1 Power connector rotatable Absolute encoder 20-bit + 12-bit multiturn with DRIVE-CLiQ interface (encoder AM20DQI) Smooth shaft, tolerance N with holding brake, degree of protection IP65 J03: ALPHA SP+, SP 100S-MF1 PLANETARY GEARING 1 STAGE, I=5, WITH FEATHER KEY | - | 0 | 0
1FK7060-2AF71-1RH1-Z | J09 | 1FK7060-2AF71-1RH1-ZJ09 | 1 | UN | 1 | 15 | C | D | N | N | 85015220 | 1 |  | 15.1 | KG | 3193.11 | 3193.11 | MC05 | MC05 | SIMOTICS S synchronous motor 1FK7-CT PN=1.5kW; UDC=600V M0=6Nm (100K); NN=3000rpm; naturally cooled design IMB 5 (IM V1, IM V3) Flange 1 Power connector rotatable Absolute encoder 20-bit + 12-bit multiturn with DRIVE-CLiQ interface (encoder AM20DQI) Smooth shaft, tolerance N with holding brake, degree of protection IP65 J09: ALPHA SP+, SP 100S-MF1 PLANETARY GEARING 1 STAGE, I=10, WITH FEATHER KEY | - | 0 | 0
1FK7060-2AF71-1RH1-Z | X01 | 1FK7060-2AF71-1RH1-ZX01 | 1 | UN | 1 | 15 | C | D | N | N | 85015220 | 1 |  | 7.401 | KG | 1648.63 | 1648.63 | MC05 | MC05 | SIMOTICS S synchronous motor 1FK7-CT PN=1.5kW; UDC=600V M0=6Nm (100K); NN=3000rpm; naturally cooled design IMB 5 (IM V1, IM V3) Flange 1 Power connector rotatable Absolute encoder 20-bit + 12-bit multiturn with DRIVE-CLiQ interface (encoder AM20DQI) Smooth shaft, tolerance N with holding brake, degree of protection IP65 X01: PAINT FINISH DULL BLACK RAL9005 | - | 0 | 0
1FK7060-2AF71-1RH2 |  | 1FK7060-2AF71-1RH2 | 1 | UN | 1 | 15 | C | D | N | N | 85015220 | 1 |  | 7.4 | KG | 1586.29 | 1586.29 | MC05 | MC05 | SIMOTICS S synchronous motor 1FK7-CT PN=1.5kW; UDC=600V M0=6Nm (100K); NN=3000rpm; naturally cooled design IMB 5 (IM V1, IM V3) Flange 1 Power connector rotatable Absolute encoder 20-bit + 12-bit multiturn with DRIVE-CLiQ interface (encoder AM20DQI) Smooth shaft, tolerance N with holding brake, degree of protection IP65 DE Flange IP67 | - | 0 | 0
1FK7060-2AF71-1SA0 |  | 1FK7060-2AF71-1SA0 | 1 | UN | 1 | 15 | C | D | N | N | 85015220 | 1 |  | 7.102 | KG | 899.23 | 899.23 | MC05 | MC05 | SIMOTICS S Synchronous motor 1FK7-CT PN=1.5kW; UDC=600V M0=6Nm (100K); NN=3000rpm; Naturally cooled FRAME SIZE IMB 5 (IM V1, IM V3) FLANGE 1, WITH KTY TEMPERATURESENSOR POWER CONNECTOR ROTATABLE RESOLVER MULTI-POLE (RESOLVER P=4); SHAFT WITH FITTED KEY, TOLERANCE N; W/O HOLDING BRAKE PROTECTION CLASS IP64; | - | 0 | 0
1FK7060-2AF71-1SA1 |  | 1FK7060-2AF71-1SA1 | 1 | UN | 1 | 15 | C | D | N | N | 85015220 | 1 |  | 7.102 | KG | 961.57 | 961.57 | MC05 | MC05 | SIMOTICS S Synchronous motor 1FK7-CT PN=1.5kW; UDC=600V M0=6Nm (100K); NN=3000rpm; Naturally cooled FRAME SIZE IMB 5 (IM V1, IM V3) FLANGE 1, WITH KTY TEMPERATURESENSOR POWER CONNECTOR ROTATABLE RESOLVER MULTI-POLE (RESOLVER P=4); SHAFT WITH FITTED KEY, TOLERANCE N; W/O HOLDING BRAKE PROTECTION CLASS IP65, | - | 0 | 0
1FK7060-2AF71-1SA2 |  | 1FK7060-2AF71-1SA2 | 1 | UN | 1 | 15 | C | D | N | N | 85015220 | 1 |  | 7.102 | KG | 961.57 | 961.57 | MC05 | MC05 | SIMOTICS S Synchronous motor 1FK7-CT PN=1.5kW; UDC=600V M0=6Nm (100K); NN=3000rpm; Naturally cooled FRAME SIZE IMB 5 (IM V1, IM V3) FLANGE 1, WITH KTY TEMPERATURESENSOR POWER CONNECTOR ROTATABLE RESOLVER MULTI-POLE (RESOLVER P=4); SHAFT WITH FITTED KEY, TOLERANCE N; W/O HOLDING BRAKE PROTECTION CLASS IP65, FLANGE ON DRIVE END IP67; | - | 0 | 0
1FK7060-2AF71-1SB0 |  | 1FK7060-2AF71-1SB0 | 1 | UN | 1 | 15 | C | D | N | N | 85015220 | 1 |  | 7.401 | KG | 1101.17 | 1101.17 | MC05 | MC05 | SIMOTICS S Synchronous motor 1FK7-CT PN=1.5kW; UDC=600V M0=6Nm (100K); NN=3000rpm; Naturally cooled FRAME SIZE IMB 5 (IM V1, IM V3) FLANGE 1, WITH KTY TEMPERATURESENSOR POWER CONNECTOR ROTATABLE RESOLVER MULTI-POLE (RESOLVER P=4); SHAFT WITH FITTED KEY, TOLERANCE N; WITH HOLDING BRAKE PROTECTION CLASS IP64; | - | 0 | 0
1FK7060-2AF71-1SB1 |  | 1FK7060-2AF71-1SB1 | 1 | UN | 1 | 15 | C | D | N | N | 85015220 | 1 |  | 7.401 | KG | 1163.51 | 1163.51 | MC05 | MC05 | SIMOTICS S Synchronous motor 1FK7-CT PN=1.5kW; UDC=600V M0=6Nm (100K); NN=3000rpm; Naturally cooled FRAME SIZE IMB 5 (IM V1, IM V3) FLANGE 1, WITH KTY TEMPERATURESENSOR POWER CONNECTOR ROTATABLE RESOLVER MULTI-POLE (RESOLVER P=4); SHAFT WITH FITTED KEY, TOLERANCE N; WITH HOLDING BRAKE PROTECTION CLASS IP65, | - | 0 | 0
1FK7060-2AF71-1SB2 |  | 1FK7060-2AF71-1SB2 | 1 | UN | 1 | 15 | C | D | N | N | 85015220 | 1 |  | 7.401 | KG | 1163.51 | 1163.51 | MC05 | MC05 | SIMOTICS S Synchronous motor 1FK7-CT PN=1.5kW; UDC=600V M0=6Nm (100K); NN=3000rpm; Naturally cooled FRAME SIZE IMB 5 (IM V1, IM V3) FLANGE 1, WITH KTY TEMPERATURESENSOR POWER CONNECTOR ROTATABLE RESOLVER MULTI-POLE (RESOLVER P=4); SHAFT WITH FITTED KEY, TOLERANCE N; WITH HOLDING BRAKE PROTECTION CLASS IP65, FLANGE ON DRIVE END IP67; | - | 0 | 0
1FK7060-2AF71-1SG0 |  | 1FK7060-2AF71-1SG0 | 1 | UN | 1 | 15 | C | D | N | N | 85015220 | 1 |  | 7.102 | KG | 841.74 | 841.74 | MC05 | MC05 | SIMOTICS S Synchronous motor 1FK7-CT PN=1.5kW; UDC=600V M0=6Nm (100K); NN=3000rpm; Naturally cooled FRAME SIZE IMB 5 (IM V1, IM V3) FLANGE 1, WITH KTY TEMPERATURESENSOR POWER CONNECTOR ROTATABLE RESOLVER MULTI-POLE (RESOLVER P=4); PLAIN SHAFT, TOLERANCE N; W/O HOLDING BRAKE PROTECTION CLASS IP64; | - | 0 | 0
1FK7060-2AF71-1SG1 |  | 1FK7060-2AF71-1SG1 | 1 | UN | 1 | 15 | C | D | N | N | 85015220 | 1 |  | 7.102 | KG | 904.08 | 904.08 | MC05 | MC05 | SIMOTICS S Synchronous motor 1FK7-CT PN=1.5kW; UDC=600V M0=6Nm (100K); NN=3000rpm; Naturally cooled FRAME SIZE IMB 5 (IM V1, IM V3) FLANGE 1, WITH KTY TEMPERATURESENSOR POWER CONNECTOR ROTATABLE RESOLVER MULTI-POLE (RESOLVER P=4); PLAIN SHAFT, TOLERANCE N; W/O HOLDING BRAKE PROTECTION CLASS IP65, | - | 0 | 0
1FK7060-2AF71-1SG2 |  | 1FK7060-2AF71-1SG2 | 1 | UN | 1 | 15 | C | D | N | N | 85015220 | 1 |  | 7.102 | KG | 904.08 | 904.08 | MC05 | MC05 | SIMOTICS S Synchronous motor 1FK7-CT PN=1.5kW; UDC=600V M0=6Nm (100K); NN=3000rpm; Naturally cooled FRAME SIZE IMB 5 (IM V1, IM V3) FLANGE 1, WITH KTY TEMPERATURESENSOR POWER CONNECTOR ROTATABLE RESOLVER MULTI-POLE (RESOLVER P=4); PLAIN SHAFT, TOLERANCE N; W/O HOLDING BRAKE PROTECTION CLASS IP65, FLANGE ON DRIVE END IP67; | - | 0 | 0
1FK7060-2AF71-1SH0 |  | 1FK7060-2AF71-1SH0 | 1 | UN | 1 | 15 | C | D | N | N | 85015220 | 1 |  | 7.401 | KG | 1045.18 | 1045.18 | MC05 | MC05 | SIMOTICS S Synchronous motor 1FK7-CT PN=1.5kW; UDC=600V M0=6Nm (100K); NN=3000rpm; Naturally cooled FRAME SIZE IMB 5 (IM V1, IM V3) FLANGE 1, WITH KTY TEMPERATURESENSOR POWER CONNECTOR ROTATABLE RESOLVER MULTI-POLE (RESOLVER P=4); PLAIN SHAFT, TOLERANCE N; WITH HOLDING BRAKE PROTECTION CLASS IP64; | - | 0 | 0
1FK7060-2AF71-1SH1 |  | 1FK7060-2AF71-1SH1 | 1 | UN | 1 | 15 | C | D | N | N | 85015220 | 1 |  | 7.401 | KG | 1107.52 | 1107.52 | MC05 | MC05 | SIMOTICS S Synchronous motor 1FK7-CT PN=1.5kW; UDC=600V M0=6Nm (100K); NN=3000rpm; Naturally cooled FRAME SIZE IMB 5 (IM V1, IM V3) FLANGE 1, WITH KTY TEMPERATURESENSOR POWER CONNECTOR ROTATABLE RESOLVER MULTI-POLE (RESOLVER P=4); PLAIN SHAFT, TOLERANCE N; WITH HOLDING BRAKE PROTECTION CLASS IP65, | - | 0 | 0
1FK7060-2AF71-1SH2 |  | 1FK7060-2AF71-1SH2 | 1 | UN | 1 | 15 | C | D | N | N | 85015220 | 1 |  | 7.401 | KG | 1107.52 | 1107.52 | MC05 | MC05 | SIMOTICS S Synchronous motor 1FK7-CT PN=1.5kW; UDC=600V M0=6Nm (100K); NN=3000rpm; Naturally cooled FRAME SIZE IMB 5 (IM V1, IM V3) FLANGE 1, WITH KTY TEMPERATURESENSOR POWER CONNECTOR ROTATABLE RESOLVER MULTI-POLE (RESOLVER P=4); PLAIN SHAFT, TOLERANCE N; WITH HOLDING BRAKE PROTECTION CLASS IP65, FLANGE ON DRIVE END IP67; | - | 0 | 0
1FK7060-2AF71-1TA0 |  | 1FK7060-2AF71-1TA0 | 1 | UN | 1 | 15 | C | D | N | N | 85015220 | 1 |  | 7.102 | KG | 899.23 | 899.23 | MC05 | MC05 | SIMOTICS S Synchronous motor 1FK7-CT PN=1.5kW; UDC=600V M0=6Nm (100K); NN=3000rpm; Naturally cooled FRAME SIZE IMB 5 (IM V1, IM V3) FLANGE 1, WITH KTY TEMPERATURESENSOR POWER CONNECTOR ROTATABLE RESOLVER 2-POLE (RESOLVER P=1); SHAFT WITH FITTED KEY, TOLERANCE N; W/O HOLDING BRAKE PROTECTION CLASS IP64; | - | 0 | 0
1FK7060-2AF71-1TA1 |  | 1FK7060-2AF71-1TA1 | 1 | UN | 1 | 15 | C | D | N | N | 85015220 | 1 |  | 7.102 | KG | 961.57 | 961.57 | MC05 | MC05 | SIMOTICS S Synchronous motor 1FK7-CT PN=1.5kW; UDC=600V M0=6Nm (100K); NN=3000rpm; Naturally cooled FRAME SIZE IMB 5 (IM V1, IM V3) FLANGE 1, WITH KTY TEMPERATURESENSOR POWER CONNECTOR ROTATABLE RESOLVER 2-POLE (RESOLVER P=1); SHAFT WITH FITTED KEY, TOLERANCE N; W/O HOLDING BRAKE PROTECTION CLASS IP65, | - | 0 | 0
1FK7060-2AF71-1TA2 |  | 1FK7060-2AF71-1TA2 | 1 | UN | 1 | 15 | C | D | N | N | 85015220 | 1 |  | 7.102 | KG | 961.57 | 961.57 | MC05 | MC05 | SIMOTICS S Synchronous motor 1FK7-CT PN=1.5kW; UDC=600V M0=6Nm (100K); NN=3000rpm; Naturally cooled FRAME SIZE IMB 5 (IM V1, IM V3) FLANGE 1, WITH KTY TEMPERATURESENSOR POWER CONNECTOR ROTATABLE RESOLVER 2-POLE (RESOLVER P=1); SHAFT WITH FITTED KEY, TOLERANCE N; W/O HOLDING BRAKE PROTECTION CLASS IP65, FLANGE ON DRIVE END IP67; | - | 0 | 0
1FK7060-2AF71-1TB0 |  | 1FK7060-2AF71-1TB0 | 1 | UN | 1 | 15 | C | D | N | N | 85015220 | 1 |  | 7.401 | KG | 1101.17 | 1101.17 | MC05 | MC05 | SIMOTICS S Synchronous motor 1FK7-CT PN=1.5kW; UDC=600V M0=6Nm (100K); NN=3000rpm; Naturally cooled FRAME SIZE IMB 5 (IM V1, IM V3) FLANGE 1, WITH KTY TEMPERATURESENSOR POWER CONNECTOR ROTATABLE RESOLVER 2-POLE (RESOLVER P=1); SHAFT WITH FITTED KEY, TOLERANCE N; WITH HOLDING BRAKE PROTECTION CLASS IP64; | - | 0 | 0
1FK7060-2AF71-1TB1 |  | 1FK7060-2AF71-1TB1 | 1 | UN | 1 | 15 | C | D | N | N | 85015220 | 1 |  | 7.401 | KG | 1163.51 | 1163.51 | MC05 | MC05 | SIMOTICS S Synchronous motor 1FK7-CT PN=1.5kW; UDC=600V M0=6Nm (100K); NN=3000rpm; Naturally cooled FRAME SIZE IMB 5 (IM V1, IM V3) FLANGE 1, WITH KTY TEMPERATURESENSOR POWER CONNECTOR ROTATABLE RESOLVER 2-POLE (RESOLVER P=1); SHAFT WITH FITTED KEY, TOLERANCE N; WITH HOLDING BRAKE PROTECTION CLASS IP65, | - | 0 | 0
1FK7060-2AF71-1TB2 |  | 1FK7060-2AF71-1TB2 | 1 | UN | 1 | 15 | C | D | N | N | 85015220 | 1 |  | 7.401 | KG | 1163.51 | 1163.51 | MC05 | MC05 | SIMOTICS S Synchronous motor 1FK7-CT PN=1.5kW; UDC=600V M0=6Nm (100K); NN=3000rpm; Naturally cooled FRAME SIZE IMB 5 (IM V1, IM V3) FLANGE 1, WITH KTY TEMPERATURESENSOR POWER CONNECTOR ROTATABLE RESOLVER 2-POLE (RESOLVER P=1); SHAFT WITH FITTED KEY, TOLERANCE N; WITH HOLDING BRAKE PROTECTION CLASS IP65, FLANGE ON DRIVE END IP67; | - | 0 | 0
1FK7060-2AF71-1TG0 |  | 1FK7060-2AF71-1TG0 | 1 | UN | 1 | 15 | C | D | N | N | 85015220 | 1 |  | 7.102 | KG | 841.74 | 841.74 | MC05 | MC05 | SIMOTICS S Synchronous motor 1FK7-CT PN=1.5kW; UDC=600V M0=6Nm (100K); NN=3000rpm; Naturally cooled FRAME SIZE IMB 5 (IM V1, IM V3) FLANGE 1, WITH KTY TEMPERATURESENSOR POWER CONNECTOR ROTATABLE RESOLVER 2-POLE (RESOLVER P=1); PLAIN SHAFT, TOLERANCE N; W/O HOLDING BRAKE PROTECTION CLASS IP64; | - | 0 | 0
1FK7060-2AF71-1TG1 |  | 1FK7060-2AF71-1TG1 | 1 | UN | 1 | 15 | C | D | N | N | 85015220 | 1 |  | 7.102 | KG | 904.08 | 904.08 | MC05 | MC05 | SIMOTICS S Synchronous motor 1FK7-CT PN=1.5kW; UDC=600V M0=6Nm (100K); NN=3000rpm; Naturally cooled FRAME SIZE IMB 5 (IM V1, IM V3) FLANGE 1, WITH KTY TEMPERATURESENSOR POWER CONNECTOR ROTATABLE RESOLVER 2-POLE (RESOLVER P=1); PLAIN SHAFT, TOLERANCE N; W/O HOLDING BRAKE PROTECTION CLASS IP65, | - | 0 | 0
1FK7060-2AF71-1TG2 |  | 1FK7060-2AF71-1TG2 | 1 | UN | 1 | 15 | C | D | N | N | 85015220 | 1 |  | 7.102 | KG | 904.08 | 904.08 | MC05 | MC05 | SIMOTICS S Synchronous motor 1FK7-CT PN=1.5kW; UDC=600V M0=6Nm (100K); NN=3000rpm; Naturally cooled FRAME SIZE IMB 5 (IM V1, IM V3) FLANGE 1, WITH KTY TEMPERATURESENSOR POWER CONNECTOR ROTATABLE RESOLVER 2-POLE (RESOLVER P=1); PLAIN SHAFT, TOLERANCE N; W/O HOLDING BRAKE PROTECTION CLASS IP65, FLANGE ON DRIVE END IP67; | - | 0 | 0
1FK7060-2AF71-1TH0 |  | 1FK7060-2AF71-1TH0 | 1 | UN | 1 | 15 | C | D | N | N | 85015220 | 1 |  | 7.401 | KG | 1045.18 | 1045.18 | MC05 | MC05 | SIMOTICS S Synchronous motor 1FK7-CT PN=1.5kW; UDC=600V M0=6Nm (100K); NN=3000rpm; Naturally cooled FRAME SIZE IMB 5 (IM V1, IM V3) FLANGE 1, WITH KTY TEMPERATURESENSOR POWER CONNECTOR ROTATABLE RESOLVER 2-POLE (RESOLVER P=1); PLAIN SHAFT, TOLERANCE N; WITH HOLDING BRAKE PROTECTION CLASS IP64; | - | 0 | 0
1FK7060-2AF71-1TH1 |  | 1FK7060-2AF71-1TH1 | 1 | UN | 1 | 15 | C | D | N | N | 85015220 | 1 |  | 7.401 | KG | 1107.52 | 1107.52 | MC05 | MC05 | SIMOTICS S Synchronous motor 1FK7-CT PN=1.5kW; UDC=600V M0=6Nm (100K); NN=3000rpm; Naturally cooled FRAME SIZE IMB 5 (IM V1, IM V3) FLANGE 1, WITH KTY TEMPERATURESENSOR POWER CONNECTOR ROTATABLE RESOLVER 2-POLE (RESOLVER P=1); PLAIN SHAFT, TOLERANCE N; WITH HOLDING BRAKE PROTECTION CLASS IP65, | - | 0 | 0
1FK7060-2AF71-1TH2 |  | 1FK7060-2AF71-1TH2 | 1 | UN | 1 | 15 | C | D | N | N | 85015220 | 1 |  | 7.401 | KG | 1107.52 | 1107.52 | MC05 | MC05 | SIMOTICS S Synchronous motor 1FK7-CT PN=1.5kW; UDC=600V M0=6Nm (100K); NN=3000rpm; Naturally cooled FRAME SIZE IMB 5 (IM V1, IM V3) FLANGE 1, WITH KTY TEMPERATURESENSOR POWER CONNECTOR ROTATABLE RESOLVER 2-POLE (RESOLVER P=1); PLAIN SHAFT, TOLERANCE N; WITH HOLDING BRAKE PROTECTION CLASS IP65, FLANGE ON DRIVE END IP67; | - | 0 | 0
1FK7060-2AF71-1UA0 |  | 1FK7060-2AF71-1UA0 | 1 | UN | 1 | 15 | C | D | N | N | 85015220 | 1 |  | 7.102 | KG | 1059.93 | 1059.93 | MC05 | MC05 | SIMOTICS S Synchronous motor 1FK7-CT PN=1.5kW; UDC=600V M0=6Nm (100K); NN=3000rpm; Naturally cooled FRAME SIZE IMB 5 (IM V1, IM V3) FLANGE 1 POWER CONNECTOR ROTATABLE RESOLVER MULTI-POLE WITH DRIVE-CLIQ INTERFACE; SHAFT WITH FITTED KEY, TOLERANCE N; W/O HOLDING BRAKE PROTECTION CLASS IP64; | - | 0 | 0
1FK7060-2AF71-1UA1 |  | 1FK7060-2AF71-1UA1 | 1 | UN | 1 | 15 | C | D | N | N | 85015220 | 1 |  | 7.102 | KG | 1122.27 | 1122.27 | MC05 | MC05 | SIMOTICS S Synchronous motor 1FK7-CT PN=1.5kW; UDC=600V M0=6Nm (100K); NN=3000rpm; Naturally cooled FRAME SIZE IMB 5 (IM V1, IM V3) FLANGE 1 POWER CONNECTOR ROTATABLE RESOLVER MULTI-POLE WITH DRIVE-CLIQ INTERFACE; SHAFT WITH FITTED KEY, TOLERANCE N; W/O HOLDING BRAKE PROTECTION CLASS IP65, | - | 0 | 0
1FK7060-2AF71-1UA2 |  | 1FK7060-2AF71-1UA2 | 1 | UN | 1 | 15 | C | D | N | N | 85015220 | 1 |  | 7.102 | KG | 1122.27 | 1122.27 | MC05 | MC05 | SIMOTICS S Synchronous motor 1FK7-CT PN=1.5kW; UDC=600V M0=6Nm (100K); NN=3000rpm; Naturally cooled FRAME SIZE IMB 5 (IM V1, IM V3) FLANGE 1 POWER CONNECTOR ROTATABLE RESOLVER MULTI-POLE WITH DRIVE-CLIQ INTERFACE; SHAFT WITH FITTED KEY, TOLERANCE N; W/O HOLDING BRAKE PROTECTION CLASS IP65, FLANGE ON DRIVE END IP67; | - | 0 | 0
1FK7060-2AF71-1UB0 |  | 1FK7060-2AF71-1UB0 | 1 | UN | 1 | 15 | C | D | N | N | 85015220 | 1 |  | 7.401 | KG | 1261.87 | 1261.87 | MC05 | MC05 | SIMOTICS S Synchronous motor 1FK7-CT PN=1.5kW; UDC=600V M0=6Nm (100K); NN=3000rpm; Naturally cooled FRAME SIZE IMB 5 (IM V1, IM V3) FLANGE 1 POWER CONNECTOR ROTATABLE RESOLVER MULTI-POLE WITH DRIVE-CLIQ INTERFACE; SHAFT WITH FITTED KEY, TOLERANCE N; WITH HOLDING BRAKE PROTECTION CLASS IP64; | - | 0 | 0
1FK7060-2AF71-1UB1 |  | 1FK7060-2AF71-1UB1 | 1 | UN | 1 | 15 | C | D | N | N | 85015220 | 1 |  | 7.401 | KG | 1324.21 | 1324.21 | MC05 | MC05 | SIMOTICS S Synchronous motor 1FK7-CT PN=1.5kW; UDC=600V M0=6Nm (100K); NN=3000rpm; Naturally cooled FRAME SIZE IMB 5 (IM V1, IM V3) FLANGE 1 POWER CONNECTOR ROTATABLE RESOLVER MULTI-POLE WITH DRIVE-CLIQ INTERFACE; SHAFT WITH FITTED KEY, TOLERANCE N; WITH HOLDING BRAKE PROTECTION CLASS IP65, | - | 0 | 0
1FK7060-2AF71-1UB2 |  | 1FK7060-2AF71-1UB2 | 1 | UN | 1 | 15 | C | D | N | N | 85015220 | 1 |  | 7.401 | KG | 1324.21 | 1324.21 | MC05 | MC05 | SIMOTICS S Synchronous motor 1FK7-CT PN=1.5kW; UDC=600V M0=6Nm (100K); NN=3000rpm; Naturally cooled FRAME SIZE IMB 5 (IM V1, IM V3) FLANGE 1 POWER CONNECTOR ROTATABLE RESOLVER MULTI-POLE WITH DRIVE-CLIQ INTERFACE; SHAFT WITH FITTED KEY, TOLERANCE N; WITH HOLDING BRAKE PROTECTION CLASS IP65, FLANGE ON DRIVE END IP67; | - | 0 | 0
1FK7060-2AF71-1UG0 |  | 1FK7060-2AF71-1UG0 | 1 | UN | 1 | 15 | C | D | N | N | 85015220 | 1 |  | 7.102 | KG | 1002.44 | 1002.44 | MC05 | MC05 | SIMOTICS S Synchronous motor 1FK7-CT PN=1.5kW; UDC=600V M0=6Nm (100K); NN=3000rpm; Naturally cooled FRAME SIZE IMB 5 (IM V1, IM V3) FLANGE 1 POWER CONNECTOR ROTATABLE RESOLVER MULTI-POLE WITH DRIVE-CLIQ INTERFACE; PLAIN SHAFT, TOLERANCE N; W/O HOLDING BRAKE PROTECTION CLASS IP64; | - | 0 | 0
1FK7060-2AF71-1UG1 |  | 1FK7060-2AF71-1UG1 | 1 | UN | 1 | 15 | C | D | N | N | 85015220 | 1 |  | 7.102 | KG | 1064.78 | 1064.78 | MC05 | MC05 | SIMOTICS S Synchronous motor 1FK7-CT PN=1.5kW; UDC=600V M0=6Nm (100K); NN=3000rpm; Naturally cooled FRAME SIZE IMB 5 (IM V1, IM V3) FLANGE 1 POWER CONNECTOR ROTATABLE RESOLVER MULTI-POLE WITH DRIVE-CLIQ INTERFACE; PLAIN SHAFT, TOLERANCE N; W/O HOLDING BRAKE PROTECTION CLASS IP65, | - | 0 | 0
1FK7060-2AF71-1UG2 |  | 1FK7060-2AF71-1UG2 | 1 | UN | 1 | 15 | C | D | N | N | 85015220 | 1 |  | 7.102 | KG | 1064.78 | 1064.78 | MC05 | MC05 | SIMOTICS S Synchronous motor 1FK7-CT PN=1.5kW; UDC=600V M0=6Nm (100K); NN=3000rpm; Naturally cooled FRAME SIZE IMB 5 (IM V1, IM V3) FLANGE 1 POWER CONNECTOR ROTATABLE RESOLVER MULTI-POLE WITH DRIVE-CLIQ INTERFACE; PLAIN SHAFT, TOLERANCE N; W/O HOLDING BRAKE PROTECTION CLASS IP65, FLANGE ON DRIVE END IP67; | - | 0 | 0
1FK7060-2AF71-1UH0 |  | 1FK7060-2AF71-1UH0 | 1 | UN | 1 | 15 | C | D | N | N | 85015220 | 1 |  | 7.401 | KG | 1205.88 | 1205.88 | MC05 | MC05 | SIMOTICS S Synchronous motor 1FK7-CT PN=1.5kW; UDC=600V M0=6Nm (100K); NN=3000rpm; Naturally cooled FRAME SIZE IMB 5 (IM V1, IM V3) FLANGE 1 POWER CONNECTOR ROTATABLE RESOLVER MULTI-POLE WITH DRIVE-CLIQ INTERFACE; PLAIN SHAFT, TOLERANCE N; WITH HOLDING BRAKE PROTECTION CLASS IP64; | - | 0 | 0
1FK7060-2AF71-1UH1 |  | 1FK7060-2AF71-1UH1 | 1 | UN | 1 | 15 | C | D | N | N | 85015220 | 1 |  | 7.401 | KG | 1268.22 | 1268.22 | MC05 | MC05 | SIMOTICS S Synchronous motor 1FK7-CT PN=1.5kW; UDC=600V M0=6Nm (100K); NN=3000rpm; Naturally cooled FRAME SIZE IMB 5 (IM V1, IM V3) FLANGE 1 POWER CONNECTOR ROTATABLE RESOLVER MULTI-POLE WITH DRIVE-CLIQ INTERFACE; PLAIN SHAFT, TOLERANCE N; WITH HOLDING BRAKE PROTECTION CLASS IP65, | - | 0 | 0
1FK7060-2AF71-1UH2 |  | 1FK7060-2AF71-1UH2 | 1 | UN | 1 | 15 | C | D | N | N | 85015220 | 1 |  | 7.401 | KG | 1268.22 | 1268.22 | MC05 | MC05 | SIMOTICS S Synchronous motor 1FK7-CT PN=1.5kW; UDC=600V M0=6Nm (100K); NN=3000rpm; Naturally cooled FRAME SIZE IMB 5 (IM V1, IM V3) FLANGE 1 POWER CONNECTOR ROTATABLE RESOLVER MULTI-POLE WITH DRIVE-CLIQ INTERFACE; PLAIN SHAFT, TOLERANCE N; WITH HOLDING BRAKE PROTECTION CLASS IP65, FLANGE ON DRIVE END IP67; | - | 0 | 0
1FK7060-2AF71-1WA2 |  | 1FK7060-2AF71-1WA2 | 1 | UN | 1 | 15 | C | D | N | N | 85015220 | 1 |  | 7.101 | KG | 924.02 | 924.02 | MC05 | MC05 | SIMOTICS S Synchronous motor 1FK7-CT PN=1.5kW; UDC=600V M0=6Nm (100K); NN=3000rpm; Naturally cooled FRAME SIZE IMB 5 (IM V1, IM V3) FLANGE 1 POWER CONNECTOR ROTATABLE without encoder/resolver Please note: No general delivery release! Release must be checked depending on the application. Please note the notification number 98799415. This notification describes the procedure for requests regarding these motors SHAFT WITH FITTED KEY, TOLERANCE N; W/O HOLDING BRAKE PROTECTION CLASS IP65, FLANGE ON DRIVE END IP67; | - | 0 | 0
1FK7060-2AF71-1WG0 |  | 1FK7060-2AF71-1WG0 | 1 | UN | 1 | 15 | C | D | N | N | 85015220 | 1 |  | 7.101 | KG | 804.19 | 804.19 | MC05 | MC05 | SIMOTICS S Synchronous motor 1FK7-CT PN=1.5kW; UDC=600V M0=6Nm (100K); NN=3000rpm; Naturally cooled FRAME SIZE IMB 5 (IM V1, IM V3) FLANGE 1 POWER CONNECTOR ROTATABLE without encoder/resolver Please note: No general delivery release! Release must be checked depending on the application. Please note the notification number 98799415. This notification describes the procedure for requests regarding these motors PLAIN SHAFT, TOLERANCE N; W/O HOLDING BRAKE PROTECTION CLASS IP64; | - | 0 | 0
1FK7060-2AF74-1AA0 |  | 1FK7060-2AF74-1AA0 | 1 | UN | 1 | 15 | C | D | N | N | 85015220 | 1 |  | 7.101 | KG | 1289.87 | 1289.87 | MC05 | MC05 | SIMOTICS S Synchronous motor 1FK7-CT PN=1.5kW; UDC=600V M0=6Nm (100K); NN=3000rpm; Naturally cooled FRAME SIZE IMB 5 (IM V1, IM V3) FLANGE 1, WITH PT1000 TEMPERATURESENSOR POWER CONNECTOR ROTATABLE INCREMENTAL ENCODER SIN/COS 1VPP;2048 S/R W. C-AND D-SPUR (ENCODER IC2048S/R) SHAFT WITH FITTED KEY, TOLERANCE N; W/O HOLDING BRAKE PROTECTION CLASS IP64; | - | 0 | 0
1FK7060-2AF74-1AA1 |  | 1FK7060-2AF74-1AA1 | 1 | UN | 1 | 15 | C | D | N | N | 85015220 | 1 |  | 7.101 | KG | 1352.21 | 1352.21 | MC05 | MC05 | SIMOTICS S Synchronous motor 1FK7-CT PN=1.5kW; UDC=600V M0=6Nm (100K); NN=3000rpm; Naturally cooled FRAME SIZE IMB 5 (IM V1, IM V3) FLANGE 1, WITH PT1000 TEMPERATURESENSOR POWER CONNECTOR ROTATABLE INCREMENTAL ENCODER SIN/COS 1VPP;2048 S/R W. C-AND D-SPUR (ENCODER IC2048S/R) SHAFT WITH FITTED KEY, TOLERANCE N; W/O HOLDING BRAKE PROTECTION CLASS IP65, | - | 0 | 0
1FK7060-2AF74-1AA2 |  | 1FK7060-2AF74-1AA2 | 1 | UN | 1 | 15 | C | D | N | N | 85015220 | 1 |  | 7.101 | KG | 1352.21 | 1352.21 | MC05 | MC05 | SIMOTICS S Synchronous motor 1FK7-CT PN=1.5kW; UDC=600V M0=6Nm (100K); NN=3000rpm; Naturally cooled FRAME SIZE IMB 5 (IM V1, IM V3) FLANGE 1, WITH PT1000 TEMPERATURESENSOR POWER CONNECTOR ROTATABLE INCREMENTAL ENCODER SIN/COS 1VPP;2048 S/R W. C-AND D-SPUR (ENCODER IC2048S/R) SHAFT WITH FITTED KEY, TOLERANCE N; W/O HOLDING BRAKE PROTECTION CLASS IP65, FLANGE ON DRIVE END IP67; | - | 0 | 0
1FK7060-2AF74-1AB0 |  | 1FK7060-2AF74-1AB0 | 1 | UN | 1 | 15 | C | D | N | N | 85015220 | 1 |  | 7.4 | KG | 1491.81 | 1491.81 | MC05 | MC05 | SIMOTICS S Synchronous motor 1FK7-CT PN=1.5kW; UDC=600V M0=6Nm (100K); NN=3000rpm; Naturally cooled FRAME SIZE IMB 5 (IM V1, IM V3) FLANGE 1, WITH PT1000 TEMPERATURESENSOR POWER CONNECTOR ROTATABLE INCREMENTAL ENCODER SIN/COS 1VPP;2048 S/R W. C-AND D-SPUR (ENCODER IC2048S/R) SHAFT WITH FITTED KEY, TOLERANCE N; WITH HOLDING BRAKE PROTECTION CLASS IP64; | - | 0 | 0
1FK7060-2AF74-1AB1 |  | 1FK7060-2AF74-1AB1 | 1 | UN | 1 | 15 | C | D | N | N | 85015220 | 1 |  | 7.4 | KG | 1554.15 | 1554.15 | MC05 | MC05 | SIMOTICS S Synchronous motor 1FK7-CT PN=1.5kW; UDC=600V M0=6Nm (100K); NN=3000rpm; Naturally cooled FRAME SIZE IMB 5 (IM V1, IM V3) FLANGE 1, WITH PT1000 TEMPERATURESENSOR POWER CONNECTOR ROTATABLE INCREMENTAL ENCODER SIN/COS 1VPP;2048 S/R W. C-AND D-SPUR (ENCODER IC2048S/R) SHAFT WITH FITTED KEY, TOLERANCE N; WITH HOLDING BRAKE PROTECTION CLASS IP65, | - | 0 | 0
1FK7060-2AF74-1AB2 |  | 1FK7060-2AF74-1AB2 | 1 | UN | 1 | 15 | C | D | N | N | 85015220 | 1 |  | 7.4 | KG | 1554.15 | 1554.15 | MC05 | MC05 | SIMOTICS S Synchronous motor 1FK7-CT PN=1.5kW; UDC=600V M0=6Nm (100K); NN=3000rpm; Naturally cooled FRAME SIZE IMB 5 (IM V1, IM V3) FLANGE 1, WITH PT1000 TEMPERATURESENSOR POWER CONNECTOR ROTATABLE INCREMENTAL ENCODER SIN/COS 1VPP;2048 S/R W. C-AND D-SPUR (ENCODER IC2048S/R) SHAFT WITH FITTED KEY, TOLERANCE N; WITH HOLDING BRAKE PROTECTION CLASS IP65, FLANGE ON DRIVE END IP67; | - | 0 | 0
1FK7060-2AF74-1AG0 |  | 1FK7060-2AF74-1AG0 | 1 | UN | 1 | 15 | C | D | N | N | 85015220 | 1 |  | 7.101 | KG | 1232.38 | 1232.38 | MC05 | MC05 | SIMOTICS S Synchronous motor 1FK7-CT PN=1.5kW; UDC=600V M0=6Nm (100K); NN=3000rpm; Naturally cooled FRAME SIZE IMB 5 (IM V1, IM V3) FLANGE 1, WITH PT1000 TEMPERATURESENSOR POWER CONNECTOR ROTATABLE INCREMENTAL ENCODER SIN/COS 1VPP;2048 S/R W. C-AND D-SPUR (ENCODER IC2048S/R) PLAIN SHAFT, TOLERANCE N; W/O HOLDING BRAKE PROTECTION CLASS IP64; | - | 0 | 0
1FK7060-2AF74-1AG1 |  | 1FK7060-2AF74-1AG1 | 1 | UN | 1 | 15 | C | D | N | N | 85015220 | 1 |  | 7.101 | KG | 1294.72 | 1294.72 | MC05 | MC05 | SIMOTICS S Synchronous motor 1FK7-CT PN=1.5kW; UDC=600V M0=6Nm (100K); NN=3000rpm; Naturally cooled FRAME SIZE IMB 5 (IM V1, IM V3) FLANGE 1, WITH PT1000 TEMPERATURESENSOR POWER CONNECTOR ROTATABLE INCREMENTAL ENCODER SIN/COS 1VPP;2048 S/R W. C-AND D-SPUR (ENCODER IC2048S/R) PLAIN SHAFT, TOLERANCE N; W/O HOLDING BRAKE PROTECTION CLASS IP65, | - | 0 | 0
1FK7060-2AF74-1AG2 |  | 1FK7060-2AF74-1AG2 | 1 | UN | 1 | 15 | C | D | N | N | 85015220 | 1 |  | 7.101 | KG | 1294.72 | 1294.72 | MC05 | MC05 | SIMOTICS S Synchronous motor 1FK7-CT PN=1.5kW; UDC=600V M0=6Nm (100K); NN=3000rpm; Naturally cooled FRAME SIZE IMB 5 (IM V1, IM V3) FLANGE 1, WITH PT1000 TEMPERATURESENSOR POWER CONNECTOR ROTATABLE INCREMENTAL ENCODER SIN/COS 1VPP;2048 S/R W. C-AND D-SPUR (ENCODER IC2048S/R) PLAIN SHAFT, TOLERANCE N; W/O HOLDING BRAKE PROTECTION CLASS IP65, FLANGE ON DRIVE END IP67; | - | 0 | 0
1FK7060-2AF74-1AH0 |  | 1FK7060-2AF74-1AH0 | 1 | UN | 1 | 15 | C | D | N | N | 85015220 | 1 |  | 7.4 | KG | 1435.82 | 1435.82 | MC05 | MC05 | SIMOTICS S Synchronous motor 1FK7-CT PN=1.5kW; UDC=600V M0=6Nm (100K); NN=3000rpm; Naturally cooled FRAME SIZE IMB 5 (IM V1, IM V3) FLANGE 1, WITH PT1000 TEMPERATURESENSOR POWER CONNECTOR ROTATABLE INCREMENTAL ENCODER SIN/COS 1VPP;2048 S/R W. C-AND D-SPUR (ENCODER IC2048S/R) PLAIN SHAFT, TOLERANCE N; WITH HOLDING BRAKE PROTECTION CLASS IP64; | - | 0 | 0
1FK7060-2AF74-1AH1 |  | 1FK7060-2AF74-1AH1 | 1 | UN | 1 | 15 | C | D | N | N | 85015220 | 1 |  | 7.4 | KG | 1498.16 | 1498.16 | MC05 | MC05 | SIMOTICS S Synchronous motor 1FK7-CT PN=1.5kW; UDC=600V M0=6Nm (100K); NN=3000rpm; Naturally cooled FRAME SIZE IMB 5 (IM V1, IM V3) FLANGE 1, WITH PT1000 TEMPERATURESENSOR POWER CONNECTOR ROTATABLE INCREMENTAL ENCODER SIN/COS 1VPP;2048 S/R W. C-AND D-SPUR (ENCODER IC2048S/R) PLAIN SHAFT, TOLERANCE N; WITH HOLDING BRAKE PROTECTION CLASS IP65, | - | 0 | 0
1FK7060-2AF74-1AH2 |  | 1FK7060-2AF74-1AH2 | 1 | UN | 1 | 15 | C | D | N | N | 85015220 | 1 |  | 7.4 | KG | 1498.16 | 1498.16 | MC05 | MC05 | SIMOTICS S Synchronous motor 1FK7-CT PN=1.5kW; UDC=600V M0=6Nm (100K); NN=3000rpm; Naturally cooled FRAME SIZE IMB 5 (IM V1, IM V3) FLANGE 1, WITH PT1000 TEMPERATURESENSOR POWER CONNECTOR ROTATABLE INCREMENTAL ENCODER SIN/COS 1VPP;2048 S/R W. C-AND D-SPUR (ENCODER IC2048S/R) PLAIN SHAFT, TOLERANCE N; WITH HOLDING BRAKE PROTECTION CLASS IP65, FLANGE ON DRIVE END IP67; | - | 0 | 0
1FK7060-2AF74-1EA0 |  | 1FK7060-2AF74-1EA0 | 1 | UN | 1 | 15 | C | D | N | N | 85015220 | 1 |  | 7.101 | KG | 1537.55 | 1537.55 | MC05 | MC05 | SIMOTICS S Synchronous motor 1FK7-CT PN=1.5kW; UDC=600V M0=6Nm (100K); NN=3000rpm; Naturally cooled FRAME SIZE IMB 5 (IM V1, IM V3) FLANGE 1, WITH PT1000 TEMPERATURESENSOR POWER CONNECTOR ROTATABLE ABSOLUTE ENCODERR 2048 S/R + 4096 UMDREHUNGEN MULTITURN, WITH ENDAT-SCHNITTSTELLE (ENCODER AM2048S/R) SHAFT WITH FITTED KEY, TOLERANCE N; W/O HOLDING BRAKE PROTECTION CLASS IP64; | - | 0 | 0
1FK7060-2AF74-1EA1 |  | 1FK7060-2AF74-1EA1 | 1 | UN | 1 | 15 | C | D | N | N | 85015220 | 1 |  | 7.101 | KG | 1599.89 | 1599.89 | MC05 | MC05 | SIMOTICS S Synchronous motor 1FK7-CT PN=1.5kW; UDC=600V M0=6Nm (100K); NN=3000rpm; Naturally cooled FRAME SIZE IMB 5 (IM V1, IM V3) FLANGE 1, WITH PT1000 TEMPERATURESENSOR POWER CONNECTOR ROTATABLE ABSOLUTE ENCODERR 2048 S/R + 4096 UMDREHUNGEN MULTITURN, WITH ENDAT-SCHNITTSTELLE (ENCODER AM2048S/R) SHAFT WITH FITTED KEY, TOLERANCE N; W/O HOLDING BRAKE PROTECTION CLASS IP65, | - | 0 | 0
1FK7060-2AF74-1EA2 |  | 1FK7060-2AF74-1EA2 | 1 | UN | 1 | 15 | C | D | N | N | 85015220 | 1 |  | 7.101 | KG | 1599.89 | 1599.89 | MC05 | MC05 | SIMOTICS S Synchronous motor 1FK7-CT PN=1.5kW; UDC=600V M0=6Nm (100K); NN=3000rpm; Naturally cooled FRAME SIZE IMB 5 (IM V1, IM V3) FLANGE 1, WITH PT1000 TEMPERATURESENSOR POWER CONNECTOR ROTATABLE ABSOLUTE ENCODERR 2048 S/R + 4096 UMDREHUNGEN MULTITURN, WITH ENDAT-SCHNITTSTELLE (ENCODER AM2048S/R) SHAFT WITH FITTED KEY, TOLERANCE N; W/O HOLDING BRAKE PROTECTION CLASS IP65, FLANGE ON DRIVE END IP67; | - | 0 | 0
1FK7060-2AF74-1EB0 |  | 1FK7060-2AF74-1EB0 | 1 | UN | 1 | 15 | C | D | N | N | 85015220 | 1 |  | 7.4 | KG | 1739.49 | 1739.49 | MC05 | MC05 | SIMOTICS S Synchronous motor 1FK7-CT PN=1.5kW; UDC=600V M0=6Nm (100K); NN=3000rpm; Naturally cooled FRAME SIZE IMB 5 (IM V1, IM V3) FLANGE 1, WITH PT1000 TEMPERATURESENSOR POWER CONNECTOR ROTATABLE ABSOLUTE ENCODERR 2048 S/R + 4096 UMDREHUNGEN MULTITURN, WITH ENDAT-SCHNITTSTELLE (ENCODER AM2048S/R) SHAFT WITH FITTED KEY, TOLERANCE N; WITH HOLDING BRAKE PROTECTION CLASS IP64; | - | 0 | 0
1FK7060-2AF74-1EB1 |  | 1FK7060-2AF74-1EB1 | 1 | UN | 1 | 15 | C | D | N | N | 85015220 | 1 |  | 7.4 | KG | 1801.83 | 1801.83 | MC05 | MC05 | SIMOTICS S Synchronous motor 1FK7-CT PN=1.5kW; UDC=600V M0=6Nm (100K); NN=3000rpm; Naturally cooled FRAME SIZE IMB 5 (IM V1, IM V3) FLANGE 1, WITH PT1000 TEMPERATURESENSOR POWER CONNECTOR ROTATABLE ABSOLUTE ENCODERR 2048 S/R + 4096 UMDREHUNGEN MULTITURN, WITH ENDAT-SCHNITTSTELLE (ENCODER AM2048S/R) SHAFT WITH FITTED KEY, TOLERANCE N; WITH HOLDING BRAKE PROTECTION CLASS IP65, | - | 0 | 0
1FK7060-2AF74-1EB2 |  | 1FK7060-2AF74-1EB2 | 1 | UN | 1 | 15 | C | D | N | N | 85015220 | 1 |  | 7.4 | KG | 1801.83 | 1801.83 | MC05 | MC05 | SIMOTICS S Synchronous motor 1FK7-CT PN=1.5kW; UDC=600V M0=6Nm (100K); NN=3000rpm; Naturally cooled FRAME SIZE IMB 5 (IM V1, IM V3) FLANGE 1, WITH PT1000 TEMPERATURESENSOR POWER CONNECTOR ROTATABLE ABSOLUTE ENCODERR 2048 S/R + 4096 UMDREHUNGEN MULTITURN, WITH ENDAT-SCHNITTSTELLE (ENCODER AM2048S/R) SHAFT WITH FITTED KEY, TOLERANCE N; WITH HOLDING BRAKE PROTECTION CLASS IP65, FLANGE ON DRIVE END IP67; | - | 0 | 0
1FK7060-2AF74-1EG0 |  | 1FK7060-2AF74-1EG0 | 1 | UN | 1 | 15 | C | D | N | N | 85015220 | 1 |  | 7.101 | KG | 1480.06 | 1480.06 | MC05 | MC05 | SIMOTICS S Synchronous motor 1FK7-CT PN=1.5kW; UDC=600V M0=6Nm (100K); NN=3000rpm; Naturally cooled FRAME SIZE IMB 5 (IM V1, IM V3) FLANGE 1, WITH PT1000 TEMPERATURESENSOR POWER CONNECTOR ROTATABLE ABSOLUTE ENCODERR 2048 S/R + 4096 UMDREHUNGEN MULTITURN, WITH ENDAT-SCHNITTSTELLE (ENCODER AM2048S/R) PLAIN SHAFT, TOLERANCE N; W/O HOLDING BRAKE PROTECTION CLASS IP64; | - | 0 | 0
1FK7060-2AF74-1EG1 |  | 1FK7060-2AF74-1EG1 | 1 | UN | 1 | 15 | C | D | N | N | 85015220 | 1 |  | 7.101 | KG | 1542.4 | 1542.4 | MC05 | MC05 | SIMOTICS S Synchronous motor 1FK7-CT PN=1.5kW; UDC=600V M0=6Nm (100K); NN=3000rpm; Naturally cooled FRAME SIZE IMB 5 (IM V1, IM V3) FLANGE 1, WITH PT1000 TEMPERATURESENSOR POWER CONNECTOR ROTATABLE ABSOLUTE ENCODERR 2048 S/R + 4096 UMDREHUNGEN MULTITURN, WITH ENDAT-SCHNITTSTELLE (ENCODER AM2048S/R) PLAIN SHAFT, TOLERANCE N; W/O HOLDING BRAKE PROTECTION CLASS IP65, | - | 0 | 0
1FK7060-2AF74-1EG2 |  | 1FK7060-2AF74-1EG2 | 1 | UN | 1 | 15 | C | D | N | N | 85015220 | 1 |  | 7.101 | KG | 1542.4 | 1542.4 | MC05 | MC05 | SIMOTICS S Synchronous motor 1FK7-CT PN=1.5kW; UDC=600V M0=6Nm (100K); NN=3000rpm; Naturally cooled FRAME SIZE IMB 5 (IM V1, IM V3) FLANGE 1, WITH PT1000 TEMPERATURESENSOR POWER CONNECTOR ROTATABLE ABSOLUTE ENCODERR 2048 S/R + 4096 UMDREHUNGEN MULTITURN, WITH ENDAT-SCHNITTSTELLE (ENCODER AM2048S/R) PLAIN SHAFT, TOLERANCE N; W/O HOLDING BRAKE PROTECTION CLASS IP65, FLANGE ON DRIVE END IP67; | - | 0 | 0
1FK7060-2AF74-1EH0 |  | 1FK7060-2AF74-1EH0 | 1 | UN | 1 | 15 | C | D | N | N | 85015220 | 1 |  | 7.4 | KG | 1683.5 | 1683.5 | MC05 | MC05 | SIMOTICS S Synchronous motor 1FK7-CT PN=1.5kW; UDC=600V M0=6Nm (100K); NN=3000rpm; Naturally cooled FRAME SIZE IMB 5 (IM V1, IM V3) FLANGE 1, WITH PT1000 TEMPERATURESENSOR POWER CONNECTOR ROTATABLE ABSOLUTE ENCODERR 2048 S/R + 4096 UMDREHUNGEN MULTITURN, WITH ENDAT-SCHNITTSTELLE (ENCODER AM2048S/R) PLAIN SHAFT, TOLERANCE N; WITH HOLDING BRAKE PROTECTION CLASS IP64; | - | 0 | 0
1FK7060-2AF74-1EH1 |  | 1FK7060-2AF74-1EH1 | 1 | UN | 1 | 15 | C | D | N | N | 85015220 | 1 |  | 7.4 | KG | 1745.84 | 1745.84 | MC05 | MC05 | SIMOTICS S Synchronous motor 1FK7-CT PN=1.5kW; UDC=600V M0=6Nm (100K); NN=3000rpm; Naturally cooled FRAME SIZE IMB 5 (IM V1, IM V3) FLANGE 1, WITH PT1000 TEMPERATURESENSOR POWER CONNECTOR ROTATABLE ABSOLUTE ENCODERR 2048 S/R + 4096 UMDREHUNGEN MULTITURN, WITH ENDAT-SCHNITTSTELLE (ENCODER AM2048S/R) PLAIN SHAFT, TOLERANCE N; WITH HOLDING BRAKE PROTECTION CLASS IP65, | - | 0 | 0
1FK7060-2AF74-1EH2 |  | 1FK7060-2AF74-1EH2 | 1 | UN | 1 | 15 | C | D | N | N | 85015220 | 1 |  | 7.4 | KG | 1745.84 | 1745.84 | MC05 | MC05 | SIMOTICS S Synchronous motor 1FK7-CT PN=1.5kW; UDC=600V M0=6Nm (100K); NN=3000rpm; Naturally cooled FRAME SIZE IMB 5 (IM V1, IM V3) FLANGE 1, WITH PT1000 TEMPERATURESENSOR POWER CONNECTOR ROTATABLE ABSOLUTE ENCODERR 2048 S/R + 4096 UMDREHUNGEN MULTITURN, WITH ENDAT-SCHNITTSTELLE (ENCODER AM2048S/R) PLAIN SHAFT, TOLERANCE N; WITH HOLDING BRAKE PROTECTION CLASS IP65, FLANGE ON DRIVE END IP67; | - | 0 | 0
1FK7060-2AF74-1SA0 |  | 1FK7060-2AF74-1SA0 | 1 | UN | 1 | 15 | C | D | N | N | 85015220 | 1 |  | 7.102 | KG | 899.23 | 899.23 | MC05 | MC05 | SIMOTICS S Synchronous motor 1FK7-CT PN=1.5kW; UDC=600V M0=6Nm (100K); NN=3000rpm; Naturally cooled FRAME SIZE IMB 5 (IM V1, IM V3) FLANGE 1, WITH PT1000 TEMPERATURESENSOR POWER CONNECTOR ROTATABLE RESOLVER MULTI-POLE (RESOLVER P=4); SHAFT WITH FITTED KEY, TOLERANCE N; W/O HOLDING BRAKE PROTECTION CLASS IP64; | - | 0 | 0
1FK7060-2AF74-1SA1 |  | 1FK7060-2AF74-1SA1 | 1 | UN | 1 | 15 | C | D | N | N | 85015220 | 1 |  | 7.102 | KG | 961.57 | 961.57 | MC05 | MC05 | SIMOTICS S Synchronous motor 1FK7-CT PN=1.5kW; UDC=600V M0=6Nm (100K); NN=3000rpm; Naturally cooled FRAME SIZE IMB 5 (IM V1, IM V3) FLANGE 1, WITH PT1000 TEMPERATURESENSOR POWER CONNECTOR ROTATABLE RESOLVER MULTI-POLE (RESOLVER P=4); SHAFT WITH FITTED KEY, TOLERANCE N; W/O HOLDING BRAKE PROTECTION CLASS IP65, | - | 0 | 0
1FK7060-2AF74-1SA2 |  | 1FK7060-2AF74-1SA2 | 1 | UN | 1 | 15 | C | D | N | N | 85015220 | 1 |  | 7.102 | KG | 961.57 | 961.57 | MC05 | MC05 | SIMOTICS S Synchronous motor 1FK7-CT PN=1.5kW; UDC=600V M0=6Nm (100K); NN=3000rpm; Naturally cooled FRAME SIZE IMB 5 (IM V1, IM V3) FLANGE 1, WITH PT1000 TEMPERATURESENSOR POWER CONNECTOR ROTATABLE RESOLVER MULTI-POLE (RESOLVER P=4); SHAFT WITH FITTED KEY, TOLERANCE N; W/O HOLDING BRAKE PROTECTION CLASS IP65, FLANGE ON DRIVE END IP67; | - | 0 | 0
1FK7060-2AF74-1SB0 |  | 1FK7060-2AF74-1SB0 | 1 | UN | 1 | 15 | C | D | N | N | 85015220 | 1 |  | 7.401 | KG | 1101.17 | 1101.17 | MC05 | MC05 | SIMOTICS S Synchronous motor 1FK7-CT PN=1.5kW; UDC=600V M0=6Nm (100K); NN=3000rpm; Naturally cooled FRAME SIZE IMB 5 (IM V1, IM V3) FLANGE 1, WITH PT1000 TEMPERATURESENSOR POWER CONNECTOR ROTATABLE RESOLVER MULTI-POLE (RESOLVER P=4); SHAFT WITH FITTED KEY, TOLERANCE N; WITH HOLDING BRAKE PROTECTION CLASS IP64; | - | 0 | 0
1FK7060-2AF74-1SB1 |  | 1FK7060-2AF74-1SB1 | 1 | UN | 1 | 15 | C | D | N | N | 85015220 | 1 |  | 7.401 | KG | 1163.51 | 1163.51 | MC05 | MC05 | SIMOTICS S Synchronous motor 1FK7-CT PN=1.5kW; UDC=600V M0=6Nm (100K); NN=3000rpm; Naturally cooled FRAME SIZE IMB 5 (IM V1, IM V3) FLANGE 1, WITH PT1000 TEMPERATURESENSOR POWER CONNECTOR ROTATABLE RESOLVER MULTI-POLE (RESOLVER P=4); SHAFT WITH FITTED KEY, TOLERANCE N; WITH HOLDING BRAKE PROTECTION CLASS IP65, | - | 0 | 0
1FK7060-2AF74-1SB2 |  | 1FK7060-2AF74-1SB2 | 1 | UN | 1 | 15 | C | D | N | N | 85015220 | 1 |  | 7.401 | KG | 1163.51 | 1163.51 | MC05 | MC05 | SIMOTICS S Synchronous motor 1FK7-CT PN=1.5kW; UDC=600V M0=6Nm (100K); NN=3000rpm; Naturally cooled FRAME SIZE IMB 5 (IM V1, IM V3) FLANGE 1, WITH PT1000 TEMPERATURESENSOR POWER CONNECTOR ROTATABLE RESOLVER MULTI-POLE (RESOLVER P=4); SHAFT WITH FITTED KEY, TOLERANCE N; WITH HOLDING BRAKE PROTECTION CLASS IP65, FLANGE ON DRIVE END IP67; | - | 0 | 0
1FK7060-2AF74-1SG0 |  | 1FK7060-2AF74-1SG0 | 1 | UN | 1 | 15 | C | D | N | N | 85015220 | 1 |  | 7.102 | KG | 841.74 | 841.74 | MC05 | MC05 | SIMOTICS S Synchronous motor 1FK7-CT PN=1.5kW; UDC=600V M0=6Nm (100K); NN=3000rpm; Naturally cooled FRAME SIZE IMB 5 (IM V1, IM V3) FLANGE 1, WITH PT1000 TEMPERATURESENSOR POWER CONNECTOR ROTATABLE RESOLVER MULTI-POLE (RESOLVER P=4); PLAIN SHAFT, TOLERANCE N; W/O HOLDING BRAKE PROTECTION CLASS IP64; | - | 0 | 0
1FK7060-2AF74-1SG1 |  | 1FK7060-2AF74-1SG1 | 1 | UN | 1 | 15 | C | D | N | N | 85015220 | 1 |  | 7.102 | KG | 904.08 | 904.08 | MC05 | MC05 | SIMOTICS S Synchronous motor 1FK7-CT PN=1.5kW; UDC=600V M0=6Nm (100K); NN=3000rpm; Naturally cooled FRAME SIZE IMB 5 (IM V1, IM V3) FLANGE 1, WITH PT1000 TEMPERATURESENSOR POWER CONNECTOR ROTATABLE RESOLVER MULTI-POLE (RESOLVER P=4); PLAIN SHAFT, TOLERANCE N; W/O HOLDING BRAKE PROTECTION CLASS IP65, | - | 0 | 0
1FK7060-2AF74-1SG2 |  | 1FK7060-2AF74-1SG2 | 1 | UN | 1 | 15 | C | D | N | N | 85015220 | 1 |  | 7.102 | KG | 904.08 | 904.08 | MC05 | MC05 | SIMOTICS S Synchronous motor 1FK7-CT PN=1.5kW; UDC=600V M0=6Nm (100K); NN=3000rpm; Naturally cooled FRAME SIZE IMB 5 (IM V1, IM V3) FLANGE 1, WITH PT1000 TEMPERATURESENSOR POWER CONNECTOR ROTATABLE RESOLVER MULTI-POLE (RESOLVER P=4); PLAIN SHAFT, TOLERANCE N; W/O HOLDING BRAKE PROTECTION CLASS IP65, FLANGE ON DRIVE END IP67; | - | 0 | 0
1FK7060-2AF74-1SH0 |  | 1FK7060-2AF74-1SH0 | 1 | UN | 1 | 15 | C | D | N | N | 85015220 | 1 |  | 7.401 | KG | 1045.18 | 1045.18 | MC05 | MC05 | SIMOTICS S Synchronous motor 1FK7-CT PN=1.5kW; UDC=600V M0=6Nm (100K); NN=3000rpm; Naturally cooled FRAME SIZE IMB 5 (IM V1, IM V3) FLANGE 1, WITH PT1000 TEMPERATURESENSOR POWER CONNECTOR ROTATABLE RESOLVER MULTI-POLE (RESOLVER P=4); PLAIN SHAFT, TOLERANCE N; WITH HOLDING BRAKE PROTECTION CLASS IP64; | - | 0 | 0
1FK7060-2AF74-1SH1 |  | 1FK7060-2AF74-1SH1 | 1 | UN | 1 | 15 | C | D | N | N | 85015220 | 1 |  | 7.401 | KG | 1107.52 | 1107.52 | MC05 | MC05 | SIMOTICS S Synchronous motor 1FK7-CT PN=1.5kW; UDC=600V M0=6Nm (100K); NN=3000rpm; Naturally cooled FRAME SIZE IMB 5 (IM V1, IM V3) FLANGE 1, WITH PT1000 TEMPERATURESENSOR POWER CONNECTOR ROTATABLE RESOLVER MULTI-POLE (RESOLVER P=4); PLAIN SHAFT, TOLERANCE N; WITH HOLDING BRAKE PROTECTION CLASS IP65, | - | 0 | 0
1FK7060-2AF74-1SH2 |  | 1FK7060-2AF74-1SH2 | 1 | UN | 1 | 15 | C | D | N | N | 85015220 | 1 |  | 7.401 | KG | 1107.52 | 1107.52 | MC05 | MC05 | SIMOTICS S Synchronous motor 1FK7-CT PN=1.5kW; UDC=600V M0=6Nm (100K); NN=3000rpm; Naturally cooled FRAME SIZE IMB 5 (IM V1, IM V3) FLANGE 1, WITH PT1000 TEMPERATURESENSOR POWER CONNECTOR ROTATABLE RESOLVER MULTI-POLE (RESOLVER P=4); PLAIN SHAFT, TOLERANCE N; WITH HOLDING BRAKE PROTECTION CLASS IP65, FLANGE ON DRIVE END IP67; | - | 0 | 0
1FK7060-2AF74-1TA0 |  | 1FK7060-2AF74-1TA0 | 1 | UN | 1 | 15 | C | D | N | N | 85015220 | 1 |  | 7.102 | KG | 899.23 | 899.23 | MC05 | MC05 | SIMOTICS S Synchronous motor 1FK7-CT PN=1.5kW; UDC=600V M0=6Nm (100K); NN=3000rpm; Naturally cooled FRAME SIZE IMB 5 (IM V1, IM V3) FLANGE 1, WITH PT1000 TEMPERATURESENSOR POWER CONNECTOR ROTATABLE RESOLVER 2-POLE (RESOLVER P=1); SHAFT WITH FITTED KEY, TOLERANCE N; W/O HOLDING BRAKE PROTECTION CLASS IP64; | - | 0 | 0
1FK7060-2AF74-1TA1 |  | 1FK7060-2AF74-1TA1 | 1 | UN | 1 | 15 | C | D | N | N | 85015220 | 1 |  | 7.102 | KG | 961.57 | 961.57 | MC05 | MC05 | SIMOTICS S Synchronous motor 1FK7-CT PN=1.5kW; UDC=600V M0=6Nm (100K); NN=3000rpm; Naturally cooled FRAME SIZE IMB 5 (IM V1, IM V3) FLANGE 1, WITH PT1000 TEMPERATURESENSOR POWER CONNECTOR ROTATABLE RESOLVER 2-POLE (RESOLVER P=1); SHAFT WITH FITTED KEY, TOLERANCE N; W/O HOLDING BRAKE PROTECTION CLASS IP65, | - | 0 | 0
1FK7060-2AF74-1TA2 |  | 1FK7060-2AF74-1TA2 | 1 | UN | 1 | 15 | C | D | N | N | 85015220 | 1 |  | 7.102 | KG | 961.57 | 961.57 | MC05 | MC05 | SIMOTICS S Synchronous motor 1FK7-CT PN=1.5kW; UDC=600V M0=6Nm (100K); NN=3000rpm; Naturally cooled FRAME SIZE IMB 5 (IM V1, IM V3) FLANGE 1, WITH PT1000 TEMPERATURESENSOR POWER CONNECTOR ROTATABLE RESOLVER 2-POLE (RESOLVER P=1); SHAFT WITH FITTED KEY, TOLERANCE N; W/O HOLDING BRAKE PROTECTION CLASS IP65, FLANGE ON DRIVE END IP67; | - | 0 | 0
1FK7060-2AF74-1TB0 |  | 1FK7060-2AF74-1TB0 | 1 | UN | 1 | 15 | C | D | N | N | 85015220 | 1 |  | 7.401 | KG | 1101.17 | 1101.17 | MC05 | MC05 | SIMOTICS S Synchronous motor 1FK7-CT PN=1.5kW; UDC=600V M0=6Nm (100K); NN=3000rpm; Naturally cooled FRAME SIZE IMB 5 (IM V1, IM V3) FLANGE 1, WITH PT1000 TEMPERATURESENSOR POWER CONNECTOR ROTATABLE RESOLVER 2-POLE (RESOLVER P=1); SHAFT WITH FITTED KEY, TOLERANCE N; WITH HOLDING BRAKE PROTECTION CLASS IP64; | - | 0 | 0
1FK7060-2AF74-1TB1 |  | 1FK7060-2AF74-1TB1 | 1 | UN | 1 | 15 | C | D | N | N | 85015220 | 1 |  | 7.401 | KG | 1163.51 | 1163.51 | MC05 | MC05 | SIMOTICS S Synchronous motor 1FK7-CT PN=1.5kW; UDC=600V M0=6Nm (100K); NN=3000rpm; Naturally cooled FRAME SIZE IMB 5 (IM V1, IM V3) FLANGE 1, WITH PT1000 TEMPERATURESENSOR POWER CONNECTOR ROTATABLE RESOLVER 2-POLE (RESOLVER P=1); SHAFT WITH FITTED KEY, TOLERANCE N; WITH HOLDING BRAKE PROTECTION CLASS IP65, | - | 0 | 0
1FK7060-2AF74-1TB2 |  | 1FK7060-2AF74-1TB2 | 1 | UN | 1 | 15 | C | D | N | N | 85015220 | 1 |  | 7.401 | KG | 1163.51 | 1163.51 | MC05 | MC05 | SIMOTICS S Synchronous motor 1FK7-CT PN=1.5kW; UDC=600V M0=6Nm (100K); NN=3000rpm; Naturally cooled FRAME SIZE IMB 5 (IM V1, IM V3) FLANGE 1, WITH PT1000 TEMPERATURESENSOR POWER CONNECTOR ROTATABLE RESOLVER 2-POLE (RESOLVER P=1); SHAFT WITH FITTED KEY, TOLERANCE N; WITH HOLDING BRAKE PROTECTION CLASS IP65, FLANGE ON DRIVE END IP67; | - | 0 | 0
1FK7060-2AF74-1TG0 |  | 1FK7060-2AF74-1TG0 | 1 | UN | 1 | 15 | C | D | N | N | 85015220 | 1 |  | 7.102 | KG | 841.74 | 841.74 | MC05 | MC05 | SIMOTICS S Synchronous motor 1FK7-CT PN=1.5kW; UDC=600V M0=6Nm (100K); NN=3000rpm; Naturally cooled FRAME SIZE IMB 5 (IM V1, IM V3) FLANGE 1, WITH PT1000 TEMPERATURESENSOR POWER CONNECTOR ROTATABLE RESOLVER 2-POLE (RESOLVER P=1); PLAIN SHAFT, TOLERANCE N; W/O HOLDING BRAKE PROTECTION CLASS IP64; | - | 0 | 0
1FK7060-2AF74-1TG1 |  | 1FK7060-2AF74-1TG1 | 1 | UN | 1 | 15 | C | D | N | N | 85015220 | 1 |  | 7.102 | KG | 904.08 | 904.08 | MC05 | MC05 | SIMOTICS S Synchronous motor 1FK7-CT PN=1.5kW; UDC=600V M0=6Nm (100K); NN=3000rpm; Naturally cooled FRAME SIZE IMB 5 (IM V1, IM V3) FLANGE 1, WITH PT1000 TEMPERATURESENSOR POWER CONNECTOR ROTATABLE RESOLVER 2-POLE (RESOLVER P=1); PLAIN SHAFT, TOLERANCE N; W/O HOLDING BRAKE PROTECTION CLASS IP65, | - | 0 | 0
1FK7060-2AF74-1TG2 |  | 1FK7060-2AF74-1TG2 | 1 | UN | 1 | 15 | C | D | N | N | 85015220 | 1 |  | 7.102 | KG | 904.08 | 904.08 | MC05 | MC05 | SIMOTICS S Synchronous motor 1FK7-CT PN=1.5kW; UDC=600V M0=6Nm (100K); NN=3000rpm; Naturally cooled FRAME SIZE IMB 5 (IM V1, IM V3) FLANGE 1, WITH PT1000 TEMPERATURESENSOR POWER CONNECTOR ROTATABLE RESOLVER 2-POLE (RESOLVER P=1); PLAIN SHAFT, TOLERANCE N; W/O HOLDING BRAKE PROTECTION CLASS IP65, FLANGE ON DRIVE END IP67; | - | 0 | 0
1FK7060-2AF74-1TH0 |  | 1FK7060-2AF74-1TH0 | 1 | UN | 1 | 15 | C | D | N | N | 85015220 | 1 |  | 7.401 | KG | 1045.18 | 1045.18 | MC05 | MC05 | SIMOTICS S Synchronous motor 1FK7-CT PN=1.5kW; UDC=600V M0=6Nm (100K); NN=3000rpm; Naturally cooled FRAME SIZE IMB 5 (IM V1, IM V3) FLANGE 1, WITH PT1000 TEMPERATURESENSOR POWER CONNECTOR ROTATABLE RESOLVER 2-POLE (RESOLVER P=1); PLAIN SHAFT, TOLERANCE N; WITH HOLDING BRAKE PROTECTION CLASS IP64; | - | 0 | 0
1FK7060-2AF74-1TH1 |  | 1FK7060-2AF74-1TH1 | 1 | UN | 1 | 15 | C | D | N | N | 85015220 | 1 |  | 7.401 | KG | 1107.52 | 1107.52 | MC05 | MC05 | SIMOTICS S Synchronous motor 1FK7-CT PN=1.5kW; UDC=600V M0=6Nm (100K); NN=3000rpm; Naturally cooled FRAME SIZE IMB 5 (IM V1, IM V3) FLANGE 1, WITH PT1000 TEMPERATURESENSOR POWER CONNECTOR ROTATABLE RESOLVER 2-POLE (RESOLVER P=1); PLAIN SHAFT, TOLERANCE N; WITH HOLDING BRAKE PROTECTION CLASS IP65, | - | 0 | 0
1FK7060-2AF74-1TH2 |  | 1FK7060-2AF74-1TH2 | 1 | UN | 1 | 15 | C | D | N | N | 85015220 | 1 |  | 7.401 | KG | 1107.52 | 1107.52 | MC05 | MC05 | SIMOTICS S Synchronous motor 1FK7-CT PN=1.5kW; UDC=600V M0=6Nm (100K); NN=3000rpm; Naturally cooled FRAME SIZE IMB 5 (IM V1, IM V3) FLANGE 1, WITH PT1000 TEMPERATURESENSOR POWER CONNECTOR ROTATABLE RESOLVER 2-POLE (RESOLVER P=1); PLAIN SHAFT, TOLERANCE N; WITH HOLDING BRAKE PROTECTION CLASS IP65, FLANGE ON DRIVE END IP67; | - | 0 | 0
1FK7060-2AH71-1AA0 |  | 1FK7060-2AH71-1AA0 | 1 | UN | 1 | 15 | C | D | N | N | 85015220 | 1 |  | 7.101 | KG | 1289.87 | 1289.87 | MC05 | MC05 | SIMOTICS S Synchronous motor 1FK7-CT PN=1.7kW; UDC=600V M0=6Nm (100K); NN=4500rpm; Naturally cooled FRAME SIZE IMB 5 (IM V1, IM V3) FLANGE 1, WITH KTY TEMPERATURESENSOR POWER CONNECTOR ROTATABLE INCREMENTAL ENCODER SIN/COS 1VPP;2048 S/R W. C-AND D-SPUR (ENCODER IC2048S/R) SHAFT WITH FITTED KEY, TOLERANCE N; W/O HOLDING BRAKE PROTECTION CLASS IP64; | - | 0 | 0
1FK7060-2AH71-1AA1 |  | 1FK7060-2AH71-1AA1 | 1 | UN | 1 | 15 | C | D | N | N | 85015220 | 1 |  | 7.101 | KG | 1352.21 | 1352.21 | MC05 | MC05 | SIMOTICS S Synchronous motor 1FK7-CT PN=1.7kW; UDC=600V M0=6Nm (100K); NN=4500rpm; Naturally cooled FRAME SIZE IMB 5 (IM V1, IM V3) FLANGE 1, WITH KTY TEMPERATURESENSOR POWER CONNECTOR ROTATABLE INCREMENTAL ENCODER SIN/COS 1VPP;2048 S/R W. C-AND D-SPUR (ENCODER IC2048S/R) SHAFT WITH FITTED KEY, TOLERANCE N; W/O HOLDING BRAKE PROTECTION CLASS IP65, | - | 0 | 0
1FK7060-2AH71-1AA2 |  | 1FK7060-2AH71-1AA2 | 1 | UN | 1 | 15 | C | D | N | N | 85015220 | 1 |  | 7.101 | KG | 1352.21 | 1352.21 | MC05 | MC05 | SIMOTICS S Synchronous motor 1FK7-CT PN=1.7kW; UDC=600V M0=6Nm (100K); NN=4500rpm; Naturally cooled FRAME SIZE IMB 5 (IM V1, IM V3) FLANGE 1, WITH KTY TEMPERATURESENSOR POWER CONNECTOR ROTATABLE INCREMENTAL ENCODER SIN/COS 1VPP;2048 S/R W. C-AND D-SPUR (ENCODER IC2048S/R) SHAFT WITH FITTED KEY, TOLERANCE N; W/O HOLDING BRAKE PROTECTION CLASS IP65, FLANGE ON DRIVE END IP67; | - | 0 | 0
1FK7060-2AH71-1AB0 |  | 1FK7060-2AH71-1AB0 | 1 | UN | 1 | 15 | C | D | N | N | 85015220 | 1 |  | 7.4 | KG | 1491.81 | 1491.81 | MC05 | MC05 | SIMOTICS S Synchronous motor 1FK7-CT PN=1.7kW; UDC=600V M0=6Nm (100K); NN=4500rpm; Naturally cooled FRAME SIZE IMB 5 (IM V1, IM V3) FLANGE 1, WITH KTY TEMPERATURESENSOR POWER CONNECTOR ROTATABLE INCREMENTAL ENCODER SIN/COS 1VPP;2048 S/R W. C-AND D-SPUR (ENCODER IC2048S/R) SHAFT WITH FITTED KEY, TOLERANCE N; WITH HOLDING BRAKE PROTECTION CLASS IP64; | - | 0 | 0
1FK7060-2AH71-1AB1 |  | 1FK7060-2AH71-1AB1 | 1 | UN | 1 | 15 | C | D | N | N | 85015220 | 1 |  | 7.4 | KG | 1554.15 | 1554.15 | MC05 | MC05 | SIMOTICS S Synchronous motor 1FK7-CT PN=1.7kW; UDC=600V M0=6Nm (100K); NN=4500rpm; Naturally cooled FRAME SIZE IMB 5 (IM V1, IM V3) FLANGE 1, WITH KTY TEMPERATURESENSOR POWER CONNECTOR ROTATABLE INCREMENTAL ENCODER SIN/COS 1VPP;2048 S/R W. C-AND D-SPUR (ENCODER IC2048S/R) SHAFT WITH FITTED KEY, TOLERANCE N; WITH HOLDING BRAKE PROTECTION CLASS IP65, | - | 0 | 0
1FK7060-2AH71-1AB2 |  | 1FK7060-2AH71-1AB2 | 1 | UN | 1 | 15 | C | D | N | N | 85015220 | 1 |  | 7.4 | KG | 1554.15 | 1554.15 | MC05 | MC05 | SIMOTICS S Synchronous motor 1FK7-CT PN=1.7kW; UDC=600V M0=6Nm (100K); NN=4500rpm; Naturally cooled FRAME SIZE IMB 5 (IM V1, IM V3) FLANGE 1, WITH KTY TEMPERATURESENSOR POWER CONNECTOR ROTATABLE INCREMENTAL ENCODER SIN/COS 1VPP;2048 S/R W. C-AND D-SPUR (ENCODER IC2048S/R) SHAFT WITH FITTED KEY, TOLERANCE N; WITH HOLDING BRAKE PROTECTION CLASS IP65, FLANGE ON DRIVE END IP67; | - | 0 | 0
1FK7060-2AH71-1AG0 |  | 1FK7060-2AH71-1AG0 | 1 | UN | 1 | 15 | C | D | N | N | 85015220 | 1 |  | 7.101 | KG | 1232.38 | 1232.38 | MC05 | MC05 | SIMOTICS S Synchronous motor 1FK7-CT PN=1.7kW; UDC=600V M0=6Nm (100K); NN=4500rpm; Naturally cooled FRAME SIZE IMB 5 (IM V1, IM V3) FLANGE 1, WITH KTY TEMPERATURESENSOR POWER CONNECTOR ROTATABLE INCREMENTAL ENCODER SIN/COS 1VPP;2048 S/R W. C-AND D-SPUR (ENCODER IC2048S/R) PLAIN SHAFT, TOLERANCE N; W/O HOLDING BRAKE PROTECTION CLASS IP64; | - | 0 | 0
1FK7060-2AH71-1AG1 |  | 1FK7060-2AH71-1AG1 | 1 | UN | 1 | 15 | C | D | N | N | 85015220 | 1 |  | 7.101 | KG | 1294.72 | 1294.72 | MC05 | MC05 | SIMOTICS S Synchronous motor 1FK7-CT PN=1.7kW; UDC=600V M0=6Nm (100K); NN=4500rpm; Naturally cooled FRAME SIZE IMB 5 (IM V1, IM V3) FLANGE 1, WITH KTY TEMPERATURESENSOR POWER CONNECTOR ROTATABLE INCREMENTAL ENCODER SIN/COS 1VPP;2048 S/R W. C-AND D-SPUR (ENCODER IC2048S/R) PLAIN SHAFT, TOLERANCE N; W/O HOLDING BRAKE PROTECTION CLASS IP65, | - | 0 | 0
1FK7060-2AH71-1AG2 |  | 1FK7060-2AH71-1AG2 | 1 | UN | 1 | 15 | C | D | N | N | 85015220 | 1 |  | 7.101 | KG | 1294.72 | 1294.72 | MC05 | MC05 | SIMOTICS S Synchronous motor 1FK7-CT PN=1.7kW; UDC=600V M0=6Nm (100K); NN=4500rpm; Naturally cooled FRAME SIZE IMB 5 (IM V1, IM V3) FLANGE 1, WITH KTY TEMPERATURESENSOR POWER CONNECTOR ROTATABLE INCREMENTAL ENCODER SIN/COS 1VPP;2048 S/R W. C-AND D-SPUR (ENCODER IC2048S/R) PLAIN SHAFT, TOLERANCE N; W/O HOLDING BRAKE PROTECTION CLASS IP65, FLANGE ON DRIVE END IP67; | - | 0 | 0
1FK7060-2AH71-1AH0 |  | 1FK7060-2AH71-1AH0 | 1 | UN | 1 | 15 | C | D | N | N | 85015220 | 1 |  | 7.4 | KG | 1435.82 | 1435.82 | MC05 | MC05 | SIMOTICS S Synchronous motor 1FK7-CT PN=1.7kW; UDC=600V M0=6Nm (100K); NN=4500rpm; Naturally cooled FRAME SIZE IMB 5 (IM V1, IM V3) FLANGE 1, WITH KTY TEMPERATURESENSOR POWER CONNECTOR ROTATABLE INCREMENTAL ENCODER SIN/COS 1VPP;2048 S/R W. C-AND D-SPUR (ENCODER IC2048S/R) PLAIN SHAFT, TOLERANCE N; WITH HOLDING BRAKE PROTECTION CLASS IP64; | - | 0 | 0
1FK7060-2AH71-1AH1 |  | 1FK7060-2AH71-1AH1 | 1 | UN | 1 | 15 | C | D | N | N | 85015220 | 1 |  | 7.4 | KG | 1498.16 | 1498.16 | MC05 | MC05 | SIMOTICS S Synchronous motor 1FK7-CT PN=1.7kW; UDC=600V M0=6Nm (100K); NN=4500rpm; Naturally cooled FRAME SIZE IMB 5 (IM V1, IM V3) FLANGE 1, WITH KTY TEMPERATURESENSOR POWER CONNECTOR ROTATABLE INCREMENTAL ENCODER SIN/COS 1VPP;2048 S/R W. C-AND D-SPUR (ENCODER IC2048S/R) PLAIN SHAFT, TOLERANCE N; WITH HOLDING BRAKE PROTECTION CLASS IP65, | - | 0 | 0
1FK7060-2AH71-1AH2 |  | 1FK7060-2AH71-1AH2 | 1 | UN | 1 | 15 | C | D | N | N | 85015220 | 1 |  | 7.4 | KG | 1498.16 | 1498.16 | MC05 | MC05 | SIMOTICS S Synchronous motor 1FK7-CT PN=1.7kW; UDC=600V M0=6Nm (100K); NN=4500rpm; Naturally cooled FRAME SIZE IMB 5 (IM V1, IM V3) FLANGE 1, WITH KTY TEMPERATURESENSOR POWER CONNECTOR ROTATABLE INCREMENTAL ENCODER SIN/COS 1VPP;2048 S/R W. C-AND D-SPUR (ENCODER IC2048S/R) PLAIN SHAFT, TOLERANCE N; WITH HOLDING BRAKE PROTECTION CLASS IP65, FLANGE ON DRIVE END IP67; | - | 0 | 0
1FK7060-2AH71-1BA0 |  | 1FK7060-2AH71-1BA0 | 1 | UN | 1 | 15 | C | D | N | N | 85015220 | 1 |  | 7.101 | KG | 1450.57 | 1450.57 | MC05 | MC05 | SIMOTICS S Synchronous motor 1FK7-CT PN=1.7kW; UDC=600V M0=6Nm (100K); NN=4500rpm; Naturally cooled FRAME SIZE IMB 5 (IM V1, IM V3) FLANGE 1 POWER CONNECTOR ROTATABLE ABSOLUTE ENCODER SINGLETURN 24 BIT WITH DRIVE CLIQ INTERFACE (ENCODER AS24DQI) SHAFT WITH FITTED KEY, TOLERANCE N; W/O HOLDING BRAKE PROTECTION CLASS IP64; | - | 0 | 0
1FK7060-2AH71-1BA1 |  | 1FK7060-2AH71-1BA1 | 1 | UN | 1 | 15 | C | D | N | N | 85015220 | 1 |  | 7.101 | KG | 1512.91 | 1512.91 | MC05 | MC05 | SIMOTICS S Synchronous motor 1FK7-CT PN=1.7kW; UDC=600V M0=6Nm (100K); NN=4500rpm; Naturally cooled FRAME SIZE IMB 5 (IM V1, IM V3) FLANGE 1 POWER CONNECTOR ROTATABLE ABSOLUTE ENCODER SINGLETURN 24 BIT WITH DRIVE CLIQ INTERFACE (ENCODER AS24DQI) SHAFT WITH FITTED KEY, TOLERANCE N; W/O HOLDING BRAKE PROTECTION CLASS IP65, | - | 0 | 0
1FK7060-2AH71-1BA2 |  | 1FK7060-2AH71-1BA2 | 1 | UN | 1 | 15 | C | D | N | N | 85015220 | 1 |  | 7.101 | KG | 1512.91 | 1512.91 | MC05 | MC05 | SIMOTICS S Synchronous motor 1FK7-CT PN=1.7kW; UDC=600V M0=6Nm (100K); NN=4500rpm; Naturally cooled FRAME SIZE IMB 5 (IM V1, IM V3) FLANGE 1 POWER CONNECTOR ROTATABLE ABSOLUTE ENCODER SINGLETURN 24 BIT WITH DRIVE CLIQ INTERFACE (ENCODER AS24DQI) SHAFT WITH FITTED KEY, TOLERANCE N; W/O HOLDING BRAKE PROTECTION CLASS IP65, FLANGE ON DRIVE END IP67; | - | 0 | 0
1FK7060-2AH71-1BB0 |  | 1FK7060-2AH71-1BB0 | 1 | UN | 1 | 15 | C | D | N | N | 85015220 | 1 |  | 7.4 | KG | 1652.51 | 1652.51 | MC05 | MC05 | SIMOTICS S Synchronous motor 1FK7-CT PN=1.7kW; UDC=600V M0=6Nm (100K); NN=4500rpm; Naturally cooled FRAME SIZE IMB 5 (IM V1, IM V3) FLANGE 1 POWER CONNECTOR ROTATABLE ABSOLUTE ENCODER SINGLETURN 24 BIT WITH DRIVE CLIQ INTERFACE (ENCODER AS24DQI) SHAFT WITH FITTED KEY, TOLERANCE N; WITH HOLDING BRAKE PROTECTION CLASS IP64; | - | 0 | 0
1FK7060-2AH71-1BB1 |  | 1FK7060-2AH71-1BB1 | 1 | UN | 1 | 15 | C | D | N | N | 85015220 | 1 |  | 7.4 | KG | 1714.85 | 1714.85 | MC05 | MC05 | SIMOTICS S Synchronous motor 1FK7-CT PN=1.7kW; UDC=600V M0=6Nm (100K); NN=4500rpm; Naturally cooled FRAME SIZE IMB 5 (IM V1, IM V3) FLANGE 1 POWER CONNECTOR ROTATABLE ABSOLUTE ENCODER SINGLETURN 24 BIT WITH DRIVE CLIQ INTERFACE (ENCODER AS24DQI) SHAFT WITH FITTED KEY, TOLERANCE N; WITH HOLDING BRAKE PROTECTION CLASS IP65, | - | 0 | 0
1FK7060-2AH71-1BB2 |  | 1FK7060-2AH71-1BB2 | 1 | UN | 1 | 15 | C | D | N | N | 85015220 | 1 |  | 7.4 | KG | 1714.85 | 1714.85 | MC05 | MC05 | SIMOTICS S Synchronous motor 1FK7-CT PN=1.7kW; UDC=600V M0=6Nm (100K); NN=4500rpm; Naturally cooled FRAME SIZE IMB 5 (IM V1, IM V3) FLANGE 1 POWER CONNECTOR ROTATABLE ABSOLUTE ENCODER SINGLETURN 24 BIT WITH DRIVE CLIQ INTERFACE (ENCODER AS24DQI) SHAFT WITH FITTED KEY, TOLERANCE N; WITH HOLDING BRAKE PROTECTION CLASS IP65, FLANGE ON DRIVE END IP67; | - | 0 | 0
1FK7060-2AH71-1BG0 |  | 1FK7060-2AH71-1BG0 | 1 | UN | 1 | 15 | C | D | N | N | 85015220 | 1 |  | 7.101 | KG | 1393.08 | 1393.08 | MC05 | MC05 | SIMOTICS S Synchronous motor 1FK7-CT PN=1.7kW; UDC=600V M0=6Nm (100K); NN=4500rpm; Naturally cooled FRAME SIZE IMB 5 (IM V1, IM V3) FLANGE 1 POWER CONNECTOR ROTATABLE ABSOLUTE ENCODER SINGLETURN 24 BIT WITH DRIVE CLIQ INTERFACE (ENCODER AS24DQI) PLAIN SHAFT, TOLERANCE N; W/O HOLDING BRAKE PROTECTION CLASS IP64; | - | 0 | 0
1FK7060-2AH71-1BG1 |  | 1FK7060-2AH71-1BG1 | 1 | UN | 1 | 15 | C | D | N | N | 85015220 | 1 |  | 7.101 | KG | 1455.42 | 1455.42 | MC05 | MC05 | SIMOTICS S Synchronous motor 1FK7-CT PN=1.7kW; UDC=600V M0=6Nm (100K); NN=4500rpm; Naturally cooled FRAME SIZE IMB 5 (IM V1, IM V3) FLANGE 1 POWER CONNECTOR ROTATABLE ABSOLUTE ENCODER SINGLETURN 24 BIT WITH DRIVE CLIQ INTERFACE (ENCODER AS24DQI) PLAIN SHAFT, TOLERANCE N; W/O HOLDING BRAKE PROTECTION CLASS IP65, | - | 0 | 0
1FK7060-2AH71-1BG2 |  | 1FK7060-2AH71-1BG2 | 1 | UN | 1 | 15 | C | D | N | N | 85015220 | 1 |  | 7.101 | KG | 1455.42 | 1455.42 | MC05 | MC05 | SIMOTICS S Synchronous motor 1FK7-CT PN=1.7kW; UDC=600V M0=6Nm (100K); NN=4500rpm; Naturally cooled FRAME SIZE IMB 5 (IM V1, IM V3) FLANGE 1 POWER CONNECTOR ROTATABLE ABSOLUTE ENCODER SINGLETURN 24 BIT WITH DRIVE CLIQ INTERFACE (ENCODER AS24DQI) PLAIN SHAFT, TOLERANCE N; W/O HOLDING BRAKE PROTECTION CLASS IP65, FLANGE ON DRIVE END IP67; | - | 0 | 0
1FK7060-2AH71-1BH0 |  | 1FK7060-2AH71-1BH0 | 1 | UN | 1 | 15 | C | D | N | N | 85015220 | 1 |  | 7.4 | KG | 1596.52 | 1596.52 | MC05 | MC05 | SIMOTICS S Synchronous motor 1FK7-CT PN=1.7kW; UDC=600V M0=6Nm (100K); NN=4500rpm; Naturally cooled FRAME SIZE IMB 5 (IM V1, IM V3) FLANGE 1 POWER CONNECTOR ROTATABLE ABSOLUTE ENCODER SINGLETURN 24 BIT WITH DRIVE CLIQ INTERFACE (ENCODER AS24DQI) PLAIN SHAFT, TOLERANCE N; WITH HOLDING BRAKE PROTECTION CLASS IP64; | - | 0 | 0
1FK7060-2AH71-1BH1 |  | 1FK7060-2AH71-1BH1 | 1 | UN | 1 | 15 | C | D | N | N | 85015220 | 1 |  | 7.4 | KG | 1658.86 | 1658.86 | MC05 | MC05 | SIMOTICS S Synchronous motor 1FK7-CT PN=1.7kW; UDC=600V M0=6Nm (100K); NN=4500rpm; Naturally cooled FRAME SIZE IMB 5 (IM V1, IM V3) FLANGE 1 POWER CONNECTOR ROTATABLE ABSOLUTE ENCODER SINGLETURN 24 BIT WITH DRIVE CLIQ INTERFACE (ENCODER AS24DQI) PLAIN SHAFT, TOLERANCE N; WITH HOLDING BRAKE PROTECTION CLASS IP65, | - | 0 | 0
1FK7060-2AH71-1BH2 |  | 1FK7060-2AH71-1BH2 | 1 | UN | 1 | 15 | C | D | N | N | 85015220 | 1 |  | 7.4 | KG | 1658.86 | 1658.86 | MC05 | MC05 | SIMOTICS S Synchronous motor 1FK7-CT PN=1.7kW; UDC=600V M0=6Nm (100K); NN=4500rpm; Naturally cooled FRAME SIZE IMB 5 (IM V1, IM V3) FLANGE 1 POWER CONNECTOR ROTATABLE ABSOLUTE ENCODER SINGLETURN 24 BIT WITH DRIVE CLIQ INTERFACE (ENCODER AS24DQI) PLAIN SHAFT, TOLERANCE N; WITH HOLDING BRAKE PROTECTION CLASS IP65, FLANGE ON DRIVE END IP67; | - | 0 | 0
1FK7060-2AH71-1CA0 |  | 1FK7060-2AH71-1CA0 | 1 | UN | 1 | 15 | C | D | N | N | 85015220 | 1 |  | 7.101 | KG | 1696.73 | 1696.73 | MC05 | MC05 | SIMOTICS S Synchronous motor 1FK7-CT PN=1.7kW; UDC=600V M0=6Nm (100K); NN=4500rpm; Naturally cooled FRAME SIZE IMB 5 (IM V1, IM V3) FLANGE 1 POWER CONNECTOR ROTATABLE ABSOLUTE ENCODER 24 BIT + 12 BIT MULTITURN WITH DRIVE-CLIQ INTERFACE (ENCODER AM24DQI) SHAFT WITH FITTED KEY, TOLERANCE N; W/O HOLDING BRAKE PROTECTION CLASS IP64; | - | 0 | 0
1FK7060-2AH71-1CA1 |  | 1FK7060-2AH71-1CA1 | 1 | UN | 1 | 15 | C | D | N | N | 85015220 | 1 |  | 7.101 | KG | 1759.07 | 1759.07 | MC05 | MC05 | SIMOTICS S Synchronous motor 1FK7-CT PN=1.7kW; UDC=600V M0=6Nm (100K); NN=4500rpm; Naturally cooled FRAME SIZE IMB 5 (IM V1, IM V3) FLANGE 1 POWER CONNECTOR ROTATABLE ABSOLUTE ENCODER 24 BIT + 12 BIT MULTITURN WITH DRIVE-CLIQ INTERFACE (ENCODER AM24DQI) SHAFT WITH FITTED KEY, TOLERANCE N; W/O HOLDING BRAKE PROTECTION CLASS IP65, | - | 0 | 0
1FK7060-2AH71-1CA1-Z | N16X08 | 1FK7060-2AH71-1CA1-ZN16X08 | 1 | UN | 1 | 15 | C | D | N | N | 85015220 | 1 |  | 7.102 | KG | 2165.32 | 2165.32 | MC05 | MC05 | SIMOTICS S Synchronous motor 1FK7-CT PN=1.7kW; UDC=600V M0=6Nm (100K); NN=4500rpm; Naturally cooled FRAME SIZE IMB 5 (IM V1, IM V3) FLANGE 1 POWER CONNECTOR ROTATABLE ABSOLUTE ENCODER 24 BIT + 12 BIT MULTITURN WITH DRIVE-CLIQ INTERFACE (ENCODER AM24DQI) SHAFT WITH FITTED KEY, TOLERANCE N; W/O HOLDING BRAKE PROTECTION CLASS IP65, N16: EXECUTION FOR INCREASED CHEMICAL RESISTANCE X08: PAINT FINISH WHITE ALUMINIUM RAL9006 | - | 0 | 0
1FK7060-2AH71-1CA2 |  | 1FK7060-2AH71-1CA2 | 1 | UN | 1 | 15 | C | D | N | N | 85015220 | 1 |  | 7.101 | KG | 1759.07 | 1759.07 | MC05 | MC05 | SIMOTICS S Synchronous motor 1FK7-CT PN=1.7kW; UDC=600V M0=6Nm (100K); NN=4500rpm; Naturally cooled FRAME SIZE IMB 5 (IM V1, IM V3) FLANGE 1 POWER CONNECTOR ROTATABLE ABSOLUTE ENCODER 24 BIT + 12 BIT MULTITURN WITH DRIVE-CLIQ INTERFACE (ENCODER AM24DQI) SHAFT WITH FITTED KEY, TOLERANCE N; W/O HOLDING BRAKE PROTECTION CLASS IP65, FLANGE ON DRIVE END IP67; | - | 0 | 0
1FK7060-2AH71-1CB0 |  | 1FK7060-2AH71-1CB0 | 1 | UN | 1 | 15 | C | D | N | N | 85015220 | 1 |  | 7.4 | KG | 1898.67 | 1898.67 | MC05 | MC05 | SIMOTICS S Synchronous motor 1FK7-CT PN=1.7kW; UDC=600V M0=6Nm (100K); NN=4500rpm; Naturally cooled FRAME SIZE IMB 5 (IM V1, IM V3) FLANGE 1 POWER CONNECTOR ROTATABLE ABSOLUTE ENCODER 24 BIT + 12 BIT MULTITURN WITH DRIVE-CLIQ INTERFACE (ENCODER AM24DQI) SHAFT WITH FITTED KEY, TOLERANCE N; WITH HOLDING BRAKE PROTECTION CLASS IP64; | - | 0 | 0
1FK7060-2AH71-1CB1 |  | 1FK7060-2AH71-1CB1 | 1 | UN | 1 | 15 | C | D | N | N | 85015220 | 1 |  | 7.4 | KG | 1961.01 | 1961.01 | MC05 | MC05 | SIMOTICS S Synchronous motor 1FK7-CT PN=1.7kW; UDC=600V M0=6Nm (100K); NN=4500rpm; Naturally cooled FRAME SIZE IMB 5 (IM V1, IM V3) FLANGE 1 POWER CONNECTOR ROTATABLE ABSOLUTE ENCODER 24 BIT + 12 BIT MULTITURN WITH DRIVE-CLIQ INTERFACE (ENCODER AM24DQI) SHAFT WITH FITTED KEY, TOLERANCE N; WITH HOLDING BRAKE PROTECTION CLASS IP65, | - | 0 | 0
1FK7060-2AH71-1CB2 |  | 1FK7060-2AH71-1CB2 | 1 | UN | 1 | 15 | C | D | N | N | 85015220 | 1 |  | 7.4 | KG | 1961.01 | 1961.01 | MC05 | MC05 | SIMOTICS S Synchronous motor 1FK7-CT PN=1.7kW; UDC=600V M0=6Nm (100K); NN=4500rpm; Naturally cooled FRAME SIZE IMB 5 (IM V1, IM V3) FLANGE 1 POWER CONNECTOR ROTATABLE ABSOLUTE ENCODER 24 BIT + 12 BIT MULTITURN WITH DRIVE-CLIQ INTERFACE (ENCODER AM24DQI) SHAFT WITH FITTED KEY, TOLERANCE N; WITH HOLDING BRAKE PROTECTION CLASS IP65, FLANGE ON DRIVE END IP67; | - | 0 | 0
1FK7060-2AH71-1CG0 |  | 1FK7060-2AH71-1CG0 | 1 | UN | 1 | 15 | C | D | N | N | 85015220 | 1 |  | 7.101 | KG | 1639.24 | 1639.24 | MC05 | MC05 | SIMOTICS S Synchronous motor 1FK7-CT PN=1.7kW; UDC=600V M0=6Nm (100K); NN=4500rpm; Naturally cooled FRAME SIZE IMB 5 (IM V1, IM V3) FLANGE 1 POWER CONNECTOR ROTATABLE ABSOLUTE ENCODER 24 BIT + 12 BIT MULTITURN WITH DRIVE-CLIQ INTERFACE (ENCODER AM24DQI) PLAIN SHAFT, TOLERANCE N; W/O HOLDING BRAKE PROTECTION CLASS IP64; | - | 0 | 0
1FK7060-2AH71-1CG1 |  | 1FK7060-2AH71-1CG1 | 1 | UN | 1 | 15 | C | D | N | N | 85015220 | 1 |  | 7.101 | KG | 1701.58 | 1701.58 | MC05 | MC05 | SIMOTICS S Synchronous motor 1FK7-CT PN=1.7kW; UDC=600V M0=6Nm (100K); NN=4500rpm; Naturally cooled FRAME SIZE IMB 5 (IM V1, IM V3) FLANGE 1 POWER CONNECTOR ROTATABLE ABSOLUTE ENCODER 24 BIT + 12 BIT MULTITURN WITH DRIVE-CLIQ INTERFACE (ENCODER AM24DQI) PLAIN SHAFT, TOLERANCE N; W/O HOLDING BRAKE PROTECTION CLASS IP65, | - | 0 | 0
1FK7060-2AH71-1CG2 |  | 1FK7060-2AH71-1CG2 | 1 | UN | 1 | 15 | C | D | N | N | 85015220 | 1 |  | 7.101 | KG | 1701.58 | 1701.58 | MC05 | MC05 | SIMOTICS S Synchronous motor 1FK7-CT PN=1.7kW; UDC=600V M0=6Nm (100K); NN=4500rpm; Naturally cooled FRAME SIZE IMB 5 (IM V1, IM V3) FLANGE 1 POWER CONNECTOR ROTATABLE ABSOLUTE ENCODER 24 BIT + 12 BIT MULTITURN WITH DRIVE-CLIQ INTERFACE (ENCODER AM24DQI) PLAIN SHAFT, TOLERANCE N; W/O HOLDING BRAKE PROTECTION CLASS IP65, FLANGE ON DRIVE END IP67; | - | 0 | 0
1FK7060-2AH71-1CH0 |  | 1FK7060-2AH71-1CH0 | 1 | UN | 1 | 15 | C | D | N | N | 85015220 | 1 |  | 7.4 | KG | 1842.68 | 1842.68 | MC05 | MC05 | SIMOTICS S Synchronous motor 1FK7-CT PN=1.7kW; UDC=600V M0=6Nm (100K); NN=4500rpm; Naturally cooled FRAME SIZE IMB 5 (IM V1, IM V3) FLANGE 1 POWER CONNECTOR ROTATABLE ABSOLUTE ENCODER 24 BIT + 12 BIT MULTITURN WITH DRIVE-CLIQ INTERFACE (ENCODER AM24DQI) PLAIN SHAFT, TOLERANCE N; WITH HOLDING BRAKE PROTECTION CLASS IP64; | - | 0 | 0
1FK7060-2AH71-1CH1 |  | 1FK7060-2AH71-1CH1 | 1 | UN | 1 | 15 | C | D | N | N | 85015220 | 1 |  | 7.4 | KG | 1905.02 | 1905.02 | MC05 | MC05 | SIMOTICS S Synchronous motor 1FK7-CT PN=1.7kW; UDC=600V M0=6Nm (100K); NN=4500rpm; Naturally cooled FRAME SIZE IMB 5 (IM V1, IM V3) FLANGE 1 POWER CONNECTOR ROTATABLE ABSOLUTE ENCODER 24 BIT + 12 BIT MULTITURN WITH DRIVE-CLIQ INTERFACE (ENCODER AM24DQI) PLAIN SHAFT, TOLERANCE N; WITH HOLDING BRAKE PROTECTION CLASS IP65, | - | 0 | 0
1FK7060-2AH71-1CH2 |  | 1FK7060-2AH71-1CH2 | 1 | UN | 1 | 15 | C | D | N | N | 85015220 | 1 |  | 7.4 | KG | 1905.02 | 1905.02 | MC05 | MC05 | SIMOTICS S Synchronous motor 1FK7-CT PN=1.7kW; UDC=600V M0=6Nm (100K); NN=4500rpm; Naturally cooled FRAME SIZE IMB 5 (IM V1, IM V3) FLANGE 1 POWER CONNECTOR ROTATABLE ABSOLUTE ENCODER 24 BIT + 12 BIT MULTITURN WITH DRIVE-CLIQ INTERFACE (ENCODER AM24DQI) PLAIN SHAFT, TOLERANCE N; WITH HOLDING BRAKE PROTECTION CLASS IP65, FLANGE ON DRIVE END IP67; | - | 0 | 0
1FK7060-2AH71-1DA0 |  | 1FK7060-2AH71-1DA0 | 1 | UN | 1 | 15 | C | D | N | N | 85015220 | 1 |  | 7.102 | KG | 1504 | 1504 | MC05 | MC05 | SIMOTICS S Synchronous motor 1FK7-CT PN=1.7kW; UDC=600V M0=6Nm (100K); NN=4500rpm; Naturally cooled FRAME SIZE IMB 5 (IM V1, IM V3) FLANGE 1 POWER CONNECTOR ROTATABLE INCREMENTAL ENCODER 22 BIT WITH DRIVE-CLIQ INTERFACE (ENCODER IC22DQ) SHAFT WITH FITTED KEY, TOLERANCE N; W/O HOLDING BRAKE PROTECTION CLASS IP64; | - | 0 | 0
1FK7060-2AH71-1DG0 |  | 1FK7060-2AH71-1DG0 | 1 | UN | 1 | 15 | C | D | N | N | 85015220 | 1 |  | 7.102 | KG | 1446.51 | 1446.51 | MC05 | MC05 | SIMOTICS S Synchronous motor 1FK7-CT PN=1.7kW; UDC=600V M0=6Nm (100K); NN=4500rpm; Naturally cooled FRAME SIZE IMB 5 (IM V1, IM V3) FLANGE 1 POWER CONNECTOR ROTATABLE INCREMENTAL ENCODER 22 BIT WITH DRIVE-CLIQ INTERFACE (ENCODER IC22DQ) PLAIN SHAFT, TOLERANCE N; W/O HOLDING BRAKE PROTECTION CLASS IP64; | - | 0 | 0
1FK7060-2AH71-1DH0 |  | 1FK7060-2AH71-1DH0 | 1 | UN | 1 | 15 | C | D | N | N | 85015220 | 1 |  | 7.401 | KG | 1649.95 | 1649.95 | MC05 | MC05 | SIMOTICS S Synchronous motor 1FK7-CT PN=1.7kW; UDC=600V M0=6Nm (100K); NN=4500rpm; Naturally cooled FRAME SIZE IMB 5 (IM V1, IM V3) FLANGE 1 POWER CONNECTOR ROTATABLE INCREMENTAL ENCODER 22 BIT WITH DRIVE-CLIQ INTERFACE (ENCODER IC22DQ) PLAIN SHAFT, TOLERANCE N; WITH HOLDING BRAKE PROTECTION CLASS IP64; | - | 0 | 0
1FK7060-2AH71-1EA0 |  | 1FK7060-2AH71-1EA0 | 1 | UN | 1 | 15 | C | D | N | N | 85015220 | 1 |  | 7.101 | KG | 1537.55 | 1537.55 | MC05 | MC05 | SIMOTICS S Synchronous motor 1FK7-CT PN=1.7kW; UDC=600V M0=6Nm (100K); NN=4500rpm; Naturally cooled FRAME SIZE IMB 5 (IM V1, IM V3) FLANGE 1, WITH KTY TEMPERATURESENSOR POWER CONNECTOR ROTATABLE ABSOLUTE ENCODERR 2048 S/R + 4096 UMDREHUNGEN MULTITURN, WITH ENDAT-SCHNITTSTELLE (ENCODER AM2048S/R) SHAFT WITH FITTED KEY, TOLERANCE N; W/O HOLDING BRAKE PROTECTION CLASS IP64; | - | 0 | 0
1FK7060-2AH71-1EA1 |  | 1FK7060-2AH71-1EA1 | 1 | UN | 1 | 15 | C | D | N | N | 85015220 | 1 |  | 7.101 | KG | 1599.89 | 1599.89 | MC05 | MC05 | SIMOTICS S Synchronous motor 1FK7-CT PN=1.7kW; UDC=600V M0=6Nm (100K); NN=4500rpm; Naturally cooled FRAME SIZE IMB 5 (IM V1, IM V3) FLANGE 1, WITH KTY TEMPERATURESENSOR POWER CONNECTOR ROTATABLE ABSOLUTE ENCODERR 2048 S/R + 4096 UMDREHUNGEN MULTITURN, WITH ENDAT-SCHNITTSTELLE (ENCODER AM2048S/R) SHAFT WITH FITTED KEY, TOLERANCE N; W/O HOLDING BRAKE PROTECTION CLASS IP65, | - | 0 | 0
1FK7060-2AH71-1EA2 |  | 1FK7060-2AH71-1EA2 | 1 | UN | 1 | 15 | C | D | N | N | 85015220 | 1 |  | 7.101 | KG | 1599.89 | 1599.89 | MC05 | MC05 | SIMOTICS S Synchronous motor 1FK7-CT PN=1.7kW; UDC=600V M0=6Nm (100K); NN=4500rpm; Naturally cooled FRAME SIZE IMB 5 (IM V1, IM V3) FLANGE 1, WITH KTY TEMPERATURESENSOR POWER CONNECTOR ROTATABLE ABSOLUTE ENCODERR 2048 S/R + 4096 UMDREHUNGEN MULTITURN, WITH ENDAT-SCHNITTSTELLE (ENCODER AM2048S/R) SHAFT WITH FITTED KEY, TOLERANCE N; W/O HOLDING BRAKE PROTECTION CLASS IP65, FLANGE ON DRIVE END IP67; | - | 0 | 0
1FK7060-2AH71-1EB0 |  | 1FK7060-2AH71-1EB0 | 1 | UN | 1 | 15 | C | D | N | N | 85015220 | 1 |  | 7.4 | KG | 1739.49 | 1739.49 | MC05 | MC05 | SIMOTICS S Synchronous motor 1FK7-CT PN=1.7kW; UDC=600V M0=6Nm (100K); NN=4500rpm; Naturally cooled FRAME SIZE IMB 5 (IM V1, IM V3) FLANGE 1, WITH KTY TEMPERATURESENSOR POWER CONNECTOR ROTATABLE ABSOLUTE ENCODERR 2048 S/R + 4096 UMDREHUNGEN MULTITURN, WITH ENDAT-SCHNITTSTELLE (ENCODER AM2048S/R) SHAFT WITH FITTED KEY, TOLERANCE N; WITH HOLDING BRAKE PROTECTION CLASS IP64; | - | 0 | 0
1FK7060-2AH71-1EB1 |  | 1FK7060-2AH71-1EB1 | 1 | UN | 1 | 15 | C | D | N | N | 85015220 | 1 |  | 7.4 | KG | 1801.83 | 1801.83 | MC05 | MC05 | SIMOTICS S Synchronous motor 1FK7-CT PN=1.7kW; UDC=600V M0=6Nm (100K); NN=4500rpm; Naturally cooled FRAME SIZE IMB 5 (IM V1, IM V3) FLANGE 1, WITH KTY TEMPERATURESENSOR POWER CONNECTOR ROTATABLE ABSOLUTE ENCODERR 2048 S/R + 4096 UMDREHUNGEN MULTITURN, WITH ENDAT-SCHNITTSTELLE (ENCODER AM2048S/R) SHAFT WITH FITTED KEY, TOLERANCE N; WITH HOLDING BRAKE PROTECTION CLASS IP65, | - | 0 | 0
1FK7060-2AH71-1EB2 |  | 1FK7060-2AH71-1EB2 | 1 | UN | 1 | 15 | C | D | N | N | 85015220 | 1 |  | 7.4 | KG | 1801.83 | 1801.83 | MC05 | MC05 | SIMOTICS S Synchronous motor 1FK7-CT PN=1.7kW; UDC=600V M0=6Nm (100K); NN=4500rpm; Naturally cooled FRAME SIZE IMB 5 (IM V1, IM V3) FLANGE 1, WITH KTY TEMPERATURESENSOR POWER CONNECTOR ROTATABLE ABSOLUTE ENCODERR 2048 S/R + 4096 UMDREHUNGEN MULTITURN, WITH ENDAT-SCHNITTSTELLE (ENCODER AM2048S/R) SHAFT WITH FITTED KEY, TOLERANCE N; WITH HOLDING BRAKE PROTECTION CLASS IP65, FLANGE ON DRIVE END IP67; | - | 0 | 0
1FK7060-2AH71-1EG0 |  | 1FK7060-2AH71-1EG0 | 1 | UN | 1 | 15 | C | D | N | N | 85015220 | 1 |  | 7.101 | KG | 1480.06 | 1480.06 | MC05 | MC05 | SIMOTICS S Synchronous motor 1FK7-CT PN=1.7kW; UDC=600V M0=6Nm (100K); NN=4500rpm; Naturally cooled FRAME SIZE IMB 5 (IM V1, IM V3) FLANGE 1, WITH KTY TEMPERATURESENSOR POWER CONNECTOR ROTATABLE ABSOLUTE ENCODERR 2048 S/R + 4096 UMDREHUNGEN MULTITURN, WITH ENDAT-SCHNITTSTELLE (ENCODER AM2048S/R) PLAIN SHAFT, TOLERANCE N; W/O HOLDING BRAKE PROTECTION CLASS IP64; | - | 0 | 0
1FK7060-2AH71-1EG1 |  | 1FK7060-2AH71-1EG1 | 1 | UN | 1 | 15 | C | D | N | N | 85015220 | 1 |  | 7.101 | KG | 1542.4 | 1542.4 | MC05 | MC05 | SIMOTICS S Synchronous motor 1FK7-CT PN=1.7kW; UDC=600V M0=6Nm (100K); NN=4500rpm; Naturally cooled FRAME SIZE IMB 5 (IM V1, IM V3) FLANGE 1, WITH KTY TEMPERATURESENSOR POWER CONNECTOR ROTATABLE ABSOLUTE ENCODERR 2048 S/R + 4096 UMDREHUNGEN MULTITURN, WITH ENDAT-SCHNITTSTELLE (ENCODER AM2048S/R) PLAIN SHAFT, TOLERANCE N; W/O HOLDING BRAKE PROTECTION CLASS IP65, | - | 0 | 0
1FK7060-2AH71-1EG2 |  | 1FK7060-2AH71-1EG2 | 1 | UN | 1 | 15 | C | D | N | N | 85015220 | 1 |  | 7.101 | KG | 1542.4 | 1542.4 | MC05 | MC05 | SIMOTICS S Synchronous motor 1FK7-CT PN=1.7kW; UDC=600V M0=6Nm (100K); NN=4500rpm; Naturally cooled FRAME SIZE IMB 5 (IM V1, IM V3) FLANGE 1, WITH KTY TEMPERATURESENSOR POWER CONNECTOR ROTATABLE ABSOLUTE ENCODERR 2048 S/R + 4096 UMDREHUNGEN MULTITURN, WITH ENDAT-SCHNITTSTELLE (ENCODER AM2048S/R) PLAIN SHAFT, TOLERANCE N; W/O HOLDING BRAKE PROTECTION CLASS IP65, FLANGE ON DRIVE END IP67; | - | 0 | 0
1FK7060-2AH71-1EH0 |  | 1FK7060-2AH71-1EH0 | 1 | UN | 1 | 15 | C | D | N | N | 85015220 | 1 |  | 7.4 | KG | 1683.5 | 1683.5 | MC05 | MC05 | SIMOTICS S Synchronous motor 1FK7-CT PN=1.7kW; UDC=600V M0=6Nm (100K); NN=4500rpm; Naturally cooled FRAME SIZE IMB 5 (IM V1, IM V3) FLANGE 1, WITH KTY TEMPERATURESENSOR POWER CONNECTOR ROTATABLE ABSOLUTE ENCODERR 2048 S/R + 4096 UMDREHUNGEN MULTITURN, WITH ENDAT-SCHNITTSTELLE (ENCODER AM2048S/R) PLAIN SHAFT, TOLERANCE N; WITH HOLDING BRAKE PROTECTION CLASS IP64; | - | 0 | 0
1FK7060-2AH71-1EH1 |  | 1FK7060-2AH71-1EH1 | 1 | UN | 1 | 15 | C | D | N | N | 85015220 | 1 |  | 7.4 | KG | 1745.84 | 1745.84 | MC05 | MC05 | SIMOTICS S Synchronous motor 1FK7-CT PN=1.7kW; UDC=600V M0=6Nm (100K); NN=4500rpm; Naturally cooled FRAME SIZE IMB 5 (IM V1, IM V3) FLANGE 1, WITH KTY TEMPERATURESENSOR POWER CONNECTOR ROTATABLE ABSOLUTE ENCODERR 2048 S/R + 4096 UMDREHUNGEN MULTITURN, WITH ENDAT-SCHNITTSTELLE (ENCODER AM2048S/R) PLAIN SHAFT, TOLERANCE N; WITH HOLDING BRAKE PROTECTION CLASS IP65, | - | 0 | 0
1FK7060-2AH71-1EH2 |  | 1FK7060-2AH71-1EH2 | 1 | UN | 1 | 15 | C | D | N | N | 85015220 | 1 |  | 7.4 | KG | 1745.84 | 1745.84 | MC05 | MC05 | SIMOTICS S Synchronous motor 1FK7-CT PN=1.7kW; UDC=600V M0=6Nm (100K); NN=4500rpm; Naturally cooled FRAME SIZE IMB 5 (IM V1, IM V3) FLANGE 1, WITH KTY TEMPERATURESENSOR POWER CONNECTOR ROTATABLE ABSOLUTE ENCODERR 2048 S/R + 4096 UMDREHUNGEN MULTITURN, WITH ENDAT-SCHNITTSTELLE (ENCODER AM2048S/R) PLAIN SHAFT, TOLERANCE N; WITH HOLDING BRAKE PROTECTION CLASS IP65, FLANGE ON DRIVE END IP67; | - | 0 | 0
1FK7060-2AH71-1FA0 |  | 1FK7060-2AH71-1FA0 | 1 | UN | 1 | 15 | C | D | N | N | 85015220 | 1 |  | 7.101 | KG | 1750.17 | 1750.17 | MC05 | MC05 | SIMOTICS S Synchronous motor 1FK7-CT PN=1.7kW; UDC=600V M0=6Nm (100K); NN=4500rpm; Naturally cooled FRAME SIZE IMB 5 (IM V1, IM V3) FLANGE 1 POWER CONNECTOR ROTATABLE ABSOLUTE ENCODER 22BIT + 12 BIT MULTITURN, WITH DRIVE-CLIQ INTERFACE (ENCODER AM22DQ) SHAFT WITH FITTED KEY, TOLERANCE N; W/O HOLDING BRAKE PROTECTION CLASS IP64; | - | 0 | 0
1FK7060-2AH71-1FA1 |  | 1FK7060-2AH71-1FA1 | 1 | UN | 1 | 15 | C | D | N | N | 85015220 | 1 |  | 7.101 | KG | 1812.51 | 1812.51 | MC05 | MC05 | SIMOTICS S Synchronous motor 1FK7-CT PN=1.7kW; UDC=600V M0=6Nm (100K); NN=4500rpm; Naturally cooled FRAME SIZE IMB 5 (IM V1, IM V3) FLANGE 1 POWER CONNECTOR ROTATABLE ABSOLUTE ENCODER 22BIT + 12 BIT MULTITURN, WITH DRIVE-CLIQ INTERFACE (ENCODER AM22DQ) SHAFT WITH FITTED KEY, TOLERANCE N; W/O HOLDING BRAKE PROTECTION CLASS IP65, | - | 0 | 0
1FK7060-2AH71-1FG0 |  | 1FK7060-2AH71-1FG0 | 1 | UN | 1 | 15 | C | D | N | N | 85015220 | 1 |  | 7.101 | KG | 1692.68 | 1692.68 | MC05 | MC05 | SIMOTICS S Synchronous motor 1FK7-CT PN=1.7kW; UDC=600V M0=6Nm (100K); NN=4500rpm; Naturally cooled FRAME SIZE IMB 5 (IM V1, IM V3) FLANGE 1 POWER CONNECTOR ROTATABLE ABSOLUTE ENCODER 22BIT + 12 BIT MULTITURN, WITH DRIVE-CLIQ INTERFACE (ENCODER AM22DQ) PLAIN SHAFT, TOLERANCE N; W/O HOLDING BRAKE PROTECTION CLASS IP64; | - | 0 | 0
1FK7060-2AH71-1FH0 |  | 1FK7060-2AH71-1FH0 | 1 | UN | 1 | 15 | C | D | N | N | 85015220 | 1 |  | 7.4 | KG | 1896.12 | 1896.12 | MC05 | MC05 | SIMOTICS S Synchronous motor 1FK7-CT PN=1.7kW; UDC=600V M0=6Nm (100K); NN=4500rpm; Naturally cooled FRAME SIZE IMB 5 (IM V1, IM V3) FLANGE 1 POWER CONNECTOR ROTATABLE ABSOLUTE ENCODER 22BIT + 12 BIT MULTITURN, WITH DRIVE-CLIQ INTERFACE (ENCODER AM22DQ) PLAIN SHAFT, TOLERANCE N; WITH HOLDING BRAKE PROTECTION CLASS IP64; | - | 0 | 0
1FK7060-2AH71-1PA0 |  | 1FK7060-2AH71-1PA0 | 1 | UN | 1 | 15 | C | D | N | N | 85015220 | 1 |  | 7.201 | KG | 1059.93 | 1059.93 | MC05 | MC05 | SIMOTICS S Synchronous motor 1FK7-CT PN=1.7kW; UDC=600V M0=6Nm (100K); NN=4500rpm; Naturally cooled FRAME SIZE IMB 5 (IM V1, IM V3) FLANGE 1 POWER CONNECTOR ROTATABLE RESOLVER 2-POLE, WITH DRIVE CLIQ-INTERFACE SHAFT WITH FITTED KEY, TOLERANCE N; W/O HOLDING BRAKE PROTECTION CLASS IP64; | - | 0 | 0
1FK7060-2AH71-1PA1 |  | 1FK7060-2AH71-1PA1 | 1 | UN | 1 | 15 | C | D | N | N | 85015220 | 1 |  | 7.201 | KG | 1122.27 | 1122.27 | MC05 | MC05 | SIMOTICS S Synchronous motor 1FK7-CT PN=1.7kW; UDC=600V M0=6Nm (100K); NN=4500rpm; Naturally cooled FRAME SIZE IMB 5 (IM V1, IM V3) FLANGE 1 POWER CONNECTOR ROTATABLE RESOLVER 2-POLE, WITH DRIVE CLIQ-INTERFACE SHAFT WITH FITTED KEY, TOLERANCE N; W/O HOLDING BRAKE PROTECTION CLASS IP65, | - | 0 | 0
1FK7060-2AH71-1PA2 |  | 1FK7060-2AH71-1PA2 | 1 | UN | 1 | 15 | C | D | N | N | 85015220 | 1 |  | 7.201 | KG | 1122.27 | 1122.27 | MC05 | MC05 | SIMOTICS S Synchronous motor 1FK7-CT PN=1.7kW; UDC=600V M0=6Nm (100K); NN=4500rpm; Naturally cooled FRAME SIZE IMB 5 (IM V1, IM V3) FLANGE 1 POWER CONNECTOR ROTATABLE RESOLVER 2-POLE, WITH DRIVE CLIQ-INTERFACE SHAFT WITH FITTED KEY, TOLERANCE N; W/O HOLDING BRAKE PROTECTION CLASS IP65, FLANGE ON DRIVE END IP67; | - | 0 | 0
1FK7060-2AH71-1PB0 |  | 1FK7060-2AH71-1PB0 | 1 | UN | 1 | 15 | C | D | N | N | 85015220 | 1 |  | 7.5 | KG | 1261.87 | 1261.87 | MC05 | MC05 | SIMOTICS S Synchronous motor 1FK7-CT PN=1.7kW; UDC=600V M0=6Nm (100K); NN=4500rpm; Naturally cooled FRAME SIZE IMB 5 (IM V1, IM V3) FLANGE 1 POWER CONNECTOR ROTATABLE RESOLVER 2-POLE, WITH DRIVE CLIQ-INTERFACE SHAFT WITH FITTED KEY, TOLERANCE N; WITH HOLDING BRAKE PROTECTION CLASS IP64; | - | 0 | 0
1FK7060-2AH71-1PB1 |  | 1FK7060-2AH71-1PB1 | 1 | UN | 1 | 15 | C | D | N | N | 85015220 | 1 |  | 7.5 | KG | 1324.21 | 1324.21 | MC05 | MC05 | SIMOTICS S Synchronous motor 1FK7-CT PN=1.7kW; UDC=600V M0=6Nm (100K); NN=4500rpm; Naturally cooled FRAME SIZE IMB 5 (IM V1, IM V3) FLANGE 1 POWER CONNECTOR ROTATABLE RESOLVER 2-POLE, WITH DRIVE CLIQ-INTERFACE SHAFT WITH FITTED KEY, TOLERANCE N; WITH HOLDING BRAKE PROTECTION CLASS IP65, | - | 0 | 0
1FK7060-2AH71-1PB2 |  | 1FK7060-2AH71-1PB2 | 1 | UN | 1 | 15 | C | D | N | N | 85015220 | 1 |  | 7.5 | KG | 1324.21 | 1324.21 | MC05 | MC05 | SIMOTICS S Synchronous motor 1FK7-CT PN=1.7kW; UDC=600V M0=6Nm (100K); NN=4500rpm; Naturally cooled FRAME SIZE IMB 5 (IM V1, IM V3) FLANGE 1 POWER CONNECTOR ROTATABLE RESOLVER 2-POLE, WITH DRIVE CLIQ-INTERFACE SHAFT WITH FITTED KEY, TOLERANCE N; WITH HOLDING BRAKE PROTECTION CLASS IP65, FLANGE ON DRIVE END IP67; | - | 0 | 0
1FK7060-2AH71-1PG0 |  | 1FK7060-2AH71-1PG0 | 1 | UN | 1 | 15 | C | D | N | N | 85015220 | 1 |  | 7.201 | KG | 1002.44 | 1002.44 | MC05 | MC05 | SIMOTICS S Synchronous motor 1FK7-CT PN=1.7kW; UDC=600V M0=6Nm (100K); NN=4500rpm; Naturally cooled FRAME SIZE IMB 5 (IM V1, IM V3) FLANGE 1 POWER CONNECTOR ROTATABLE RESOLVER 2-POLE, WITH DRIVE CLIQ-INTERFACE PLAIN SHAFT, TOLERANCE N; W/O HOLDING BRAKE PROTECTION CLASS IP64; | - | 0 | 0
1FK7060-2AH71-1PG1 |  | 1FK7060-2AH71-1PG1 | 1 | UN | 1 | 15 | C | D | N | N | 85015220 | 1 |  | 7.201 | KG | 1064.78 | 1064.78 | MC05 | MC05 | SIMOTICS S Synchronous motor 1FK7-CT PN=1.7kW; UDC=600V M0=6Nm (100K); NN=4500rpm; Naturally cooled FRAME SIZE IMB 5 (IM V1, IM V3) FLANGE 1 POWER CONNECTOR ROTATABLE RESOLVER 2-POLE, WITH DRIVE CLIQ-INTERFACE PLAIN SHAFT, TOLERANCE N; W/O HOLDING BRAKE PROTECTION CLASS IP65, | - | 0 | 0
1FK7060-2AH71-1PG2 |  | 1FK7060-2AH71-1PG2 | 1 | UN | 1 | 15 | C | D | N | N | 85015220 | 1 |  | 7.201 | KG | 1064.78 | 1064.78 | MC05 | MC05 | SIMOTICS S Synchronous motor 1FK7-CT PN=1.7kW; UDC=600V M0=6Nm (100K); NN=4500rpm; Naturally cooled FRAME SIZE IMB 5 (IM V1, IM V3) FLANGE 1 POWER CONNECTOR ROTATABLE RESOLVER 2-POLE, WITH DRIVE CLIQ-INTERFACE PLAIN SHAFT, TOLERANCE N; W/O HOLDING BRAKE PROTECTION CLASS IP65, FLANGE ON DRIVE END IP67; | - | 0 | 0
1FK7060-2AH71-1PH0 |  | 1FK7060-2AH71-1PH0 | 1 | UN | 1 | 15 | C | D | N | N | 85015220 | 1 |  | 7.5 | KG | 1205.88 | 1205.88 | MC05 | MC05 | SIMOTICS S Synchronous motor 1FK7-CT PN=1.7kW; UDC=600V M0=6Nm (100K); NN=4500rpm; Naturally cooled FRAME SIZE IMB 5 (IM V1, IM V3) FLANGE 1 POWER CONNECTOR ROTATABLE RESOLVER 2-POLE, WITH DRIVE CLIQ-INTERFACE PLAIN SHAFT, TOLERANCE N; WITH HOLDING BRAKE PROTECTION CLASS IP64; | - | 0 | 0
1FK7060-2AH71-1PH1 |  | 1FK7060-2AH71-1PH1 | 1 | UN | 1 | 15 | C | D | N | N | 85015220 | 1 |  | 7.5 | KG | 1268.22 | 1268.22 | MC05 | MC05 | SIMOTICS S Synchronous motor 1FK7-CT PN=1.7kW; UDC=600V M0=6Nm (100K); NN=4500rpm; Naturally cooled FRAME SIZE IMB 5 (IM V1, IM V3) FLANGE 1 POWER CONNECTOR ROTATABLE RESOLVER 2-POLE, WITH DRIVE CLIQ-INTERFACE PLAIN SHAFT, TOLERANCE N; WITH HOLDING BRAKE PROTECTION CLASS IP65, | - | 0 | 0
1FK7060-2AH71-1PH2 |  | 1FK7060-2AH71-1PH2 | 1 | UN | 1 | 15 | C | D | N | N | 85015220 | 1 |  | 7.5 | KG | 1268.22 | 1268.22 | MC05 | MC05 | SIMOTICS S Synchronous motor 1FK7-CT PN=1.7kW; UDC=600V M0=6Nm (100K); NN=4500rpm; Naturally cooled FRAME SIZE IMB 5 (IM V1, IM V3) FLANGE 1 POWER CONNECTOR ROTATABLE RESOLVER 2-POLE, WITH DRIVE CLIQ-INTERFACE PLAIN SHAFT, TOLERANCE N; WITH HOLDING BRAKE PROTECTION CLASS IP65, FLANGE ON DRIVE END IP67; | - | 0 | 0
1FK7060-2AH71-1QA0 |  | 1FK7060-2AH71-1QA0 | 1 | UN | 1 | 15 | C | D | N | N | 85015220 | 1 |  | 7.101 | KG | 1128.63 | 1128.63 | MC05 | MC05 | SIMOTICS S Synchronous motor 1FK7-CT PN=1.7kW; UDC=600V M0=6Nm (100K); NN=4500rpm; Naturally cooled FRAME SIZE IMB 5 (IM V1, IM V3) FLANGE 1 POWER CONNECTOR ROTATABLE ABSOLUTE ENCODER SINGLETURN 20 BIT WITH DRIVE-CLIQ INTERFACE (ENCODER AS20DQI) SHAFT WITH FITTED KEY, TOLERANCE N; W/O HOLDING BRAKE PROTECTION CLASS IP64; | - | 0 | 0
1FK7060-2AH71-1QA1 |  | 1FK7060-2AH71-1QA1 | 1 | UN | 1 | 15 | C | D | N | N | 85015220 | 1 |  | 7.101 | KG | 1190.97 | 1190.97 | MC05 | MC05 | SIMOTICS S Synchronous motor 1FK7-CT PN=1.7kW; UDC=600V M0=6Nm (100K); NN=4500rpm; Naturally cooled FRAME SIZE IMB 5 (IM V1, IM V3) FLANGE 1 POWER CONNECTOR ROTATABLE ABSOLUTE ENCODER SINGLETURN 20 BIT WITH DRIVE-CLIQ INTERFACE (ENCODER AS20DQI) SHAFT WITH FITTED KEY, TOLERANCE N; W/O HOLDING BRAKE PROTECTION CLASS IP65, | - | 0 | 0
1FK7060-2AH71-1QA2 |  | 1FK7060-2AH71-1QA2 | 1 | UN | 1 | 15 | C | D | N | N | 85015220 | 1 |  | 7.101 | KG | 1190.97 | 1190.97 | MC05 | MC05 | SIMOTICS S Synchronous motor 1FK7-CT PN=1.7kW; UDC=600V M0=6Nm (100K); NN=4500rpm; Naturally cooled FRAME SIZE IMB 5 (IM V1, IM V3) FLANGE 1 POWER CONNECTOR ROTATABLE ABSOLUTE ENCODER SINGLETURN 20 BIT WITH DRIVE-CLIQ INTERFACE (ENCODER AS20DQI) SHAFT WITH FITTED KEY, TOLERANCE N; W/O HOLDING BRAKE PROTECTION CLASS IP65, FLANGE ON DRIVE END IP67; | - | 0 | 0
1FK7060-2AH71-1QB0 |  | 1FK7060-2AH71-1QB0 | 1 | UN | 1 | 15 | C | D | N | N | 85015220 | 1 |  | 7.4 | KG | 1330.57 | 1330.57 | MC05 | MC05 | SIMOTICS S Synchronous motor 1FK7-CT PN=1.7kW; UDC=600V M0=6Nm (100K); NN=4500rpm; Naturally cooled FRAME SIZE IMB 5 (IM V1, IM V3) FLANGE 1 POWER CONNECTOR ROTATABLE ABSOLUTE ENCODER SINGLETURN 20 BIT WITH DRIVE-CLIQ INTERFACE (ENCODER AS20DQI) SHAFT WITH FITTED KEY, TOLERANCE N; WITH HOLDING BRAKE PROTECTION CLASS IP64; | - | 0 | 0
1FK7060-2AH71-1QB1 |  | 1FK7060-2AH71-1QB1 | 1 | UN | 1 | 15 | C | D | N | N | 85015220 | 1 |  | 7.4 | KG | 1392.91 | 1392.91 | MC05 | MC05 | SIMOTICS S Synchronous motor 1FK7-CT PN=1.7kW; UDC=600V M0=6Nm (100K); NN=4500rpm; Naturally cooled FRAME SIZE IMB 5 (IM V1, IM V3) FLANGE 1 POWER CONNECTOR ROTATABLE ABSOLUTE ENCODER SINGLETURN 20 BIT WITH DRIVE-CLIQ INTERFACE (ENCODER AS20DQI) SHAFT WITH FITTED KEY, TOLERANCE N; WITH HOLDING BRAKE PROTECTION CLASS IP65, | - | 0 | 0
1FK7060-2AH71-1QB2 |  | 1FK7060-2AH71-1QB2 | 1 | UN | 1 | 15 | C | D | N | N | 85015220 | 1 |  | 7.4 | KG | 1392.91 | 1392.91 | MC05 | MC05 | SIMOTICS S Synchronous motor 1FK7-CT PN=1.7kW; UDC=600V M0=6Nm (100K); NN=4500rpm; Naturally cooled FRAME SIZE IMB 5 (IM V1, IM V3) FLANGE 1 POWER CONNECTOR ROTATABLE ABSOLUTE ENCODER SINGLETURN 20 BIT WITH DRIVE-CLIQ INTERFACE (ENCODER AS20DQI) SHAFT WITH FITTED KEY, TOLERANCE N; WITH HOLDING BRAKE PROTECTION CLASS IP65, FLANGE ON DRIVE END IP67; | - | 0 | 0
1FK7060-2AH71-1QG0 |  | 1FK7060-2AH71-1QG0 | 1 | UN | 1 | 15 | C | D | N | N | 85015220 | 1 |  | 7.101 | KG | 1071.14 | 1071.14 | MC05 | MC05 | SIMOTICS S Synchronous motor 1FK7-CT PN=1.7kW; UDC=600V M0=6Nm (100K); NN=4500rpm; Naturally cooled FRAME SIZE IMB 5 (IM V1, IM V3) FLANGE 1 POWER CONNECTOR ROTATABLE ABSOLUTE ENCODER SINGLETURN 20 BIT WITH DRIVE-CLIQ INTERFACE (ENCODER AS20DQI) PLAIN SHAFT, TOLERANCE N; W/O HOLDING BRAKE PROTECTION CLASS IP64; | - | 0 | 0
1FK7060-2AH71-1QG1 |  | 1FK7060-2AH71-1QG1 | 1 | UN | 1 | 15 | C | D | N | N | 85015220 | 1 |  | 7.101 | KG | 1133.48 | 1133.48 | MC05 | MC05 | SIMOTICS S Synchronous motor 1FK7-CT PN=1.7kW; UDC=600V M0=6Nm (100K); NN=4500rpm; Naturally cooled FRAME SIZE IMB 5 (IM V1, IM V3) FLANGE 1 POWER CONNECTOR ROTATABLE ABSOLUTE ENCODER SINGLETURN 20 BIT WITH DRIVE-CLIQ INTERFACE (ENCODER AS20DQI) PLAIN SHAFT, TOLERANCE N; W/O HOLDING BRAKE PROTECTION CLASS IP65, | - | 0 | 0
1FK7060-2AH71-1QG2 |  | 1FK7060-2AH71-1QG2 | 1 | UN | 1 | 15 | C | D | N | N | 85015220 | 1 |  | 7.101 | KG | 1133.48 | 1133.48 | MC05 | MC05 | SIMOTICS S Synchronous motor 1FK7-CT PN=1.7kW; UDC=600V M0=6Nm (100K); NN=4500rpm; Naturally cooled FRAME SIZE IMB 5 (IM V1, IM V3) FLANGE 1 POWER CONNECTOR ROTATABLE ABSOLUTE ENCODER SINGLETURN 20 BIT WITH DRIVE-CLIQ INTERFACE (ENCODER AS20DQI) PLAIN SHAFT, TOLERANCE N; W/O HOLDING BRAKE PROTECTION CLASS IP65, FLANGE ON DRIVE END IP67; | - | 0 | 0
1FK7060-2AH71-1QH0 |  | 1FK7060-2AH71-1QH0 | 1 | UN | 1 | 15 | C | D | N | N | 85015220 | 1 |  | 7.4 | KG | 1274.58 | 1274.58 | MC05 | MC05 | SIMOTICS S Synchronous motor 1FK7-CT PN=1.7kW; UDC=600V M0=6Nm (100K); NN=4500rpm; Naturally cooled FRAME SIZE IMB 5 (IM V1, IM V3) FLANGE 1 POWER CONNECTOR ROTATABLE ABSOLUTE ENCODER SINGLETURN 20 BIT WITH DRIVE-CLIQ INTERFACE (ENCODER AS20DQI) PLAIN SHAFT, TOLERANCE N; WITH HOLDING BRAKE PROTECTION CLASS IP64; | - | 0 | 0
1FK7060-2AH71-1QH1 |  | 1FK7060-2AH71-1QH1 | 1 | UN | 1 | 15 | C | D | N | N | 85015220 | 1 |  | 7.4 | KG | 1336.92 | 1336.92 | MC05 | MC05 | SIMOTICS S Synchronous motor 1FK7-CT PN=1.7kW; UDC=600V M0=6Nm (100K); NN=4500rpm; Naturally cooled FRAME SIZE IMB 5 (IM V1, IM V3) FLANGE 1 POWER CONNECTOR ROTATABLE ABSOLUTE ENCODER SINGLETURN 20 BIT WITH DRIVE-CLIQ INTERFACE (ENCODER AS20DQI) PLAIN SHAFT, TOLERANCE N; WITH HOLDING BRAKE PROTECTION CLASS IP65, | - | 0 | 0
1FK7060-2AH71-1QH2 |  | 1FK7060-2AH71-1QH2 | 1 | UN | 1 | 15 | C | D | N | N | 85015220 | 1 |  | 7.4 | KG | 1336.92 | 1336.92 | MC05 | MC05 | SIMOTICS S Synchronous motor 1FK7-CT PN=1.7kW; UDC=600V M0=6Nm (100K); NN=4500rpm; Naturally cooled FRAME SIZE IMB 5 (IM V1, IM V3) FLANGE 1 POWER CONNECTOR ROTATABLE ABSOLUTE ENCODER SINGLETURN 20 BIT WITH DRIVE-CLIQ INTERFACE (ENCODER AS20DQI) PLAIN SHAFT, TOLERANCE N; WITH HOLDING BRAKE PROTECTION CLASS IP65, FLANGE ON DRIVE END IP67; | - | 0 | 0
1FK7060-2AH71-1RA0 |  | 1FK7060-2AH71-1RA0 | 1 | UN | 1 | 15 | C | D | N | N | 85015220 | 1 |  | 7.101 | KG | 1378 | 1378 | MC05 | MC05 | SIMOTICS S Synchronous motor 1FK7-CT PN=1.7kW; UDC=600V M0=6Nm (100K); NN=4500rpm; Naturally cooled FRAME SIZE IMB 5 (IM V1, IM V3) FLANGE 1 POWER CONNECTOR ROTATABLE ABSOLUTE ENCODER 20 BIT + 12 BIT MULTITURN WITH DRIVE-CLIQ INTERFACE (ENCODER AM20DQI) SHAFT WITH FITTED KEY, TOLERANCE N; W/O HOLDING BRAKE PROTECTION CLASS IP64; | - | 0 | 0
1FK7060-2AH71-1RA1 |  | 1FK7060-2AH71-1RA1 | 1 | UN | 1 | 15 | C | D | N | N | 85015220 | 1 |  | 7.101 | KG | 1440.34 | 1440.34 | MC05 | MC05 | SIMOTICS S Synchronous motor 1FK7-CT PN=1.7kW; UDC=600V M0=6Nm (100K); NN=4500rpm; Naturally cooled FRAME SIZE IMB 5 (IM V1, IM V3) FLANGE 1 POWER CONNECTOR ROTATABLE ABSOLUTE ENCODER 20 BIT + 12 BIT MULTITURN WITH DRIVE-CLIQ INTERFACE (ENCODER AM20DQI) SHAFT WITH FITTED KEY, TOLERANCE N; W/O HOLDING BRAKE PROTECTION CLASS IP65, | - | 0 | 0
1FK7060-2AH71-1RA2 |  | 1FK7060-2AH71-1RA2 | 1 | UN | 1 | 15 | C | D | N | N | 85015220 | 1 |  | 7.101 | KG | 1440.34 | 1440.34 | MC05 | MC05 | SIMOTICS S Synchronous motor 1FK7-CT PN=1.7kW; UDC=600V M0=6Nm (100K); NN=4500rpm; Naturally cooled FRAME SIZE IMB 5 (IM V1, IM V3) FLANGE 1 POWER CONNECTOR ROTATABLE ABSOLUTE ENCODER 20 BIT + 12 BIT MULTITURN WITH DRIVE-CLIQ INTERFACE (ENCODER AM20DQI) SHAFT WITH FITTED KEY, TOLERANCE N; W/O HOLDING BRAKE PROTECTION CLASS IP65, FLANGE ON DRIVE END IP67; | - | 0 | 0
1FK7060-2AH71-1RB0 |  | 1FK7060-2AH71-1RB0 | 1 | UN | 1 | 15 | C | D | N | N | 85015220 | 1 |  | 7.4 | KG | 1579.94 | 1579.94 | MC05 | MC05 | SIMOTICS S Synchronous motor 1FK7-CT PN=1.7kW; UDC=600V M0=6Nm (100K); NN=4500rpm; Naturally cooled FRAME SIZE IMB 5 (IM V1, IM V3) FLANGE 1 POWER CONNECTOR ROTATABLE ABSOLUTE ENCODER 20 BIT + 12 BIT MULTITURN WITH DRIVE-CLIQ INTERFACE (ENCODER AM20DQI) SHAFT WITH FITTED KEY, TOLERANCE N; WITH HOLDING BRAKE PROTECTION CLASS IP64; | - | 0 | 0
1FK7060-2AH71-1RB0-Z | N16X08 | 1FK7060-2AH71-1RB0-ZN16X08 | 1 | UN | 1 | 15 | C | D | N | N | 85015220 | 1 |  | 7.401 | KG | 1986.19 | 1986.19 | MC05 | MC05 | SIMOTICS S Synchronous motor 1FK7-CT PN=1.7kW; UDC=600V M0=6Nm (100K); NN=4500rpm; Naturally cooled FRAME SIZE IMB 5 (IM V1, IM V3) FLANGE 1 POWER CONNECTOR ROTATABLE ABSOLUTE ENCODER 20 BIT + 12 BIT MULTITURN WITH DRIVE-CLIQ INTERFACE (ENCODER AM20DQI) SHAFT WITH FITTED KEY, TOLERANCE N; WITH HOLDING BRAKE PROTECTION CLASS IP64; N16: EXECUTION FOR INCREASED CHEMICAL RESISTANCE X08: PAINT FINISH WHITE ALUMINIUM RAL9006 | - | 0 | 0
1FK7060-2AH71-1RB1 |  | 1FK7060-2AH71-1RB1 | 1 | UN | 1 | 15 | C | D | N | N | 85015220 | 1 |  | 7.4 | KG | 1642.28 | 1642.28 | MC05 | MC05 | SIMOTICS S Synchronous motor 1FK7-CT PN=1.7kW; UDC=600V M0=6Nm (100K); NN=4500rpm; Naturally cooled FRAME SIZE IMB 5 (IM V1, IM V3) FLANGE 1 POWER CONNECTOR ROTATABLE ABSOLUTE ENCODER 20 BIT + 12 BIT MULTITURN WITH DRIVE-CLIQ INTERFACE (ENCODER AM20DQI) SHAFT WITH FITTED KEY, TOLERANCE N; WITH HOLDING BRAKE PROTECTION CLASS IP65, | - | 0 | 0
1FK7060-2AH71-1RB2 |  | 1FK7060-2AH71-1RB2 | 1 | UN | 1 | 15 | C | D | N | N | 85015220 | 1 |  | 7.4 | KG | 1642.28 | 1642.28 | MC05 | MC05 | SIMOTICS S Synchronous motor 1FK7-CT PN=1.7kW; UDC=600V M0=6Nm (100K); NN=4500rpm; Naturally cooled FRAME SIZE IMB 5 (IM V1, IM V3) FLANGE 1 POWER CONNECTOR ROTATABLE ABSOLUTE ENCODER 20 BIT + 12 BIT MULTITURN WITH DRIVE-CLIQ INTERFACE (ENCODER AM20DQI) SHAFT WITH FITTED KEY, TOLERANCE N; WITH HOLDING BRAKE PROTECTION CLASS IP65, FLANGE ON DRIVE END IP67; | - | 0 | 0
1FK7060-2AH71-1RG0 |  | 1FK7060-2AH71-1RG0 | 1 | UN | 1 | 15 | C | D | N | N | 85015220 | 1 |  | 7.101 | KG | 1320.51 | 1320.51 | MC05 | MC05 | SIMOTICS S Synchronous motor 1FK7-CT PN=1.7kW; UDC=600V M0=6Nm (100K); NN=4500rpm; Naturally cooled FRAME SIZE IMB 5 (IM V1, IM V3) FLANGE 1 POWER CONNECTOR ROTATABLE ABSOLUTE ENCODER 20 BIT + 12 BIT MULTITURN WITH DRIVE-CLIQ INTERFACE (ENCODER AM20DQI) PLAIN SHAFT, TOLERANCE N; W/O HOLDING BRAKE PROTECTION CLASS IP64; | - | 0 | 0
1FK7060-2AH71-1RG1 |  | 1FK7060-2AH71-1RG1 | 1 | UN | 1 | 15 | C | D | N | N | 85015220 | 1 |  | 7.101 | KG | 1382.85 | 1382.85 | MC05 | MC05 | SIMOTICS S Synchronous motor 1FK7-CT PN=1.7kW; UDC=600V M0=6Nm (100K); NN=4500rpm; Naturally cooled FRAME SIZE IMB 5 (IM V1, IM V3) FLANGE 1 POWER CONNECTOR ROTATABLE ABSOLUTE ENCODER 20 BIT + 12 BIT MULTITURN WITH DRIVE-CLIQ INTERFACE (ENCODER AM20DQI) PLAIN SHAFT, TOLERANCE N; W/O HOLDING BRAKE PROTECTION CLASS IP65, | - | 0 | 0
1FK7060-2AH71-1RG2 |  | 1FK7060-2AH71-1RG2 | 1 | UN | 1 | 15 | C | D | N | N | 85015220 | 1 |  | 7.101 | KG | 1382.85 | 1382.85 | MC05 | MC05 | SIMOTICS S Synchronous motor 1FK7-CT PN=1.7kW; UDC=600V M0=6Nm (100K); NN=4500rpm; Naturally cooled FRAME SIZE IMB 5 (IM V1, IM V3) FLANGE 1 POWER CONNECTOR ROTATABLE ABSOLUTE ENCODER 20 BIT + 12 BIT MULTITURN WITH DRIVE-CLIQ INTERFACE (ENCODER AM20DQI) PLAIN SHAFT, TOLERANCE N; W/O HOLDING BRAKE PROTECTION CLASS IP65, FLANGE ON DRIVE END IP67; | - | 0 | 0
1FK7060-2AH71-1RH0 |  | 1FK7060-2AH71-1RH0 | 1 | UN | 1 | 15 | C | D | N | N | 85015220 | 1 |  | 7.4 | KG | 1523.95 | 1523.95 | MC05 | MC05 | SIMOTICS S Synchronous motor 1FK7-CT PN=1.7kW; UDC=600V M0=6Nm (100K); NN=4500rpm; Naturally cooled FRAME SIZE IMB 5 (IM V1, IM V3) FLANGE 1 POWER CONNECTOR ROTATABLE ABSOLUTE ENCODER 20 BIT + 12 BIT MULTITURN WITH DRIVE-CLIQ INTERFACE (ENCODER AM20DQI) PLAIN SHAFT, TOLERANCE N; WITH HOLDING BRAKE PROTECTION CLASS IP64; | - | 0 | 0
1FK7060-2AH71-1RH1 |  | 1FK7060-2AH71-1RH1 | 1 | UN | 1 | 15 | C | D | N | N | 85015220 | 1 |  | 7.4 | KG | 1586.29 | 1586.29 | MC05 | MC05 | SIMOTICS S Synchronous motor 1FK7-CT PN=1.7kW; UDC=600V M0=6Nm (100K); NN=4500rpm; Naturally cooled FRAME SIZE IMB 5 (IM V1, IM V3) FLANGE 1 POWER CONNECTOR ROTATABLE ABSOLUTE ENCODER 20 BIT + 12 BIT MULTITURN WITH DRIVE-CLIQ INTERFACE (ENCODER AM20DQI) PLAIN SHAFT, TOLERANCE N; WITH HOLDING BRAKE PROTECTION CLASS IP65, | - | 0 | 0
1FK7060-2AH71-1RH2 |  | 1FK7060-2AH71-1RH2 | 1 | UN | 1 | 15 | C | D | N | N | 85015220 | 1 |  | 7.4 | KG | 1586.29 | 1586.29 | MC05 | MC05 | SIMOTICS S Synchronous motor 1FK7-CT PN=1.7kW; UDC=600V M0=6Nm (100K); NN=4500rpm; Naturally cooled FRAME SIZE IMB 5 (IM V1, IM V3) FLANGE 1 POWER CONNECTOR ROTATABLE ABSOLUTE ENCODER 20 BIT + 12 BIT MULTITURN WITH DRIVE-CLIQ INTERFACE (ENCODER AM20DQI) PLAIN SHAFT, TOLERANCE N; WITH HOLDING BRAKE PROTECTION CLASS IP65, FLANGE ON DRIVE END IP67; | - | 0 | 0
1FK7060-2AH71-1SA0 |  | 1FK7060-2AH71-1SA0 | 1 | UN | 1 | 15 | C | D | N | N | 85015220 | 1 |  | 7.102 | KG | 899.23 | 899.23 | MC05 | MC05 | SIMOTICS S Synchronous motor 1FK7-CT PN=1.7kW; UDC=600V M0=6Nm (100K); NN=4500rpm; Naturally cooled FRAME SIZE IMB 5 (IM V1, IM V3) FLANGE 1, WITH KTY TEMPERATURESENSOR POWER CONNECTOR ROTATABLE RESOLVER MULTI-POLE (RESOLVER P=4); SHAFT WITH FITTED KEY, TOLERANCE N; W/O HOLDING BRAKE PROTECTION CLASS IP64; | - | 0 | 0
1FK7060-2AH71-1SA1 |  | 1FK7060-2AH71-1SA1 | 1 | UN | 1 | 15 | C | D | N | N | 85015220 | 1 |  | 7.102 | KG | 961.57 | 961.57 | MC05 | MC05 | SIMOTICS S Synchronous motor 1FK7-CT PN=1.7kW; UDC=600V M0=6Nm (100K); NN=4500rpm; Naturally cooled FRAME SIZE IMB 5 (IM V1, IM V3) FLANGE 1, WITH KTY TEMPERATURESENSOR POWER CONNECTOR ROTATABLE RESOLVER MULTI-POLE (RESOLVER P=4); SHAFT WITH FITTED KEY, TOLERANCE N; W/O HOLDING BRAKE PROTECTION CLASS IP65, | - | 0 | 0
1FK7060-2AH71-1SA2 |  | 1FK7060-2AH71-1SA2 | 1 | UN | 1 | 15 | C | D | N | N | 85015220 | 1 |  | 7.102 | KG | 961.57 | 961.57 | MC05 | MC05 | SIMOTICS S Synchronous motor 1FK7-CT PN=1.7kW; UDC=600V M0=6Nm (100K); NN=4500rpm; Naturally cooled FRAME SIZE IMB 5 (IM V1, IM V3) FLANGE 1, WITH KTY TEMPERATURESENSOR POWER CONNECTOR ROTATABLE RESOLVER MULTI-POLE (RESOLVER P=4); SHAFT WITH FITTED KEY, TOLERANCE N; W/O HOLDING BRAKE PROTECTION CLASS IP65, FLANGE ON DRIVE END IP67; | - | 0 | 0
1FK7060-2AH71-1SB0 |  | 1FK7060-2AH71-1SB0 | 1 | UN | 1 | 15 | C | D | N | N | 85015220 | 1 |  | 7.401 | KG | 1101.17 | 1101.17 | MC05 | MC05 | SIMOTICS S Synchronous motor 1FK7-CT PN=1.7kW; UDC=600V M0=6Nm (100K); NN=4500rpm; Naturally cooled FRAME SIZE IMB 5 (IM V1, IM V3) FLANGE 1, WITH KTY TEMPERATURESENSOR POWER CONNECTOR ROTATABLE RESOLVER MULTI-POLE (RESOLVER P=4); SHAFT WITH FITTED KEY, TOLERANCE N; WITH HOLDING BRAKE PROTECTION CLASS IP64; | - | 0 | 0
1FK7060-2AH71-1SB1 |  | 1FK7060-2AH71-1SB1 | 1 | UN | 1 | 15 | C | D | N | N | 85015220 | 1 |  | 7.401 | KG | 1163.51 | 1163.51 | MC05 | MC05 | SIMOTICS S Synchronous motor 1FK7-CT PN=1.7kW; UDC=600V M0=6Nm (100K); NN=4500rpm; Naturally cooled FRAME SIZE IMB 5 (IM V1, IM V3) FLANGE 1, WITH KTY TEMPERATURESENSOR POWER CONNECTOR ROTATABLE RESOLVER MULTI-POLE (RESOLVER P=4); SHAFT WITH FITTED KEY, TOLERANCE N; WITH HOLDING BRAKE PROTECTION CLASS IP65, | - | 0 | 0
1FK7060-2AH71-1SB2 |  | 1FK7060-2AH71-1SB2 | 1 | UN | 1 | 15 | C | D | N | N | 85015220 | 1 |  | 7.401 | KG | 1163.51 | 1163.51 | MC05 | MC05 | SIMOTICS S Synchronous motor 1FK7-CT PN=1.7kW; UDC=600V M0=6Nm (100K); NN=4500rpm; Naturally cooled FRAME SIZE IMB 5 (IM V1, IM V3) FLANGE 1, WITH KTY TEMPERATURESENSOR POWER CONNECTOR ROTATABLE RESOLVER MULTI-POLE (RESOLVER P=4); SHAFT WITH FITTED KEY, TOLERANCE N; WITH HOLDING BRAKE PROTECTION CLASS IP65, FLANGE ON DRIVE END IP67; | - | 0 | 0
1FK7060-2AH71-1SG0 |  | 1FK7060-2AH71-1SG0 | 1 | UN | 1 | 15 | C | D | N | N | 85015220 | 1 |  | 7.102 | KG | 841.74 | 841.74 | MC05 | MC05 | SIMOTICS S Synchronous motor 1FK7-CT PN=1.7kW; UDC=600V M0=6Nm (100K); NN=4500rpm; Naturally cooled FRAME SIZE IMB 5 (IM V1, IM V3) FLANGE 1, WITH KTY TEMPERATURESENSOR POWER CONNECTOR ROTATABLE RESOLVER MULTI-POLE (RESOLVER P=4); PLAIN SHAFT, TOLERANCE N; W/O HOLDING BRAKE PROTECTION CLASS IP64; | - | 0 | 0
1FK7060-2AH71-1SG1 |  | 1FK7060-2AH71-1SG1 | 1 | UN | 1 | 15 | C | D | N | N | 85015220 | 1 |  | 7.102 | KG | 904.08 | 904.08 | MC05 | MC05 | SIMOTICS S Synchronous motor 1FK7-CT PN=1.7kW; UDC=600V M0=6Nm (100K); NN=4500rpm; Naturally cooled FRAME SIZE IMB 5 (IM V1, IM V3) FLANGE 1, WITH KTY TEMPERATURESENSOR POWER CONNECTOR ROTATABLE RESOLVER MULTI-POLE (RESOLVER P=4); PLAIN SHAFT, TOLERANCE N; W/O HOLDING BRAKE PROTECTION CLASS IP65, | - | 0 | 0
1FK7060-2AH71-1SG2 |  | 1FK7060-2AH71-1SG2 | 1 | UN | 1 | 15 | C | D | N | N | 85015220 | 1 |  | 7.102 | KG | 904.08 | 904.08 | MC05 | MC05 | SIMOTICS S Synchronous motor 1FK7-CT PN=1.7kW; UDC=600V M0=6Nm (100K); NN=4500rpm; Naturally cooled FRAME SIZE IMB 5 (IM V1, IM V3) FLANGE 1, WITH KTY TEMPERATURESENSOR POWER CONNECTOR ROTATABLE RESOLVER MULTI-POLE (RESOLVER P=4); PLAIN SHAFT, TOLERANCE N; W/O HOLDING BRAKE PROTECTION CLASS IP65, FLANGE ON DRIVE END IP67; | - | 0 | 0
1FK7060-2AH71-1SH0 |  | 1FK7060-2AH71-1SH0 | 1 | UN | 1 | 15 | C | D | N | N | 85015220 | 1 |  | 7.401 | KG | 1045.18 | 1045.18 | MC05 | MC05 | SIMOTICS S Synchronous motor 1FK7-CT PN=1.7kW; UDC=600V M0=6Nm (100K); NN=4500rpm; Naturally cooled FRAME SIZE IMB 5 (IM V1, IM V3) FLANGE 1, WITH KTY TEMPERATURESENSOR POWER CONNECTOR ROTATABLE RESOLVER MULTI-POLE (RESOLVER P=4); PLAIN SHAFT, TOLERANCE N; WITH HOLDING BRAKE PROTECTION CLASS IP64; | - | 0 | 0
1FK7060-2AH71-1SH1 |  | 1FK7060-2AH71-1SH1 | 1 | UN | 1 | 15 | C | D | N | N | 85015220 | 1 |  | 7.401 | KG | 1107.52 | 1107.52 | MC05 | MC05 | SIMOTICS S Synchronous motor 1FK7-CT PN=1.7kW; UDC=600V M0=6Nm (100K); NN=4500rpm; Naturally cooled FRAME SIZE IMB 5 (IM V1, IM V3) FLANGE 1, WITH KTY TEMPERATURESENSOR POWER CONNECTOR ROTATABLE RESOLVER MULTI-POLE (RESOLVER P=4); PLAIN SHAFT, TOLERANCE N; WITH HOLDING BRAKE PROTECTION CLASS IP65, | - | 0 | 0
1FK7060-2AH71-1SH2 |  | 1FK7060-2AH71-1SH2 | 1 | UN | 1 | 15 | C | D | N | N | 85015220 | 1 |  | 7.401 | KG | 1107.52 | 1107.52 | MC05 | MC05 | SIMOTICS S Synchronous motor 1FK7-CT PN=1.7kW; UDC=600V M0=6Nm (100K); NN=4500rpm; Naturally cooled FRAME SIZE IMB 5 (IM V1, IM V3) FLANGE 1, WITH KTY TEMPERATURESENSOR POWER CONNECTOR ROTATABLE RESOLVER MULTI-POLE (RESOLVER P=4); PLAIN SHAFT, TOLERANCE N; WITH HOLDING BRAKE PROTECTION CLASS IP65, FLANGE ON DRIVE END IP67; | - | 0 | 0
1FK7060-2AH71-1TA0 |  | 1FK7060-2AH71-1TA0 | 1 | UN | 1 | 15 | C | D | N | N | 85015220 | 1 |  | 7.102 | KG | 899.23 | 899.23 | MC05 | MC05 | SIMOTICS S Synchronous motor 1FK7-CT PN=1.7kW; UDC=600V M0=6Nm (100K); NN=4500rpm; Naturally cooled FRAME SIZE IMB 5 (IM V1, IM V3) FLANGE 1, WITH KTY TEMPERATURESENSOR POWER CONNECTOR ROTATABLE RESOLVER 2-POLE (RESOLVER P=1); SHAFT WITH FITTED KEY, TOLERANCE N; W/O HOLDING BRAKE PROTECTION CLASS IP64; | - | 0 | 0
1FK7060-2AH71-1TA1 |  | 1FK7060-2AH71-1TA1 | 1 | UN | 1 | 15 | C | D | N | N | 85015220 | 1 |  | 7.102 | KG | 961.57 | 961.57 | MC05 | MC05 | SIMOTICS S Synchronous motor 1FK7-CT PN=1.7kW; UDC=600V M0=6Nm (100K); NN=4500rpm; Naturally cooled FRAME SIZE IMB 5 (IM V1, IM V3) FLANGE 1, WITH KTY TEMPERATURESENSOR POWER CONNECTOR ROTATABLE RESOLVER 2-POLE (RESOLVER P=1); SHAFT WITH FITTED KEY, TOLERANCE N; W/O HOLDING BRAKE PROTECTION CLASS IP65, | - | 0 | 0
1FK7060-2AH71-1TA2 |  | 1FK7060-2AH71-1TA2 | 1 | UN | 1 | 15 | C | D | N | N | 85015220 | 1 |  | 7.102 | KG | 961.57 | 961.57 | MC05 | MC05 | SIMOTICS S Synchronous motor 1FK7-CT PN=1.7kW; UDC=600V M0=6Nm (100K); NN=4500rpm; Naturally cooled FRAME SIZE IMB 5 (IM V1, IM V3) FLANGE 1, WITH KTY TEMPERATURESENSOR POWER CONNECTOR ROTATABLE RESOLVER 2-POLE (RESOLVER P=1); SHAFT WITH FITTED KEY, TOLERANCE N; W/O HOLDING BRAKE PROTECTION CLASS IP65, FLANGE ON DRIVE END IP67; | - | 0 | 0
1FK7060-2AH71-1TB0 |  | 1FK7060-2AH71-1TB0 | 1 | UN | 1 | 15 | C | D | N | N | 85015220 | 1 |  | 7.401 | KG | 1101.17 | 1101.17 | MC05 | MC05 | SIMOTICS S Synchronous motor 1FK7-CT PN=1.7kW; UDC=600V M0=6Nm (100K); NN=4500rpm; Naturally cooled FRAME SIZE IMB 5 (IM V1, IM V3) FLANGE 1, WITH KTY TEMPERATURESENSOR POWER CONNECTOR ROTATABLE RESOLVER 2-POLE (RESOLVER P=1); SHAFT WITH FITTED KEY, TOLERANCE N; WITH HOLDING BRAKE PROTECTION CLASS IP64; | - | 0 | 0
1FK7060-2AH71-1TB1 |  | 1FK7060-2AH71-1TB1 | 1 | UN | 1 | 15 | C | D | N | N | 85015220 | 1 |  | 7.401 | KG | 1163.51 | 1163.51 | MC05 | MC05 | SIMOTICS S Synchronous motor 1FK7-CT PN=1.7kW; UDC=600V M0=6Nm (100K); NN=4500rpm; Naturally cooled FRAME SIZE IMB 5 (IM V1, IM V3) FLANGE 1, WITH KTY TEMPERATURESENSOR POWER CONNECTOR ROTATABLE RESOLVER 2-POLE (RESOLVER P=1); SHAFT WITH FITTED KEY, TOLERANCE N; WITH HOLDING BRAKE PROTECTION CLASS IP65, | - | 0 | 0
1FK7060-2AH71-1TB2 |  | 1FK7060-2AH71-1TB2 | 1 | UN | 1 | 15 | C | D | N | N | 85015220 | 1 |  | 7.401 | KG | 1163.51 | 1163.51 | MC05 | MC05 | SIMOTICS S Synchronous motor 1FK7-CT PN=1.7kW; UDC=600V M0=6Nm (100K); NN=4500rpm; Naturally cooled FRAME SIZE IMB 5 (IM V1, IM V3) FLANGE 1, WITH KTY TEMPERATURESENSOR POWER CONNECTOR ROTATABLE RESOLVER 2-POLE (RESOLVER P=1); SHAFT WITH FITTED KEY, TOLERANCE N; WITH HOLDING BRAKE PROTECTION CLASS IP65, FLANGE ON DRIVE END IP67; | - | 0 | 0
1FK7060-2AH71-1TG0 |  | 1FK7060-2AH71-1TG0 | 1 | UN | 1 | 15 | C | D | N | N | 85015220 | 1 |  | 7.102 | KG | 841.74 | 841.74 | MC05 | MC05 | SIMOTICS S Synchronous motor 1FK7-CT PN=1.7kW; UDC=600V M0=6Nm (100K); NN=4500rpm; Naturally cooled FRAME SIZE IMB 5 (IM V1, IM V3) FLANGE 1, WITH KTY TEMPERATURESENSOR POWER CONNECTOR ROTATABLE RESOLVER 2-POLE (RESOLVER P=1); PLAIN SHAFT, TOLERANCE N; W/O HOLDING BRAKE PROTECTION CLASS IP64; | - | 0 | 0
1FK7060-2AH71-1TG1 |  | 1FK7060-2AH71-1TG1 | 1 | UN | 1 | 15 | C | D | N | N | 85015220 | 1 |  | 7.102 | KG | 904.08 | 904.08 | MC05 | MC05 | SIMOTICS S Synchronous motor 1FK7-CT PN=1.7kW; UDC=600V M0=6Nm (100K); NN=4500rpm; Naturally cooled FRAME SIZE IMB 5 (IM V1, IM V3) FLANGE 1, WITH KTY TEMPERATURESENSOR POWER CONNECTOR ROTATABLE RESOLVER 2-POLE (RESOLVER P=1); PLAIN SHAFT, TOLERANCE N; W/O HOLDING BRAKE PROTECTION CLASS IP65, | - | 0 | 0
1FK7060-2AH71-1TG2 |  | 1FK7060-2AH71-1TG2 | 1 | UN | 1 | 15 | C | D | N | N | 85015220 | 1 |  | 7.102 | KG | 904.08 | 904.08 | MC05 | MC05 | SIMOTICS S Synchronous motor 1FK7-CT PN=1.7kW; UDC=600V M0=6Nm (100K); NN=4500rpm; Naturally cooled FRAME SIZE IMB 5 (IM V1, IM V3) FLANGE 1, WITH KTY TEMPERATURESENSOR POWER CONNECTOR ROTATABLE RESOLVER 2-POLE (RESOLVER P=1); PLAIN SHAFT, TOLERANCE N; W/O HOLDING BRAKE PROTECTION CLASS IP65, FLANGE ON DRIVE END IP67; | - | 0 | 0
1FK7060-2AH71-1TH0 |  | 1FK7060-2AH71-1TH0 | 1 | UN | 1 | 15 | C | D | N | N | 85015220 | 1 |  | 7.401 | KG | 1045.18 | 1045.18 | MC05 | MC05 | SIMOTICS S Synchronous motor 1FK7-CT PN=1.7kW; UDC=600V M0=6Nm (100K); NN=4500rpm; Naturally cooled FRAME SIZE IMB 5 (IM V1, IM V3) FLANGE 1, WITH KTY TEMPERATURESENSOR POWER CONNECTOR ROTATABLE RESOLVER 2-POLE (RESOLVER P=1); PLAIN SHAFT, TOLERANCE N; WITH HOLDING BRAKE PROTECTION CLASS IP64; | - | 0 | 0
1FK7060-2AH71-1TH1 |  | 1FK7060-2AH71-1TH1 | 1 | UN | 1 | 15 | C | D | N | N | 85015220 | 1 |  | 7.401 | KG | 1107.52 | 1107.52 | MC05 | MC05 | SIMOTICS S Synchronous motor 1FK7-CT PN=1.7kW; UDC=600V M0=6Nm (100K); NN=4500rpm; Naturally cooled FRAME SIZE IMB 5 (IM V1, IM V3) FLANGE 1, WITH KTY TEMPERATURESENSOR POWER CONNECTOR ROTATABLE RESOLVER 2-POLE (RESOLVER P=1); PLAIN SHAFT, TOLERANCE N; WITH HOLDING BRAKE PROTECTION CLASS IP65, | - | 0 | 0
1FK7060-2AH71-1TH2 |  | 1FK7060-2AH71-1TH2 | 1 | UN | 1 | 15 | C | D | N | N | 85015220 | 1 |  | 7.401 | KG | 1107.52 | 1107.52 | MC05 | MC05 | SIMOTICS S Synchronous motor 1FK7-CT PN=1.7kW; UDC=600V M0=6Nm (100K); NN=4500rpm; Naturally cooled FRAME SIZE IMB 5 (IM V1, IM V3) FLANGE 1, WITH KTY TEMPERATURESENSOR POWER CONNECTOR ROTATABLE RESOLVER 2-POLE (RESOLVER P=1); PLAIN SHAFT, TOLERANCE N; WITH HOLDING BRAKE PROTECTION CLASS IP65, FLANGE ON DRIVE END IP67; | - | 0 | 0
1FK7060-2AH71-1UA0 |  | 1FK7060-2AH71-1UA0 | 1 | UN | 1 | 15 | C | D | N | N | 85015220 | 1 |  | 7.102 | KG | 1059.93 | 1059.93 | MC05 | MC05 | SIMOTICS S Synchronous motor 1FK7-CT PN=1.7kW; UDC=600V M0=6Nm (100K); NN=4500rpm; Naturally cooled FRAME SIZE IMB 5 (IM V1, IM V3) FLANGE 1 POWER CONNECTOR ROTATABLE RESOLVER MULTI-POLE WITH DRIVE-CLIQ INTERFACE; SHAFT WITH FITTED KEY, TOLERANCE N; W/O HOLDING BRAKE PROTECTION CLASS IP64; | - | 0 | 0
1FK7060-2AH71-1UA1 |  | 1FK7060-2AH71-1UA1 | 1 | UN | 1 | 15 | C | D | N | N | 85015220 | 1 |  | 7.102 | KG | 1122.27 | 1122.27 | MC05 | MC05 | SIMOTICS S Synchronous motor 1FK7-CT PN=1.7kW; UDC=600V M0=6Nm (100K); NN=4500rpm; Naturally cooled FRAME SIZE IMB 5 (IM V1, IM V3) FLANGE 1 POWER CONNECTOR ROTATABLE RESOLVER MULTI-POLE WITH DRIVE-CLIQ INTERFACE; SHAFT WITH FITTED KEY, TOLERANCE N; W/O HOLDING BRAKE PROTECTION CLASS IP65, | - | 0 | 0
1FK7060-2AH71-1UA2 |  | 1FK7060-2AH71-1UA2 | 1 | UN | 1 | 15 | C | D | N | N | 85015220 | 1 |  | 7.102 | KG | 1122.27 | 1122.27 | MC05 | MC05 | SIMOTICS S Synchronous motor 1FK7-CT PN=1.7kW; UDC=600V M0=6Nm (100K); NN=4500rpm; Naturally cooled FRAME SIZE IMB 5 (IM V1, IM V3) FLANGE 1 POWER CONNECTOR ROTATABLE RESOLVER MULTI-POLE WITH DRIVE-CLIQ INTERFACE; SHAFT WITH FITTED KEY, TOLERANCE N; W/O HOLDING BRAKE PROTECTION CLASS IP65, FLANGE ON DRIVE END IP67; | - | 0 | 0
1FK7060-2AH71-1UB0 |  | 1FK7060-2AH71-1UB0 | 1 | UN | 1 | 15 | C | D | N | N | 85015220 | 1 |  | 7.401 | KG | 1261.87 | 1261.87 | MC05 | MC05 | SIMOTICS S Synchronous motor 1FK7-CT PN=1.7kW; UDC=600V M0=6Nm (100K); NN=4500rpm; Naturally cooled FRAME SIZE IMB 5 (IM V1, IM V3) FLANGE 1 POWER CONNECTOR ROTATABLE RESOLVER MULTI-POLE WITH DRIVE-CLIQ INTERFACE; SHAFT WITH FITTED KEY, TOLERANCE N; WITH HOLDING BRAKE PROTECTION CLASS IP64; | - | 0 | 0
1FK7060-2AH71-1UB1 |  | 1FK7060-2AH71-1UB1 | 1 | UN | 1 | 15 | C | D | N | N | 85015220 | 1 |  | 7.401 | KG | 1324.21 | 1324.21 | MC05 | MC05 | SIMOTICS S Synchronous motor 1FK7-CT PN=1.7kW; UDC=600V M0=6Nm (100K); NN=4500rpm; Naturally cooled FRAME SIZE IMB 5 (IM V1, IM V3) FLANGE 1 POWER CONNECTOR ROTATABLE RESOLVER MULTI-POLE WITH DRIVE-CLIQ INTERFACE; SHAFT WITH FITTED KEY, TOLERANCE N; WITH HOLDING BRAKE PROTECTION CLASS IP65, | - | 0 | 0
1FK7060-2AH71-1UB2 |  | 1FK7060-2AH71-1UB2 | 1 | UN | 1 | 15 | C | D | N | N | 85015220 | 1 |  | 7.401 | KG | 1324.21 | 1324.21 | MC05 | MC05 | SIMOTICS S Synchronous motor 1FK7-CT PN=1.7kW; UDC=600V M0=6Nm (100K); NN=4500rpm; Naturally cooled FRAME SIZE IMB 5 (IM V1, IM V3) FLANGE 1 POWER CONNECTOR ROTATABLE RESOLVER MULTI-POLE WITH DRIVE-CLIQ INTERFACE; SHAFT WITH FITTED KEY, TOLERANCE N; WITH HOLDING BRAKE PROTECTION CLASS IP65, FLANGE ON DRIVE END IP67; | - | 0 | 0
1FK7060-2AH71-1UG0 |  | 1FK7060-2AH71-1UG0 | 1 | UN | 1 | 15 | C | D | N | N | 85015220 | 1 |  | 7.102 | KG | 1002.44 | 1002.44 | MC05 | MC05 | SIMOTICS S Synchronous motor 1FK7-CT PN=1.7kW; UDC=600V M0=6Nm (100K); NN=4500rpm; Naturally cooled FRAME SIZE IMB 5 (IM V1, IM V3) FLANGE 1 POWER CONNECTOR ROTATABLE RESOLVER MULTI-POLE WITH DRIVE-CLIQ INTERFACE; PLAIN SHAFT, TOLERANCE N; W/O HOLDING BRAKE PROTECTION CLASS IP64; | - | 0 | 0
1FK7060-2AH71-1UG1 |  | 1FK7060-2AH71-1UG1 | 1 | UN | 1 | 15 | C | D | N | N | 85015220 | 1 |  | 7.102 | KG | 1064.78 | 1064.78 | MC05 | MC05 | SIMOTICS S Synchronous motor 1FK7-CT PN=1.7kW; UDC=600V M0=6Nm (100K); NN=4500rpm; Naturally cooled FRAME SIZE IMB 5 (IM V1, IM V3) FLANGE 1 POWER CONNECTOR ROTATABLE RESOLVER MULTI-POLE WITH DRIVE-CLIQ INTERFACE; PLAIN SHAFT, TOLERANCE N; W/O HOLDING BRAKE PROTECTION CLASS IP65, | - | 0 | 0
1FK7060-2AH71-1UG2 |  | 1FK7060-2AH71-1UG2 | 1 | UN | 1 | 15 | C | D | N | N | 85015220 | 1 |  | 7.102 | KG | 1064.78 | 1064.78 | MC05 | MC05 | SIMOTICS S Synchronous motor 1FK7-CT PN=1.7kW; UDC=600V M0=6Nm (100K); NN=4500rpm; Naturally cooled FRAME SIZE IMB 5 (IM V1, IM V3) FLANGE 1 POWER CONNECTOR ROTATABLE RESOLVER MULTI-POLE WITH DRIVE-CLIQ INTERFACE; PLAIN SHAFT, TOLERANCE N; W/O HOLDING BRAKE PROTECTION CLASS IP65, FLANGE ON DRIVE END IP67; | - | 0 | 0
1FK7060-2AH71-1UH0 |  | 1FK7060-2AH71-1UH0 | 1 | UN | 1 | 15 | C | D | N | N | 85015220 | 1 |  | 7.401 | KG | 1205.88 | 1205.88 | MC05 | MC05 | SIMOTICS S Synchronous motor 1FK7-CT PN=1.7kW; UDC=600V M0=6Nm (100K); NN=4500rpm; Naturally cooled FRAME SIZE IMB 5 (IM V1, IM V3) FLANGE 1 POWER CONNECTOR ROTATABLE RESOLVER MULTI-POLE WITH DRIVE-CLIQ INTERFACE; PLAIN SHAFT, TOLERANCE N; WITH HOLDING BRAKE PROTECTION CLASS IP64; | - | 0 | 0
1FK7060-2AH71-1UH0-Z | X05 | 1FK7060-2AH71-1UH0-ZX05 | 1 | UN | 1 | 15 | C | D | N | N | 85015220 | 1 |  | 7.402 | KG | 1268.22 | 1268.22 | MC05 | MC05 | SIMOTICS S Synchronous motor 1FK7-CT PN=1.7kW; UDC=600V M0=6Nm (100K); NN=4500rpm; Naturally cooled FRAME SIZE IMB 5 (IM V1, IM V3) FLANGE 1 POWER CONNECTOR ROTATABLE RESOLVER MULTI-POLE WITH DRIVE-CLIQ INTERFACE; PLAIN SHAFT, TOLERANCE N; WITH HOLDING BRAKE PROTECTION CLASS IP64; X05: PAINT FINISH SKY BLUE RAL5015 | - | 0 | 0
1FK7060-2AH71-1UH1 |  | 1FK7060-2AH71-1UH1 | 1 | UN | 1 | 15 | C | D | N | N | 85015220 | 1 |  | 7.401 | KG | 1268.22 | 1268.22 | MC05 | MC05 | SIMOTICS S Synchronous motor 1FK7-CT PN=1.7kW; UDC=600V M0=6Nm (100K); NN=4500rpm; Naturally cooled FRAME SIZE IMB 5 (IM V1, IM V3) FLANGE 1 POWER CONNECTOR ROTATABLE RESOLVER MULTI-POLE WITH DRIVE-CLIQ INTERFACE; PLAIN SHAFT, TOLERANCE N; WITH HOLDING BRAKE PROTECTION CLASS IP65, | - | 0 | 0
1FK7060-2AH71-1UH2 |  | 1FK7060-2AH71-1UH2 | 1 | UN | 1 | 15 | C | D | N | N | 85015220 | 1 |  | 7.401 | KG | 1268.22 | 1268.22 | MC05 | MC05 | SIMOTICS S Synchronous motor 1FK7-CT PN=1.7kW; UDC=600V M0=6Nm (100K); NN=4500rpm; Naturally cooled FRAME SIZE IMB 5 (IM V1, IM V3) FLANGE 1 POWER CONNECTOR ROTATABLE RESOLVER MULTI-POLE WITH DRIVE-CLIQ INTERFACE; PLAIN SHAFT, TOLERANCE N; WITH HOLDING BRAKE PROTECTION CLASS IP65, FLANGE ON DRIVE END IP67; | - | 0 | 0
1FK7060-2AH74-1AA0 |  | 1FK7060-2AH74-1AA0 | 1 | UN | 1 | 15 | C | D | N | N | 85015220 | 1 |  | 7.101 | KG | 1289.87 | 1289.87 | MC05 | MC05 | SIMOTICS S Synchronous motor 1FK7-CT PN=1.7kW; UDC=600V M0=6Nm (100K); NN=4500rpm; Naturally cooled FRAME SIZE IMB 5 (IM V1, IM V3) FLANGE 1, WITH PT1000 TEMPERATURESENSOR POWER CONNECTOR ROTATABLE INCREMENTAL ENCODER SIN/COS 1VPP;2048 S/R W. C-AND D-SPUR (ENCODER IC2048S/R) SHAFT WITH FITTED KEY, TOLERANCE N; W/O HOLDING BRAKE PROTECTION CLASS IP64; | - | 0 | 0
1FK7060-2AH74-1AA1 |  | 1FK7060-2AH74-1AA1 | 1 | UN | 1 | 15 | C | D | N | N | 85015220 | 1 |  | 7.101 | KG | 1352.21 | 1352.21 | MC05 | MC05 | SIMOTICS S Synchronous motor 1FK7-CT PN=1.7kW; UDC=600V M0=6Nm (100K); NN=4500rpm; Naturally cooled FRAME SIZE IMB 5 (IM V1, IM V3) FLANGE 1, WITH PT1000 TEMPERATURESENSOR POWER CONNECTOR ROTATABLE INCREMENTAL ENCODER SIN/COS 1VPP;2048 S/R W. C-AND D-SPUR (ENCODER IC2048S/R) SHAFT WITH FITTED KEY, TOLERANCE N; W/O HOLDING BRAKE PROTECTION CLASS IP65, | - | 0 | 0
1FK7060-2AH74-1AA2 |  | 1FK7060-2AH74-1AA2 | 1 | UN | 1 | 15 | C | D | N | N | 85015220 | 1 |  | 7.101 | KG | 1352.21 | 1352.21 | MC05 | MC05 | SIMOTICS S Synchronous motor 1FK7-CT PN=1.7kW; UDC=600V M0=6Nm (100K); NN=4500rpm; Naturally cooled FRAME SIZE IMB 5 (IM V1, IM V3) FLANGE 1, WITH PT1000 TEMPERATURESENSOR POWER CONNECTOR ROTATABLE INCREMENTAL ENCODER SIN/COS 1VPP;2048 S/R W. C-AND D-SPUR (ENCODER IC2048S/R) SHAFT WITH FITTED KEY, TOLERANCE N; W/O HOLDING BRAKE PROTECTION CLASS IP65, FLANGE ON DRIVE END IP67; | - | 0 | 0
1FK7060-2AH74-1AB0 |  | 1FK7060-2AH74-1AB0 | 1 | UN | 1 | 15 | C | D | N | N | 85015220 | 1 |  | 7.4 | KG | 1491.81 | 1491.81 | MC05 | MC05 | SIMOTICS S Synchronous motor 1FK7-CT PN=1.7kW; UDC=600V M0=6Nm (100K); NN=4500rpm; Naturally cooled FRAME SIZE IMB 5 (IM V1, IM V3) FLANGE 1, WITH PT1000 TEMPERATURESENSOR POWER CONNECTOR ROTATABLE INCREMENTAL ENCODER SIN/COS 1VPP;2048 S/R W. C-AND D-SPUR (ENCODER IC2048S/R) SHAFT WITH FITTED KEY, TOLERANCE N; WITH HOLDING BRAKE PROTECTION CLASS IP64; | - | 0 | 0
1FK7060-2AH74-1AB1 |  | 1FK7060-2AH74-1AB1 | 1 | UN | 1 | 15 | C | D | N | N | 85015220 | 1 |  | 7.4 | KG | 1554.15 | 1554.15 | MC05 | MC05 | SIMOTICS S Synchronous motor 1FK7-CT PN=1.7kW; UDC=600V M0=6Nm (100K); NN=4500rpm; Naturally cooled FRAME SIZE IMB 5 (IM V1, IM V3) FLANGE 1, WITH PT1000 TEMPERATURESENSOR POWER CONNECTOR ROTATABLE INCREMENTAL ENCODER SIN/COS 1VPP;2048 S/R W. C-AND D-SPUR (ENCODER IC2048S/R) SHAFT WITH FITTED KEY, TOLERANCE N; WITH HOLDING BRAKE PROTECTION CLASS IP65, | - | 0 | 0
1FK7060-2AH74-1AB2 |  | 1FK7060-2AH74-1AB2 | 1 | UN | 1 | 15 | C | D | N | N | 85015220 | 1 |  | 7.4 | KG | 1554.15 | 1554.15 | MC05 | MC05 | SIMOTICS S Synchronous motor 1FK7-CT PN=1.7kW; UDC=600V M0=6Nm (100K); NN=4500rpm; Naturally cooled FRAME SIZE IMB 5 (IM V1, IM V3) FLANGE 1, WITH PT1000 TEMPERATURESENSOR POWER CONNECTOR ROTATABLE INCREMENTAL ENCODER SIN/COS 1VPP;2048 S/R W. C-AND D-SPUR (ENCODER IC2048S/R) SHAFT WITH FITTED KEY, TOLERANCE N; WITH HOLDING BRAKE PROTECTION CLASS IP65, FLANGE ON DRIVE END IP67; | - | 0 | 0
1FK7060-2AH74-1AG0 |  | 1FK7060-2AH74-1AG0 | 1 | UN | 1 | 15 | C | D | N | N | 85015220 | 1 |  | 7.101 | KG | 1232.38 | 1232.38 | MC05 | MC05 | SIMOTICS S Synchronous motor 1FK7-CT PN=1.7kW; UDC=600V M0=6Nm (100K); NN=4500rpm; Naturally cooled FRAME SIZE IMB 5 (IM V1, IM V3) FLANGE 1, WITH PT1000 TEMPERATURESENSOR POWER CONNECTOR ROTATABLE INCREMENTAL ENCODER SIN/COS 1VPP;2048 S/R W. C-AND D-SPUR (ENCODER IC2048S/R) PLAIN SHAFT, TOLERANCE N; W/O HOLDING BRAKE PROTECTION CLASS IP64; | - | 0 | 0
1FK7060-2AH74-1AG1 |  | 1FK7060-2AH74-1AG1 | 1 | UN | 1 | 15 | C | D | N | N | 85015220 | 1 |  | 7.101 | KG | 1294.72 | 1294.72 | MC05 | MC05 | SIMOTICS S Synchronous motor 1FK7-CT PN=1.7kW; UDC=600V M0=6Nm (100K); NN=4500rpm; Naturally cooled FRAME SIZE IMB 5 (IM V1, IM V3) FLANGE 1, WITH PT1000 TEMPERATURESENSOR POWER CONNECTOR ROTATABLE INCREMENTAL ENCODER SIN/COS 1VPP;2048 S/R W. C-AND D-SPUR (ENCODER IC2048S/R) PLAIN SHAFT, TOLERANCE N; W/O HOLDING BRAKE PROTECTION CLASS IP65, | - | 0 | 0
1FK7060-2AH74-1AG2 |  | 1FK7060-2AH74-1AG2 | 1 | UN | 1 | 15 | C | D | N | N | 85015220 | 1 |  | 7.101 | KG | 1294.72 | 1294.72 | MC05 | MC05 | SIMOTICS S Synchronous motor 1FK7-CT PN=1.7kW; UDC=600V M0=6Nm (100K); NN=4500rpm; Naturally cooled FRAME SIZE IMB 5 (IM V1, IM V3) FLANGE 1, WITH PT1000 TEMPERATURESENSOR POWER CONNECTOR ROTATABLE INCREMENTAL ENCODER SIN/COS 1VPP;2048 S/R W. C-AND D-SPUR (ENCODER IC2048S/R) PLAIN SHAFT, TOLERANCE N; W/O HOLDING BRAKE PROTECTION CLASS IP65, FLANGE ON DRIVE END IP67; | - | 0 | 0
1FK7060-2AH74-1AH0 |  | 1FK7060-2AH74-1AH0 | 1 | UN | 1 | 15 | C | D | N | N | 85015220 | 1 |  | 7.4 | KG | 1435.82 | 1435.82 | MC05 | MC05 | SIMOTICS S Synchronous motor 1FK7-CT PN=1.7kW; UDC=600V M0=6Nm (100K); NN=4500rpm; Naturally cooled FRAME SIZE IMB 5 (IM V1, IM V3) FLANGE 1, WITH PT1000 TEMPERATURESENSOR POWER CONNECTOR ROTATABLE INCREMENTAL ENCODER SIN/COS 1VPP;2048 S/R W. C-AND D-SPUR (ENCODER IC2048S/R) PLAIN SHAFT, TOLERANCE N; WITH HOLDING BRAKE PROTECTION CLASS IP64; | - | 0 | 0
1FK7060-2AH74-1AH1 |  | 1FK7060-2AH74-1AH1 | 1 | UN | 1 | 15 | C | D | N | N | 85015220 | 1 |  | 7.4 | KG | 1498.16 | 1498.16 | MC05 | MC05 | SIMOTICS S Synchronous motor 1FK7-CT PN=1.7kW; UDC=600V M0=6Nm (100K); NN=4500rpm; Naturally cooled FRAME SIZE IMB 5 (IM V1, IM V3) FLANGE 1, WITH PT1000 TEMPERATURESENSOR POWER CONNECTOR ROTATABLE INCREMENTAL ENCODER SIN/COS 1VPP;2048 S/R W. C-AND D-SPUR (ENCODER IC2048S/R) PLAIN SHAFT, TOLERANCE N; WITH HOLDING BRAKE PROTECTION CLASS IP65, | - | 0 | 0
1FK7060-2AH74-1AH2 |  | 1FK7060-2AH74-1AH2 | 1 | UN | 1 | 15 | C | D | N | N | 85015220 | 1 |  | 7.4 | KG | 1498.16 | 1498.16 | MC05 | MC05 | SIMOTICS S Synchronous motor 1FK7-CT PN=1.7kW; UDC=600V M0=6Nm (100K); NN=4500rpm; Naturally cooled FRAME SIZE IMB 5 (IM V1, IM V3) FLANGE 1, WITH PT1000 TEMPERATURESENSOR POWER CONNECTOR ROTATABLE INCREMENTAL ENCODER SIN/COS 1VPP;2048 S/R W. C-AND D-SPUR (ENCODER IC2048S/R) PLAIN SHAFT, TOLERANCE N; WITH HOLDING BRAKE PROTECTION CLASS IP65, FLANGE ON DRIVE END IP67; | - | 0 | 0
1FK7060-2AH74-1EA0 |  | 1FK7060-2AH74-1EA0 | 1 | UN | 1 | 15 | C | D | N | N | 85015220 | 1 |  | 7.101 | KG | 1537.55 | 1537.55 | MC05 | MC05 | SIMOTICS S Synchronous motor 1FK7-CT PN=1.7kW; UDC=600V M0=6Nm (100K); NN=4500rpm; Naturally cooled FRAME SIZE IMB 5 (IM V1, IM V3) FLANGE 1, WITH PT1000 TEMPERATURESENSOR POWER CONNECTOR ROTATABLE ABSOLUTE ENCODERR 2048 S/R + 4096 UMDREHUNGEN MULTITURN, WITH ENDAT-SCHNITTSTELLE (ENCODER AM2048S/R) SHAFT WITH FITTED KEY, TOLERANCE N; W/O HOLDING BRAKE PROTECTION CLASS IP64; | - | 0 | 0
1FK7060-2AH74-1EA1 |  | 1FK7060-2AH74-1EA1 | 1 | UN | 1 | 15 | C | D | N | N | 85015220 | 1 |  | 7.101 | KG | 1599.89 | 1599.89 | MC05 | MC05 | SIMOTICS S Synchronous motor 1FK7-CT PN=1.7kW; UDC=600V M0=6Nm (100K); NN=4500rpm; Naturally cooled FRAME SIZE IMB 5 (IM V1, IM V3) FLANGE 1, WITH PT1000 TEMPERATURESENSOR POWER CONNECTOR ROTATABLE ABSOLUTE ENCODERR 2048 S/R + 4096 UMDREHUNGEN MULTITURN, WITH ENDAT-SCHNITTSTELLE (ENCODER AM2048S/R) SHAFT WITH FITTED KEY, TOLERANCE N; W/O HOLDING BRAKE PROTECTION CLASS IP65, | - | 0 | 0
1FK7060-2AH74-1EA2 |  | 1FK7060-2AH74-1EA2 | 1 | UN | 1 | 15 | C | D | N | N | 85015220 | 1 |  | 7.101 | KG | 1599.89 | 1599.89 | MC05 | MC05 | SIMOTICS S Synchronous motor 1FK7-CT PN=1.7kW; UDC=600V M0=6Nm (100K); NN=4500rpm; Naturally cooled FRAME SIZE IMB 5 (IM V1, IM V3) FLANGE 1, WITH PT1000 TEMPERATURESENSOR POWER CONNECTOR ROTATABLE ABSOLUTE ENCODERR 2048 S/R + 4096 UMDREHUNGEN MULTITURN, WITH ENDAT-SCHNITTSTELLE (ENCODER AM2048S/R) SHAFT WITH FITTED KEY, TOLERANCE N; W/O HOLDING BRAKE PROTECTION CLASS IP65, FLANGE ON DRIVE END IP67; | - | 0 | 0
1FK7060-2AH74-1EB0 |  | 1FK7060-2AH74-1EB0 | 1 | UN | 1 | 15 | C | D | N | N | 85015220 | 1 |  | 7.4 | KG | 1739.49 | 1739.49 | MC05 | MC05 | SIMOTICS S Synchronous motor 1FK7-CT PN=1.7kW; UDC=600V M0=6Nm (100K); NN=4500rpm; Naturally cooled FRAME SIZE IMB 5 (IM V1, IM V3) FLANGE 1, WITH PT1000 TEMPERATURESENSOR POWER CONNECTOR ROTATABLE ABSOLUTE ENCODERR 2048 S/R + 4096 UMDREHUNGEN MULTITURN, WITH ENDAT-SCHNITTSTELLE (ENCODER AM2048S/R) SHAFT WITH FITTED KEY, TOLERANCE N; WITH HOLDING BRAKE PROTECTION CLASS IP64; | - | 0 | 0
1FK7060-2AH74-1EB1 |  | 1FK7060-2AH74-1EB1 | 1 | UN | 1 | 15 | C | D | N | N | 85015220 | 1 |  | 7.4 | KG | 1801.83 | 1801.83 | MC05 | MC05 | SIMOTICS S Synchronous motor 1FK7-CT PN=1.7kW; UDC=600V M0=6Nm (100K); NN=4500rpm; Naturally cooled FRAME SIZE IMB 5 (IM V1, IM V3) FLANGE 1, WITH PT1000 TEMPERATURESENSOR POWER CONNECTOR ROTATABLE ABSOLUTE ENCODERR 2048 S/R + 4096 UMDREHUNGEN MULTITURN, WITH ENDAT-SCHNITTSTELLE (ENCODER AM2048S/R) SHAFT WITH FITTED KEY, TOLERANCE N; WITH HOLDING BRAKE PROTECTION CLASS IP65, | - | 0 | 0
1FK7060-2AH74-1EB2 |  | 1FK7060-2AH74-1EB2 | 1 | UN | 1 | 15 | C | D | N | N | 85015220 | 1 |  | 7.4 | KG | 1801.83 | 1801.83 | MC05 | MC05 | SIMOTICS S Synchronous motor 1FK7-CT PN=1.7kW; UDC=600V M0=6Nm (100K); NN=4500rpm; Naturally cooled FRAME SIZE IMB 5 (IM V1, IM V3) FLANGE 1, WITH PT1000 TEMPERATURESENSOR POWER CONNECTOR ROTATABLE ABSOLUTE ENCODERR 2048 S/R + 4096 UMDREHUNGEN MULTITURN, WITH ENDAT-SCHNITTSTELLE (ENCODER AM2048S/R) SHAFT WITH FITTED KEY, TOLERANCE N; WITH HOLDING BRAKE PROTECTION CLASS IP65, FLANGE ON DRIVE END IP67; | - | 0 | 0
1FK7060-2AH74-1EG0 |  | 1FK7060-2AH74-1EG0 | 1 | UN | 1 | 15 | C | D | N | N | 85015220 | 1 |  | 7.101 | KG | 1480.06 | 1480.06 | MC05 | MC05 | SIMOTICS S Synchronous motor 1FK7-CT PN=1.7kW; UDC=600V M0=6Nm (100K); NN=4500rpm; Naturally cooled FRAME SIZE IMB 5 (IM V1, IM V3) FLANGE 1, WITH PT1000 TEMPERATURESENSOR POWER CONNECTOR ROTATABLE ABSOLUTE ENCODERR 2048 S/R + 4096 UMDREHUNGEN MULTITURN, WITH ENDAT-SCHNITTSTELLE (ENCODER AM2048S/R) PLAIN SHAFT, TOLERANCE N; W/O HOLDING BRAKE PROTECTION CLASS IP64; | - | 0 | 0
1FK7060-2AH74-1EG1 |  | 1FK7060-2AH74-1EG1 | 1 | UN | 1 | 15 | C | D | N | N | 85015220 | 1 |  | 7.101 | KG | 1542.4 | 1542.4 | MC05 | MC05 | SIMOTICS S Synchronous motor 1FK7-CT PN=1.7kW; UDC=600V M0=6Nm (100K); NN=4500rpm; Naturally cooled FRAME SIZE IMB 5 (IM V1, IM V3) FLANGE 1, WITH PT1000 TEMPERATURESENSOR POWER CONNECTOR ROTATABLE ABSOLUTE ENCODERR 2048 S/R + 4096 UMDREHUNGEN MULTITURN, WITH ENDAT-SCHNITTSTELLE (ENCODER AM2048S/R) PLAIN SHAFT, TOLERANCE N; W/O HOLDING BRAKE PROTECTION CLASS IP65, | - | 0 | 0
1FK7060-2AH74-1EG2 |  | 1FK7060-2AH74-1EG2 | 1 | UN | 1 | 15 | C | D | N | N | 85015220 | 1 |  | 7.101 | KG | 1542.4 | 1542.4 | MC05 | MC05 | SIMOTICS S Synchronous motor 1FK7-CT PN=1.7kW; UDC=600V M0=6Nm (100K); NN=4500rpm; Naturally cooled FRAME SIZE IMB 5 (IM V1, IM V3) FLANGE 1, WITH PT1000 TEMPERATURESENSOR POWER CONNECTOR ROTATABLE ABSOLUTE ENCODERR 2048 S/R + 4096 UMDREHUNGEN MULTITURN, WITH ENDAT-SCHNITTSTELLE (ENCODER AM2048S/R) PLAIN SHAFT, TOLERANCE N; W/O HOLDING BRAKE PROTECTION CLASS IP65, FLANGE ON DRIVE END IP67; | - | 0 | 0
1FK7060-2AH74-1EH0 |  | 1FK7060-2AH74-1EH0 | 1 | UN | 1 | 15 | C | D | N | N | 85015220 | 1 |  | 7.4 | KG | 1683.5 | 1683.5 | MC05 | MC05 | SIMOTICS S Synchronous motor 1FK7-CT PN=1.7kW; UDC=600V M0=6Nm (100K); NN=4500rpm; Naturally cooled FRAME SIZE IMB 5 (IM V1, IM V3) FLANGE 1, WITH PT1000 TEMPERATURESENSOR POWER CONNECTOR ROTATABLE ABSOLUTE ENCODERR 2048 S/R + 4096 UMDREHUNGEN MULTITURN, WITH ENDAT-SCHNITTSTELLE (ENCODER AM2048S/R) PLAIN SHAFT, TOLERANCE N; WITH HOLDING BRAKE PROTECTION CLASS IP64; | - | 0 | 0
1FK7060-2AH74-1EH1 |  | 1FK7060-2AH74-1EH1 | 1 | UN | 1 | 15 | C | D | N | N | 85015220 | 1 |  | 7.4 | KG | 1745.84 | 1745.84 | MC05 | MC05 | SIMOTICS S Synchronous motor 1FK7-CT PN=1.7kW; UDC=600V M0=6Nm (100K); NN=4500rpm; Naturally cooled FRAME SIZE IMB 5 (IM V1, IM V3) FLANGE 1, WITH PT1000 TEMPERATURESENSOR POWER CONNECTOR ROTATABLE ABSOLUTE ENCODERR 2048 S/R + 4096 UMDREHUNGEN MULTITURN, WITH ENDAT-SCHNITTSTELLE (ENCODER AM2048S/R) PLAIN SHAFT, TOLERANCE N; WITH HOLDING BRAKE PROTECTION CLASS IP65, | - | 0 | 0
1FK7060-2AH74-1EH2 |  | 1FK7060-2AH74-1EH2 | 1 | UN | 1 | 15 | C | D | N | N | 85015220 | 1 |  | 7.4 | KG | 1745.84 | 1745.84 | MC05 | MC05 | SIMOTICS S Synchronous motor 1FK7-CT PN=1.7kW; UDC=600V M0=6Nm (100K); NN=4500rpm; Naturally cooled FRAME SIZE IMB 5 (IM V1, IM V3) FLANGE 1, WITH PT1000 TEMPERATURESENSOR POWER CONNECTOR ROTATABLE ABSOLUTE ENCODERR 2048 S/R + 4096 UMDREHUNGEN MULTITURN, WITH ENDAT-SCHNITTSTELLE (ENCODER AM2048S/R) PLAIN SHAFT, TOLERANCE N; WITH HOLDING BRAKE PROTECTION CLASS IP65, FLANGE ON DRIVE END IP67; | - | 0 | 0
1FK7060-2AH74-1SA0 |  | 1FK7060-2AH74-1SA0 | 1 | UN | 1 | 15 | C | D | N | N | 85015220 | 1 |  | 7.102 | KG | 899.23 | 899.23 | MC05 | MC05 | SIMOTICS S Synchronous motor 1FK7-CT PN=1.7kW; UDC=600V M0=6Nm (100K); NN=4500rpm; Naturally cooled FRAME SIZE IMB 5 (IM V1, IM V3) FLANGE 1, WITH PT1000 TEMPERATURESENSOR POWER CONNECTOR ROTATABLE RESOLVER MULTI-POLE (RESOLVER P=4); SHAFT WITH FITTED KEY, TOLERANCE N; W/O HOLDING BRAKE PROTECTION CLASS IP64; | - | 0 | 0
1FK7060-2AH74-1SA1 |  | 1FK7060-2AH74-1SA1 | 1 | UN | 1 | 15 | C | D | N | N | 85015220 | 1 |  | 7.102 | KG | 961.57 | 961.57 | MC05 | MC05 | SIMOTICS S Synchronous motor 1FK7-CT PN=1.7kW; UDC=600V M0=6Nm (100K); NN=4500rpm; Naturally cooled FRAME SIZE IMB 5 (IM V1, IM V3) FLANGE 1, WITH PT1000 TEMPERATURESENSOR POWER CONNECTOR ROTATABLE RESOLVER MULTI-POLE (RESOLVER P=4); SHAFT WITH FITTED KEY, TOLERANCE N; W/O HOLDING BRAKE PROTECTION CLASS IP65, | - | 0 | 0
1FK7060-2AH74-1SA2 |  | 1FK7060-2AH74-1SA2 | 1 | UN | 1 | 15 | C | D | N | N | 85015220 | 1 |  | 7.102 | KG | 961.57 | 961.57 | MC05 | MC05 | SIMOTICS S Synchronous motor 1FK7-CT PN=1.7kW; UDC=600V M0=6Nm (100K); NN=4500rpm; Naturally cooled FRAME SIZE IMB 5 (IM V1, IM V3) FLANGE 1, WITH PT1000 TEMPERATURESENSOR POWER CONNECTOR ROTATABLE RESOLVER MULTI-POLE (RESOLVER P=4); SHAFT WITH FITTED KEY, TOLERANCE N; W/O HOLDING BRAKE PROTECTION CLASS IP65, FLANGE ON DRIVE END IP67; | - | 0 | 0
1FK7060-2AH74-1SB0 |  | 1FK7060-2AH74-1SB0 | 1 | UN | 1 | 15 | C | D | N | N | 85015220 | 1 |  | 7.401 | KG | 1101.17 | 1101.17 | MC05 | MC05 | SIMOTICS S Synchronous motor 1FK7-CT PN=1.7kW; UDC=600V M0=6Nm (100K); NN=4500rpm; Naturally cooled FRAME SIZE IMB 5 (IM V1, IM V3) FLANGE 1, WITH PT1000 TEMPERATURESENSOR POWER CONNECTOR ROTATABLE RESOLVER MULTI-POLE (RESOLVER P=4); SHAFT WITH FITTED KEY, TOLERANCE N; WITH HOLDING BRAKE PROTECTION CLASS IP64; | - | 0 | 0
1FK7060-2AH74-1SB1 |  | 1FK7060-2AH74-1SB1 | 1 | UN | 1 | 15 | C | D | N | N | 85015220 | 1 |  | 7.401 | KG | 1163.51 | 1163.51 | MC05 | MC05 | SIMOTICS S Synchronous motor 1FK7-CT PN=1.7kW; UDC=600V M0=6Nm (100K); NN=4500rpm; Naturally cooled FRAME SIZE IMB 5 (IM V1, IM V3) FLANGE 1, WITH PT1000 TEMPERATURESENSOR POWER CONNECTOR ROTATABLE RESOLVER MULTI-POLE (RESOLVER P=4); SHAFT WITH FITTED KEY, TOLERANCE N; WITH HOLDING BRAKE PROTECTION CLASS IP65, | - | 0 | 0
1FK7060-2AH74-1SB2 |  | 1FK7060-2AH74-1SB2 | 1 | UN | 1 | 15 | C | D | N | N | 85015220 | 1 |  | 7.401 | KG | 1163.51 | 1163.51 | MC05 | MC05 | SIMOTICS S Synchronous motor 1FK7-CT PN=1.7kW; UDC=600V M0=6Nm (100K); NN=4500rpm; Naturally cooled FRAME SIZE IMB 5 (IM V1, IM V3) FLANGE 1, WITH PT1000 TEMPERATURESENSOR POWER CONNECTOR ROTATABLE RESOLVER MULTI-POLE (RESOLVER P=4); SHAFT WITH FITTED KEY, TOLERANCE N; WITH HOLDING BRAKE PROTECTION CLASS IP65, FLANGE ON DRIVE END IP67; | - | 0 | 0
1FK7060-2AH74-1SG0 |  | 1FK7060-2AH74-1SG0 | 1 | UN | 1 | 15 | C | D | N | N | 85015220 | 1 |  | 7.102 | KG | 841.74 | 841.74 | MC05 | MC05 | SIMOTICS S Synchronous motor 1FK7-CT PN=1.7kW; UDC=600V M0=6Nm (100K); NN=4500rpm; Naturally cooled FRAME SIZE IMB 5 (IM V1, IM V3) FLANGE 1, WITH PT1000 TEMPERATURESENSOR POWER CONNECTOR ROTATABLE RESOLVER MULTI-POLE (RESOLVER P=4); PLAIN SHAFT, TOLERANCE N; W/O HOLDING BRAKE PROTECTION CLASS IP64; | - | 0 | 0
1FK7060-2AH74-1SG1 |  | 1FK7060-2AH74-1SG1 | 1 | UN | 1 | 15 | C | D | N | N | 85015220 | 1 |  | 7.102 | KG | 904.08 | 904.08 | MC05 | MC05 | SIMOTICS S Synchronous motor 1FK7-CT PN=1.7kW; UDC=600V M0=6Nm (100K); NN=4500rpm; Naturally cooled FRAME SIZE IMB 5 (IM V1, IM V3) FLANGE 1, WITH PT1000 TEMPERATURESENSOR POWER CONNECTOR ROTATABLE RESOLVER MULTI-POLE (RESOLVER P=4); PLAIN SHAFT, TOLERANCE N; W/O HOLDING BRAKE PROTECTION CLASS IP65, | - | 0 | 0
1FK7060-2AH74-1SG2 |  | 1FK7060-2AH74-1SG2 | 1 | UN | 1 | 15 | C | D | N | N | 85015220 | 1 |  | 7.102 | KG | 904.08 | 904.08 | MC05 | MC05 | SIMOTICS S Synchronous motor 1FK7-CT PN=1.7kW; UDC=600V M0=6Nm (100K); NN=4500rpm; Naturally cooled FRAME SIZE IMB 5 (IM V1, IM V3) FLANGE 1, WITH PT1000 TEMPERATURESENSOR POWER CONNECTOR ROTATABLE RESOLVER MULTI-POLE (RESOLVER P=4); PLAIN SHAFT, TOLERANCE N; W/O HOLDING BRAKE PROTECTION CLASS IP65, FLANGE ON DRIVE END IP67; | - | 0 | 0
1FK7060-2AH74-1SH0 |  | 1FK7060-2AH74-1SH0 | 1 | UN | 1 | 15 | C | D | N | N | 85015220 | 1 |  | 7.401 | KG | 1045.18 | 1045.18 | MC05 | MC05 | SIMOTICS S Synchronous motor 1FK7-CT PN=1.7kW; UDC=600V M0=6Nm (100K); NN=4500rpm; Naturally cooled FRAME SIZE IMB 5 (IM V1, IM V3) FLANGE 1, WITH PT1000 TEMPERATURESENSOR POWER CONNECTOR ROTATABLE RESOLVER MULTI-POLE (RESOLVER P=4); PLAIN SHAFT, TOLERANCE N; WITH HOLDING BRAKE PROTECTION CLASS IP64; | - | 0 | 0
1FK7060-2AH74-1SH1 |  | 1FK7060-2AH74-1SH1 | 1 | UN | 1 | 15 | C | D | N | N | 85015220 | 1 |  | 7.401 | KG | 1107.52 | 1107.52 | MC05 | MC05 | SIMOTICS S Synchronous motor 1FK7-CT PN=1.7kW; UDC=600V M0=6Nm (100K); NN=4500rpm; Naturally cooled FRAME SIZE IMB 5 (IM V1, IM V3) FLANGE 1, WITH PT1000 TEMPERATURESENSOR POWER CONNECTOR ROTATABLE RESOLVER MULTI-POLE (RESOLVER P=4); PLAIN SHAFT, TOLERANCE N; WITH HOLDING BRAKE PROTECTION CLASS IP65, | - | 0 | 0
1FK7060-2AH74-1SH2 |  | 1FK7060-2AH74-1SH2 | 1 | UN | 1 | 15 | C | D | N | N | 85015220 | 1 |  | 7.401 | KG | 1107.52 | 1107.52 | MC05 | MC05 | SIMOTICS S Synchronous motor 1FK7-CT PN=1.7kW; UDC=600V M0=6Nm (100K); NN=4500rpm; Naturally cooled FRAME SIZE IMB 5 (IM V1, IM V3) FLANGE 1, WITH PT1000 TEMPERATURESENSOR POWER CONNECTOR ROTATABLE RESOLVER MULTI-POLE (RESOLVER P=4); PLAIN SHAFT, TOLERANCE N; WITH HOLDING BRAKE PROTECTION CLASS IP65, FLANGE ON DRIVE END IP67; | - | 0 | 0
1FK7060-2AH74-1TA0 |  | 1FK7060-2AH74-1TA0 | 1 | UN | 1 | 15 | C | D | N | N | 85015220 | 1 |  | 7.102 | KG | 899.23 | 899.23 | MC05 | MC05 | SIMOTICS S Synchronous motor 1FK7-CT PN=1.7kW; UDC=600V M0=6Nm (100K); NN=4500rpm; Naturally cooled FRAME SIZE IMB 5 (IM V1, IM V3) FLANGE 1, WITH PT1000 TEMPERATURESENSOR POWER CONNECTOR ROTATABLE RESOLVER 2-POLE (RESOLVER P=1); SHAFT WITH FITTED KEY, TOLERANCE N; W/O HOLDING BRAKE PROTECTION CLASS IP64; | - | 0 | 0
1FK7060-2AH74-1TA1 |  | 1FK7060-2AH74-1TA1 | 1 | UN | 1 | 15 | C | D | N | N | 85015220 | 1 |  | 7.102 | KG | 961.57 | 961.57 | MC05 | MC05 | SIMOTICS S Synchronous motor 1FK7-CT PN=1.7kW; UDC=600V M0=6Nm (100K); NN=4500rpm; Naturally cooled FRAME SIZE IMB 5 (IM V1, IM V3) FLANGE 1, WITH PT1000 TEMPERATURESENSOR POWER CONNECTOR ROTATABLE RESOLVER 2-POLE (RESOLVER P=1); SHAFT WITH FITTED KEY, TOLERANCE N; W/O HOLDING BRAKE PROTECTION CLASS IP65, | - | 0 | 0
1FK7060-2AH74-1TA2 |  | 1FK7060-2AH74-1TA2 | 1 | UN | 1 | 15 | C | D | N | N | 85015220 | 1 |  | 7.102 | KG | 961.57 | 961.57 | MC05 | MC05 | SIMOTICS S Synchronous motor 1FK7-CT PN=1.7kW; UDC=600V M0=6Nm (100K); NN=4500rpm; Naturally cooled FRAME SIZE IMB 5 (IM V1, IM V3) FLANGE 1, WITH PT1000 TEMPERATURESENSOR POWER CONNECTOR ROTATABLE RESOLVER 2-POLE (RESOLVER P=1); SHAFT WITH FITTED KEY, TOLERANCE N; W/O HOLDING BRAKE PROTECTION CLASS IP65, FLANGE ON DRIVE END IP67; | - | 0 | 0
1FK7060-2AH74-1TB0 |  | 1FK7060-2AH74-1TB0 | 1 | UN | 1 | 15 | C | D | N | N | 85015220 | 1 |  | 7.401 | KG | 1101.17 | 1101.17 | MC05 | MC05 | SIMOTICS S Synchronous motor 1FK7-CT PN=1.7kW; UDC=600V M0=6Nm (100K); NN=4500rpm; Naturally cooled FRAME SIZE IMB 5 (IM V1, IM V3) FLANGE 1, WITH PT1000 TEMPERATURESENSOR POWER CONNECTOR ROTATABLE RESOLVER 2-POLE (RESOLVER P=1); SHAFT WITH FITTED KEY, TOLERANCE N; WITH HOLDING BRAKE PROTECTION CLASS IP64; | - | 0 | 0
1FK7060-2AH74-1TB1 |  | 1FK7060-2AH74-1TB1 | 1 | UN | 1 | 15 | C | D | N | N | 85015220 | 1 |  | 7.401 | KG | 1163.51 | 1163.51 | MC05 | MC05 | SIMOTICS S Synchronous motor 1FK7-CT PN=1.7kW; UDC=600V M0=6Nm (100K); NN=4500rpm; Naturally cooled FRAME SIZE IMB 5 (IM V1, IM V3) FLANGE 1, WITH PT1000 TEMPERATURESENSOR POWER CONNECTOR ROTATABLE RESOLVER 2-POLE (RESOLVER P=1); SHAFT WITH FITTED KEY, TOLERANCE N; WITH HOLDING BRAKE PROTECTION CLASS IP65, | - | 0 | 0
1FK7060-2AH74-1TB2 |  | 1FK7060-2AH74-1TB2 | 1 | UN | 1 | 15 | C | D | N | N | 85015220 | 1 |  | 7.401 | KG | 1163.51 | 1163.51 | MC05 | MC05 | SIMOTICS S Synchronous motor 1FK7-CT PN=1.7kW; UDC=600V M0=6Nm (100K); NN=4500rpm; Naturally cooled FRAME SIZE IMB 5 (IM V1, IM V3) FLANGE 1, WITH PT1000 TEMPERATURESENSOR POWER CONNECTOR ROTATABLE RESOLVER 2-POLE (RESOLVER P=1); SHAFT WITH FITTED KEY, TOLERANCE N; WITH HOLDING BRAKE PROTECTION CLASS IP65, FLANGE ON DRIVE END IP67; | - | 0 | 0
1FK7060-2AH74-1TG0 |  | 1FK7060-2AH74-1TG0 | 1 | UN | 1 | 15 | C | D | N | N | 85015220 | 1 |  | 7.102 | KG | 841.74 | 841.74 | MC05 | MC05 | SIMOTICS S Synchronous motor 1FK7-CT PN=1.7kW; UDC=600V M0=6Nm (100K); NN=4500rpm; Naturally cooled FRAME SIZE IMB 5 (IM V1, IM V3) FLANGE 1, WITH PT1000 TEMPERATURESENSOR POWER CONNECTOR ROTATABLE RESOLVER 2-POLE (RESOLVER P=1); PLAIN SHAFT, TOLERANCE N; W/O HOLDING BRAKE PROTECTION CLASS IP64; | - | 0 | 0
1FK7060-2AH74-1TG1 |  | 1FK7060-2AH74-1TG1 | 1 | UN | 1 | 15 | C | D | N | N | 85015220 | 1 |  | 7.102 | KG | 904.08 | 904.08 | MC05 | MC05 | SIMOTICS S Synchronous motor 1FK7-CT PN=1.7kW; UDC=600V M0=6Nm (100K); NN=4500rpm; Naturally cooled FRAME SIZE IMB 5 (IM V1, IM V3) FLANGE 1, WITH PT1000 TEMPERATURESENSOR POWER CONNECTOR ROTATABLE RESOLVER 2-POLE (RESOLVER P=1); PLAIN SHAFT, TOLERANCE N; W/O HOLDING BRAKE PROTECTION CLASS IP65, | - | 0 | 0
1FK7060-2AH74-1TG2 |  | 1FK7060-2AH74-1TG2 | 1 | UN | 1 | 15 | C | D | N | N | 85015220 | 1 |  | 7.102 | KG | 904.08 | 904.08 | MC05 | MC05 | SIMOTICS S Synchronous motor 1FK7-CT PN=1.7kW; UDC=600V M0=6Nm (100K); NN=4500rpm; Naturally cooled FRAME SIZE IMB 5 (IM V1, IM V3) FLANGE 1, WITH PT1000 TEMPERATURESENSOR POWER CONNECTOR ROTATABLE RESOLVER 2-POLE (RESOLVER P=1); PLAIN SHAFT, TOLERANCE N; W/O HOLDING BRAKE PROTECTION CLASS IP65, FLANGE ON DRIVE END IP67; | - | 0 | 0
1FK7060-2AH74-1TH0 |  | 1FK7060-2AH74-1TH0 | 1 | UN | 1 | 15 | C | D | N | N | 85015220 | 1 |  | 7.401 | KG | 1045.18 | 1045.18 | MC05 | MC05 | SIMOTICS S Synchronous motor 1FK7-CT PN=1.7kW; UDC=600V M0=6Nm (100K); NN=4500rpm; Naturally cooled FRAME SIZE IMB 5 (IM V1, IM V3) FLANGE 1, WITH PT1000 TEMPERATURESENSOR POWER CONNECTOR ROTATABLE RESOLVER 2-POLE (RESOLVER P=1); PLAIN SHAFT, TOLERANCE N; WITH HOLDING BRAKE PROTECTION CLASS IP64; | - | 0 | 0
1FK7060-2AH74-1TH1 |  | 1FK7060-2AH74-1TH1 | 1 | UN | 1 | 15 | C | D | N | N | 85015220 | 1 |  | 7.401 | KG | 1107.52 | 1107.52 | MC05 | MC05 | SIMOTICS S Synchronous motor 1FK7-CT PN=1.7kW; UDC=600V M0=6Nm (100K); NN=4500rpm; Naturally cooled FRAME SIZE IMB 5 (IM V1, IM V3) FLANGE 1, WITH PT1000 TEMPERATURESENSOR POWER CONNECTOR ROTATABLE RESOLVER 2-POLE (RESOLVER P=1); PLAIN SHAFT, TOLERANCE N; WITH HOLDING BRAKE PROTECTION CLASS IP65, | - | 0 | 0
1FK7060-2AH74-1TH2 |  | 1FK7060-2AH74-1TH2 | 1 | UN | 1 | 15 | C | D | N | N | 85015220 | 1 |  | 7.401 | KG | 1107.52 | 1107.52 | MC05 | MC05 | SIMOTICS S Synchronous motor 1FK7-CT PN=1.7kW; UDC=600V M0=6Nm (100K); NN=4500rpm; Naturally cooled FRAME SIZE IMB 5 (IM V1, IM V3) FLANGE 1, WITH PT1000 TEMPERATURESENSOR POWER CONNECTOR ROTATABLE RESOLVER 2-POLE (RESOLVER P=1); PLAIN SHAFT, TOLERANCE N; WITH HOLDING BRAKE PROTECTION CLASS IP65, FLANGE ON DRIVE END IP67; | - | 0 | 0
1FK7060-3BF71-1AA0 |  | 1FK7060-3BF71-1AA0 | 1 | UN | 1 | 15 | C | D | N | N | 85015220 | 1 |  | 7.801 | KG | 1289.87 | 1289.87 | MC05 | MC05 | SIMOTICS S Synchronous motor 1FK7-HI PN=1.5kW; UDC=600V M0=6Nm (100K); NN=3000rpm; Naturally cooled FRAME SIZE IMB 5 (IM V1, IM V3) FLANGE 1, WITH KTY TEMPERATURESENSOR POWER CONNECTOR ROTATABLE INCREMENTAL ENCODER SIN/COS 1VP 2048 S/R WITH C- AND D-SPUR (ENCODER IC2048S/R) SHAFT WITH FITTED KEY, TOLERANCE N; W/O HOLDING BRAKE PROTECTION CLASS IP64; | - | 0 | 0
1FK7060-3BF71-1AA1 |  | 1FK7060-3BF71-1AA1 | 1 | UN | 1 | 15 | C | D | N | N | 85015220 | 1 |  | 7.801 | KG | 1352.21 | 1352.21 | MC05 | MC05 | SIMOTICS S Synchronous motor 1FK7-HI PN=1.5kW; UDC=600V M0=6Nm (100K); NN=3000rpm; Naturally cooled FRAME SIZE IMB 5 (IM V1, IM V3) FLANGE 1, WITH KTY TEMPERATURESENSOR POWER CONNECTOR ROTATABLE INCREMENTAL ENCODER SIN/COS 1VP 2048 S/R WITH C- AND D-SPUR (ENCODER IC2048S/R) SHAFT WITH FITTED KEY, TOLERANCE N; W/O HOLDING BRAKE PROTECTION CLASS IP65, | - | 0 | 0
1FK7060-3BF71-1AA2 |  | 1FK7060-3BF71-1AA2 | 1 | UN | 1 | 15 | C | D | N | N | 85015220 | 1 |  | 7.801 | KG | 1352.21 | 1352.21 | MC05 | MC05 | SIMOTICS S Synchronous motor 1FK7-HI PN=1.5kW; UDC=600V M0=6Nm (100K); NN=3000rpm; Naturally cooled FRAME SIZE IMB 5 (IM V1, IM V3) FLANGE 1, WITH KTY TEMPERATURESENSOR POWER CONNECTOR ROTATABLE INCREMENTAL ENCODER SIN/COS 1VP 2048 S/R WITH C- AND D-SPUR (ENCODER IC2048S/R) SHAFT WITH FITTED KEY, TOLERANCE N; W/O HOLDING BRAKE PROTECTION CLASS IP65, FLANGE ON DRIVE END IP67; | - | 0 | 0
1FK7060-3BF71-1AB0 |  | 1FK7060-3BF71-1AB0 | 1 | UN | 1 | 15 | C | D | N | N | 85015220 | 1 |  | 8.1 | KG | 1491.81 | 1491.81 | MC05 | MC05 | SIMOTICS S Synchronous motor 1FK7-HI PN=1.5kW; UDC=600V M0=6Nm (100K); NN=3000rpm; Naturally cooled FRAME SIZE IMB 5 (IM V1, IM V3) FLANGE 1, WITH KTY TEMPERATURESENSOR POWER CONNECTOR ROTATABLE INCREMENTAL ENCODER SIN/COS 1VP 2048 S/R WITH C- AND D-SPUR (ENCODER IC2048S/R) SHAFT WITH FITTED KEY, TOLERANCE N; WITH HOLDING BRAKE PROTECTION CLASS IP64; | - | 0 | 0
1FK7060-3BF71-1AB1 |  | 1FK7060-3BF71-1AB1 | 1 | UN | 1 | 15 | C | D | N | N | 85015220 | 1 |  | 8.1 | KG | 1554.15 | 1554.15 | MC05 | MC05 | SIMOTICS S Synchronous motor 1FK7-HI PN=1.5kW; UDC=600V M0=6Nm (100K); NN=3000rpm; Naturally cooled FRAME SIZE IMB 5 (IM V1, IM V3) FLANGE 1, WITH KTY TEMPERATURESENSOR POWER CONNECTOR ROTATABLE INCREMENTAL ENCODER SIN/COS 1VP 2048 S/R WITH C- AND D-SPUR (ENCODER IC2048S/R) SHAFT WITH FITTED KEY, TOLERANCE N; WITH HOLDING BRAKE PROTECTION CLASS IP65, | - | 0 | 0
1FK7060-3BF71-1AB2 |  | 1FK7060-3BF71-1AB2 | 1 | UN | 1 | 15 | C | D | N | N | 85015220 | 1 |  | 8.1 | KG | 1554.15 | 1554.15 | MC05 | MC05 | SIMOTICS S Synchronous motor 1FK7-HI PN=1.5kW; UDC=600V M0=6Nm (100K); NN=3000rpm; Naturally cooled FRAME SIZE IMB 5 (IM V1, IM V3) FLANGE 1, WITH KTY TEMPERATURESENSOR POWER CONNECTOR ROTATABLE INCREMENTAL ENCODER SIN/COS 1VP 2048 S/R WITH C- AND D-SPUR (ENCODER IC2048S/R) SHAFT WITH FITTED KEY, TOLERANCE N; WITH HOLDING BRAKE PROTECTION CLASS IP65, FLANGE ON DRIVE END IP67; | - | 0 | 0
1FK7060-3BF71-1AG0 |  | 1FK7060-3BF71-1AG0 | 1 | UN | 1 | 15 | C | D | N | N | 85015220 | 1 |  | 7.801 | KG | 1232.38 | 1232.38 | MC05 | MC05 | SIMOTICS S Synchronous motor 1FK7-HI PN=1.5kW; UDC=600V M0=6Nm (100K); NN=3000rpm; Naturally cooled FRAME SIZE IMB 5 (IM V1, IM V3) FLANGE 1, WITH KTY TEMPERATURESENSOR POWER CONNECTOR ROTATABLE INCREMENTAL ENCODER SIN/COS 1VP 2048 S/R WITH C- AND D-SPUR (ENCODER IC2048S/R) PLAIN SHAFT, TOLERANCE N; W/O HOLDING BRAKE PROTECTION CLASS IP64; | - | 0 | 0
1FK7060-3BF71-1AG1 |  | 1FK7060-3BF71-1AG1 | 1 | UN | 1 | 15 | C | D | N | N | 85015220 | 1 |  | 7.801 | KG | 1294.72 | 1294.72 | MC05 | MC05 | SIMOTICS S Synchronous motor 1FK7-HI PN=1.5kW; UDC=600V M0=6Nm (100K); NN=3000rpm; Naturally cooled FRAME SIZE IMB 5 (IM V1, IM V3) FLANGE 1, WITH KTY TEMPERATURESENSOR POWER CONNECTOR ROTATABLE INCREMENTAL ENCODER SIN/COS 1VP 2048 S/R WITH C- AND D-SPUR (ENCODER IC2048S/R) PLAIN SHAFT, TOLERANCE N; W/O HOLDING BRAKE PROTECTION CLASS IP65, | - | 0 | 0
1FK7060-3BF71-1AG2 |  | 1FK7060-3BF71-1AG2 | 1 | UN | 1 | 15 | C | D | N | N | 85015220 | 1 |  | 7.801 | KG | 1294.72 | 1294.72 | MC05 | MC05 | SIMOTICS S Synchronous motor 1FK7-HI PN=1.5kW; UDC=600V M0=6Nm (100K); NN=3000rpm; Naturally cooled FRAME SIZE IMB 5 (IM V1, IM V3) FLANGE 1, WITH KTY TEMPERATURESENSOR POWER CONNECTOR ROTATABLE INCREMENTAL ENCODER SIN/COS 1VP 2048 S/R WITH C- AND D-SPUR (ENCODER IC2048S/R) PLAIN SHAFT, TOLERANCE N; W/O HOLDING BRAKE PROTECTION CLASS IP65, FLANGE ON DRIVE END IP67; | - | 0 | 0
1FK7060-3BF71-1AH0 |  | 1FK7060-3BF71-1AH0 | 1 | UN | 1 | 15 | C | D | N | N | 85015220 | 1 |  | 8.1 | KG | 1435.82 | 1435.82 | MC05 | MC05 | SIMOTICS S Synchronous motor 1FK7-HI PN=1.5kW; UDC=600V M0=6Nm (100K); NN=3000rpm; Naturally cooled FRAME SIZE IMB 5 (IM V1, IM V3) FLANGE 1, WITH KTY TEMPERATURESENSOR POWER CONNECTOR ROTATABLE INCREMENTAL ENCODER SIN/COS 1VP 2048 S/R WITH C- AND D-SPUR (ENCODER IC2048S/R) PLAIN SHAFT, TOLERANCE N; WITH HOLDING BRAKE PROTECTION CLASS IP64; | - | 0 | 0
1FK7060-3BF71-1AH1 |  | 1FK7060-3BF71-1AH1 | 1 | UN | 1 | 15 | C | D | N | N | 85015220 | 1 |  | 8.1 | KG | 1498.16 | 1498.16 | MC05 | MC05 | SIMOTICS S Synchronous motor 1FK7-HI PN=1.5kW; UDC=600V M0=6Nm (100K); NN=3000rpm; Naturally cooled FRAME SIZE IMB 5 (IM V1, IM V3) FLANGE 1, WITH KTY TEMPERATURESENSOR POWER CONNECTOR ROTATABLE INCREMENTAL ENCODER SIN/COS 1VP 2048 S/R WITH C- AND D-SPUR (ENCODER IC2048S/R) PLAIN SHAFT, TOLERANCE N; WITH HOLDING BRAKE PROTECTION CLASS IP65, | - | 0 | 0
1FK7060-3BF71-1AH2 |  | 1FK7060-3BF71-1AH2 | 1 | UN | 1 | 15 | C | D | N | N | 85015220 | 1 |  | 8.1 | KG | 1498.16 | 1498.16 | MC05 | MC05 | SIMOTICS S Synchronous motor 1FK7-HI PN=1.5kW; UDC=600V M0=6Nm (100K); NN=3000rpm; Naturally cooled FRAME SIZE IMB 5 (IM V1, IM V3) FLANGE 1, WITH KTY TEMPERATURESENSOR POWER CONNECTOR ROTATABLE INCREMENTAL ENCODER SIN/COS 1VP 2048 S/R WITH C- AND D-SPUR (ENCODER IC2048S/R) PLAIN SHAFT, TOLERANCE N; WITH HOLDING BRAKE PROTECTION CLASS IP65, FLANGE ON DRIVE END IP67; | - | 0 | 0
1FK7060-3BF71-1BA0 |  | 1FK7060-3BF71-1BA0 | 1 | UN | 1 | 15 | C | D | N | N | 85015220 | 1 |  | 7.801 | KG | 1450.57 | 1450.57 | MC05 | MC05 | SIMOTICS S Synchronous motor 1FK7-HI PN=1.5kW; UDC=600V M0=6Nm (100K); NN=3000rpm; Naturally cooled FRAME SIZE IMB 5 (IM V1, IM V3) FLANGE 1 POWER CONNECTOR ROTATABLE ABSOLUTE ENCODER SINGLETURN 24 BIT WITH DRIVE CLIQ INTERFACE (ENCODER AS24DQI) SHAFT WITH FITTED KEY, TOLERANCE N; W/O HOLDING BRAKE PROTECTION CLASS IP64; | - | 0 | 0
1FK7060-3BF71-1BA1 |  | 1FK7060-3BF71-1BA1 | 1 | UN | 1 | 15 | C | D | N | N | 85015220 | 1 |  | 7.801 | KG | 1512.91 | 1512.91 | MC05 | MC05 | SIMOTICS S Synchronous motor 1FK7-HI PN=1.5kW; UDC=600V M0=6Nm (100K); NN=3000rpm; Naturally cooled FRAME SIZE IMB 5 (IM V1, IM V3) FLANGE 1 POWER CONNECTOR ROTATABLE ABSOLUTE ENCODER SINGLETURN 24 BIT WITH DRIVE CLIQ INTERFACE (ENCODER AS24DQI) SHAFT WITH FITTED KEY, TOLERANCE N; W/O HOLDING BRAKE PROTECTION CLASS IP65, | - | 0 | 0
1FK7060-3BF71-1BA2 |  | 1FK7060-3BF71-1BA2 | 1 | UN | 1 | 15 | C | D | N | N | 85015220 | 1 |  | 7.801 | KG | 1512.91 | 1512.91 | MC05 | MC05 | SIMOTICS S Synchronous motor 1FK7-HI PN=1.5kW; UDC=600V M0=6Nm (100K); NN=3000rpm; Naturally cooled FRAME SIZE IMB 5 (IM V1, IM V3) FLANGE 1 POWER CONNECTOR ROTATABLE ABSOLUTE ENCODER SINGLETURN 24 BIT WITH DRIVE CLIQ INTERFACE (ENCODER AS24DQI) SHAFT WITH FITTED KEY, TOLERANCE N; W/O HOLDING BRAKE PROTECTION CLASS IP65, FLANGE ON DRIVE END IP67; | - | 0 | 0
1FK7060-3BF71-1BB0 |  | 1FK7060-3BF71-1BB0 | 1 | UN | 1 | 15 | C | D | N | N | 85015220 | 1 |  | 8.1 | KG | 1652.51 | 1652.51 | MC05 | MC05 | SIMOTICS S Synchronous motor 1FK7-HI PN=1.5kW; UDC=600V M0=6Nm (100K); NN=3000rpm; Naturally cooled FRAME SIZE IMB 5 (IM V1, IM V3) FLANGE 1 POWER CONNECTOR ROTATABLE ABSOLUTE ENCODER SINGLETURN 24 BIT WITH DRIVE CLIQ INTERFACE (ENCODER AS24DQI) SHAFT WITH FITTED KEY, TOLERANCE N; WITH HOLDING BRAKE PROTECTION CLASS IP64; | - | 0 | 0
1FK7060-3BF71-1BB1 |  | 1FK7060-3BF71-1BB1 | 1 | UN | 1 | 15 | C | D | N | N | 85015220 | 1 |  | 8.1 | KG | 1714.85 | 1714.85 | MC05 | MC05 | SIMOTICS S Synchronous motor 1FK7-HI PN=1.5kW; UDC=600V M0=6Nm (100K); NN=3000rpm; Naturally cooled FRAME SIZE IMB 5 (IM V1, IM V3) FLANGE 1 POWER CONNECTOR ROTATABLE ABSOLUTE ENCODER SINGLETURN 24 BIT WITH DRIVE CLIQ INTERFACE (ENCODER AS24DQI) SHAFT WITH FITTED KEY, TOLERANCE N; WITH HOLDING BRAKE PROTECTION CLASS IP65, | - | 0 | 0
1FK7060-3BF71-1BB2 |  | 1FK7060-3BF71-1BB2 | 1 | UN | 1 | 15 | C | D | N | N | 85015220 | 1 |  | 8.1 | KG | 1714.85 | 1714.85 | MC05 | MC05 | SIMOTICS S Synchronous motor 1FK7-HI PN=1.5kW; UDC=600V M0=6Nm (100K); NN=3000rpm; Naturally cooled FRAME SIZE IMB 5 (IM V1, IM V3) FLANGE 1 POWER CONNECTOR ROTATABLE ABSOLUTE ENCODER SINGLETURN 24 BIT WITH DRIVE CLIQ INTERFACE (ENCODER AS24DQI) SHAFT WITH FITTED KEY, TOLERANCE N; WITH HOLDING BRAKE PROTECTION CLASS IP65, FLANGE ON DRIVE END IP67; | - | 0 | 0
1FK7060-3BF71-1BG0 |  | 1FK7060-3BF71-1BG0 | 1 | UN | 1 | 15 | C | D | N | N | 85015220 | 1 |  | 7.801 | KG | 1393.08 | 1393.08 | MC05 | MC05 | SIMOTICS S Synchronous motor 1FK7-HI PN=1.5kW; UDC=600V M0=6Nm (100K); NN=3000rpm; Naturally cooled FRAME SIZE IMB 5 (IM V1, IM V3) FLANGE 1 POWER CONNECTOR ROTATABLE ABSOLUTE ENCODER SINGLETURN 24 BIT WITH DRIVE CLIQ INTERFACE (ENCODER AS24DQI) PLAIN SHAFT, TOLERANCE N; W/O HOLDING BRAKE PROTECTION CLASS IP64; | - | 0 | 0
1FK7060-3BF71-1BG1 |  | 1FK7060-3BF71-1BG1 | 1 | UN | 1 | 15 | C | D | N | N | 85015220 | 1 |  | 7.801 | KG | 1455.42 | 1455.42 | MC05 | MC05 | SIMOTICS S Synchronous motor 1FK7-HI PN=1.5kW; UDC=600V M0=6Nm (100K); NN=3000rpm; Naturally cooled FRAME SIZE IMB 5 (IM V1, IM V3) FLANGE 1 POWER CONNECTOR ROTATABLE ABSOLUTE ENCODER SINGLETURN 24 BIT WITH DRIVE CLIQ INTERFACE (ENCODER AS24DQI) PLAIN SHAFT, TOLERANCE N; W/O HOLDING BRAKE PROTECTION CLASS IP65, | - | 0 | 0
1FK7060-3BF71-1BG2 |  | 1FK7060-3BF71-1BG2 | 1 | UN | 1 | 15 | C | D | N | N | 85015220 | 1 |  | 7.801 | KG | 1455.42 | 1455.42 | MC05 | MC05 | SIMOTICS S Synchronous motor 1FK7-HI PN=1.5kW; UDC=600V M0=6Nm (100K); NN=3000rpm; Naturally cooled FRAME SIZE IMB 5 (IM V1, IM V3) FLANGE 1 POWER CONNECTOR ROTATABLE ABSOLUTE ENCODER SINGLETURN 24 BIT WITH DRIVE CLIQ INTERFACE (ENCODER AS24DQI) PLAIN SHAFT, TOLERANCE N; W/O HOLDING BRAKE PROTECTION CLASS IP65, FLANGE ON DRIVE END IP67; | - | 0 | 0
1FK7060-3BF71-1BH0 |  | 1FK7060-3BF71-1BH0 | 1 | UN | 1 | 15 | C | D | N | N | 85015220 | 1 |  | 8.1 | KG | 1596.52 | 1596.52 | MC05 | MC05 | SIMOTICS S Synchronous motor 1FK7-HI PN=1.5kW; UDC=600V M0=6Nm (100K); NN=3000rpm; Naturally cooled FRAME SIZE IMB 5 (IM V1, IM V3) FLANGE 1 POWER CONNECTOR ROTATABLE ABSOLUTE ENCODER SINGLETURN 24 BIT WITH DRIVE CLIQ INTERFACE (ENCODER AS24DQI) PLAIN SHAFT, TOLERANCE N; WITH HOLDING BRAKE PROTECTION CLASS IP64; | - | 0 | 0
1FK7060-3BF71-1BH1 |  | 1FK7060-3BF71-1BH1 | 1 | UN | 1 | 15 | C | D | N | N | 85015220 | 1 |  | 8.1 | KG | 1658.86 | 1658.86 | MC05 | MC05 | SIMOTICS S Synchronous motor 1FK7-HI PN=1.5kW; UDC=600V M0=6Nm (100K); NN=3000rpm; Naturally cooled FRAME SIZE IMB 5 (IM V1, IM V3) FLANGE 1 POWER CONNECTOR ROTATABLE ABSOLUTE ENCODER SINGLETURN 24 BIT WITH DRIVE CLIQ INTERFACE (ENCODER AS24DQI) PLAIN SHAFT, TOLERANCE N; WITH HOLDING BRAKE PROTECTION CLASS IP65, | - | 0 | 0
1FK7060-3BF71-1BH2 |  | 1FK7060-3BF71-1BH2 | 1 | UN | 1 | 15 | C | D | N | N | 85015220 | 1 |  | 8.1 | KG | 1658.86 | 1658.86 | MC05 | MC05 | SIMOTICS S Synchronous motor 1FK7-HI PN=1.5kW; UDC=600V M0=6Nm (100K); NN=3000rpm; Naturally cooled FRAME SIZE IMB 5 (IM V1, IM V3) FLANGE 1 POWER CONNECTOR ROTATABLE ABSOLUTE ENCODER SINGLETURN 24 BIT WITH DRIVE CLIQ INTERFACE (ENCODER AS24DQI) PLAIN SHAFT, TOLERANCE N; WITH HOLDING BRAKE PROTECTION CLASS IP65, FLANGE ON DRIVE END IP67; | - | 0 | 0
1FK7060-3BF71-1CA0 |  | 1FK7060-3BF71-1CA0 | 1 | UN | 1 | 15 | C | D | N | N | 85015220 | 1 |  | 7.801 | KG | 1696.73 | 1696.73 | MC05 | MC05 | SIMOTICS S Synchronous motor 1FK7-HI PN=1.5kW; UDC=600V M0=6Nm (100K); NN=3000rpm; Naturally cooled FRAME SIZE IMB 5 (IM V1, IM V3) FLANGE 1 POWER CONNECTOR ROTATABLE ABSOLUTE ENCODER 24 BIT + 12 BIT MULTITURN WITH DRIVE-CLIQ INTERFACE (ENCODER AM24DQI) SHAFT WITH FITTED KEY, TOLERANCE N; W/O HOLDING BRAKE PROTECTION CLASS IP64; | - | 0 | 0
1FK7060-3BF71-1CA1 |  | 1FK7060-3BF71-1CA1 | 1 | UN | 1 | 15 | C | D | N | N | 85015220 | 1 |  | 7.801 | KG | 1759.07 | 1759.07 | MC05 | MC05 | SIMOTICS S Synchronous motor 1FK7-HI PN=1.5kW; UDC=600V M0=6Nm (100K); NN=3000rpm; Naturally cooled FRAME SIZE IMB 5 (IM V1, IM V3) FLANGE 1 POWER CONNECTOR ROTATABLE ABSOLUTE ENCODER 24 BIT + 12 BIT MULTITURN WITH DRIVE-CLIQ INTERFACE (ENCODER AM24DQI) SHAFT WITH FITTED KEY, TOLERANCE N; W/O HOLDING BRAKE PROTECTION CLASS IP65, | - | 0 | 0
1FK7060-3BF71-1CA2 |  | 1FK7060-3BF71-1CA2 | 1 | UN | 1 | 15 | C | D | N | N | 85015220 | 1 |  | 7.801 | KG | 1759.07 | 1759.07 | MC05 | MC05 | SIMOTICS S Synchronous motor 1FK7-HI PN=1.5kW; UDC=600V M0=6Nm (100K); NN=3000rpm; Naturally cooled FRAME SIZE IMB 5 (IM V1, IM V3) FLANGE 1 POWER CONNECTOR ROTATABLE ABSOLUTE ENCODER 24 BIT + 12 BIT MULTITURN WITH DRIVE-CLIQ INTERFACE (ENCODER AM24DQI) SHAFT WITH FITTED KEY, TOLERANCE N; W/O HOLDING BRAKE PROTECTION CLASS IP65, FLANGE ON DRIVE END IP67; | - | 0 | 0
1FK7060-3BF71-1CB0 |  | 1FK7060-3BF71-1CB0 | 1 | UN | 1 | 15 | C | D | N | N | 85015220 | 1 |  | 8.1 | KG | 1898.67 | 1898.67 | MC05 | MC05 | SIMOTICS S Synchronous motor 1FK7-HI PN=1.5kW; UDC=600V M0=6Nm (100K); NN=3000rpm; Naturally cooled FRAME SIZE IMB 5 (IM V1, IM V3) FLANGE 1 POWER CONNECTOR ROTATABLE ABSOLUTE ENCODER 24 BIT + 12 BIT MULTITURN WITH DRIVE-CLIQ INTERFACE (ENCODER AM24DQI) SHAFT WITH FITTED KEY, TOLERANCE N; WITH HOLDING BRAKE PROTECTION CLASS IP64; | - | 0 | 0
1FK7060-3BF71-1CB1 |  | 1FK7060-3BF71-1CB1 | 1 | UN | 1 | 15 | C | D | N | N | 85015220 | 1 |  | 8.1 | KG | 1961.01 | 1961.01 | MC05 | MC05 | SIMOTICS S Synchronous motor 1FK7-HI PN=1.5kW; UDC=600V M0=6Nm (100K); NN=3000rpm; Naturally cooled FRAME SIZE IMB 5 (IM V1, IM V3) FLANGE 1 POWER CONNECTOR ROTATABLE ABSOLUTE ENCODER 24 BIT + 12 BIT MULTITURN WITH DRIVE-CLIQ INTERFACE (ENCODER AM24DQI) SHAFT WITH FITTED KEY, TOLERANCE N; WITH HOLDING BRAKE PROTECTION CLASS IP65, | - | 0 | 0
1FK7060-3BF71-1CB2 |  | 1FK7060-3BF71-1CB2 | 1 | UN | 1 | 15 | C | D | N | N | 85015220 | 1 |  | 8.1 | KG | 1961.01 | 1961.01 | MC05 | MC05 | SIMOTICS S Synchronous motor 1FK7-HI PN=1.5kW; UDC=600V M0=6Nm (100K); NN=3000rpm; Naturally cooled FRAME SIZE IMB 5 (IM V1, IM V3) FLANGE 1 POWER CONNECTOR ROTATABLE ABSOLUTE ENCODER 24 BIT + 12 BIT MULTITURN WITH DRIVE-CLIQ INTERFACE (ENCODER AM24DQI) SHAFT WITH FITTED KEY, TOLERANCE N; WITH HOLDING BRAKE PROTECTION CLASS IP65, FLANGE ON DRIVE END IP67; | - | 0 | 0
1FK7060-3BF71-1CG0 |  | 1FK7060-3BF71-1CG0 | 1 | UN | 1 | 15 | C | D | N | N | 85015220 | 1 |  | 7.801 | KG | 1639.24 | 1639.24 | MC05 | MC05 | SIMOTICS S Synchronous motor 1FK7-HI PN=1.5kW; UDC=600V M0=6Nm (100K); NN=3000rpm; Naturally cooled FRAME SIZE IMB 5 (IM V1, IM V3) FLANGE 1 POWER CONNECTOR ROTATABLE ABSOLUTE ENCODER 24 BIT + 12 BIT MULTITURN WITH DRIVE-CLIQ INTERFACE (ENCODER AM24DQI) PLAIN SHAFT, TOLERANCE N; W/O HOLDING BRAKE PROTECTION CLASS IP64; | - | 0 | 0
1FK7060-3BF71-1CG1 |  | 1FK7060-3BF71-1CG1 | 1 | UN | 1 | 15 | C | D | N | N | 85015220 | 1 |  | 7.801 | KG | 1701.58 | 1701.58 | MC05 | MC05 | SIMOTICS S Synchronous motor 1FK7-HI PN=1.5kW; UDC=600V M0=6Nm (100K); NN=3000rpm; Naturally cooled FRAME SIZE IMB 5 (IM V1, IM V3) FLANGE 1 POWER CONNECTOR ROTATABLE ABSOLUTE ENCODER 24 BIT + 12 BIT MULTITURN WITH DRIVE-CLIQ INTERFACE (ENCODER AM24DQI) PLAIN SHAFT, TOLERANCE N; W/O HOLDING BRAKE PROTECTION CLASS IP65, | - | 0 | 0
1FK7060-3BF71-1CG2 |  | 1FK7060-3BF71-1CG2 | 1 | UN | 1 | 15 | C | D | N | N | 85015220 | 1 |  | 7.801 | KG | 1701.58 | 1701.58 | MC05 | MC05 | SIMOTICS S Synchronous motor 1FK7-HI PN=1.5kW; UDC=600V M0=6Nm (100K); NN=3000rpm; Naturally cooled FRAME SIZE IMB 5 (IM V1, IM V3) FLANGE 1 POWER CONNECTOR ROTATABLE ABSOLUTE ENCODER 24 BIT + 12 BIT MULTITURN WITH DRIVE-CLIQ INTERFACE (ENCODER AM24DQI) PLAIN SHAFT, TOLERANCE N; W/O HOLDING BRAKE PROTECTION CLASS IP65, FLANGE ON DRIVE END IP67; | - | 0 | 0
1FK7060-3BF71-1CH0 |  | 1FK7060-3BF71-1CH0 | 1 | UN | 1 | 15 | C | D | N | N | 85015220 | 1 |  | 8.1 | KG | 1842.68 | 1842.68 | MC05 | MC05 | SIMOTICS S Synchronous motor 1FK7-HI PN=1.5kW; UDC=600V M0=6Nm (100K); NN=3000rpm; Naturally cooled FRAME SIZE IMB 5 (IM V1, IM V3) FLANGE 1 POWER CONNECTOR ROTATABLE ABSOLUTE ENCODER 24 BIT + 12 BIT MULTITURN WITH DRIVE-CLIQ INTERFACE (ENCODER AM24DQI) PLAIN SHAFT, TOLERANCE N; WITH HOLDING BRAKE PROTECTION CLASS IP64; | - | 0 | 0
1FK7060-3BF71-1CH1 |  | 1FK7060-3BF71-1CH1 | 1 | UN | 1 | 15 | C | D | N | N | 85015220 | 1 |  | 8.1 | KG | 1905.02 | 1905.02 | MC05 | MC05 | SIMOTICS S Synchronous motor 1FK7-HI PN=1.5kW; UDC=600V M0=6Nm (100K); NN=3000rpm; Naturally cooled FRAME SIZE IMB 5 (IM V1, IM V3) FLANGE 1 POWER CONNECTOR ROTATABLE ABSOLUTE ENCODER 24 BIT + 12 BIT MULTITURN WITH DRIVE-CLIQ INTERFACE (ENCODER AM24DQI) PLAIN SHAFT, TOLERANCE N; WITH HOLDING BRAKE PROTECTION CLASS IP65, | - | 0 | 0
1FK7060-3BF71-1CH2 |  | 1FK7060-3BF71-1CH2 | 1 | UN | 1 | 15 | C | D | N | N | 85015220 | 1 |  | 8.1 | KG | 1905.02 | 1905.02 | MC05 | MC05 | SIMOTICS S Synchronous motor 1FK7-HI PN=1.5kW; UDC=600V M0=6Nm (100K); NN=3000rpm; Naturally cooled FRAME SIZE IMB 5 (IM V1, IM V3) FLANGE 1 POWER CONNECTOR ROTATABLE ABSOLUTE ENCODER 24 BIT + 12 BIT MULTITURN WITH DRIVE-CLIQ INTERFACE (ENCODER AM24DQI) PLAIN SHAFT, TOLERANCE N; WITH HOLDING BRAKE PROTECTION CLASS IP65, FLANGE ON DRIVE END IP67; | - | 0 | 0
1FK7060-3BF71-1DA0 |  | 1FK7060-3BF71-1DA0 | 1 | UN | 1 | 15 | C | D | N | N | 85015220 | 1 |  | 7.802 | KG | 1504 | 1504 | MC05 | MC05 | SIMOTICS S Synchronous motor 1FK7-HI PN=1.5kW; UDC=600V M0=6Nm (100K); NN=3000rpm; Naturally cooled FRAME SIZE IMB 5 (IM V1, IM V3) FLANGE 1 POWER CONNECTOR ROTATABLE INCREMENTAL ENCODER 22 BIT WITH DRIVE-CLIQ INTERFACE (ENCODER IC22DQ) SHAFT WITH FITTED KEY, TOLERANCE N; W/O HOLDING BRAKE PROTECTION CLASS IP64; | - | 0 | 0
1FK7060-3BF71-1DA1 |  | 1FK7060-3BF71-1DA1 | 1 | UN | 1 | 15 | C | D | N | N | 85015220 | 1 |  | 7.802 | KG | 1566.34 | 1566.34 | MC05 | MC05 | SIMOTICS S Synchronous motor 1FK7-HI PN=1.5kW; UDC=600V M0=6Nm (100K); NN=3000rpm; Naturally cooled FRAME SIZE IMB 5 (IM V1, IM V3) FLANGE 1 POWER CONNECTOR ROTATABLE INCREMENTAL ENCODER 22 BIT WITH DRIVE-CLIQ INTERFACE (ENCODER IC22DQ) SHAFT WITH FITTED KEY, TOLERANCE N; W/O HOLDING BRAKE PROTECTION CLASS IP65, | - | 0 | 0
1FK7060-3BF71-1DG0 |  | 1FK7060-3BF71-1DG0 | 1 | UN | 1 | 15 | C | D | N | N | 85015220 | 1 |  | 7.802 | KG | 1446.51 | 1446.51 | MC05 | MC05 | SIMOTICS S Synchronous motor 1FK7-HI PN=1.5kW; UDC=600V M0=6Nm (100K); NN=3000rpm; Naturally cooled FRAME SIZE IMB 5 (IM V1, IM V3) FLANGE 1 POWER CONNECTOR ROTATABLE INCREMENTAL ENCODER 22 BIT WITH DRIVE-CLIQ INTERFACE (ENCODER IC22DQ) PLAIN SHAFT, TOLERANCE N; W/O HOLDING BRAKE PROTECTION CLASS IP64; | - | 0 | 0
1FK7060-3BF71-1DH0 |  | 1FK7060-3BF71-1DH0 | 1 | UN | 1 | 15 | C | D | N | N | 85015220 | 1 |  | 8.101 | KG | 1649.95 | 1649.95 | MC05 | MC05 | SIMOTICS S Synchronous motor 1FK7-HI PN=1.5kW; UDC=600V M0=6Nm (100K); NN=3000rpm; Naturally cooled FRAME SIZE IMB 5 (IM V1, IM V3) FLANGE 1 POWER CONNECTOR ROTATABLE INCREMENTAL ENCODER 22 BIT WITH DRIVE-CLIQ INTERFACE (ENCODER IC22DQ) PLAIN SHAFT, TOLERANCE N; WITH HOLDING BRAKE PROTECTION CLASS IP64; | - | 0 | 0
1FK7060-3BF71-1DH1 |  | 1FK7060-3BF71-1DH1 | 1 | UN | 1 | 15 | C | D | N | N | 85015220 | 1 |  | 8.101 | KG | 1712.29 | 1712.29 | MC05 | MC05 | SIMOTICS S Synchronous motor 1FK7-HI PN=1.5kW; UDC=600V M0=6Nm (100K); NN=3000rpm; Naturally cooled FRAME SIZE IMB 5 (IM V1, IM V3) FLANGE 1 POWER CONNECTOR ROTATABLE INCREMENTAL ENCODER 22 BIT WITH DRIVE-CLIQ INTERFACE (ENCODER IC22DQ) PLAIN SHAFT, TOLERANCE N; WITH HOLDING BRAKE PROTECTION CLASS IP65, | - | 0 | 0
1FK7060-3BF71-1DH2 |  | 1FK7060-3BF71-1DH2 | 1 | UN | 1 | 15 | C | D | N | N | 85015220 | 1 |  | 8.101 | KG | 1712.29 | 1712.29 | MC05 | MC05 | SIMOTICS S Synchronous motor 1FK7-HI PN=1.5kW; UDC=600V M0=6Nm (100K); NN=3000rpm; Naturally cooled FRAME SIZE IMB 5 (IM V1, IM V3) FLANGE 1 POWER CONNECTOR ROTATABLE INCREMENTAL ENCODER 22 BIT WITH DRIVE-CLIQ INTERFACE (ENCODER IC22DQ) PLAIN SHAFT, TOLERANCE N; WITH HOLDING BRAKE PROTECTION CLASS IP65, FLANGE ON DRIVE END IP67; | - | 0 | 0
1FK7060-3BF71-1EA0 |  | 1FK7060-3BF71-1EA0 | 1 | UN | 1 | 15 | C | D | N | N | 85015220 | 1 |  | 7.801 | KG | 1537.55 | 1537.55 | MC05 | MC05 | SIMOTICS S Synchronous motor 1FK7-HI PN=1.5kW; UDC=600V M0=6Nm (100K); NN=3000rpm; Naturally cooled FRAME SIZE IMB 5 (IM V1, IM V3) FLANGE 1, WITH KTY TEMPERATURESENSOR POWER CONNECTOR ROTATABLE ABSOLUTE ENCODERR 2048S/R + 4096 UMDREHUNGEN MULTITURN, WITH ENDAT-SCHNITTSTELLE (ENCODER AM2048S/R) SHAFT WITH FITTED KEY, TOLERANCE N; W/O HOLDING BRAKE PROTECTION CLASS IP64; | - | 0 | 0
1FK7060-3BF71-1EA1 |  | 1FK7060-3BF71-1EA1 | 1 | UN | 1 | 15 | C | D | N | N | 85015220 | 1 |  | 7.801 | KG | 1599.89 | 1599.89 | MC05 | MC05 | SIMOTICS S Synchronous motor 1FK7-HI PN=1.5kW; UDC=600V M0=6Nm (100K); NN=3000rpm; Naturally cooled FRAME SIZE IMB 5 (IM V1, IM V3) FLANGE 1, WITH KTY TEMPERATURESENSOR POWER CONNECTOR ROTATABLE ABSOLUTE ENCODERR 2048S/R + 4096 UMDREHUNGEN MULTITURN, WITH ENDAT-SCHNITTSTELLE (ENCODER AM2048S/R) SHAFT WITH FITTED KEY, TOLERANCE N; W/O HOLDING BRAKE PROTECTION CLASS IP65, | - | 0 | 0
1FK7060-3BF71-1EA2 |  | 1FK7060-3BF71-1EA2 | 1 | UN | 1 | 15 | C | D | N | N | 85015220 | 1 |  | 7.801 | KG | 1599.89 | 1599.89 | MC05 | MC05 | SIMOTICS S Synchronous motor 1FK7-HI PN=1.5kW; UDC=600V M0=6Nm (100K); NN=3000rpm; Naturally cooled FRAME SIZE IMB 5 (IM V1, IM V3) FLANGE 1, WITH KTY TEMPERATURESENSOR POWER CONNECTOR ROTATABLE ABSOLUTE ENCODERR 2048S/R + 4096 UMDREHUNGEN MULTITURN, WITH ENDAT-SCHNITTSTELLE (ENCODER AM2048S/R) SHAFT WITH FITTED KEY, TOLERANCE N; W/O HOLDING BRAKE PROTECTION CLASS IP65, FLANGE ON DRIVE END IP67; | - | 0 | 0
1FK7060-3BF71-1EB0 |  | 1FK7060-3BF71-1EB0 | 1 | UN | 1 | 15 | C | D | N | N | 85015220 | 1 |  | 8.1 | KG | 1739.49 | 1739.49 | MC05 | MC05 | SIMOTICS S Synchronous motor 1FK7-HI PN=1.5kW; UDC=600V M0=6Nm (100K); NN=3000rpm; Naturally cooled FRAME SIZE IMB 5 (IM V1, IM V3) FLANGE 1, WITH KTY TEMPERATURESENSOR POWER CONNECTOR ROTATABLE ABSOLUTE ENCODERR 2048S/R + 4096 UMDREHUNGEN MULTITURN, WITH ENDAT-SCHNITTSTELLE (ENCODER AM2048S/R) SHAFT WITH FITTED KEY, TOLERANCE N; WITH HOLDING BRAKE PROTECTION CLASS IP64; | - | 0 | 0
1FK7060-3BF71-1EB1 |  | 1FK7060-3BF71-1EB1 | 1 | UN | 1 | 15 | C | D | N | N | 85015220 | 1 |  | 8.1 | KG | 1801.83 | 1801.83 | MC05 | MC05 | SIMOTICS S Synchronous motor 1FK7-HI PN=1.5kW; UDC=600V M0=6Nm (100K); NN=3000rpm; Naturally cooled FRAME SIZE IMB 5 (IM V1, IM V3) FLANGE 1, WITH KTY TEMPERATURESENSOR POWER CONNECTOR ROTATABLE ABSOLUTE ENCODERR 2048S/R + 4096 UMDREHUNGEN MULTITURN, WITH ENDAT-SCHNITTSTELLE (ENCODER AM2048S/R) SHAFT WITH FITTED KEY, TOLERANCE N; WITH HOLDING BRAKE PROTECTION CLASS IP65, | - | 0 | 0
1FK7060-3BF71-1EB2 |  | 1FK7060-3BF71-1EB2 | 1 | UN | 1 | 15 | C | D | N | N | 85015220 | 1 |  | 8.1 | KG | 1801.83 | 1801.83 | MC05 | MC05 | SIMOTICS S Synchronous motor 1FK7-HI PN=1.5kW; UDC=600V M0=6Nm (100K); NN=3000rpm; Naturally cooled FRAME SIZE IMB 5 (IM V1, IM V3) FLANGE 1, WITH KTY TEMPERATURESENSOR POWER CONNECTOR ROTATABLE ABSOLUTE ENCODERR 2048S/R + 4096 UMDREHUNGEN MULTITURN, WITH ENDAT-SCHNITTSTELLE (ENCODER AM2048S/R) SHAFT WITH FITTED KEY, TOLERANCE N; WITH HOLDING BRAKE PROTECTION CLASS IP65, FLANGE ON DRIVE END IP67; | - | 0 | 0
1FK7060-3BF71-1EG0 |  | 1FK7060-3BF71-1EG0 | 1 | UN | 1 | 15 | C | D | N | N | 85015220 | 1 |  | 7.801 | KG | 1480.06 | 1480.06 | MC05 | MC05 | SIMOTICS S Synchronous motor 1FK7-HI PN=1.5kW; UDC=600V M0=6Nm (100K); NN=3000rpm; Naturally cooled FRAME SIZE IMB 5 (IM V1, IM V3) FLANGE 1, WITH KTY TEMPERATURESENSOR POWER CONNECTOR ROTATABLE ABSOLUTE ENCODERR 2048S/R + 4096 UMDREHUNGEN MULTITURN, WITH ENDAT-SCHNITTSTELLE (ENCODER AM2048S/R) PLAIN SHAFT, TOLERANCE N; W/O HOLDING BRAKE PROTECTION CLASS IP64; | - | 0 | 0
1FK7060-3BF71-1EG1 |  | 1FK7060-3BF71-1EG1 | 1 | UN | 1 | 15 | C | D | N | N | 85015220 | 1 |  | 7.801 | KG | 1542.4 | 1542.4 | MC05 | MC05 | SIMOTICS S Synchronous motor 1FK7-HI PN=1.5kW; UDC=600V M0=6Nm (100K); NN=3000rpm; Naturally cooled FRAME SIZE IMB 5 (IM V1, IM V3) FLANGE 1, WITH KTY TEMPERATURESENSOR POWER CONNECTOR ROTATABLE ABSOLUTE ENCODERR 2048S/R + 4096 UMDREHUNGEN MULTITURN, WITH ENDAT-SCHNITTSTELLE (ENCODER AM2048S/R) PLAIN SHAFT, TOLERANCE N; W/O HOLDING BRAKE PROTECTION CLASS IP65, | - | 0 | 0
1FK7060-3BF71-1EG2 |  | 1FK7060-3BF71-1EG2 | 1 | UN | 1 | 15 | C | D | N | N | 85015220 | 1 |  | 7.801 | KG | 1542.4 | 1542.4 | MC05 | MC05 | SIMOTICS S Synchronous motor 1FK7-HI PN=1.5kW; UDC=600V M0=6Nm (100K); NN=3000rpm; Naturally cooled FRAME SIZE IMB 5 (IM V1, IM V3) FLANGE 1, WITH KTY TEMPERATURESENSOR POWER CONNECTOR ROTATABLE ABSOLUTE ENCODERR 2048S/R + 4096 UMDREHUNGEN MULTITURN, WITH ENDAT-SCHNITTSTELLE (ENCODER AM2048S/R) PLAIN SHAFT, TOLERANCE N; W/O HOLDING BRAKE PROTECTION CLASS IP65, FLANGE ON DRIVE END IP67; | - | 0 | 0
1FK7060-3BF71-1EH0 |  | 1FK7060-3BF71-1EH0 | 1 | UN | 1 | 15 | C | D | N | N | 85015220 | 1 |  | 8.1 | KG | 1683.5 | 1683.5 | MC05 | MC05 | SIMOTICS S Synchronous motor 1FK7-HI PN=1.5kW; UDC=600V M0=6Nm (100K); NN=3000rpm; Naturally cooled FRAME SIZE IMB 5 (IM V1, IM V3) FLANGE 1, WITH KTY TEMPERATURESENSOR POWER CONNECTOR ROTATABLE ABSOLUTE ENCODERR 2048S/R + 4096 UMDREHUNGEN MULTITURN, WITH ENDAT-SCHNITTSTELLE (ENCODER AM2048S/R) PLAIN SHAFT, TOLERANCE N; WITH HOLDING BRAKE PROTECTION CLASS IP64; | - | 0 | 0
1FK7060-3BF71-1EH1 |  | 1FK7060-3BF71-1EH1 | 1 | UN | 1 | 15 | C | D | N | N | 85015220 | 1 |  | 8.1 | KG | 1745.84 | 1745.84 | MC05 | MC05 | SIMOTICS S Synchronous motor 1FK7-HI PN=1.5kW; UDC=600V M0=6Nm (100K); NN=3000rpm; Naturally cooled FRAME SIZE IMB 5 (IM V1, IM V3) FLANGE 1, WITH KTY TEMPERATURESENSOR POWER CONNECTOR ROTATABLE ABSOLUTE ENCODERR 2048S/R + 4096 UMDREHUNGEN MULTITURN, WITH ENDAT-SCHNITTSTELLE (ENCODER AM2048S/R) PLAIN SHAFT, TOLERANCE N; WITH HOLDING BRAKE PROTECTION CLASS IP65, | - | 0 | 0
1FK7060-3BF71-1EH2 |  | 1FK7060-3BF71-1EH2 | 1 | UN | 1 | 15 | C | D | N | N | 85015220 | 1 |  | 8.1 | KG | 1745.84 | 1745.84 | MC05 | MC05 | SIMOTICS S Synchronous motor 1FK7-HI PN=1.5kW; UDC=600V M0=6Nm (100K); NN=3000rpm; Naturally cooled FRAME SIZE IMB 5 (IM V1, IM V3) FLANGE 1, WITH KTY TEMPERATURESENSOR POWER CONNECTOR ROTATABLE ABSOLUTE ENCODERR 2048S/R + 4096 UMDREHUNGEN MULTITURN, WITH ENDAT-SCHNITTSTELLE (ENCODER AM2048S/R) PLAIN SHAFT, TOLERANCE N; WITH HOLDING BRAKE PROTECTION CLASS IP65, FLANGE ON DRIVE END IP67; | - | 0 | 0
1FK7060-3BF71-1FB0 |  | 1FK7060-3BF71-1FB0 | 1 | UN | 1 | 15 | C | D | N | N | 85015220 | 1 |  | 8.1 | KG | 1952.11 | 1952.11 | MC05 | MC05 | SIMOTICS S Synchronous motor 1FK7-HI PN=1.5kW; UDC=600V M0=6Nm (100K); NN=3000rpm; Naturally cooled FRAME SIZE IMB 5 (IM V1, IM V3) FLANGE 1 POWER CONNECTOR ROTATABLE ABSOLUTE ENCODER 22BIT + 12BIT MULTITURN, WITH DRIVE-CLIQ INTERFACE (ENCODER AM22DQ) SHAFT WITH FITTED KEY, TOLERANCE N; WITH HOLDING BRAKE PROTECTION CLASS IP64; | - | 0 | 0
1FK7060-3BF71-1FG0 |  | 1FK7060-3BF71-1FG0 | 1 | UN | 1 | 15 | C | D | N | N | 85015220 | 1 |  | 7.801 | KG | 1692.68 | 1692.68 | MC05 | MC05 | SIMOTICS S Synchronous motor 1FK7-HI PN=1.5kW; UDC=600V M0=6Nm (100K); NN=3000rpm; Naturally cooled FRAME SIZE IMB 5 (IM V1, IM V3) FLANGE 1 POWER CONNECTOR ROTATABLE ABSOLUTE ENCODER 22BIT + 12BIT MULTITURN, WITH DRIVE-CLIQ INTERFACE (ENCODER AM22DQ) PLAIN SHAFT, TOLERANCE N; W/O HOLDING BRAKE PROTECTION CLASS IP64; | - | 0 | 0
1FK7060-3BF71-1FG1 |  | 1FK7060-3BF71-1FG1 | 1 | UN | 1 | 15 | C | D | N | N | 85015220 | 1 |  | 7.801 | KG | 1755.02 | 1755.02 | MC05 | MC05 | SIMOTICS S Synchronous motor 1FK7-HI PN=1.5kW; UDC=600V M0=6Nm (100K); NN=3000rpm; Naturally cooled FRAME SIZE IMB 5 (IM V1, IM V3) FLANGE 1 POWER CONNECTOR ROTATABLE ABSOLUTE ENCODER 22BIT + 12BIT MULTITURN, WITH DRIVE-CLIQ INTERFACE (ENCODER AM22DQ) PLAIN SHAFT, TOLERANCE N; W/O HOLDING BRAKE PROTECTION CLASS IP65, | - | 0 | 0
1FK7060-3BF71-1FG2 |  | 1FK7060-3BF71-1FG2 | 1 | UN | 1 | 15 | C | D | N | N | 85015220 | 1 |  | 7.801 | KG | 1755.02 | 1755.02 | MC05 | MC05 | SIMOTICS S Synchronous motor 1FK7-HI PN=1.5kW; UDC=600V M0=6Nm (100K); NN=3000rpm; Naturally cooled FRAME SIZE IMB 5 (IM V1, IM V3) FLANGE 1 POWER CONNECTOR ROTATABLE ABSOLUTE ENCODER 22BIT + 12BIT MULTITURN, WITH DRIVE-CLIQ INTERFACE (ENCODER AM22DQ) PLAIN SHAFT, TOLERANCE N; W/O HOLDING BRAKE PROTECTION CLASS IP65, FLANGE ON DRIVE END IP67; | - | 0 | 0
1FK7060-3BF71-1FH0 |  | 1FK7060-3BF71-1FH0 | 1 | UN | 1 | 15 | C | D | N | N | 85015220 | 1 |  | 8.1 | KG | 1896.12 | 1896.12 | MC05 | MC05 | SIMOTICS S Synchronous motor 1FK7-HI PN=1.5kW; UDC=600V M0=6Nm (100K); NN=3000rpm; Naturally cooled FRAME SIZE IMB 5 (IM V1, IM V3) FLANGE 1 POWER CONNECTOR ROTATABLE ABSOLUTE ENCODER 22BIT + 12BIT MULTITURN, WITH DRIVE-CLIQ INTERFACE (ENCODER AM22DQ) PLAIN SHAFT, TOLERANCE N; WITH HOLDING BRAKE PROTECTION CLASS IP64; | - | 0 | 0
1FK7060-3BF71-1QA0 |  | 1FK7060-3BF71-1QA0 | 1 | UN | 1 | 15 | C | D | N | N | 85015220 | 1 |  | 7.801 | KG | 1128.63 | 1128.63 | MC05 | MC05 | SIMOTICS S Synchronous motor 1FK7-HI PN=1.5kW; UDC=600V M0=6Nm (100K); NN=3000rpm; Naturally cooled FRAME SIZE IMB 5 (IM V1, IM V3) FLANGE 1 POWER CONNECTOR ROTATABLE ABSOLUTE ENCODER SINGLETURN 20 BIT WITH DRIVE-CLIQ INTERFACE (ENCODER AS20DQI) SHAFT WITH FITTED KEY, TOLERANCE N; W/O HOLDING BRAKE PROTECTION CLASS IP64; | - | 0 | 0
1FK7060-3BF71-1QA1 |  | 1FK7060-3BF71-1QA1 | 1 | UN | 1 | 15 | C | D | N | N | 85015220 | 1 |  | 7.801 | KG | 1190.97 | 1190.97 | MC05 | MC05 | SIMOTICS S Synchronous motor 1FK7-HI PN=1.5kW; UDC=600V M0=6Nm (100K); NN=3000rpm; Naturally cooled FRAME SIZE IMB 5 (IM V1, IM V3) FLANGE 1 POWER CONNECTOR ROTATABLE ABSOLUTE ENCODER SINGLETURN 20 BIT WITH DRIVE-CLIQ INTERFACE (ENCODER AS20DQI) SHAFT WITH FITTED KEY, TOLERANCE N; W/O HOLDING BRAKE PROTECTION CLASS IP65, | - | 0 | 0
1FK7060-3BF71-1QA2 |  | 1FK7060-3BF71-1QA2 | 1 | UN | 1 | 15 | C | D | N | N | 85015220 | 1 |  | 7.801 | KG | 1190.97 | 1190.97 | MC05 | MC05 | SIMOTICS S Synchronous motor 1FK7-HI PN=1.5kW; UDC=600V M0=6Nm (100K); NN=3000rpm; Naturally cooled FRAME SIZE IMB 5 (IM V1, IM V3) FLANGE 1 POWER CONNECTOR ROTATABLE ABSOLUTE ENCODER SINGLETURN 20 BIT WITH DRIVE-CLIQ INTERFACE (ENCODER AS20DQI) SHAFT WITH FITTED KEY, TOLERANCE N; W/O HOLDING BRAKE PROTECTION CLASS IP65, FLANGE ON DRIVE END IP67; | - | 0 | 0
1FK7060-3BF71-1QB0 |  | 1FK7060-3BF71-1QB0 | 1 | UN | 1 | 15 | C | D | N | N | 85015220 | 1 |  | 8.1 | KG | 1330.57 | 1330.57 | MC05 | MC05 | SIMOTICS S Synchronous motor 1FK7-HI PN=1.5kW; UDC=600V M0=6Nm (100K); NN=3000rpm; Naturally cooled FRAME SIZE IMB 5 (IM V1, IM V3) FLANGE 1 POWER CONNECTOR ROTATABLE ABSOLUTE ENCODER SINGLETURN 20 BIT WITH DRIVE-CLIQ INTERFACE (ENCODER AS20DQI) SHAFT WITH FITTED KEY, TOLERANCE N; WITH HOLDING BRAKE PROTECTION CLASS IP64; | - | 0 | 0
1FK7060-3BF71-1QB1 |  | 1FK7060-3BF71-1QB1 | 1 | UN | 1 | 15 | C | D | N | N | 85015220 | 1 |  | 8.1 | KG | 1392.91 | 1392.91 | MC05 | MC05 | SIMOTICS S Synchronous motor 1FK7-HI PN=1.5kW; UDC=600V M0=6Nm (100K); NN=3000rpm; Naturally cooled FRAME SIZE IMB 5 (IM V1, IM V3) FLANGE 1 POWER CONNECTOR ROTATABLE ABSOLUTE ENCODER SINGLETURN 20 BIT WITH DRIVE-CLIQ INTERFACE (ENCODER AS20DQI) SHAFT WITH FITTED KEY, TOLERANCE N; WITH HOLDING BRAKE PROTECTION CLASS IP65, | - | 0 | 0
1FK7060-3BF71-1QB2 |  | 1FK7060-3BF71-1QB2 | 1 | UN | 1 | 15 | C | D | N | N | 85015220 | 1 |  | 8.1 | KG | 1392.91 | 1392.91 | MC05 | MC05 | SIMOTICS S Synchronous motor 1FK7-HI PN=1.5kW; UDC=600V M0=6Nm (100K); NN=3000rpm; Naturally cooled FRAME SIZE IMB 5 (IM V1, IM V3) FLANGE 1 POWER CONNECTOR ROTATABLE ABSOLUTE ENCODER SINGLETURN 20 BIT WITH DRIVE-CLIQ INTERFACE (ENCODER AS20DQI) SHAFT WITH FITTED KEY, TOLERANCE N; WITH HOLDING BRAKE PROTECTION CLASS IP65, FLANGE ON DRIVE END IP67; | - | 0 | 0
1FK7060-3BF71-1QG0 |  | 1FK7060-3BF71-1QG0 | 1 | UN | 1 | 15 | C | D | N | N | 85015220 | 1 |  | 7.801 | KG | 1071.14 | 1071.14 | MC05 | MC05 | SIMOTICS S Synchronous motor 1FK7-HI PN=1.5kW; UDC=600V M0=6Nm (100K); NN=3000rpm; Naturally cooled FRAME SIZE IMB 5 (IM V1, IM V3) FLANGE 1 POWER CONNECTOR ROTATABLE ABSOLUTE ENCODER SINGLETURN 20 BIT WITH DRIVE-CLIQ INTERFACE (ENCODER AS20DQI) PLAIN SHAFT, TOLERANCE N; W/O HOLDING BRAKE PROTECTION CLASS IP64; | - | 0 | 0
1FK7060-3BF71-1QG1 |  | 1FK7060-3BF71-1QG1 | 1 | UN | 1 | 15 | C | D | N | N | 85015220 | 1 |  | 7.801 | KG | 1133.48 | 1133.48 | MC05 | MC05 | SIMOTICS S Synchronous motor 1FK7-HI PN=1.5kW; UDC=600V M0=6Nm (100K); NN=3000rpm; Naturally cooled FRAME SIZE IMB 5 (IM V1, IM V3) FLANGE 1 POWER CONNECTOR ROTATABLE ABSOLUTE ENCODER SINGLETURN 20 BIT WITH DRIVE-CLIQ INTERFACE (ENCODER AS20DQI) PLAIN SHAFT, TOLERANCE N; W/O HOLDING BRAKE PROTECTION CLASS IP65, | - | 0 | 0
1FK7060-3BF71-1QG2 |  | 1FK7060-3BF71-1QG2 | 1 | UN | 1 | 15 | C | D | N | N | 85015220 | 1 |  | 7.801 | KG | 1133.48 | 1133.48 | MC05 | MC05 | SIMOTICS S Synchronous motor 1FK7-HI PN=1.5kW; UDC=600V M0=6Nm (100K); NN=3000rpm; Naturally cooled FRAME SIZE IMB 5 (IM V1, IM V3) FLANGE 1 POWER CONNECTOR ROTATABLE ABSOLUTE ENCODER SINGLETURN 20 BIT WITH DRIVE-CLIQ INTERFACE (ENCODER AS20DQI) PLAIN SHAFT, TOLERANCE N; W/O HOLDING BRAKE PROTECTION CLASS IP65, FLANGE ON DRIVE END IP67; | - | 0 | 0
1FK7060-3BF71-1QH0 |  | 1FK7060-3BF71-1QH0 | 1 | UN | 1 | 15 | C | D | N | N | 85015220 | 1 |  | 8.1 | KG | 1274.58 | 1274.58 | MC05 | MC05 | SIMOTICS S Synchronous motor 1FK7-HI PN=1.5kW; UDC=600V M0=6Nm (100K); NN=3000rpm; Naturally cooled FRAME SIZE IMB 5 (IM V1, IM V3) FLANGE 1 POWER CONNECTOR ROTATABLE ABSOLUTE ENCODER SINGLETURN 20 BIT WITH DRIVE-CLIQ INTERFACE (ENCODER AS20DQI) PLAIN SHAFT, TOLERANCE N; WITH HOLDING BRAKE PROTECTION CLASS IP64; | - | 0 | 0
1FK7060-3BF71-1QH1 |  | 1FK7060-3BF71-1QH1 | 1 | UN | 1 | 15 | C | D | N | N | 85015220 | 1 |  | 8.1 | KG | 1336.92 | 1336.92 | MC05 | MC05 | SIMOTICS S Synchronous motor 1FK7-HI PN=1.5kW; UDC=600V M0=6Nm (100K); NN=3000rpm; Naturally cooled FRAME SIZE IMB 5 (IM V1, IM V3) FLANGE 1 POWER CONNECTOR ROTATABLE ABSOLUTE ENCODER SINGLETURN 20 BIT WITH DRIVE-CLIQ INTERFACE (ENCODER AS20DQI) PLAIN SHAFT, TOLERANCE N; WITH HOLDING BRAKE PROTECTION CLASS IP65, | - | 0 | 0
1FK7060-3BF71-1QH2 |  | 1FK7060-3BF71-1QH2 | 1 | UN | 1 | 15 | C | D | N | N | 85015220 | 1 |  | 8.1 | KG | 1336.92 | 1336.92 | MC05 | MC05 | SIMOTICS S Synchronous motor 1FK7-HI PN=1.5kW; UDC=600V M0=6Nm (100K); NN=3000rpm; Naturally cooled FRAME SIZE IMB 5 (IM V1, IM V3) FLANGE 1 POWER CONNECTOR ROTATABLE ABSOLUTE ENCODER SINGLETURN 20 BIT WITH DRIVE-CLIQ INTERFACE (ENCODER AS20DQI) PLAIN SHAFT, TOLERANCE N; WITH HOLDING BRAKE PROTECTION CLASS IP65, FLANGE ON DRIVE END IP67; | - | 0 | 0
1FK7060-3BF71-1RA0 |  | 1FK7060-3BF71-1RA0 | 1 | UN | 1 | 15 | C | D | N | N | 85015220 | 1 |  | 7.801 | KG | 1378 | 1378 | MC05 | MC05 | SIMOTICS S Synchronous motor 1FK7-HI PN=1.5kW; UDC=600V M0=6Nm (100K); NN=3000rpm; Naturally cooled FRAME SIZE IMB 5 (IM V1, IM V3) FLANGE 1 POWER CONNECTOR ROTATABLE ABSOLUTE ENCODER 20 BIT + 12 BIT MULTITURN WITH DRIVE-CLIQ INTERFACE (ENCODER AM20DQI) SHAFT WITH FITTED KEY, TOLERANCE N; W/O HOLDING BRAKE PROTECTION CLASS IP64; | - | 0 | 0
1FK7060-3BF71-1RA1 |  | 1FK7060-3BF71-1RA1 | 1 | UN | 1 | 15 | C | D | N | N | 85015220 | 1 |  | 7.801 | KG | 1440.34 | 1440.34 | MC05 | MC05 | SIMOTICS S Synchronous motor 1FK7-HI PN=1.5kW; UDC=600V M0=6Nm (100K); NN=3000rpm; Naturally cooled FRAME SIZE IMB 5 (IM V1, IM V3) FLANGE 1 POWER CONNECTOR ROTATABLE ABSOLUTE ENCODER 20 BIT + 12 BIT MULTITURN WITH DRIVE-CLIQ INTERFACE (ENCODER AM20DQI) SHAFT WITH FITTED KEY, TOLERANCE N; W/O HOLDING BRAKE PROTECTION CLASS IP65, | - | 0 | 0
1FK7060-3BF71-1RA2 |  | 1FK7060-3BF71-1RA2 | 1 | UN | 1 | 15 | C | D | N | N | 85015220 | 1 |  | 7.801 | KG | 1440.34 | 1440.34 | MC05 | MC05 | SIMOTICS S Synchronous motor 1FK7-HI PN=1.5kW; UDC=600V M0=6Nm (100K); NN=3000rpm; Naturally cooled FRAME SIZE IMB 5 (IM V1, IM V3) FLANGE 1 POWER CONNECTOR ROTATABLE ABSOLUTE ENCODER 20 BIT + 12 BIT MULTITURN WITH DRIVE-CLIQ INTERFACE (ENCODER AM20DQI) SHAFT WITH FITTED KEY, TOLERANCE N; W/O HOLDING BRAKE PROTECTION CLASS IP65, FLANGE ON DRIVE END IP67; | - | 0 | 0
1FK7060-3BF71-1RB0 |  | 1FK7060-3BF71-1RB0 | 1 | UN | 1 | 15 | C | D | N | N | 85015220 | 1 |  | 8.1 | KG | 1579.94 | 1579.94 | MC05 | MC05 | SIMOTICS S Synchronous motor 1FK7-HI PN=1.5kW; UDC=600V M0=6Nm (100K); NN=3000rpm; Naturally cooled FRAME SIZE IMB 5 (IM V1, IM V3) FLANGE 1 POWER CONNECTOR ROTATABLE ABSOLUTE ENCODER 20 BIT + 12 BIT MULTITURN WITH DRIVE-CLIQ INTERFACE (ENCODER AM20DQI) SHAFT WITH FITTED KEY, TOLERANCE N; WITH HOLDING BRAKE PROTECTION CLASS IP64; | - | 0 | 0
1FK7060-3BF71-1RB1 |  | 1FK7060-3BF71-1RB1 | 1 | UN | 1 | 15 | C | D | N | N | 85015220 | 1 |  | 8.1 | KG | 1642.28 | 1642.28 | MC05 | MC05 | SIMOTICS S Synchronous motor 1FK7-HI PN=1.5kW; UDC=600V M0=6Nm (100K); NN=3000rpm; Naturally cooled FRAME SIZE IMB 5 (IM V1, IM V3) FLANGE 1 POWER CONNECTOR ROTATABLE ABSOLUTE ENCODER 20 BIT + 12 BIT MULTITURN WITH DRIVE-CLIQ INTERFACE (ENCODER AM20DQI) SHAFT WITH FITTED KEY, TOLERANCE N; WITH HOLDING BRAKE PROTECTION CLASS IP65, | - | 0 | 0
1FK7060-3BF71-1RB2 |  | 1FK7060-3BF71-1RB2 | 1 | UN | 1 | 15 | C | D | N | N | 85015220 | 1 |  | 8.1 | KG | 1642.28 | 1642.28 | MC05 | MC05 | SIMOTICS S Synchronous motor 1FK7-HI PN=1.5kW; UDC=600V M0=6Nm (100K); NN=3000rpm; Naturally cooled FRAME SIZE IMB 5 (IM V1, IM V3) FLANGE 1 POWER CONNECTOR ROTATABLE ABSOLUTE ENCODER 20 BIT + 12 BIT MULTITURN WITH DRIVE-CLIQ INTERFACE (ENCODER AM20DQI) SHAFT WITH FITTED KEY, TOLERANCE N; WITH HOLDING BRAKE PROTECTION CLASS IP65, FLANGE ON DRIVE END IP67; | - | 0 | 0
1FK7060-3BF71-1RG0 |  | 1FK7060-3BF71-1RG0 | 1 | UN | 1 | 15 | C | D | N | N | 85015220 | 1 |  | 7.801 | KG | 1320.51 | 1320.51 | MC05 | MC05 | SIMOTICS S Synchronous motor 1FK7-HI PN=1.5kW; UDC=600V M0=6Nm (100K); NN=3000rpm; Naturally cooled FRAME SIZE IMB 5 (IM V1, IM V3) FLANGE 1 POWER CONNECTOR ROTATABLE ABSOLUTE ENCODER 20 BIT + 12 BIT MULTITURN WITH DRIVE-CLIQ INTERFACE (ENCODER AM20DQI) PLAIN SHAFT, TOLERANCE N; W/O HOLDING BRAKE PROTECTION CLASS IP64; | - | 0 | 0
1FK7060-3BF71-1RG1 |  | 1FK7060-3BF71-1RG1 | 1 | UN | 1 | 15 | C | D | N | N | 85015220 | 1 |  | 7.801 | KG | 1382.85 | 1382.85 | MC05 | MC05 | SIMOTICS S Synchronous motor 1FK7-HI PN=1.5kW; UDC=600V M0=6Nm (100K); NN=3000rpm; Naturally cooled FRAME SIZE IMB 5 (IM V1, IM V3) FLANGE 1 POWER CONNECTOR ROTATABLE ABSOLUTE ENCODER 20 BIT + 12 BIT MULTITURN WITH DRIVE-CLIQ INTERFACE (ENCODER AM20DQI) PLAIN SHAFT, TOLERANCE N; W/O HOLDING BRAKE PROTECTION CLASS IP65, | - | 0 | 0
1FK7060-3BF71-1RG2 |  | 1FK7060-3BF71-1RG2 | 1 | UN | 1 | 15 | C | D | N | N | 85015220 | 1 |  | 7.801 | KG | 1382.85 | 1382.85 | MC05 | MC05 | SIMOTICS S Synchronous motor 1FK7-HI PN=1.5kW; UDC=600V M0=6Nm (100K); NN=3000rpm; Naturally cooled FRAME SIZE IMB 5 (IM V1, IM V3) FLANGE 1 POWER CONNECTOR ROTATABLE ABSOLUTE ENCODER 20 BIT + 12 BIT MULTITURN WITH DRIVE-CLIQ INTERFACE (ENCODER AM20DQI) PLAIN SHAFT, TOLERANCE N; W/O HOLDING BRAKE PROTECTION CLASS IP65, FLANGE ON DRIVE END IP67; | - | 0 | 0
1FK7060-3BF71-1RH0 |  | 1FK7060-3BF71-1RH0 | 1 | UN | 1 | 15 | C | D | N | N | 85015220 | 1 |  | 8.1 | KG | 1523.95 | 1523.95 | MC05 | MC05 | SIMOTICS S Synchronous motor 1FK7-HI PN=1.5kW; UDC=600V M0=6Nm (100K); NN=3000rpm; Naturally cooled FRAME SIZE IMB 5 (IM V1, IM V3) FLANGE 1 POWER CONNECTOR ROTATABLE ABSOLUTE ENCODER 20 BIT + 12 BIT MULTITURN WITH DRIVE-CLIQ INTERFACE (ENCODER AM20DQI) PLAIN SHAFT, TOLERANCE N; WITH HOLDING BRAKE PROTECTION CLASS IP64; | - | 0 | 0
1FK7060-3BF71-1RH1 |  | 1FK7060-3BF71-1RH1 | 1 | UN | 1 | 15 | C | D | N | N | 85015220 | 1 |  | 8.1 | KG | 1586.29 | 1586.29 | MC05 | MC05 | SIMOTICS S Synchronous motor 1FK7-HI PN=1.5kW; UDC=600V M0=6Nm (100K); NN=3000rpm; Naturally cooled FRAME SIZE IMB 5 (IM V1, IM V3) FLANGE 1 POWER CONNECTOR ROTATABLE ABSOLUTE ENCODER 20 BIT + 12 BIT MULTITURN WITH DRIVE-CLIQ INTERFACE (ENCODER AM20DQI) PLAIN SHAFT, TOLERANCE N; WITH HOLDING BRAKE PROTECTION CLASS IP65, | - | 0 | 0
1FK7060-3BF71-1RH2 |  | 1FK7060-3BF71-1RH2 | 1 | UN | 1 | 15 | C | D | N | N | 85015220 | 1 |  | 8.1 | KG | 1586.29 | 1586.29 | MC05 | MC05 | SIMOTICS S Synchronous motor 1FK7-HI PN=1.5kW; UDC=600V M0=6Nm (100K); NN=3000rpm; Naturally cooled FRAME SIZE IMB 5 (IM V1, IM V3) FLANGE 1 POWER CONNECTOR ROTATABLE ABSOLUTE ENCODER 20 BIT + 12 BIT MULTITURN WITH DRIVE-CLIQ INTERFACE (ENCODER AM20DQI) PLAIN SHAFT, TOLERANCE N; WITH HOLDING BRAKE PROTECTION CLASS IP65, FLANGE ON DRIVE END IP67; | - | 0 | 0
1FK7060-3BF74-1AA0 |  | 1FK7060-3BF74-1AA0 | 1 | UN | 1 | 15 | C | D | N | N | 85015220 | 1 |  | 7.801 | KG | 1289.87 | 1289.87 | MC05 | MC05 | SIMOTICS S Synchronous motor 1FK7-HI PN=1.5kW; UDC=600V M0=6Nm (100K); NN=3000rpm; Naturally cooled FRAME SIZE IMB 5 (IM V1, IM V3) FLANGE 1, WITH PT1000 TEMPERATURESENSOR POWER CONNECTOR ROTATABLE INCREMENTAL ENCODER SIN/COS 1VP 2048 S/R WITH C- AND D-SPUR (ENCODER IC2048S/R) SHAFT WITH FITTED KEY, TOLERANCE N; W/O HOLDING BRAKE PROTECTION CLASS IP64; | - | 0 | 0
1FK7060-3BF74-1AA1 |  | 1FK7060-3BF74-1AA1 | 1 | UN | 1 | 15 | C | D | N | N | 85015220 | 1 |  | 7.801 | KG | 1352.21 | 1352.21 | MC05 | MC05 | SIMOTICS S Synchronous motor 1FK7-HI PN=1.5kW; UDC=600V M0=6Nm (100K); NN=3000rpm; Naturally cooled FRAME SIZE IMB 5 (IM V1, IM V3) FLANGE 1, WITH PT1000 TEMPERATURESENSOR POWER CONNECTOR ROTATABLE INCREMENTAL ENCODER SIN/COS 1VP 2048 S/R WITH C- AND D-SPUR (ENCODER IC2048S/R) SHAFT WITH FITTED KEY, TOLERANCE N; W/O HOLDING BRAKE PROTECTION CLASS IP65, | - | 0 | 0
1FK7060-3BF74-1AA2 |  | 1FK7060-3BF74-1AA2 | 1 | UN | 1 | 15 | C | D | N | N | 85015220 | 1 |  | 7.801 | KG | 1352.21 | 1352.21 | MC05 | MC05 | SIMOTICS S Synchronous motor 1FK7-HI PN=1.5kW; UDC=600V M0=6Nm (100K); NN=3000rpm; Naturally cooled FRAME SIZE IMB 5 (IM V1, IM V3) FLANGE 1, WITH PT1000 TEMPERATURESENSOR POWER CONNECTOR ROTATABLE INCREMENTAL ENCODER SIN/COS 1VP 2048 S/R WITH C- AND D-SPUR (ENCODER IC2048S/R) SHAFT WITH FITTED KEY, TOLERANCE N; W/O HOLDING BRAKE PROTECTION CLASS IP65, FLANGE ON DRIVE END IP67; | - | 0 | 0
1FK7060-3BF74-1AB0 |  | 1FK7060-3BF74-1AB0 | 1 | UN | 1 | 15 | C | D | N | N | 85015220 | 1 |  | 8.1 | KG | 1491.81 | 1491.81 | MC05 | MC05 | SIMOTICS S Synchronous motor 1FK7-HI PN=1.5kW; UDC=600V M0=6Nm (100K); NN=3000rpm; Naturally cooled FRAME SIZE IMB 5 (IM V1, IM V3) FLANGE 1, WITH PT1000 TEMPERATURESENSOR POWER CONNECTOR ROTATABLE INCREMENTAL ENCODER SIN/COS 1VP 2048 S/R WITH C- AND D-SPUR (ENCODER IC2048S/R) SHAFT WITH FITTED KEY, TOLERANCE N; WITH HOLDING BRAKE PROTECTION CLASS IP64; | - | 0 | 0
1FK7060-3BF74-1AB1 |  | 1FK7060-3BF74-1AB1 | 1 | UN | 1 | 15 | C | D | N | N | 85015220 | 1 |  | 8.1 | KG | 1554.15 | 1554.15 | MC05 | MC05 | SIMOTICS S Synchronous motor 1FK7-HI PN=1.5kW; UDC=600V M0=6Nm (100K); NN=3000rpm; Naturally cooled FRAME SIZE IMB 5 (IM V1, IM V3) FLANGE 1, WITH PT1000 TEMPERATURESENSOR POWER CONNECTOR ROTATABLE INCREMENTAL ENCODER SIN/COS 1VP 2048 S/R WITH C- AND D-SPUR (ENCODER IC2048S/R) SHAFT WITH FITTED KEY, TOLERANCE N; WITH HOLDING BRAKE PROTECTION CLASS IP65, | - | 0 | 0
1FK7060-3BF74-1AB2 |  | 1FK7060-3BF74-1AB2 | 1 | UN | 1 | 15 | C | D | N | N | 85015220 | 1 |  | 8.1 | KG | 1554.15 | 1554.15 | MC05 | MC05 | SIMOTICS S Synchronous motor 1FK7-HI PN=1.5kW; UDC=600V M0=6Nm (100K); NN=3000rpm; Naturally cooled FRAME SIZE IMB 5 (IM V1, IM V3) FLANGE 1, WITH PT1000 TEMPERATURESENSOR POWER CONNECTOR ROTATABLE INCREMENTAL ENCODER SIN/COS 1VP 2048 S/R WITH C- AND D-SPUR (ENCODER IC2048S/R) SHAFT WITH FITTED KEY, TOLERANCE N; WITH HOLDING BRAKE PROTECTION CLASS IP65, FLANGE ON DRIVE END IP67; | - | 0 | 0
1FK7060-3BF74-1AG0 |  | 1FK7060-3BF74-1AG0 | 1 | UN | 1 | 15 | C | D | N | N | 85015220 | 1 |  | 7.801 | KG | 1232.38 | 1232.38 | MC05 | MC05 | SIMOTICS S Synchronous motor 1FK7-HI PN=1.5kW; UDC=600V M0=6Nm (100K); NN=3000rpm; Naturally cooled FRAME SIZE IMB 5 (IM V1, IM V3) FLANGE 1, WITH PT1000 TEMPERATURESENSOR POWER CONNECTOR ROTATABLE INCREMENTAL ENCODER SIN/COS 1VP 2048 S/R WITH C- AND D-SPUR (ENCODER IC2048S/R) PLAIN SHAFT, TOLERANCE N; W/O HOLDING BRAKE PROTECTION CLASS IP64; | - | 0 | 0
1FK7060-3BF74-1AG1 |  | 1FK7060-3BF74-1AG1 | 1 | UN | 1 | 15 | C | D | N | N | 85015220 | 1 |  | 7.801 | KG | 1294.72 | 1294.72 | MC05 | MC05 | SIMOTICS S Synchronous motor 1FK7-HI PN=1.5kW; UDC=600V M0=6Nm (100K); NN=3000rpm; Naturally cooled FRAME SIZE IMB 5 (IM V1, IM V3) FLANGE 1, WITH PT1000 TEMPERATURESENSOR POWER CONNECTOR ROTATABLE INCREMENTAL ENCODER SIN/COS 1VP 2048 S/R WITH C- AND D-SPUR (ENCODER IC2048S/R) PLAIN SHAFT, TOLERANCE N; W/O HOLDING BRAKE PROTECTION CLASS IP65, | - | 0 | 0
1FK7060-3BF74-1AG2 |  | 1FK7060-3BF74-1AG2 | 1 | UN | 1 | 15 | C | D | N | N | 85015220 | 1 |  | 7.801 | KG | 1294.72 | 1294.72 | MC05 | MC05 | SIMOTICS S Synchronous motor 1FK7-HI PN=1.5kW; UDC=600V M0=6Nm (100K); NN=3000rpm; Naturally cooled FRAME SIZE IMB 5 (IM V1, IM V3) FLANGE 1, WITH PT1000 TEMPERATURESENSOR POWER CONNECTOR ROTATABLE INCREMENTAL ENCODER SIN/COS 1VP 2048 S/R WITH C- AND D-SPUR (ENCODER IC2048S/R) PLAIN SHAFT, TOLERANCE N; W/O HOLDING BRAKE PROTECTION CLASS IP65, FLANGE ON DRIVE END IP67; | - | 0 | 0
1FK7060-3BF74-1AH0 |  | 1FK7060-3BF74-1AH0 | 1 | UN | 1 | 15 | C | D | N | N | 85015220 | 1 |  | 8.1 | KG | 1435.82 | 1435.82 | MC05 | MC05 | SIMOTICS S Synchronous motor 1FK7-HI PN=1.5kW; UDC=600V M0=6Nm (100K); NN=3000rpm; Naturally cooled FRAME SIZE IMB 5 (IM V1, IM V3) FLANGE 1, WITH PT1000 TEMPERATURESENSOR POWER CONNECTOR ROTATABLE INCREMENTAL ENCODER SIN/COS 1VP 2048 S/R WITH C- AND D-SPUR (ENCODER IC2048S/R) PLAIN SHAFT, TOLERANCE N; WITH HOLDING BRAKE PROTECTION CLASS IP64; | - | 0 | 0
1FK7060-3BF74-1AH1 |  | 1FK7060-3BF74-1AH1 | 1 | UN | 1 | 15 | C | D | N | N | 85015220 | 1 |  | 8.1 | KG | 1498.16 | 1498.16 | MC05 | MC05 | SIMOTICS S Synchronous motor 1FK7-HI PN=1.5kW; UDC=600V M0=6Nm (100K); NN=3000rpm; Naturally cooled FRAME SIZE IMB 5 (IM V1, IM V3) FLANGE 1, WITH PT1000 TEMPERATURESENSOR POWER CONNECTOR ROTATABLE INCREMENTAL ENCODER SIN/COS 1VP 2048 S/R WITH C- AND D-SPUR (ENCODER IC2048S/R) PLAIN SHAFT, TOLERANCE N; WITH HOLDING BRAKE PROTECTION CLASS IP65, | - | 0 | 0
1FK7060-3BF74-1AH2 |  | 1FK7060-3BF74-1AH2 | 1 | UN | 1 | 15 | C | D | N | N | 85015220 | 1 |  | 8.1 | KG | 1498.16 | 1498.16 | MC05 | MC05 | SIMOTICS S Synchronous motor 1FK7-HI PN=1.5kW; UDC=600V M0=6Nm (100K); NN=3000rpm; Naturally cooled FRAME SIZE IMB 5 (IM V1, IM V3) FLANGE 1, WITH PT1000 TEMPERATURESENSOR POWER CONNECTOR ROTATABLE INCREMENTAL ENCODER SIN/COS 1VP 2048 S/R WITH C- AND D-SPUR (ENCODER IC2048S/R) PLAIN SHAFT, TOLERANCE N; WITH HOLDING BRAKE PROTECTION CLASS IP65, FLANGE ON DRIVE END IP67; | - | 0 | 0
1FK7060-3BF74-1EA0 |  | 1FK7060-3BF74-1EA0 | 1 | UN | 1 | 15 | C | D | N | N | 85015220 | 1 |  | 7.801 | KG | 1537.55 | 1537.55 | MC05 | MC05 | SIMOTICS S Synchronous motor 1FK7-HI PN=1.5kW; UDC=600V M0=6Nm (100K); NN=3000rpm; Naturally cooled FRAME SIZE IMB 5 (IM V1, IM V3) FLANGE 1, WITH PT1000 TEMPERATURESENSOR POWER CONNECTOR ROTATABLE ABSOLUTE ENCODERR 2048S/R + 4096 UMDREHUNGEN MULTITURN, WITH ENDAT-SCHNITTSTELLE (ENCODER AM2048S/R) SHAFT WITH FITTED KEY, TOLERANCE N; W/O HOLDING BRAKE PROTECTION CLASS IP64; | - | 0 | 0
1FK7060-3BF74-1EA1 |  | 1FK7060-3BF74-1EA1 | 1 | UN | 1 | 15 | C | D | N | N | 85015220 | 1 |  | 7.801 | KG | 1599.89 | 1599.89 | MC05 | MC05 | SIMOTICS S Synchronous motor 1FK7-HI PN=1.5kW; UDC=600V M0=6Nm (100K); NN=3000rpm; Naturally cooled FRAME SIZE IMB 5 (IM V1, IM V3) FLANGE 1, WITH PT1000 TEMPERATURESENSOR POWER CONNECTOR ROTATABLE ABSOLUTE ENCODERR 2048S/R + 4096 UMDREHUNGEN MULTITURN, WITH ENDAT-SCHNITTSTELLE (ENCODER AM2048S/R) SHAFT WITH FITTED KEY, TOLERANCE N; W/O HOLDING BRAKE PROTECTION CLASS IP65, | - | 0 | 0
1FK7060-3BF74-1EA2 |  | 1FK7060-3BF74-1EA2 | 1 | UN | 1 | 15 | C | D | N | N | 85015220 | 1 |  | 7.801 | KG | 1599.89 | 1599.89 | MC05 | MC05 | SIMOTICS S Synchronous motor 1FK7-HI PN=1.5kW; UDC=600V M0=6Nm (100K); NN=3000rpm; Naturally cooled FRAME SIZE IMB 5 (IM V1, IM V3) FLANGE 1, WITH PT1000 TEMPERATURESENSOR POWER CONNECTOR ROTATABLE ABSOLUTE ENCODERR 2048S/R + 4096 UMDREHUNGEN MULTITURN, WITH ENDAT-SCHNITTSTELLE (ENCODER AM2048S/R) SHAFT WITH FITTED KEY, TOLERANCE N; W/O HOLDING BRAKE PROTECTION CLASS IP65, FLANGE ON DRIVE END IP67; | - | 0 | 0
1FK7060-3BF74-1EB0 |  | 1FK7060-3BF74-1EB0 | 1 | UN | 1 | 15 | C | D | N | N | 85015220 | 1 |  | 8.1 | KG | 1739.49 | 1739.49 | MC05 | MC05 | SIMOTICS S Synchronous motor 1FK7-HI PN=1.5kW; UDC=600V M0=6Nm (100K); NN=3000rpm; Naturally cooled FRAME SIZE IMB 5 (IM V1, IM V3) FLANGE 1, WITH PT1000 TEMPERATURESENSOR POWER CONNECTOR ROTATABLE ABSOLUTE ENCODERR 2048S/R + 4096 UMDREHUNGEN MULTITURN, WITH ENDAT-SCHNITTSTELLE (ENCODER AM2048S/R) SHAFT WITH FITTED KEY, TOLERANCE N; WITH HOLDING BRAKE PROTECTION CLASS IP64; | - | 0 | 0
1FK7060-3BF74-1EB1 |  | 1FK7060-3BF74-1EB1 | 1 | UN | 1 | 15 | C | D | N | N | 85015220 | 1 |  | 8.1 | KG | 1801.83 | 1801.83 | MC05 | MC05 | SIMOTICS S Synchronous motor 1FK7-HI PN=1.5kW; UDC=600V M0=6Nm (100K); NN=3000rpm; Naturally cooled FRAME SIZE IMB 5 (IM V1, IM V3) FLANGE 1, WITH PT1000 TEMPERATURESENSOR POWER CONNECTOR ROTATABLE ABSOLUTE ENCODERR 2048S/R + 4096 UMDREHUNGEN MULTITURN, WITH ENDAT-SCHNITTSTELLE (ENCODER AM2048S/R) SHAFT WITH FITTED KEY, TOLERANCE N; WITH HOLDING BRAKE PROTECTION CLASS IP65, | - | 0 | 0
1FK7060-3BF74-1EB2 |  | 1FK7060-3BF74-1EB2 | 1 | UN | 1 | 15 | C | D | N | N | 85015220 | 1 |  | 8.1 | KG | 1801.83 | 1801.83 | MC05 | MC05 | SIMOTICS S Synchronous motor 1FK7-HI PN=1.5kW; UDC=600V M0=6Nm (100K); NN=3000rpm; Naturally cooled FRAME SIZE IMB 5 (IM V1, IM V3) FLANGE 1, WITH PT1000 TEMPERATURESENSOR POWER CONNECTOR ROTATABLE ABSOLUTE ENCODERR 2048S/R + 4096 UMDREHUNGEN MULTITURN, WITH ENDAT-SCHNITTSTELLE (ENCODER AM2048S/R) SHAFT WITH FITTED KEY, TOLERANCE N; WITH HOLDING BRAKE PROTECTION CLASS IP65, FLANGE ON DRIVE END IP67; | - | 0 | 0
1FK7060-3BF74-1EG0 |  | 1FK7060-3BF74-1EG0 | 1 | UN | 1 | 15 | C | D | N | N | 85015220 | 1 |  | 7.801 | KG | 1480.06 | 1480.06 | MC05 | MC05 | SIMOTICS S Synchronous motor 1FK7-HI PN=1.5kW; UDC=600V M0=6Nm (100K); NN=3000rpm; Naturally cooled FRAME SIZE IMB 5 (IM V1, IM V3) FLANGE 1, WITH PT1000 TEMPERATURESENSOR POWER CONNECTOR ROTATABLE ABSOLUTE ENCODERR 2048S/R + 4096 UMDREHUNGEN MULTITURN, WITH ENDAT-SCHNITTSTELLE (ENCODER AM2048S/R) PLAIN SHAFT, TOLERANCE N; W/O HOLDING BRAKE PROTECTION CLASS IP64; | - | 0 | 0
1FK7060-3BF74-1EG1 |  | 1FK7060-3BF74-1EG1 | 1 | UN | 1 | 15 | C | D | N | N | 85015220 | 1 |  | 7.801 | KG | 1542.4 | 1542.4 | MC05 | MC05 | SIMOTICS S Synchronous motor 1FK7-HI PN=1.5kW; UDC=600V M0=6Nm (100K); NN=3000rpm; Naturally cooled FRAME SIZE IMB 5 (IM V1, IM V3) FLANGE 1, WITH PT1000 TEMPERATURESENSOR POWER CONNECTOR ROTATABLE ABSOLUTE ENCODERR 2048S/R + 4096 UMDREHUNGEN MULTITURN, WITH ENDAT-SCHNITTSTELLE (ENCODER AM2048S/R) PLAIN SHAFT, TOLERANCE N; W/O HOLDING BRAKE PROTECTION CLASS IP65, | - | 0 | 0
1FK7060-3BF74-1EG2 |  | 1FK7060-3BF74-1EG2 | 1 | UN | 1 | 15 | C | D | N | N | 85015220 | 1 |  | 7.801 | KG | 1542.4 | 1542.4 | MC05 | MC05 | SIMOTICS S Synchronous motor 1FK7-HI PN=1.5kW; UDC=600V M0=6Nm (100K); NN=3000rpm; Naturally cooled FRAME SIZE IMB 5 (IM V1, IM V3) FLANGE 1, WITH PT1000 TEMPERATURESENSOR POWER CONNECTOR ROTATABLE ABSOLUTE ENCODERR 2048S/R + 4096 UMDREHUNGEN MULTITURN, WITH ENDAT-SCHNITTSTELLE (ENCODER AM2048S/R) PLAIN SHAFT, TOLERANCE N; W/O HOLDING BRAKE PROTECTION CLASS IP65, FLANGE ON DRIVE END IP67; | - | 0 | 0
1FK7060-3BF74-1EH0 |  | 1FK7060-3BF74-1EH0 | 1 | UN | 1 | 15 | C | D | N | N | 85015220 | 1 |  | 8.1 | KG | 1683.5 | 1683.5 | MC05 | MC05 | SIMOTICS S Synchronous motor 1FK7-HI PN=1.5kW; UDC=600V M0=6Nm (100K); NN=3000rpm; Naturally cooled FRAME SIZE IMB 5 (IM V1, IM V3) FLANGE 1, WITH PT1000 TEMPERATURESENSOR POWER CONNECTOR ROTATABLE ABSOLUTE ENCODERR 2048S/R + 4096 UMDREHUNGEN MULTITURN, WITH ENDAT-SCHNITTSTELLE (ENCODER AM2048S/R) PLAIN SHAFT, TOLERANCE N; WITH HOLDING BRAKE PROTECTION CLASS IP64; | - | 0 | 0
1FK7060-3BF74-1EH1 |  | 1FK7060-3BF74-1EH1 | 1 | UN | 1 | 15 | C | D | N | N | 85015220 | 1 |  | 8.1 | KG | 1745.84 | 1745.84 | MC05 | MC05 | SIMOTICS S Synchronous motor 1FK7-HI PN=1.5kW; UDC=600V M0=6Nm (100K); NN=3000rpm; Naturally cooled FRAME SIZE IMB 5 (IM V1, IM V3) FLANGE 1, WITH PT1000 TEMPERATURESENSOR POWER CONNECTOR ROTATABLE ABSOLUTE ENCODERR 2048S/R + 4096 UMDREHUNGEN MULTITURN, WITH ENDAT-SCHNITTSTELLE (ENCODER AM2048S/R) PLAIN SHAFT, TOLERANCE N; WITH HOLDING BRAKE PROTECTION CLASS IP65, | - | 0 | 0
1FK7060-3BF74-1EH2 |  | 1FK7060-3BF74-1EH2 | 1 | UN | 1 | 15 | C | D | N | N | 85015220 | 1 |  | 8.1 | KG | 1745.84 | 1745.84 | MC05 | MC05 | SIMOTICS S Synchronous motor 1FK7-HI PN=1.5kW; UDC=600V M0=6Nm (100K); NN=3000rpm; Naturally cooled FRAME SIZE IMB 5 (IM V1, IM V3) FLANGE 1, WITH PT1000 TEMPERATURESENSOR POWER CONNECTOR ROTATABLE ABSOLUTE ENCODERR 2048S/R + 4096 UMDREHUNGEN MULTITURN, WITH ENDAT-SCHNITTSTELLE (ENCODER AM2048S/R) PLAIN SHAFT, TOLERANCE N; WITH HOLDING BRAKE PROTECTION CLASS IP65, FLANGE ON DRIVE END IP67; | - | 0 | 0
1FK7060-5AF71-1AA0 |  | 1FK7060-5AF71-1AA0 | 1 | UN | 1 | 60 | X | D | N | N | 85015220 | 1 |  | 7.003 | KG | 1614.6 | 1614.6 | MC05 | MC05 | SIMOTICS S Synchronous servo motor 1FK7 Compact 6.0Nm, 100K 3000rpm, 1.48kW Naturally cooled IM B5 (IM V1, IM V3) power/signal connectors Connector can be rotated by 270Â° INCREM. ENCODER, SIN/COS 1 VPP 2048 P/REV (ENCODER I-2048); SHAFT WITH FITTED KEY, TOLERANCE N; W/O HOLDING BRAKE DEGREE OF PROTECTION IP64 | - | 0 | 0
1FK7060-5AF71-1AA2 |  | 1FK7060-5AF71-1AA2 | 1 | UN | 1 | 60 | X | D | N | N | 85015220 | 1 |  | 7.003 | KG | 1690.57 | 1690.57 | MC05 | MC05 | SIMOTICS S Synchronous servo motor 1FK7 Compact 6.0Nm, 100K 3000rpm, 1.48kW Naturally cooled IM B5 (IM V1, IM V3) power/signal connectors Connector can be rotated by 270Â° INCREM. ENCODER, SIN/COS 1 VPP 2048 P/REV (ENCODER I-2048); SHAFT WITH FITTED KEY, TOLERANCE N; W/O HOLDING BRAKE DEGREE OF PROTECTION IP65 FLANGE ON DRIVE END IP67 | - | 0 | 0
1FK7060-5AF71-1AA3 |  | 1FK7060-5AF71-1AA3 | 1 | UN | 1 | 60 | X | D | N | N | 85015220 | 1 |  | 7.003 | KG | 1651.41 | 1651.41 | MC05 | MC05 | SIMOTICS S Synchronous servo motor 1FK7 Compact 6.0Nm, 100K 3000rpm, 1.48kW Naturally cooled IM B5 (IM V1, IM V3) power/signal connectors Connector can be rotated by 270Â° INCREM. ENCODER, SIN/COS 1 VPP 2048 P/REV (ENCODER I-2048); SHAFT WITH FITTED KEY, TOLERANCE N; W/O HOLDING BRAKE DEGREE OF PROTECTION IP64; PAINT FINISH RAL7016 | - | 0 | 0
1FK7060-5AF71-1AA5 |  | 1FK7060-5AF71-1AA5 | 1 | UN | 1 | 60 | X | D | N | N | 85015220 | 1 |  | 7.003 | KG | 1727.36 | 1727.36 | MC05 | MC05 | SIMOTICS S Synchronous servo motor 1FK7 Compact 6.0Nm, 100K 3000rpm, 1.48kW Naturally cooled IM B5 (IM V1, IM V3) power/signal connectors Connector can be rotated by 270Â° INCREM. ENCODER, SIN/COS 1 VPP 2048 P/REV (ENCODER I-2048); SHAFT WITH FITTED KEY, TOLERANCE N; W/O HOLDING BRAKE DEGREE OF PROTECTION IP65 AS FLANGE IP67; PAINT FINISH RAL7016 | - | 0 | 0
1FK7060-5AF71-1AA8 |  | 1FK7060-5AF71-1AA8 | 1 | UN | 1 | 60 | X | D | N | N | 85015220 | 1 |  | 7.003 | KG | 1808.57 | 1808.57 | MC05 | MC05 | SIMOTICS S Synchronous servo motor 1FK7 Compact 6.0Nm, 100K 3000rpm, 1.48kW Naturally cooled IM B5 (IM V1, IM V3) power/signal connectors Connector can be rotated by 270Â° INCREM. ENCODER, SIN/COS 1 VPP 2048 P/REV (ENCODER I-2048); SHAFT WITH FITTED KEY, TOLERANCE N; W/O HOLDING BRAKE DEGREE OF PROTECTION IP65 IP67 D-END FLANGE; RAL7016 COATING; METALLIC RATING PLATE AT MOTOR | - | 0 | 0
1FK7060-5AF71-1AB0 |  | 1FK7060-5AF71-1AB0 | 1 | UN | 1 | 60 | X | D | N | N | 85015220 | 1 |  | 8.302 | KG | 1860.63 | 1860.63 | MC05 | MC05 | SIMOTICS S Synchronous servo motor 1FK7 Compact 6.0Nm, 100K 3000rpm, 1.48kW Naturally cooled IM B5 (IM V1, IM V3) power/signal connectors Connector can be rotated by 270Â° INCREM. ENCODER, SIN/COS 1 VPP 2048 P/REV (ENCODER I-2048); SHAFT WITH FITTED KEY, TOLERANCE N; WITH HOLDING BRAKE DEGREE OF PROTECTION IP64 | - | 0 | 0
1FK7060-5AF71-1AB2 |  | 1FK7060-5AF71-1AB2 | 1 | UN | 1 | 60 | X | D | N | N | 85015220 | 1 |  | 8.302 | KG | 1936.6 | 1936.6 | MC05 | MC05 | SIMOTICS S Synchronous servo motor 1FK7 Compact 6.0Nm, 100K 3000rpm, 1.48kW Naturally cooled IM B5 (IM V1, IM V3) power/signal connectors Connector can be rotated by 270Â° INCREM. ENCODER, SIN/COS 1 VPP 2048 P/REV (ENCODER I-2048); SHAFT WITH FITTED KEY, TOLERANCE N; WITH HOLDING BRAKE DEGREE OF PROTECTION IP65 FLANGE ON DRIVE END IP67 | - | 0 | 0
1FK7060-5AF71-1AB3 |  | 1FK7060-5AF71-1AB3 | 1 | UN | 1 | 60 | X | D | N | N | 85015220 | 1 |  | 8.302 | KG | 1897.44 | 1897.44 | MC05 | MC05 | SIMOTICS S Synchronous servo motor 1FK7 Compact 6.0Nm, 100K 3000rpm, 1.48kW Naturally cooled IM B5 (IM V1, IM V3) power/signal connectors Connector can be rotated by 270Â° INCREM. ENCODER, SIN/COS 1 VPP 2048 P/REV (ENCODER I-2048); SHAFT WITH FITTED KEY, TOLERANCE N; WITH HOLDING BRAKE DEGREE OF PROTECTION IP64; PAINT FINISH RAL7016 | - | 0 | 0
1FK7060-5AF71-1AB5 |  | 1FK7060-5AF71-1AB5 | 1 | UN | 1 | 60 | X | D | N | N | 85015220 | 1 |  | 8.302 | KG | 1973.39 | 1973.39 | MC05 | MC05 | SIMOTICS S Synchronous servo motor 1FK7 Compact 6.0Nm, 100K 3000rpm, 1.48kW Naturally cooled IM B5 (IM V1, IM V3) power/signal connectors Connector can be rotated by 270Â° INCREM. ENCODER, SIN/COS 1 VPP 2048 P/REV (ENCODER I-2048); SHAFT WITH FITTED KEY, TOLERANCE N; WITH HOLDING BRAKE DEGREE OF PROTECTION IP65 AS FLANGE IP67; PAINT FINISH RAL7016 | - | 0 | 0
1FK7060-5AF71-1AB8 |  | 1FK7060-5AF71-1AB8 | 1 | UN | 1 | 60 | X | D | N | N | 85015220 | 1 |  | 8.302 | KG | 2054.6 | 2054.6 | MC05 | MC05 | SIMOTICS S Synchronous servo motor 1FK7 Compact 6.0Nm, 100K 3000rpm, 1.48kW Naturally cooled IM B5 (IM V1, IM V3) power/signal connectors Connector can be rotated by 270Â° INCREM. ENCODER, SIN/COS 1 VPP 2048 P/REV (ENCODER I-2048); SHAFT WITH FITTED KEY, TOLERANCE N; WITH HOLDING BRAKE DEGREE OF PROTECTION IP65 IP67 D-END FLANGE; RAL7016 COATING; METALLIC RATING PLATE AT MOTOR | - | 0 | 0
1FK7060-5AF71-1AG0 |  | 1FK7060-5AF71-1AG0 | 1 | UN | 1 | 60 | X | D | N | N | 85015220 | 1 |  | 7.003 | KG | 1544.55 | 1544.55 | MC05 | MC05 | SIMOTICS S Synchronous servo motor 1FK7 Compact 6.0Nm, 100K 3000rpm, 1.48kW Naturally cooled IM B5 (IM V1, IM V3) power/signal connectors Connector can be rotated by 270Â° INCREM. ENCODER, SIN/COS 1 VPP 2048 P/REV (ENCODER I-2048); PLAIN SHAFT, TOLERANCE N; W/O HOLDING BRAKE DEGREE OF PROTECTION IP64 | - | 0 | 0
1FK7060-5AF71-1AG2 |  | 1FK7060-5AF71-1AG2 | 1 | UN | 1 | 60 | X | D | N | N | 85015220 | 1 |  | 7.003 | KG | 1620.52 | 1620.52 | MC05 | MC05 | SIMOTICS S Synchronous servo motor 1FK7 Compact 6.0Nm, 100K 3000rpm, 1.48kW Naturally cooled IM B5 (IM V1, IM V3) power/signal connectors Connector can be rotated by 270Â° INCREM. ENCODER, SIN/COS 1 VPP 2048 P/REV (ENCODER I-2048); PLAIN SHAFT, TOLERANCE N; W/O HOLDING BRAKE DEGREE OF PROTECTION IP65 FLANGE ON DRIVE END IP67 | - | 0 | 0
1FK7060-5AF71-1AG3 |  | 1FK7060-5AF71-1AG3 | 1 | UN | 1 | 60 | X | D | N | N | 85015220 | 1 |  | 7.003 | KG | 1581.36 | 1581.36 | MC05 | MC05 | SIMOTICS S Synchronous servo motor 1FK7 Compact 6.0Nm, 100K 3000rpm, 1.48kW Naturally cooled IM B5 (IM V1, IM V3) power/signal connectors Connector can be rotated by 270Â° INCREM. ENCODER, SIN/COS 1 VPP 2048 P/REV (ENCODER I-2048); PLAIN SHAFT, TOLERANCE N; W/O HOLDING BRAKE DEGREE OF PROTECTION IP64; PAINT FINISH RAL7016 | - | 0 | 0
1FK7060-5AF71-1AG5 |  | 1FK7060-5AF71-1AG5 | 1 | UN | 1 | 60 | X | D | N | N | 85015220 | 1 |  | 7.003 | KG | 1657.31 | 1657.31 | MC05 | MC05 | SIMOTICS S Synchronous servo motor 1FK7 Compact 6.0Nm, 100K 3000rpm, 1.48kW Naturally cooled IM B5 (IM V1, IM V3) power/signal connectors Connector can be rotated by 270Â° INCREM. ENCODER, SIN/COS 1 VPP 2048 P/REV (ENCODER I-2048); PLAIN SHAFT, TOLERANCE N; W/O HOLDING BRAKE DEGREE OF PROTECTION IP65 AS FLANGE IP67; PAINT FINISH RAL7016 | - | 0 | 0
1FK7060-5AF71-1AG8 |  | 1FK7060-5AF71-1AG8 | 1 | UN | 1 | 60 | X | D | N | N | 85015220 | 1 |  | 7.003 | KG | 1738.52 | 1738.52 | MC05 | MC05 | SIMOTICS S Synchronous servo motor 1FK7 Compact 6.0Nm, 100K 3000rpm, 1.48kW Naturally cooled IM B5 (IM V1, IM V3) power/signal connectors Connector can be rotated by 270Â° INCREM. ENCODER, SIN/COS 1 VPP 2048 P/REV (ENCODER I-2048); PLAIN SHAFT, TOLERANCE N; W/O HOLDING BRAKE DEGREE OF PROTECTION IP65 IP67 D-END FLANGE; RAL7016 COATING; METALLIC RATING PLATE AT MOTOR | - | 0 | 0
1FK7060-5AF71-1AH0 |  | 1FK7060-5AF71-1AH0 | 1 | UN | 1 | 60 | X | D | N | N | 85015220 | 1 |  | 8.302 | KG | 1792.37 | 1792.37 | MC05 | MC05 | SIMOTICS S Synchronous servo motor 1FK7 Compact 6.0Nm, 100K 3000rpm, 1.48kW Naturally cooled IM B5 (IM V1, IM V3) power/signal connectors Connector can be rotated by 270Â° INCREM. ENCODER, SIN/COS 1 VPP 2048 P/REV (ENCODER I-2048); PLAIN SHAFT, TOLERANCE N; WITH HOLDING BRAKE DEGREE OF PROTECTION IP64 | - | 0 | 0
1FK7060-5AF71-1AH2 |  | 1FK7060-5AF71-1AH2 | 1 | UN | 1 | 60 | X | D | N | N | 85015220 | 1 |  | 8.302 | KG | 1868.34 | 1868.34 | MC05 | MC05 | SIMOTICS S Synchronous servo motor 1FK7 Compact 6.0Nm, 100K 3000rpm, 1.48kW Naturally cooled IM B5 (IM V1, IM V3) power/signal connectors Connector can be rotated by 270Â° INCREM. ENCODER, SIN/COS 1 VPP 2048 P/REV (ENCODER I-2048); PLAIN SHAFT, TOLERANCE N; WITH HOLDING BRAKE DEGREE OF PROTECTION IP65 FLANGE ON DRIVE END IP67 | - | 0 | 0
1FK7060-5AF71-1AH3 |  | 1FK7060-5AF71-1AH3 | 1 | UN | 1 | 60 | X | D | N | N | 85015220 | 1 |  | 8.302 | KG | 1829.18 | 1829.18 | MC05 | MC05 | SIMOTICS S Synchronous servo motor 1FK7 Compact 6.0Nm, 100K 3000rpm, 1.48kW Naturally cooled IM B5 (IM V1, IM V3) power/signal connectors Connector can be rotated by 270Â° INCREM. ENCODER, SIN/COS 1 VPP 2048 P/REV (ENCODER I-2048); PLAIN SHAFT, TOLERANCE N; WITH HOLDING BRAKE DEGREE OF PROTECTION IP64; PAINT FINISH RAL7016 | - | 0 | 0
1FK7060-5AF71-1AH5 |  | 1FK7060-5AF71-1AH5 | 1 | UN | 1 | 60 | X | D | N | N | 85015220 | 1 |  | 8.302 | KG | 1905.13 | 1905.13 | MC05 | MC05 | SIMOTICS S Synchronous servo motor 1FK7 Compact 6.0Nm, 100K 3000rpm, 1.48kW Naturally cooled IM B5 (IM V1, IM V3) power/signal connectors Connector can be rotated by 270Â° INCREM. ENCODER, SIN/COS 1 VPP 2048 P/REV (ENCODER I-2048); PLAIN SHAFT, TOLERANCE N; WITH HOLDING BRAKE DEGREE OF PROTECTION IP65 AS FLANGE IP67; PAINT FINISH RAL7016 | - | 0 | 0
1FK7060-5AF71-1AH8 |  | 1FK7060-5AF71-1AH8 | 1 | UN | 1 | 60 | X | D | N | N | 85015220 | 1 |  | 8.302 | KG | 1986.34 | 1986.34 | MC05 | MC05 | SIMOTICS S Synchronous servo motor 1FK7 Compact 6.0Nm, 100K 3000rpm, 1.48kW Naturally cooled IM B5 (IM V1, IM V3) power/signal connectors Connector can be rotated by 270Â° INCREM. ENCODER, SIN/COS 1 VPP 2048 P/REV (ENCODER I-2048); PLAIN SHAFT, TOLERANCE N; WITH HOLDING BRAKE DEGREE OF PROTECTION IP65 IP67 D-END FLANGE; RAL7016 COATING; METALLIC RATING PLATE AT MOTOR | - | 0 | 0
1FK7060-5AF71-1DA0 |  | 1FK7060-5AF71-1DA0 | 1 | UN | 1 | 60 | X | D | N | N | 85015220 | 1 |  | 7.003 | KG | 1810.39 | 1810.39 | MC05 | MC05 | SIMOTICS S Synchronous servo motor 1FK7 Compact 6.0Nm, 100K 3000rpm, 1.48kW Naturally cooled IM B5 (IM V1, IM V3) power/signal connectors Connector can be rotated by 270Â° INCREMENTAL ENCODER 2048 P/REV (ENCODER I-2048) WITH DRIVE-CLIQ INTERFACE; SHAFT WITH FITTED KEY, TOLERANCE N; W/O HOLDING BRAKE DEGREE OF PROTECTION IP64 | - | 0 | 0
1FK7060-5AF71-1DA2 |  | 1FK7060-5AF71-1DA2 | 1 | UN | 1 | 60 | X | D | N | N | 85015220 | 1 |  | 7.003 | KG | 1886.36 | 1886.36 | MC05 | MC05 | SIMOTICS S Synchronous servo motor 1FK7 Compact 6.0Nm, 100K 3000rpm, 1.48kW Naturally cooled IM B5 (IM V1, IM V3) power/signal connectors Connector can be rotated by 270Â° INCREMENTAL ENCODER 2048 P/REV (ENCODER I-2048) WITH DRIVE-CLIQ INTERFACE; SHAFT WITH FITTED KEY, TOLERANCE N; W/O HOLDING BRAKE DEGREE OF PROTECTION IP65 FLANGE ON DRIVE END IP67 | - | 0 | 0
1FK7060-5AF71-1DA3 |  | 1FK7060-5AF71-1DA3 | 1 | UN | 1 | 60 | X | D | N | N | 85015220 | 1 |  | 7.003 | KG | 1847.2 | 1847.2 | MC05 | MC05 | SIMOTICS S Synchronous servo motor 1FK7 Compact 6.0Nm, 100K 3000rpm, 1.48kW Naturally cooled IM B5 (IM V1, IM V3) power/signal connectors Connector can be rotated by 270Â° INCREMENTAL ENCODER 2048 P/REV (ENCODER I-2048) WITH DRIVE-CLIQ INTERFACE; SHAFT WITH FITTED KEY, TOLERANCE N; W/O HOLDING BRAKE DEGREE OF PROTECTION IP64; PAINT FINISH RAL7016 | - | 0 | 0
1FK7060-5AF71-1DA5 |  | 1FK7060-5AF71-1DA5 | 1 | UN | 1 | 60 | X | D | N | N | 85015220 | 1 |  | 7.003 | KG | 1923.15 | 1923.15 | MC05 | MC05 | SIMOTICS S Synchronous servo motor 1FK7 Compact 6.0Nm, 100K 3000rpm, 1.48kW Naturally cooled IM B5 (IM V1, IM V3) power/signal connectors Connector can be rotated by 270Â° INCREMENTAL ENCODER 2048 P/REV (ENCODER I-2048) WITH DRIVE-CLIQ INTERFACE; SHAFT WITH FITTED KEY, TOLERANCE N; W/O HOLDING BRAKE DEGREE OF PROTECTION IP65 AS FLANGE IP67; PAINT FINISH RAL7016 | - | 0 | 0
1FK7060-5AF71-1DA8 |  | 1FK7060-5AF71-1DA8 | 1 | UN | 1 | 60 | X | D | N | N | 85015220 | 1 |  | 7.003 | KG | 2004.36 | 2004.36 | MC05 | MC05 | SIMOTICS S Synchronous servo motor 1FK7 Compact 6.0Nm, 100K 3000rpm, 1.48kW Naturally cooled IM B5 (IM V1, IM V3) power/signal connectors Connector can be rotated by 270Â° INCREMENTAL ENCODER 2048 P/REV (ENCODER I-2048) WITH DRIVE-CLIQ INTERFACE; SHAFT WITH FITTED KEY, TOLERANCE N; W/O HOLDING BRAKE DEGREE OF PROTECTION IP65 IP67 D-END FLANGE; RAL7016 COATING; METALLIC RATING PLATE AT MOTOR | - | 0 | 0
1FK7060-5AF71-1DB0 |  | 1FK7060-5AF71-1DB0 | 1 | UN | 1 | 60 | X | D | N | N | 85015220 | 1 |  | 8.302 | KG | 2056.42 | 2056.42 | MC05 | MC05 | SIMOTICS S Synchronous servo motor 1FK7 Compact 6.0Nm, 100K 3000rpm, 1.48kW Naturally cooled IM B5 (IM V1, IM V3) power/signal connectors Connector can be rotated by 270Â° INCREMENTAL ENCODER 2048 P/REV (ENCODER I-2048) WITH DRIVE-CLIQ INTERFACE; SHAFT WITH FITTED KEY, TOLERANCE N; WITH HOLDING BRAKE DEGREE OF PROTECTION IP64 | - | 0 | 0
1FK7060-5AF71-1DB2 |  | 1FK7060-5AF71-1DB2 | 1 | UN | 1 | 60 | X | D | N | N | 85015220 | 1 |  | 8.302 | KG | 2132.39 | 2132.39 | MC05 | MC05 | SIMOTICS S Synchronous servo motor 1FK7 Compact 6.0Nm, 100K 3000rpm, 1.48kW Naturally cooled IM B5 (IM V1, IM V3) power/signal connectors Connector can be rotated by 270Â° INCREMENTAL ENCODER 2048 P/REV (ENCODER I-2048) WITH DRIVE-CLIQ INTERFACE; SHAFT WITH FITTED KEY, TOLERANCE N; WITH HOLDING BRAKE DEGREE OF PROTECTION IP65 FLANGE ON DRIVE END IP67 | - | 0 | 0
1FK7060-5AF71-1DB3 |  | 1FK7060-5AF71-1DB3 | 1 | UN | 1 | 60 | X | D | N | N | 85015220 | 1 |  | 8.302 | KG | 2093.23 | 2093.23 | MC05 | MC05 | SIMOTICS S Synchronous servo motor 1FK7 Compact 6.0Nm, 100K 3000rpm, 1.48kW Naturally cooled IM B5 (IM V1, IM V3) power/signal connectors Connector can be rotated by 270Â° INCREMENTAL ENCODER 2048 P/REV (ENCODER I-2048) WITH DRIVE-CLIQ INTERFACE; SHAFT WITH FITTED KEY, TOLERANCE N; WITH HOLDING BRAKE DEGREE OF PROTECTION IP64; PAINT FINISH RAL7016 | - | 0 | 0
1FK7060-5AF71-1DB5 |  | 1FK7060-5AF71-1DB5 | 1 | UN | 1 | 60 | X | D | N | N | 85015220 | 1 |  | 8.302 | KG | 2169.18 | 2169.18 | MC05 | MC05 | SIMOTICS S Synchronous servo motor 1FK7 Compact 6.0Nm, 100K 3000rpm, 1.48kW Naturally cooled IM B5 (IM V1, IM V3) power/signal connectors Connector can be rotated by 270Â° INCREMENTAL ENCODER 2048 P/REV (ENCODER I-2048) WITH DRIVE-CLIQ INTERFACE; SHAFT WITH FITTED KEY, TOLERANCE N; WITH HOLDING BRAKE DEGREE OF PROTECTION IP65 AS FLANGE IP67; PAINT FINISH RAL7016 | - | 0 | 0
1FK7060-5AF71-1DB8 |  | 1FK7060-5AF71-1DB8 | 1 | UN | 1 | 60 | X | D | N | N | 85015220 | 1 |  | 8.302 | KG | 2250.39 | 2250.39 | MC05 | MC05 | SIMOTICS S Synchronous servo motor 1FK7 Compact 6.0Nm, 100K 3000rpm, 1.48kW Naturally cooled IM B5 (IM V1, IM V3) power/signal connectors Connector can be rotated by 270Â° INCREMENTAL ENCODER 2048 P/REV (ENCODER I-2048) WITH DRIVE-CLIQ INTERFACE; SHAFT WITH FITTED KEY, TOLERANCE N; WITH HOLDING BRAKE DEGREE OF PROTECTION IP65 IP67 D-END FLANGE; RAL7016 COATING; METALLIC RATING PLATE AT MOTOR | - | 0 | 0
1FK7060-5AF71-1DG0 |  | 1FK7060-5AF71-1DG0 | 1 | UN | 1 | 60 | X | D | N | N | 85015220 | 1 |  | 7.003 | KG | 1740.34 | 1740.34 | MC05 | MC05 | SIMOTICS S Synchronous servo motor 1FK7 Compact 6.0Nm, 100K 3000rpm, 1.48kW Naturally cooled IM B5 (IM V1, IM V3) power/signal connectors Connector can be rotated by 270Â° INCREMENTAL ENCODER 2048 P/REV (ENCODER I-2048) WITH DRIVE-CLIQ INTERFACE; PLAIN SHAFT, TOLERANCE N; W/O HOLDING BRAKE DEGREE OF PROTECTION IP64 | - | 0 | 0
1FK7060-5AF71-1DG2 |  | 1FK7060-5AF71-1DG2 | 1 | UN | 1 | 60 | X | D | N | N | 85015220 | 1 |  | 7.003 | KG | 1816.31 | 1816.31 | MC05 | MC05 | SIMOTICS S Synchronous servo motor 1FK7 Compact 6.0Nm, 100K 3000rpm, 1.48kW Naturally cooled IM B5 (IM V1, IM V3) power/signal connectors Connector can be rotated by 270Â° INCREMENTAL ENCODER 2048 P/REV (ENCODER I-2048) WITH DRIVE-CLIQ INTERFACE; PLAIN SHAFT, TOLERANCE N; W/O HOLDING BRAKE DEGREE OF PROTECTION IP65 FLANGE ON DRIVE END IP67 | - | 0 | 0
1FK7060-5AF71-1DG3 |  | 1FK7060-5AF71-1DG3 | 1 | UN | 1 | 60 | X | D | N | N | 85015220 | 1 |  | 7.003 | KG | 1777.15 | 1777.15 | MC05 | MC05 | SIMOTICS S Synchronous servo motor 1FK7 Compact 6.0Nm, 100K 3000rpm, 1.48kW Naturally cooled IM B5 (IM V1, IM V3) power/signal connectors Connector can be rotated by 270Â° INCREMENTAL ENCODER 2048 P/REV (ENCODER I-2048) WITH DRIVE-CLIQ INTERFACE; PLAIN SHAFT, TOLERANCE N; W/O HOLDING BRAKE DEGREE OF PROTECTION IP64; PAINT FINISH RAL7016 | - | 0 | 0
1FK7060-5AF71-1DG5 |  | 1FK7060-5AF71-1DG5 | 1 | UN | 1 | 60 | X | D | N | N | 85015220 | 1 |  | 7.003 | KG | 1853.1 | 1853.1 | MC05 | MC05 | SIMOTICS S Synchronous servo motor 1FK7 Compact 6.0Nm, 100K 3000rpm, 1.48kW Naturally cooled IM B5 (IM V1, IM V3) power/signal connectors Connector can be rotated by 270Â° INCREMENTAL ENCODER 2048 P/REV (ENCODER I-2048) WITH DRIVE-CLIQ INTERFACE; PLAIN SHAFT, TOLERANCE N; W/O HOLDING BRAKE DEGREE OF PROTECTION IP65 AS FLANGE IP67; PAINT FINISH RAL7016 | - | 0 | 0
1FK7060-5AF71-1DG8 |  | 1FK7060-5AF71-1DG8 | 1 | UN | 1 | 60 | X | D | N | N | 85015220 | 1 |  | 7.003 | KG | 1934.31 | 1934.31 | MC05 | MC05 | SIMOTICS S Synchronous servo motor 1FK7 Compact 6.0Nm, 100K 3000rpm, 1.48kW Naturally cooled IM B5 (IM V1, IM V3) power/signal connectors Connector can be rotated by 270Â° INCREMENTAL ENCODER 2048 P/REV (ENCODER I-2048) WITH DRIVE-CLIQ INTERFACE; PLAIN SHAFT, TOLERANCE N; W/O HOLDING BRAKE DEGREE OF PROTECTION IP65 IP67 D-END FLANGE; RAL7016 COATING; METALLIC RATING PLATE AT MOTOR | - | 0 | 0
1FK7060-5AF71-1DH0 |  | 1FK7060-5AF71-1DH0 | 1 | UN | 1 | 60 | X | D | N | N | 85015220 | 1 |  | 8.302 | KG | 1988.16 | 1988.16 | MC05 | MC05 | SIMOTICS S Synchronous servo motor 1FK7 Compact 6.0Nm, 100K 3000rpm, 1.48kW Naturally cooled IM B5 (IM V1, IM V3) power/signal connectors Connector can be rotated by 270Â° INCREMENTAL ENCODER 2048 P/REV (ENCODER I-2048) WITH DRIVE-CLIQ INTERFACE; PLAIN SHAFT, TOLERANCE N; WITH HOLDING BRAKE DEGREE OF PROTECTION IP64 | - | 0 | 0
1FK7060-5AF71-1DH2 |  | 1FK7060-5AF71-1DH2 | 1 | UN | 1 | 60 | X | D | N | N | 85015220 | 1 |  | 8.302 | KG | 2064.13 | 2064.13 | MC05 | MC05 | SIMOTICS S Synchronous servo motor 1FK7 Compact 6.0Nm, 100K 3000rpm, 1.48kW Naturally cooled IM B5 (IM V1, IM V3) power/signal connectors Connector can be rotated by 270Â° INCREMENTAL ENCODER 2048 P/REV (ENCODER I-2048) WITH DRIVE-CLIQ INTERFACE; PLAIN SHAFT, TOLERANCE N; WITH HOLDING BRAKE DEGREE OF PROTECTION IP65 FLANGE ON DRIVE END IP67 | - | 0 | 0
1FK7060-5AF71-1DH3 |  | 1FK7060-5AF71-1DH3 | 1 | UN | 1 | 60 | X | D | N | N | 85015220 | 1 |  | 8.302 | KG | 2024.97 | 2024.97 | MC05 | MC05 | SIMOTICS S Synchronous servo motor 1FK7 Compact 6.0Nm, 100K 3000rpm, 1.48kW Naturally cooled IM B5 (IM V1, IM V3) power/signal connectors Connector can be rotated by 270Â° INCREMENTAL ENCODER 2048 P/REV (ENCODER I-2048) WITH DRIVE-CLIQ INTERFACE; PLAIN SHAFT, TOLERANCE N; WITH HOLDING BRAKE DEGREE OF PROTECTION IP64; PAINT FINISH RAL7016 | - | 0 | 0
1FK7060-5AF71-1DH5 |  | 1FK7060-5AF71-1DH5 | 1 | UN | 1 | 60 | X | D | N | N | 85015220 | 1 |  | 8.302 | KG | 2100.92 | 2100.92 | MC05 | MC05 | SIMOTICS S Synchronous servo motor 1FK7 Compact 6.0Nm, 100K 3000rpm, 1.48kW Naturally cooled IM B5 (IM V1, IM V3) power/signal connectors Connector can be rotated by 270Â° INCREMENTAL ENCODER 2048 P/REV (ENCODER I-2048) WITH DRIVE-CLIQ INTERFACE; PLAIN SHAFT, TOLERANCE N; WITH HOLDING BRAKE DEGREE OF PROTECTION IP65 AS FLANGE IP67; PAINT FINISH RAL7016 | - | 0 | 0
1FK7060-5AF71-1DH8 |  | 1FK7060-5AF71-1DH8 | 1 | UN | 1 | 60 | X | D | N | N | 85015220 | 1 |  | 8.302 | KG | 2182.13 | 2182.13 | MC05 | MC05 | SIMOTICS S Synchronous servo motor 1FK7 Compact 6.0Nm, 100K 3000rpm, 1.48kW Naturally cooled IM B5 (IM V1, IM V3) power/signal connectors Connector can be rotated by 270Â° INCREMENTAL ENCODER 2048 P/REV (ENCODER I-2048) WITH DRIVE-CLIQ INTERFACE; PLAIN SHAFT, TOLERANCE N; WITH HOLDING BRAKE DEGREE OF PROTECTION IP65 IP67 D-END FLANGE; RAL7016 COATING; METALLIC RATING PLATE AT MOTOR | - | 0 | 0
1FK7060-5AF71-1EA0 |  | 1FK7060-5AF71-1EA0 | 1 | UN | 1 | 60 | X | D | N | N | 85015220 | 1 | 4025515001591 | 7.003 | KG | 1916.36 | 1916.36 | MC05 | MC05 | SIMOTICS S Synchronous servo motor 1FK7 Compact 6.0Nm, 100K 3000rpm, 1.48kW Naturally cooled IM B5 (IM V1, IM V3) power/signal connectors Connector can be rotated by 270Â° ABSOLUTE ENCODER ENDAT 2048 P/REV (ENCODER A-2048); PERFORMANCE REDUCTION BY 10% DUE TO ABSOLUTE ENCODER; SHAFT WITH FITTED KEY, TOLERANCE N; W/O HOLDING BRAKE DEGREE OF PROTECTION IP64 | - | 0 | 7
1FK7060-5AF71-1EA2 |  | 1FK7060-5AF71-1EA2 | 1 | UN | 1 | 60 | X | D | N | N | 85015220 | 1 |  | 7.003 | KG | 1992.33 | 1992.33 | MC05 | MC05 | SIMOTICS S Synchronous servo motor 1FK7 Compact 6.0Nm, 100K 3000rpm, 1.48kW Naturally cooled IM B5 (IM V1, IM V3) power/signal connectors Connector can be rotated by 270Â° ABSOLUTE ENCODER ENDAT 2048 P/REV (ENCODER A-2048); PERFORMANCE REDUCTION BY 10% DUE TO ABSOLUTE ENCODER; SHAFT WITH FITTED KEY, TOLERANCE N; W/O HOLDING BRAKE DEGREE OF PROTECTION IP65 FLANGE ON DRIVE END IP67 | - | 0 | 0
1FK7060-5AF71-1EA3 |  | 1FK7060-5AF71-1EA3 | 1 | UN | 1 | 60 | X | D | N | N | 85015220 | 1 |  | 7.003 | KG | 1953.17 | 1953.17 | MC05 | MC05 | SIMOTICS S Synchronous servo motor 1FK7 Compact 6.0Nm, 100K 3000rpm, 1.48kW Naturally cooled IM B5 (IM V1, IM V3) power/signal connectors Connector can be rotated by 270Â° ABSOLUTE ENCODER ENDAT 2048 P/REV (ENCODER A-2048); PERFORMANCE REDUCTION BY 10% DUE TO ABSOLUTE ENCODER; SHAFT WITH FITTED KEY, TOLERANCE N; W/O HOLDING BRAKE DEGREE OF PROTECTION IP64; PAINT FINISH RAL7016 | - | 0 | 0
1FK7060-5AF71-1EA5 |  | 1FK7060-5AF71-1EA5 | 1 | UN | 1 | 60 | X | D | N | N | 85015220 | 1 |  | 7.003 | KG | 2029.12 | 2029.12 | MC05 | MC05 | SIMOTICS S Synchronous servo motor 1FK7 Compact 6.0Nm, 100K 3000rpm, 1.48kW Naturally cooled IM B5 (IM V1, IM V3) power/signal connectors Connector can be rotated by 270Â° ABSOLUTE ENCODER ENDAT 2048 P/REV (ENCODER A-2048); PERFORMANCE REDUCTION BY 10% DUE TO ABSOLUTE ENCODER; SHAFT WITH FITTED KEY, TOLERANCE N; W/O HOLDING BRAKE DEGREE OF PROTECTION IP65 AS FLANGE IP67; PAINT FINISH RAL7016 | - | 0 | 0
1FK7060-5AF71-1EA8 |  | 1FK7060-5AF71-1EA8 | 1 | UN | 1 | 60 | X | D | N | N | 85015220 | 1 |  | 7.003 | KG | 2110.33 | 2110.33 | MC05 | MC05 | SIMOTICS S Synchronous servo motor 1FK7 Compact 6.0Nm, 100K 3000rpm, 1.48kW Naturally cooled IM B5 (IM V1, IM V3) power/signal connectors Connector can be rotated by 270Â° ABSOLUTE ENCODER ENDAT 2048 P/REV (ENCODER A-2048); PERFORMANCE REDUCTION BY 10% DUE TO ABSOLUTE ENCODER; SHAFT WITH FITTED KEY, TOLERANCE N; W/O HOLDING BRAKE DEGREE OF PROTECTION IP65 IP67 D-END FLANGE; RAL7016 COATING; METALLIC RATING PLATE AT MOTOR | - | 0 | 0
1FK7060-5AF71-1EB0 |  | 1FK7060-5AF71-1EB0 | 1 | UN | 1 | 60 | X | D | N | N | 85015220 | 1 |  | 8.302 | KG | 2162.39 | 2162.39 | MC05 | MC05 | SIMOTICS S Synchronous servo motor 1FK7 Compact 6.0Nm, 100K 3000rpm, 1.48kW Naturally cooled IM B5 (IM V1, IM V3) power/signal connectors Connector can be rotated by 270Â° ABSOLUTE ENCODER ENDAT 2048 P/REV (ENCODER A-2048); PERFORMANCE REDUCTION BY 10% DUE TO ABSOLUTE ENCODER; SHAFT WITH FITTED KEY, TOLERANCE N; WITH HOLDING BRAKE DEGREE OF PROTECTION IP64 | - | 0 | 0
1FK7060-5AF71-1EB2 |  | 1FK7060-5AF71-1EB2 | 1 | UN | 1 | 60 | X | D | N | N | 85015220 | 1 |  | 8.302 | KG | 2238.36 | 2238.36 | MC05 | MC05 | SIMOTICS S Synchronous servo motor 1FK7 Compact 6.0Nm, 100K 3000rpm, 1.48kW Naturally cooled IM B5 (IM V1, IM V3) power/signal connectors Connector can be rotated by 270Â° ABSOLUTE ENCODER ENDAT 2048 P/REV (ENCODER A-2048); PERFORMANCE REDUCTION BY 10% DUE TO ABSOLUTE ENCODER; SHAFT WITH FITTED KEY, TOLERANCE N; WITH HOLDING BRAKE DEGREE OF PROTECTION IP65 FLANGE ON DRIVE END IP67 | - | 0 | 0
1FK7060-5AF71-1EB3 |  | 1FK7060-5AF71-1EB3 | 1 | UN | 1 | 60 | X | D | N | N | 85015220 | 1 |  | 8.302 | KG | 2199.2 | 2199.2 | MC05 | MC05 | SIMOTICS S Synchronous servo motor 1FK7 Compact 6.0Nm, 100K 3000rpm, 1.48kW Naturally cooled IM B5 (IM V1, IM V3) power/signal connectors Connector can be rotated by 270Â° ABSOLUTE ENCODER ENDAT 2048 P/REV (ENCODER A-2048); PERFORMANCE REDUCTION BY 10% DUE TO ABSOLUTE ENCODER; SHAFT WITH FITTED KEY, TOLERANCE N; WITH HOLDING BRAKE DEGREE OF PROTECTION IP64; PAINT FINISH RAL7016 | - | 0 | 0
1FK7060-5AF71-1EB5 |  | 1FK7060-5AF71-1EB5 | 1 | UN | 1 | 60 | X | D | N | N | 85015220 | 1 |  | 8.302 | KG | 2275.15 | 2275.15 | MC05 | MC05 | SIMOTICS S Synchronous servo motor 1FK7 Compact 6.0Nm, 100K 3000rpm, 1.48kW Naturally cooled IM B5 (IM V1, IM V3) power/signal connectors Connector can be rotated by 270Â° ABSOLUTE ENCODER ENDAT 2048 P/REV (ENCODER A-2048); PERFORMANCE REDUCTION BY 10% DUE TO ABSOLUTE ENCODER; SHAFT WITH FITTED KEY, TOLERANCE N; WITH HOLDING BRAKE DEGREE OF PROTECTION IP65 AS FLANGE IP67; PAINT FINISH RAL7016 | - | 0 | 0
1FK7060-5AF71-1EB8 |  | 1FK7060-5AF71-1EB8 | 1 | UN | 1 | 60 | X | D | N | N | 85015220 | 1 |  | 8.302 | KG | 2356.36 | 2356.36 | MC05 | MC05 | SIMOTICS S Synchronous servo motor 1FK7 Compact 6.0Nm, 100K 3000rpm, 1.48kW Naturally cooled IM B5 (IM V1, IM V3) power/signal connectors Connector can be rotated by 270Â° ABSOLUTE ENCODER ENDAT 2048 P/REV (ENCODER A-2048); PERFORMANCE REDUCTION BY 10% DUE TO ABSOLUTE ENCODER; SHAFT WITH FITTED KEY, TOLERANCE N; WITH HOLDING BRAKE DEGREE OF PROTECTION IP65 IP67 D-END FLANGE; RAL7016 COATING; METALLIC RATING PLATE AT MOTOR | - | 0 | 0
1FK7060-5AF71-1EG0 |  | 1FK7060-5AF71-1EG0 | 1 | UN | 1 | 60 | X | D | N | N | 85015220 | 1 | 4025515001607 | 7.003 | KG | 1846.31 | 1846.31 | MC05 | MC05 | SIMOTICS S Synchronous servo motor 1FK7 Compact 6.0Nm, 100K 3000rpm, 1.48kW Naturally cooled IM B5 (IM V1, IM V3) power/signal connectors Connector can be rotated by 270Â° ABSOLUTE ENCODER ENDAT 2048 P/REV (ENCODER A-2048); PERFORMANCE REDUCTION BY 10% DUE TO ABSOLUTE ENCODER; PLAIN SHAFT, TOLERANCE N; W/O HOLDING BRAKE DEGREE OF PROTECTION IP64 | - | 0 | 7
1FK7060-5AF71-1EG2 |  | 1FK7060-5AF71-1EG2 | 1 | UN | 1 | 60 | X | D | N | N | 85015220 | 1 |  | 7.003 | KG | 1922.28 | 1922.28 | MC05 | MC05 | SIMOTICS S Synchronous servo motor 1FK7 Compact 6.0Nm, 100K 3000rpm, 1.48kW Naturally cooled IM B5 (IM V1, IM V3) power/signal connectors Connector can be rotated by 270Â° ABSOLUTE ENCODER ENDAT 2048 P/REV (ENCODER A-2048); PERFORMANCE REDUCTION BY 10% DUE TO ABSOLUTE ENCODER; PLAIN SHAFT, TOLERANCE N; W/O HOLDING BRAKE DEGREE OF PROTECTION IP65 FLANGE ON DRIVE END IP67 | - | 0 | 0
1FK7060-5AF71-1EG3 |  | 1FK7060-5AF71-1EG3 | 1 | UN | 1 | 60 | X | D | N | N | 85015220 | 1 | 4025515001614 | 7.003 | KG | 1883.12 | 1883.12 | MC05 | MC05 | SIMOTICS S Synchronous servo motor 1FK7 Compact 6.0Nm, 100K 3000rpm, 1.48kW Naturally cooled IM B5 (IM V1, IM V3) power/signal connectors Connector can be rotated by 270Â° ABSOLUTE ENCODER ENDAT 2048 P/REV (ENCODER A-2048); PERFORMANCE REDUCTION BY 10% DUE TO ABSOLUTE ENCODER; PLAIN SHAFT, TOLERANCE N; W/O HOLDING BRAKE DEGREE OF PROTECTION IP64; PAINT FINISH RAL7016 | - | 0 | 7
1FK7060-5AF71-1EG5 |  | 1FK7060-5AF71-1EG5 | 1 | UN | 1 | 60 | X | D | N | N | 85015220 | 1 |  | 7.003 | KG | 1959.07 | 1959.07 | MC05 | MC05 | SIMOTICS S Synchronous servo motor 1FK7 Compact 6.0Nm, 100K 3000rpm, 1.48kW Naturally cooled IM B5 (IM V1, IM V3) power/signal connectors Connector can be rotated by 270Â° ABSOLUTE ENCODER ENDAT 2048 P/REV (ENCODER A-2048); PERFORMANCE REDUCTION BY 10% DUE TO ABSOLUTE ENCODER; PLAIN SHAFT, TOLERANCE N; W/O HOLDING BRAKE DEGREE OF PROTECTION IP65 AS FLANGE IP67; PAINT FINISH RAL7016 | - | 0 | 0
1FK7060-5AF71-1EG8 |  | 1FK7060-5AF71-1EG8 | 1 | UN | 1 | 60 | X | D | N | N | 85015220 | 1 |  | 7.003 | KG | 2040.28 | 2040.28 | MC05 | MC05 | SIMOTICS S Synchronous servo motor 1FK7 Compact 6.0Nm, 100K 3000rpm, 1.48kW Naturally cooled IM B5 (IM V1, IM V3) power/signal connectors Connector can be rotated by 270Â° ABSOLUTE ENCODER ENDAT 2048 P/REV (ENCODER A-2048); PERFORMANCE REDUCTION BY 10% DUE TO ABSOLUTE ENCODER; PLAIN SHAFT, TOLERANCE N; W/O HOLDING BRAKE DEGREE OF PROTECTION IP65 IP67 D-END FLANGE; RAL7016 COATING; METALLIC RATING PLATE AT MOTOR | - | 0 | 0
1FK7060-5AF71-1EH0 |  | 1FK7060-5AF71-1EH0 | 1 | UN | 1 | 60 | X | D | N | N | 85015220 | 1 | 4025515001621 | 8.302 | KG | 2094.13 | 2094.13 | MC05 | MC05 | SIMOTICS S Synchronous servo motor 1FK7 Compact 6.0Nm, 100K 3000rpm, 1.48kW Naturally cooled IM B5 (IM V1, IM V3) power/signal connectors Connector can be rotated by 270Â° ABSOLUTE ENCODER ENDAT 2048 P/REV (ENCODER A-2048); PERFORMANCE REDUCTION BY 10% DUE TO ABSOLUTE ENCODER; PLAIN SHAFT, TOLERANCE N; WITH HOLDING BRAKE DEGREE OF PROTECTION IP64 | - | 0 | 7
1FK7060-5AF71-1EH2 |  | 1FK7060-5AF71-1EH2 | 1 | UN | 1 | 60 | X | D | N | N | 85015220 | 1 | 4025515001638 | 8.302 | KG | 2170.1 | 2170.1 | MC05 | MC05 | SIMOTICS S Synchronous servo motor 1FK7 Compact 6.0Nm, 100K 3000rpm, 1.48kW Naturally cooled IM B5 (IM V1, IM V3) power/signal connectors Connector can be rotated by 270Â° ABSOLUTE ENCODER ENDAT 2048 P/REV (ENCODER A-2048); PERFORMANCE REDUCTION BY 10% DUE TO ABSOLUTE ENCODER; PLAIN SHAFT, TOLERANCE N; WITH HOLDING BRAKE DEGREE OF PROTECTION IP65 FLANGE ON DRIVE END IP67 | - | 0 | 7
1FK7060-5AF71-1EH3 |  | 1FK7060-5AF71-1EH3 | 1 | UN | 1 | 60 | X | D | N | N | 85015220 | 1 | 4025515001645 | 8.302 | KG | 2130.94 | 2130.94 | MC05 | MC05 | SIMOTICS S Synchronous servo motor 1FK7 Compact 6.0Nm, 100K 3000rpm, 1.48kW Naturally cooled IM B5 (IM V1, IM V3) power/signal connectors Connector can be rotated by 270Â° ABSOLUTE ENCODER ENDAT 2048 P/REV (ENCODER A-2048); PERFORMANCE REDUCTION BY 10% DUE TO ABSOLUTE ENCODER; PLAIN SHAFT, TOLERANCE N; WITH HOLDING BRAKE DEGREE OF PROTECTION IP64; PAINT FINISH RAL7016 | - | 0 | 7
1FK7060-5AF71-1EH5 |  | 1FK7060-5AF71-1EH5 | 1 | UN | 1 | 60 | X | D | N | N | 85015220 | 1 | 4025515001652 | 8.302 | KG | 2206.89 | 2206.89 | MC05 | MC05 | SIMOTICS S Synchronous servo motor 1FK7 Compact 6.0Nm, 100K 3000rpm, 1.48kW Naturally cooled IM B5 (IM V1, IM V3) power/signal connectors Connector can be rotated by 270Â° ABSOLUTE ENCODER ENDAT 2048 P/REV (ENCODER A-2048); PERFORMANCE REDUCTION BY 10% DUE TO ABSOLUTE ENCODER; PLAIN SHAFT, TOLERANCE N; WITH HOLDING BRAKE DEGREE OF PROTECTION IP65 AS FLANGE IP67; PAINT FINISH RAL7016 | - | 0 | 7
1FK7060-5AF71-1EH8 |  | 1FK7060-5AF71-1EH8 | 1 | UN | 1 | 60 | X | D | N | N | 85015220 | 1 |  | 8.302 | KG | 2288.1 | 2288.1 | MC05 | MC05 | SIMOTICS S Synchronous servo motor 1FK7 Compact 6.0Nm, 100K 3000rpm, 1.48kW Naturally cooled IM B5 (IM V1, IM V3) power/signal connectors Connector can be rotated by 270Â° ABSOLUTE ENCODER ENDAT 2048 P/REV (ENCODER A-2048); PERFORMANCE REDUCTION BY 10% DUE TO ABSOLUTE ENCODER; PLAIN SHAFT, TOLERANCE N; WITH HOLDING BRAKE DEGREE OF PROTECTION IP65 IP67 D-END FLANGE; RAL7016 COATING; METALLIC RATING PLATE AT MOTOR | - | 0 | 0
1FK7060-5AF71-1FA0 |  | 1FK7060-5AF71-1FA0 | 1 | UN | 1 | 60 | X | D | N | N | 85015220 | 1 |  | 7.003 | KG | 2110.31 | 2110.31 | MC05 | MC05 | SIMOTICS S Synchronous servo motor 1FK7 Compact 6.0Nm, 100K 3000rpm, 1.48kW Naturally cooled IM B5 (IM V1, IM V3) power/signal connectors Connector can be rotated by 270Â° ABSOLUTE ENCODER 2048 P/REV (ENCODER A-2048) WITH DRIVE-CLIQ INTERFACE; PERFORMANCE REDUCTION BY 10% DUE TO ABSOLUTE ENCODER; SHAFT WITH FITTED KEY, TOLERANCE N; W/O HOLDING BRAKE DEGREE OF PROTECTION IP64 | - | 0 | 0
1FK7060-5AF71-1FA2 |  | 1FK7060-5AF71-1FA2 | 1 | UN | 1 | 60 | X | D | N | N | 85015220 | 1 |  | 7.003 | KG | 2186.28 | 2186.28 | MC05 | MC05 | SIMOTICS S Synchronous servo motor 1FK7 Compact 6.0Nm, 100K 3000rpm, 1.48kW Naturally cooled IM B5 (IM V1, IM V3) power/signal connectors Connector can be rotated by 270Â° ABSOLUTE ENCODER 2048 P/REV (ENCODER A-2048) WITH DRIVE-CLIQ INTERFACE; PERFORMANCE REDUCTION BY 10% DUE TO ABSOLUTE ENCODER; SHAFT WITH FITTED KEY, TOLERANCE N; W/O HOLDING BRAKE DEGREE OF PROTECTION IP65 FLANGE ON DRIVE END IP67 | - | 0 | 0
1FK7060-5AF71-1FA3 |  | 1FK7060-5AF71-1FA3 | 1 | UN | 1 | 60 | X | D | N | N | 85015220 | 1 |  | 7.003 | KG | 2147.12 | 2147.12 | MC05 | MC05 | SIMOTICS S Synchronous servo motor 1FK7 Compact 6.0Nm, 100K 3000rpm, 1.48kW Naturally cooled IM B5 (IM V1, IM V3) power/signal connectors Connector can be rotated by 270Â° ABSOLUTE ENCODER 2048 P/REV (ENCODER A-2048) WITH DRIVE-CLIQ INTERFACE; PERFORMANCE REDUCTION BY 10% DUE TO ABSOLUTE ENCODER; SHAFT WITH FITTED KEY, TOLERANCE N; W/O HOLDING BRAKE DEGREE OF PROTECTION IP64; PAINT FINISH RAL7016 | - | 0 | 0
1FK7060-5AF71-1FA5 |  | 1FK7060-5AF71-1FA5 | 1 | UN | 1 | 60 | X | D | N | N | 85015220 | 1 |  | 7.003 | KG | 2223.07 | 2223.07 | MC05 | MC05 | SIMOTICS S Synchronous servo motor 1FK7 Compact 6.0Nm, 100K 3000rpm, 1.48kW Naturally cooled IM B5 (IM V1, IM V3) power/signal connectors Connector can be rotated by 270Â° ABSOLUTE ENCODER 2048 P/REV (ENCODER A-2048) WITH DRIVE-CLIQ INTERFACE; PERFORMANCE REDUCTION BY 10% DUE TO ABSOLUTE ENCODER; SHAFT WITH FITTED KEY, TOLERANCE N; W/O HOLDING BRAKE DEGREE OF PROTECTION IP65 AS FLANGE IP67; PAINT FINISH RAL7016 | - | 0 | 0
1FK7060-5AF71-1FA8 |  | 1FK7060-5AF71-1FA8 | 1 | UN | 1 | 60 | X | D | N | N | 85015220 | 1 |  | 7.003 | KG | 2304.28 | 2304.28 | MC05 | MC05 | SIMOTICS S Synchronous servo motor 1FK7 Compact 6.0Nm, 100K 3000rpm, 1.48kW Naturally cooled IM B5 (IM V1, IM V3) power/signal connectors Connector can be rotated by 270Â° ABSOLUTE ENCODER 2048 P/REV (ENCODER A-2048) WITH DRIVE-CLIQ INTERFACE; PERFORMANCE REDUCTION BY 10% DUE TO ABSOLUTE ENCODER; SHAFT WITH FITTED KEY, TOLERANCE N; W/O HOLDING BRAKE DEGREE OF PROTECTION IP65 IP67 D-END FLANGE; RAL7016 COATING; METALLIC RATING PLATE AT MOTOR | - | 0 | 0
1FK7060-5AF71-1FB0 |  | 1FK7060-5AF71-1FB0 | 1 | UN | 1 | 60 | X | D | N | N | 85015220 | 1 |  | 8.302 | KG | 2356.34 | 2356.34 | MC05 | MC05 | SIMOTICS S Synchronous servo motor 1FK7 Compact 6.0Nm, 100K 3000rpm, 1.48kW Naturally cooled IM B5 (IM V1, IM V3) power/signal connectors Connector can be rotated by 270Â° ABSOLUTE ENCODER 2048 P/REV (ENCODER A-2048) WITH DRIVE-CLIQ INTERFACE; PERFORMANCE REDUCTION BY 10% DUE TO ABSOLUTE ENCODER; SHAFT WITH FITTED KEY, TOLERANCE N; WITH HOLDING BRAKE DEGREE OF PROTECTION IP64 | - | 0 | 0
1FK7060-5AF71-1FB2 |  | 1FK7060-5AF71-1FB2 | 1 | UN | 1 | 60 | X | D | N | N | 85015220 | 1 |  | 8.302 | KG | 2432.31 | 2432.31 | MC05 | MC05 | SIMOTICS S Synchronous servo motor 1FK7 Compact 6.0Nm, 100K 3000rpm, 1.48kW Naturally cooled IM B5 (IM V1, IM V3) power/signal connectors Connector can be rotated by 270Â° ABSOLUTE ENCODER 2048 P/REV (ENCODER A-2048) WITH DRIVE-CLIQ INTERFACE; PERFORMANCE REDUCTION BY 10% DUE TO ABSOLUTE ENCODER; SHAFT WITH FITTED KEY, TOLERANCE N; WITH HOLDING BRAKE DEGREE OF PROTECTION IP65 FLANGE ON DRIVE END IP67 | - | 0 | 0
1FK7060-5AF71-1FB3 |  | 1FK7060-5AF71-1FB3 | 1 | UN | 1 | 60 | X | D | N | N | 85015220 | 1 |  | 8.302 | KG | 2393.15 | 2393.15 | MC05 | MC05 | SIMOTICS S Synchronous servo motor 1FK7 Compact 6.0Nm, 100K 3000rpm, 1.48kW Naturally cooled IM B5 (IM V1, IM V3) power/signal connectors Connector can be rotated by 270Â° ABSOLUTE ENCODER 2048 P/REV (ENCODER A-2048) WITH DRIVE-CLIQ INTERFACE; PERFORMANCE REDUCTION BY 10% DUE TO ABSOLUTE ENCODER; SHAFT WITH FITTED KEY, TOLERANCE N; WITH HOLDING BRAKE DEGREE OF PROTECTION IP64; PAINT FINISH RAL7016 | - | 0 | 0
1FK7060-5AF71-1FB5 |  | 1FK7060-5AF71-1FB5 | 1 | UN | 1 | 60 | X | D | N | N | 85015220 | 1 |  | 8.302 | KG | 2469.1 | 2469.1 | MC05 | MC05 | SIMOTICS S Synchronous servo motor 1FK7 Compact 6.0Nm, 100K 3000rpm, 1.48kW Naturally cooled IM B5 (IM V1, IM V3) power/signal connectors Connector can be rotated by 270Â° ABSOLUTE ENCODER 2048 P/REV (ENCODER A-2048) WITH DRIVE-CLIQ INTERFACE; PERFORMANCE REDUCTION BY 10% DUE TO ABSOLUTE ENCODER; SHAFT WITH FITTED KEY, TOLERANCE N; WITH HOLDING BRAKE DEGREE OF PROTECTION IP65 AS FLANGE IP67; PAINT FINISH RAL7016 | - | 0 | 0
1FK7060-5AF71-1FB8 |  | 1FK7060-5AF71-1FB8 | 1 | UN | 1 | 60 | X | D | N | N | 85015220 | 1 |  | 8.302 | KG | 2550.31 | 2550.31 | MC05 | MC05 | SIMOTICS S Synchronous servo motor 1FK7 Compact 6.0Nm, 100K 3000rpm, 1.48kW Naturally cooled IM B5 (IM V1, IM V3) power/signal connectors Connector can be rotated by 270Â° ABSOLUTE ENCODER 2048 P/REV (ENCODER A-2048) WITH DRIVE-CLIQ INTERFACE; PERFORMANCE REDUCTION BY 10% DUE TO ABSOLUTE ENCODER; SHAFT WITH FITTED KEY, TOLERANCE N; WITH HOLDING BRAKE DEGREE OF PROTECTION IP65 IP67 D-END FLANGE; RAL7016 COATING; METALLIC RATING PLATE AT MOTOR | - | 0 | 0
1FK7060-5AF71-1FG0 |  | 1FK7060-5AF71-1FG0 | 1 | UN | 1 | 60 | X | D | N | N | 85015220 | 1 |  | 7.003 | KG | 2040.26 | 2040.26 | MC05 | MC05 | SIMOTICS S Synchronous servo motor 1FK7 Compact 6.0Nm, 100K 3000rpm, 1.48kW Naturally cooled IM B5 (IM V1, IM V3) power/signal connectors Connector can be rotated by 270Â° ABSOLUTE ENCODER 2048 P/REV (ENCODER A-2048) WITH DRIVE-CLIQ INTERFACE; PERFORMANCE REDUCTION BY 10% DUE TO ABSOLUTE ENCODER; PLAIN SHAFT, TOLERANCE N; W/O HOLDING BRAKE DEGREE OF PROTECTION IP64 | - | 0 | 0
1FK7060-5AF71-1FG2 |  | 1FK7060-5AF71-1FG2 | 1 | UN | 1 | 60 | X | D | N | N | 85015220 | 1 |  | 7.003 | KG | 2116.23 | 2116.23 | MC05 | MC05 | SIMOTICS S Synchronous servo motor 1FK7 Compact 6.0Nm, 100K 3000rpm, 1.48kW Naturally cooled IM B5 (IM V1, IM V3) power/signal connectors Connector can be rotated by 270Â° ABSOLUTE ENCODER 2048 P/REV (ENCODER A-2048) WITH DRIVE-CLIQ INTERFACE; PERFORMANCE REDUCTION BY 10% DUE TO ABSOLUTE ENCODER; PLAIN SHAFT, TOLERANCE N; W/O HOLDING BRAKE DEGREE OF PROTECTION IP65 FLANGE ON DRIVE END IP67 | - | 0 | 0
1FK7060-5AF71-1FG3 |  | 1FK7060-5AF71-1FG3 | 1 | UN | 1 | 60 | X | D | N | N | 85015220 | 1 |  | 7.003 | KG | 2077.07 | 2077.07 | MC05 | MC05 | SIMOTICS S Synchronous servo motor 1FK7 Compact 6.0Nm, 100K 3000rpm, 1.48kW Naturally cooled IM B5 (IM V1, IM V3) power/signal connectors Connector can be rotated by 270Â° ABSOLUTE ENCODER 2048 P/REV (ENCODER A-2048) WITH DRIVE-CLIQ INTERFACE; PERFORMANCE REDUCTION BY 10% DUE TO ABSOLUTE ENCODER; PLAIN SHAFT, TOLERANCE N; W/O HOLDING BRAKE DEGREE OF PROTECTION IP64; PAINT FINISH RAL7016 | - | 0 | 0
1FK7060-5AF71-1FG5 |  | 1FK7060-5AF71-1FG5 | 1 | UN | 1 | 60 | X | D | N | N | 85015220 | 1 |  | 7.003 | KG | 2153.02 | 2153.02 | MC05 | MC05 | SIMOTICS S Synchronous servo motor 1FK7 Compact 6.0Nm, 100K 3000rpm, 1.48kW Naturally cooled IM B5 (IM V1, IM V3) power/signal connectors Connector can be rotated by 270Â° ABSOLUTE ENCODER 2048 P/REV (ENCODER A-2048) WITH DRIVE-CLIQ INTERFACE; PERFORMANCE REDUCTION BY 10% DUE TO ABSOLUTE ENCODER; PLAIN SHAFT, TOLERANCE N; W/O HOLDING BRAKE DEGREE OF PROTECTION IP65 AS FLANGE IP67; PAINT FINISH RAL7016 | - | 0 | 0
1FK7060-5AF71-1FG8 |  | 1FK7060-5AF71-1FG8 | 1 | UN | 1 | 60 | X | D | N | N | 85015220 | 1 |  | 7.003 | KG | 2234.23 | 2234.23 | MC05 | MC05 | SIMOTICS S Synchronous servo motor 1FK7 Compact 6.0Nm, 100K 3000rpm, 1.48kW Naturally cooled IM B5 (IM V1, IM V3) power/signal connectors Connector can be rotated by 270Â° ABSOLUTE ENCODER 2048 P/REV (ENCODER A-2048) WITH DRIVE-CLIQ INTERFACE; PERFORMANCE REDUCTION BY 10% DUE TO ABSOLUTE ENCODER; PLAIN SHAFT, TOLERANCE N; W/O HOLDING BRAKE DEGREE OF PROTECTION IP65 IP67 D-END FLANGE; RAL7016 COATING; METALLIC RATING PLATE AT MOTOR | - | 0 | 0
1FK7060-5AF71-1FH0 |  | 1FK7060-5AF71-1FH0 | 1 | UN | 1 | 60 | X | D | N | N | 85015220 | 1 |  | 8.302 | KG | 2288.08 | 2288.08 | MC05 | MC05 | SIMOTICS S Synchronous servo motor 1FK7 Compact 6.0Nm, 100K 3000rpm, 1.48kW Naturally cooled IM B5 (IM V1, IM V3) power/signal connectors Connector can be rotated by 270Â° ABSOLUTE ENCODER 2048 P/REV (ENCODER A-2048) WITH DRIVE-CLIQ INTERFACE; PERFORMANCE REDUCTION BY 10% DUE TO ABSOLUTE ENCODER; PLAIN SHAFT, TOLERANCE N; WITH HOLDING BRAKE DEGREE OF PROTECTION IP64 | - | 0 | 0
1FK7060-5AF71-1FH2 |  | 1FK7060-5AF71-1FH2 | 1 | UN | 1 | 60 | X | D | N | N | 85015220 | 1 |  | 8.302 | KG | 2364.05 | 2364.05 | MC05 | MC05 | SIMOTICS S Synchronous servo motor 1FK7 Compact 6.0Nm, 100K 3000rpm, 1.48kW Naturally cooled IM B5 (IM V1, IM V3) power/signal connectors Connector can be rotated by 270Â° ABSOLUTE ENCODER 2048 P/REV (ENCODER A-2048) WITH DRIVE-CLIQ INTERFACE; PERFORMANCE REDUCTION BY 10% DUE TO ABSOLUTE ENCODER; PLAIN SHAFT, TOLERANCE N; WITH HOLDING BRAKE DEGREE OF PROTECTION IP65 FLANGE ON DRIVE END IP67 | - | 0 | 0
1FK7060-5AF71-1FH3 |  | 1FK7060-5AF71-1FH3 | 1 | UN | 1 | 60 | X | D | N | N | 85015220 | 1 |  | 8.302 | KG | 2324.89 | 2324.89 | MC05 | MC05 | SIMOTICS S Synchronous servo motor 1FK7 Compact 6.0Nm, 100K 3000rpm, 1.48kW Naturally cooled IM B5 (IM V1, IM V3) power/signal connectors Connector can be rotated by 270Â° ABSOLUTE ENCODER 2048 P/REV (ENCODER A-2048) WITH DRIVE-CLIQ INTERFACE; PERFORMANCE REDUCTION BY 10% DUE TO ABSOLUTE ENCODER; PLAIN SHAFT, TOLERANCE N; WITH HOLDING BRAKE DEGREE OF PROTECTION IP64; PAINT FINISH RAL7016 | - | 0 | 0
1FK7060-5AF71-1FH5 |  | 1FK7060-5AF71-1FH5 | 1 | UN | 1 | 60 | X | D | N | N | 85015220 | 1 |  | 8.302 | KG | 2400.84 | 2400.84 | MC05 | MC05 | SIMOTICS S Synchronous servo motor 1FK7 Compact 6.0Nm, 100K 3000rpm, 1.48kW Naturally cooled IM B5 (IM V1, IM V3) power/signal connectors Connector can be rotated by 270Â° ABSOLUTE ENCODER 2048 P/REV (ENCODER A-2048) WITH DRIVE-CLIQ INTERFACE; PERFORMANCE REDUCTION BY 10% DUE TO ABSOLUTE ENCODER; PLAIN SHAFT, TOLERANCE N; WITH HOLDING BRAKE DEGREE OF PROTECTION IP65 AS FLANGE IP67; PAINT FINISH RAL7016 | - | 0 | 0
1FK7060-5AF71-1FH8 |  | 1FK7060-5AF71-1FH8 | 1 | UN | 1 | 60 | X | D | N | N | 85015220 | 1 |  | 8.302 | KG | 2482.05 | 2482.05 | MC05 | MC05 | SIMOTICS S Synchronous servo motor 1FK7 Compact 6.0Nm, 100K 3000rpm, 1.48kW Naturally cooled IM B5 (IM V1, IM V3) power/signal connectors Connector can be rotated by 270Â° ABSOLUTE ENCODER 2048 P/REV (ENCODER A-2048) WITH DRIVE-CLIQ INTERFACE; PERFORMANCE REDUCTION BY 10% DUE TO ABSOLUTE ENCODER; PLAIN SHAFT, TOLERANCE N; WITH HOLDING BRAKE DEGREE OF PROTECTION IP65 IP67 D-END FLANGE; RAL7016 COATING; METALLIC RATING PLATE AT MOTOR | - | 0 | 0
1FK7060-5AF71-1GA0 |  | 1FK7060-5AF71-1GA0 | 1 | UN | 1 | 60 | X | D | N | N | 85015220 | 1 |  | 7.003 | KG | 1496.09 | 1496.09 | MC05 | MC05 | SIMOTICS S Synchronous servo motor 1FK7 Compact 6.0Nm, 100K 3000rpm, 1.48kW Naturally cooled IM B5 (IM V1, IM V3) power/signal connectors Connector can be rotated by 270Â° BASIC ABSOLUTE ENCODER 32 P/REV (ENCODER A-32); PERFORMANCE REDUCTION BY 10% DUE TO ABSOLUTE ENCODER; SHAFT WITH FITTED KEY, TOLERANCE N; W/O HOLDING BRAKE DEGREE OF PROTECTION IP64 | - | 0 | 0
1FK7060-5AF71-1GA2 |  | 1FK7060-5AF71-1GA2 | 1 | UN | 1 | 60 | X | D | N | N | 85015220 | 1 |  | 7.003 | KG | 1572.06 | 1572.06 | MC05 | MC05 | SIMOTICS S Synchronous servo motor 1FK7 Compact 6.0Nm, 100K 3000rpm, 1.48kW Naturally cooled IM B5 (IM V1, IM V3) power/signal connectors Connector can be rotated by 270Â° BASIC ABSOLUTE ENCODER 32 P/REV (ENCODER A-32); PERFORMANCE REDUCTION BY 10% DUE TO ABSOLUTE ENCODER; SHAFT WITH FITTED KEY, TOLERANCE N; W/O HOLDING BRAKE DEGREE OF PROTECTION IP65 FLANGE ON DRIVE END IP67 | - | 0 | 0
1FK7060-5AF71-1GA3 |  | 1FK7060-5AF71-1GA3 | 1 | UN | 1 | 60 | X | D | N | N | 85015220 | 1 |  | 7.003 | KG | 1532.9 | 1532.9 | MC05 | MC05 | SIMOTICS S Synchronous servo motor 1FK7 Compact 6.0Nm, 100K 3000rpm, 1.48kW Naturally cooled IM B5 (IM V1, IM V3) power/signal connectors Connector can be rotated by 270Â° BASIC ABSOLUTE ENCODER 32 P/REV (ENCODER A-32); PERFORMANCE REDUCTION BY 10% DUE TO ABSOLUTE ENCODER; SHAFT WITH FITTED KEY, TOLERANCE N; W/O HOLDING BRAKE DEGREE OF PROTECTION IP64; PAINT FINISH RAL7016 | - | 0 | 0
1FK7060-5AF71-1GA5 |  | 1FK7060-5AF71-1GA5 | 1 | UN | 1 | 60 | X | D | N | N | 85015220 | 1 |  | 7.003 | KG | 1608.85 | 1608.85 | MC05 | MC05 | SIMOTICS S Synchronous servo motor 1FK7 Compact 6.0Nm, 100K 3000rpm, 1.48kW Naturally cooled IM B5 (IM V1, IM V3) power/signal connectors Connector can be rotated by 270Â° BASIC ABSOLUTE ENCODER 32 P/REV (ENCODER A-32); PERFORMANCE REDUCTION BY 10% DUE TO ABSOLUTE ENCODER; SHAFT WITH FITTED KEY, TOLERANCE N; W/O HOLDING BRAKE DEGREE OF PROTECTION IP65 AS FLANGE IP67; PAINT FINISH RAL7016 | - | 0 | 0
1FK7060-5AF71-1GA8 |  | 1FK7060-5AF71-1GA8 | 1 | UN | 1 | 60 | X | D | N | N | 85015220 | 1 |  | 7.003 | KG | 1690.06 | 1690.06 | MC05 | MC05 | SIMOTICS S Synchronous servo motor 1FK7 Compact 6.0Nm, 100K 3000rpm, 1.48kW Naturally cooled IM B5 (IM V1, IM V3) power/signal connectors Connector can be rotated by 270Â° BASIC ABSOLUTE ENCODER 32 P/REV (ENCODER A-32); PERFORMANCE REDUCTION BY 10% DUE TO ABSOLUTE ENCODER; SHAFT WITH FITTED KEY, TOLERANCE N; W/O HOLDING BRAKE DEGREE OF PROTECTION IP65 IP67 D-END FLANGE; RAL7016 COATING; METALLIC RATING PLATE AT MOTOR | - | 0 | 0
1FK7060-5AF71-1GB0 |  | 1FK7060-5AF71-1GB0 | 1 | UN | 1 | 60 | X | D | N | N | 85015220 | 1 | 4025515001669 | 8.302 | KG | 1742.12 | 1742.12 | MC05 | MC05 | SIMOTICS S Synchronous servo motor 1FK7 Compact 6.0Nm, 100K 3000rpm, 1.48kW Naturally cooled IM B5 (IM V1, IM V3) power/signal connectors Connector can be rotated by 270Â° BASIC ABSOLUTE ENCODER 32 P/REV (ENCODER A-32); PERFORMANCE REDUCTION BY 10% DUE TO ABSOLUTE ENCODER; SHAFT WITH FITTED KEY, TOLERANCE N; WITH HOLDING BRAKE DEGREE OF PROTECTION IP64 | - | 0 | 7
1FK7060-5AF71-1GB2 |  | 1FK7060-5AF71-1GB2 | 1 | UN | 1 | 60 | X | D | N | N | 85015220 | 1 |  | 8.302 | KG | 1818.09 | 1818.09 | MC05 | MC05 | SIMOTICS S Synchronous servo motor 1FK7 Compact 6.0Nm, 100K 3000rpm, 1.48kW Naturally cooled IM B5 (IM V1, IM V3) power/signal connectors Connector can be rotated by 270Â° BASIC ABSOLUTE ENCODER 32 P/REV (ENCODER A-32); PERFORMANCE REDUCTION BY 10% DUE TO ABSOLUTE ENCODER; SHAFT WITH FITTED KEY, TOLERANCE N; WITH HOLDING BRAKE DEGREE OF PROTECTION IP65 FLANGE ON DRIVE END IP67 | - | 0 | 0
1FK7060-5AF71-1GB3 |  | 1FK7060-5AF71-1GB3 | 1 | UN | 1 | 60 | X | D | N | N | 85015220 | 1 |  | 8.302 | KG | 1778.93 | 1778.93 | MC05 | MC05 | SIMOTICS S Synchronous servo motor 1FK7 Compact 6.0Nm, 100K 3000rpm, 1.48kW Naturally cooled IM B5 (IM V1, IM V3) power/signal connectors Connector can be rotated by 270Â° BASIC ABSOLUTE ENCODER 32 P/REV (ENCODER A-32); PERFORMANCE REDUCTION BY 10% DUE TO ABSOLUTE ENCODER; SHAFT WITH FITTED KEY, TOLERANCE N; WITH HOLDING BRAKE DEGREE OF PROTECTION IP64; PAINT FINISH RAL7016 | - | 0 | 0
1FK7060-5AF71-1GB5 |  | 1FK7060-5AF71-1GB5 | 1 | UN | 1 | 60 | X | D | N | N | 85015220 | 1 |  | 8.302 | KG | 1854.88 | 1854.88 | MC05 | MC05 | SIMOTICS S Synchronous servo motor 1FK7 Compact 6.0Nm, 100K 3000rpm, 1.48kW Naturally cooled IM B5 (IM V1, IM V3) power/signal connectors Connector can be rotated by 270Â° BASIC ABSOLUTE ENCODER 32 P/REV (ENCODER A-32); PERFORMANCE REDUCTION BY 10% DUE TO ABSOLUTE ENCODER; SHAFT WITH FITTED KEY, TOLERANCE N; WITH HOLDING BRAKE DEGREE OF PROTECTION IP65 AS FLANGE IP67; PAINT FINISH RAL7016 | - | 0 | 0
1FK7060-5AF71-1GB8 |  | 1FK7060-5AF71-1GB8 | 1 | UN | 1 | 60 | X | D | N | N | 85015220 | 1 |  | 8.302 | KG | 1936.09 | 1936.09 | MC05 | MC05 | SIMOTICS S Synchronous servo motor 1FK7 Compact 6.0Nm, 100K 3000rpm, 1.48kW Naturally cooled IM B5 (IM V1, IM V3) power/signal connectors Connector can be rotated by 270Â° BASIC ABSOLUTE ENCODER 32 P/REV (ENCODER A-32); PERFORMANCE REDUCTION BY 10% DUE TO ABSOLUTE ENCODER; SHAFT WITH FITTED KEY, TOLERANCE N; WITH HOLDING BRAKE DEGREE OF PROTECTION IP65 IP67 D-END FLANGE; RAL7016 COATING; METALLIC RATING PLATE AT MOTOR | - | 0 | 0
1FK7060-5AF71-1GG0 |  | 1FK7060-5AF71-1GG0 | 1 | UN | 1 | 60 | X | D | N | N | 85015220 | 1 |  | 7.003 | KG | 1426.04 | 1426.04 | MC05 | MC05 | SIMOTICS S Synchronous servo motor 1FK7 Compact 6.0Nm, 100K 3000rpm, 1.48kW Naturally cooled IM B5 (IM V1, IM V3) power/signal connectors Connector can be rotated by 270Â° BASIC ABSOLUTE ENCODER 32 P/REV (ENCODER A-32); PERFORMANCE REDUCTION BY 10% DUE TO ABSOLUTE ENCODER; PLAIN SHAFT, TOLERANCE N; W/O HOLDING BRAKE DEGREE OF PROTECTION IP64 | - | 0 | 0
1FK7060-5AF71-1GG2 |  | 1FK7060-5AF71-1GG2 | 1 | UN | 1 | 60 | X | D | N | N | 85015220 | 1 |  | 7.003 | KG | 1502.01 | 1502.01 | MC05 | MC05 | SIMOTICS S Synchronous servo motor 1FK7 Compact 6.0Nm, 100K 3000rpm, 1.48kW Naturally cooled IM B5 (IM V1, IM V3) power/signal connectors Connector can be rotated by 270Â° BASIC ABSOLUTE ENCODER 32 P/REV (ENCODER A-32); PERFORMANCE REDUCTION BY 10% DUE TO ABSOLUTE ENCODER; PLAIN SHAFT, TOLERANCE N; W/O HOLDING BRAKE DEGREE OF PROTECTION IP65 FLANGE ON DRIVE END IP67 | - | 0 | 0
1FK7060-5AF71-1GG3 |  | 1FK7060-5AF71-1GG3 | 1 | UN | 1 | 60 | X | D | N | N | 85015220 | 1 | 4025515001676 | 7.003 | KG | 1462.85 | 1462.85 | MC05 | MC05 | SIMOTICS S Synchronous servo motor 1FK7 Compact 6.0Nm, 100K 3000rpm, 1.48kW Naturally cooled IM B5 (IM V1, IM V3) power/signal connectors Connector can be rotated by 270Â° BASIC ABSOLUTE ENCODER 32 P/REV (ENCODER A-32); PERFORMANCE REDUCTION BY 10% DUE TO ABSOLUTE ENCODER; PLAIN SHAFT, TOLERANCE N; W/O HOLDING BRAKE DEGREE OF PROTECTION IP64; PAINT FINISH RAL7016 | - | 0 | 7
1FK7060-5AF71-1GG5 |  | 1FK7060-5AF71-1GG5 | 1 | UN | 1 | 60 | X | D | N | N | 85015220 | 1 |  | 7.003 | KG | 1538.8 | 1538.8 | MC05 | MC05 | SIMOTICS S Synchronous servo motor 1FK7 Compact 6.0Nm, 100K 3000rpm, 1.48kW Naturally cooled IM B5 (IM V1, IM V3) power/signal connectors Connector can be rotated by 270Â° BASIC ABSOLUTE ENCODER 32 P/REV (ENCODER A-32); PERFORMANCE REDUCTION BY 10% DUE TO ABSOLUTE ENCODER; PLAIN SHAFT, TOLERANCE N; W/O HOLDING BRAKE DEGREE OF PROTECTION IP65 AS FLANGE IP67; PAINT FINISH RAL7016 | - | 0 | 0
1FK7060-5AF71-1GG8 |  | 1FK7060-5AF71-1GG8 | 1 | UN | 1 | 60 | X | D | N | N | 85015220 | 1 |  | 7.003 | KG | 1620.01 | 1620.01 | MC05 | MC05 | SIMOTICS S Synchronous servo motor 1FK7 Compact 6.0Nm, 100K 3000rpm, 1.48kW Naturally cooled IM B5 (IM V1, IM V3) power/signal connectors Connector can be rotated by 270Â° BASIC ABSOLUTE ENCODER 32 P/REV (ENCODER A-32); PERFORMANCE REDUCTION BY 10% DUE TO ABSOLUTE ENCODER; PLAIN SHAFT, TOLERANCE N; W/O HOLDING BRAKE DEGREE OF PROTECTION IP65 IP67 D-END FLANGE; RAL7016 COATING; METALLIC RATING PLATE AT MOTOR | - | 0 | 0
1FK7060-5AF71-1GH0 |  | 1FK7060-5AF71-1GH0 | 1 | UN | 1 | 60 | X | D | N | N | 85015220 | 1 | 4025515001683 | 8.302 | KG | 1673.86 | 1673.86 | MC05 | MC05 | SIMOTICS S Synchronous servo motor 1FK7 Compact 6.0Nm, 100K 3000rpm, 1.48kW Naturally cooled IM B5 (IM V1, IM V3) power/signal connectors Connector can be rotated by 270Â° BASIC ABSOLUTE ENCODER 32 P/REV (ENCODER A-32); PERFORMANCE REDUCTION BY 10% DUE TO ABSOLUTE ENCODER; PLAIN SHAFT, TOLERANCE N; WITH HOLDING BRAKE DEGREE OF PROTECTION IP64 | - | 0 | 7
1FK7060-5AF71-1GH2 |  | 1FK7060-5AF71-1GH2 | 1 | UN | 1 | 60 | X | D | N | N | 85015220 | 1 | 4025515001690 | 8.302 | KG | 1749.83 | 1749.83 | MC05 | MC05 | SIMOTICS S Synchronous servo motor 1FK7 Compact 6.0Nm, 100K 3000rpm, 1.48kW Naturally cooled IM B5 (IM V1, IM V3) power/signal connectors Connector can be rotated by 270Â° BASIC ABSOLUTE ENCODER 32 P/REV (ENCODER A-32); PERFORMANCE REDUCTION BY 10% DUE TO ABSOLUTE ENCODER; PLAIN SHAFT, TOLERANCE N; WITH HOLDING BRAKE DEGREE OF PROTECTION IP65 FLANGE ON DRIVE END IP67 | - | 0 | 7
1FK7060-5AF71-1GH3 |  | 1FK7060-5AF71-1GH3 | 1 | UN | 1 | 60 | X | D | N | N | 85015220 | 1 |  | 8.302 | KG | 1710.67 | 1710.67 | MC05 | MC05 | SIMOTICS S Synchronous servo motor 1FK7 Compact 6.0Nm, 100K 3000rpm, 1.48kW Naturally cooled IM B5 (IM V1, IM V3) power/signal connectors Connector can be rotated by 270Â° BASIC ABSOLUTE ENCODER 32 P/REV (ENCODER A-32); PERFORMANCE REDUCTION BY 10% DUE TO ABSOLUTE ENCODER; PLAIN SHAFT, TOLERANCE N; WITH HOLDING BRAKE DEGREE OF PROTECTION IP64; PAINT FINISH RAL7016 | - | 0 | 0
1FK7060-5AF71-1GH5 |  | 1FK7060-5AF71-1GH5 | 1 | UN | 1 | 60 | X | D | N | N | 85015220 | 1 |  | 8.302 | KG | 1786.62 | 1786.62 | MC05 | MC05 | SIMOTICS S Synchronous servo motor 1FK7 Compact 6.0Nm, 100K 3000rpm, 1.48kW Naturally cooled IM B5 (IM V1, IM V3) power/signal connectors Connector can be rotated by 270Â° BASIC ABSOLUTE ENCODER 32 P/REV (ENCODER A-32); PERFORMANCE REDUCTION BY 10% DUE TO ABSOLUTE ENCODER; PLAIN SHAFT, TOLERANCE N; WITH HOLDING BRAKE DEGREE OF PROTECTION IP65 AS FLANGE IP67; PAINT FINISH RAL7016 | - | 0 | 0
1FK7060-5AF71-1GH8 |  | 1FK7060-5AF71-1GH8 | 1 | UN | 1 | 60 | X | D | N | N | 85015220 | 1 |  | 8.302 | KG | 1867.83 | 1867.83 | MC05 | MC05 | SIMOTICS S Synchronous servo motor 1FK7 Compact 6.0Nm, 100K 3000rpm, 1.48kW Naturally cooled IM B5 (IM V1, IM V3) power/signal connectors Connector can be rotated by 270Â° BASIC ABSOLUTE ENCODER 32 P/REV (ENCODER A-32); PERFORMANCE REDUCTION BY 10% DUE TO ABSOLUTE ENCODER; PLAIN SHAFT, TOLERANCE N; WITH HOLDING BRAKE DEGREE OF PROTECTION IP65 IP67 D-END FLANGE; RAL7016 COATING; METALLIC RATING PLATE AT MOTOR | - | 0 | 0
1FK7060-5AF71-1KA0 |  | 1FK7060-5AF71-1KA0 | 1 | UN | 1 | 60 | X | D | N | N | 85015220 | 1 |  | 7.003 | KG | 1690.06 | 1690.06 | MC05 | MC05 | SIMOTICS S Synchronous servo motor 1FK7 Compact 6.0Nm, 100K 3000rpm, 1.48kW Naturally cooled IM B5 (IM V1, IM V3) power/signal connectors Connector can be rotated by 270Â° BASIC ABSOLUTE ENCODER 32 P/REV (ENCODER A-32) WITH DRIVE-CLIQ INTERFACE; PERFORMANCE REDUCTION BY 10% DUE TO ABSOLUTE ENCODER; SHAFT WITH FITTED KEY, TOLERANCE N; W/O HOLDING BRAKE DEGREE OF PROTECTION IP64 | - | 0 | 0
1FK7060-5AF71-1KA2 |  | 1FK7060-5AF71-1KA2 | 1 | UN | 1 | 60 | X | D | N | N | 85015220 | 1 |  | 7.003 | KG | 1766.03 | 1766.03 | MC05 | MC05 | SIMOTICS S Synchronous servo motor 1FK7 Compact 6.0Nm, 100K 3000rpm, 1.48kW Naturally cooled IM B5 (IM V1, IM V3) power/signal connectors Connector can be rotated by 270Â° BASIC ABSOLUTE ENCODER 32 P/REV (ENCODER A-32) WITH DRIVE-CLIQ INTERFACE; PERFORMANCE REDUCTION BY 10% DUE TO ABSOLUTE ENCODER; SHAFT WITH FITTED KEY, TOLERANCE N; W/O HOLDING BRAKE DEGREE OF PROTECTION IP65 FLANGE ON DRIVE END IP67 | - | 0 | 0
1FK7060-5AF71-1KA3 |  | 1FK7060-5AF71-1KA3 | 1 | UN | 1 | 60 | X | D | N | N | 85015220 | 1 |  | 7.003 | KG | 1726.87 | 1726.87 | MC05 | MC05 | SIMOTICS S Synchronous servo motor 1FK7 Compact 6.0Nm, 100K 3000rpm, 1.48kW Naturally cooled IM B5 (IM V1, IM V3) power/signal connectors Connector can be rotated by 270Â° BASIC ABSOLUTE ENCODER 32 P/REV (ENCODER A-32) WITH DRIVE-CLIQ INTERFACE; PERFORMANCE REDUCTION BY 10% DUE TO ABSOLUTE ENCODER; SHAFT WITH FITTED KEY, TOLERANCE N; W/O HOLDING BRAKE DEGREE OF PROTECTION IP64; PAINT FINISH RAL7016 | - | 0 | 0
1FK7060-5AF71-1KA5 |  | 1FK7060-5AF71-1KA5 | 1 | UN | 1 | 60 | X | D | N | N | 85015220 | 1 |  | 7.003 | KG | 1802.82 | 1802.82 | MC05 | MC05 | SIMOTICS S Synchronous servo motor 1FK7 Compact 6.0Nm, 100K 3000rpm, 1.48kW Naturally cooled IM B5 (IM V1, IM V3) power/signal connectors Connector can be rotated by 270Â° BASIC ABSOLUTE ENCODER 32 P/REV (ENCODER A-32) WITH DRIVE-CLIQ INTERFACE; PERFORMANCE REDUCTION BY 10% DUE TO ABSOLUTE ENCODER; SHAFT WITH FITTED KEY, TOLERANCE N; W/O HOLDING BRAKE DEGREE OF PROTECTION IP65 AS FLANGE IP67; PAINT FINISH RAL7016 | - | 0 | 0
1FK7060-5AF71-1KA8 |  | 1FK7060-5AF71-1KA8 | 1 | UN | 1 | 60 | X | D | N | N | 85015220 | 1 |  | 7.003 | KG | 1884.03 | 1884.03 | MC05 | MC05 | SIMOTICS S Synchronous servo motor 1FK7 Compact 6.0Nm, 100K 3000rpm, 1.48kW Naturally cooled IM B5 (IM V1, IM V3) power/signal connectors Connector can be rotated by 270Â° BASIC ABSOLUTE ENCODER 32 P/REV (ENCODER A-32) WITH DRIVE-CLIQ INTERFACE; PERFORMANCE REDUCTION BY 10% DUE TO ABSOLUTE ENCODER; SHAFT WITH FITTED KEY, TOLERANCE N; W/O HOLDING BRAKE DEGREE OF PROTECTION IP65 IP67 D-END FLANGE; RAL7016 COATING; METALLIC RATING PLATE AT MOTOR | - | 0 | 0
1FK7060-5AF71-1KB0 |  | 1FK7060-5AF71-1KB0 | 1 | UN | 1 | 60 | X | D | N | N | 85015220 | 1 |  | 8.302 | KG | 1936.09 | 1936.09 | MC05 | MC05 | SIMOTICS S Synchronous servo motor 1FK7 Compact 6.0Nm, 100K 3000rpm, 1.48kW Naturally cooled IM B5 (IM V1, IM V3) power/signal connectors Connector can be rotated by 270Â° BASIC ABSOLUTE ENCODER 32 P/REV (ENCODER A-32) WITH DRIVE-CLIQ INTERFACE; PERFORMANCE REDUCTION BY 10% DUE TO ABSOLUTE ENCODER; SHAFT WITH FITTED KEY, TOLERANCE N; WITH HOLDING BRAKE DEGREE OF PROTECTION IP64 | - | 0 | 0
1FK7060-5AF71-1KB2 |  | 1FK7060-5AF71-1KB2 | 1 | UN | 1 | 60 | X | D | N | N | 85015220 | 1 |  | 8.302 | KG | 2012.06 | 2012.06 | MC05 | MC05 | SIMOTICS S Synchronous servo motor 1FK7 Compact 6.0Nm, 100K 3000rpm, 1.48kW Naturally cooled IM B5 (IM V1, IM V3) power/signal connectors Connector can be rotated by 270Â° BASIC ABSOLUTE ENCODER 32 P/REV (ENCODER A-32) WITH DRIVE-CLIQ INTERFACE; PERFORMANCE REDUCTION BY 10% DUE TO ABSOLUTE ENCODER; SHAFT WITH FITTED KEY, TOLERANCE N; WITH HOLDING BRAKE DEGREE OF PROTECTION IP65 FLANGE ON DRIVE END IP67 | - | 0 | 0
1FK7060-5AF71-1KB3 |  | 1FK7060-5AF71-1KB3 | 1 | UN | 1 | 60 | X | D | N | N | 85015220 | 1 |  | 8.302 | KG | 1972.9 | 1972.9 | MC05 | MC05 | SIMOTICS S Synchronous servo motor 1FK7 Compact 6.0Nm, 100K 3000rpm, 1.48kW Naturally cooled IM B5 (IM V1, IM V3) power/signal connectors Connector can be rotated by 270Â° BASIC ABSOLUTE ENCODER 32 P/REV (ENCODER A-32) WITH DRIVE-CLIQ INTERFACE; PERFORMANCE REDUCTION BY 10% DUE TO ABSOLUTE ENCODER; SHAFT WITH FITTED KEY, TOLERANCE N; WITH HOLDING BRAKE DEGREE OF PROTECTION IP64; PAINT FINISH RAL7016 | - | 0 | 0
1FK7060-5AF71-1KB5 |  | 1FK7060-5AF71-1KB5 | 1 | UN | 1 | 60 | X | D | N | N | 85015220 | 1 |  | 8.302 | KG | 2048.85 | 2048.85 | MC05 | MC05 | SIMOTICS S Synchronous servo motor 1FK7 Compact 6.0Nm, 100K 3000rpm, 1.48kW Naturally cooled IM B5 (IM V1, IM V3) power/signal connectors Connector can be rotated by 270Â° BASIC ABSOLUTE ENCODER 32 P/REV (ENCODER A-32) WITH DRIVE-CLIQ INTERFACE; PERFORMANCE REDUCTION BY 10% DUE TO ABSOLUTE ENCODER; SHAFT WITH FITTED KEY, TOLERANCE N; WITH HOLDING BRAKE DEGREE OF PROTECTION IP65 AS FLANGE IP67; PAINT FINISH RAL7016 | - | 0 | 0
1FK7060-5AF71-1KB8 |  | 1FK7060-5AF71-1KB8 | 1 | UN | 1 | 60 | X | D | N | N | 85015220 | 1 |  | 8.302 | KG | 2130.06 | 2130.06 | MC05 | MC05 | SIMOTICS S Synchronous servo motor 1FK7 Compact 6.0Nm, 100K 3000rpm, 1.48kW Naturally cooled IM B5 (IM V1, IM V3) power/signal connectors Connector can be rotated by 270Â° BASIC ABSOLUTE ENCODER 32 P/REV (ENCODER A-32) WITH DRIVE-CLIQ INTERFACE; PERFORMANCE REDUCTION BY 10% DUE TO ABSOLUTE ENCODER; SHAFT WITH FITTED KEY, TOLERANCE N; WITH HOLDING BRAKE DEGREE OF PROTECTION IP65 IP67 D-END FLANGE; RAL7016 COATING; METALLIC RATING PLATE AT MOTOR | - | 0 | 0
1FK7060-5AF71-1KG0 |  | 1FK7060-5AF71-1KG0 | 1 | UN | 1 | 60 | X | D | N | N | 85015220 | 1 |  | 7.003 | KG | 1620.01 | 1620.01 | MC05 | MC05 | SIMOTICS S Synchronous servo motor 1FK7 Compact 6.0Nm, 100K 3000rpm, 1.48kW Naturally cooled IM B5 (IM V1, IM V3) power/signal connectors Connector can be rotated by 270Â° BASIC ABSOLUTE ENCODER 32 P/REV (ENCODER A-32) WITH DRIVE-CLIQ INTERFACE; PERFORMANCE REDUCTION BY 10% DUE TO ABSOLUTE ENCODER; PLAIN SHAFT, TOLERANCE N; W/O HOLDING BRAKE DEGREE OF PROTECTION IP64 | - | 0 | 0
1FK7060-5AF71-1KG2 |  | 1FK7060-5AF71-1KG2 | 1 | UN | 1 | 60 | X | D | N | N | 85015220 | 1 |  | 7.003 | KG | 1695.98 | 1695.98 | MC05 | MC05 | SIMOTICS S Synchronous servo motor 1FK7 Compact 6.0Nm, 100K 3000rpm, 1.48kW Naturally cooled IM B5 (IM V1, IM V3) power/signal connectors Connector can be rotated by 270Â° BASIC ABSOLUTE ENCODER 32 P/REV (ENCODER A-32) WITH DRIVE-CLIQ INTERFACE; PERFORMANCE REDUCTION BY 10% DUE TO ABSOLUTE ENCODER; PLAIN SHAFT, TOLERANCE N; W/O HOLDING BRAKE DEGREE OF PROTECTION IP65 FLANGE ON DRIVE END IP67 | - | 0 | 0
1FK7060-5AF71-1KG3 |  | 1FK7060-5AF71-1KG3 | 1 | UN | 1 | 60 | X | D | N | N | 85015220 | 1 |  | 7.003 | KG | 1656.82 | 1656.82 | MC05 | MC05 | SIMOTICS S Synchronous servo motor 1FK7 Compact 6.0Nm, 100K 3000rpm, 1.48kW Naturally cooled IM B5 (IM V1, IM V3) power/signal connectors Connector can be rotated by 270Â° BASIC ABSOLUTE ENCODER 32 P/REV (ENCODER A-32) WITH DRIVE-CLIQ INTERFACE; PERFORMANCE REDUCTION BY 10% DUE TO ABSOLUTE ENCODER; PLAIN SHAFT, TOLERANCE N; W/O HOLDING BRAKE DEGREE OF PROTECTION IP64; PAINT FINISH RAL7016 | - | 0 | 0
1FK7060-5AF71-1KG5 |  | 1FK7060-5AF71-1KG5 | 1 | UN | 1 | 60 | X | D | N | N | 85015220 | 1 |  | 7.003 | KG | 1732.77 | 1732.77 | MC05 | MC05 | SIMOTICS S Synchronous servo motor 1FK7 Compact 6.0Nm, 100K 3000rpm, 1.48kW Naturally cooled IM B5 (IM V1, IM V3) power/signal connectors Connector can be rotated by 270Â° BASIC ABSOLUTE ENCODER 32 P/REV (ENCODER A-32) WITH DRIVE-CLIQ INTERFACE; PERFORMANCE REDUCTION BY 10% DUE TO ABSOLUTE ENCODER; PLAIN SHAFT, TOLERANCE N; W/O HOLDING BRAKE DEGREE OF PROTECTION IP65 AS FLANGE IP67; PAINT FINISH RAL7016 | - | 0 | 0
1FK7060-5AF71-1KG8 |  | 1FK7060-5AF71-1KG8 | 1 | UN | 1 | 60 | X | D | N | N | 85015220 | 1 |  | 7.003 | KG | 1813.98 | 1813.98 | MC05 | MC05 | SIMOTICS S Synchronous servo motor 1FK7 Compact 6.0Nm, 100K 3000rpm, 1.48kW Naturally cooled IM B5 (IM V1, IM V3) power/signal connectors Connector can be rotated by 270Â° BASIC ABSOLUTE ENCODER 32 P/REV (ENCODER A-32) WITH DRIVE-CLIQ INTERFACE; PERFORMANCE REDUCTION BY 10% DUE TO ABSOLUTE ENCODER; PLAIN SHAFT, TOLERANCE N; W/O HOLDING BRAKE DEGREE OF PROTECTION IP65 IP67 D-END FLANGE; RAL7016 COATING; METALLIC RATING PLATE AT MOTOR | - | 0 | 0
1FK7060-5AF71-1KH0 |  | 1FK7060-5AF71-1KH0 | 1 | UN | 1 | 60 | X | D | N | N | 85015220 | 1 |  | 8.302 | KG | 1867.83 | 1867.83 | MC05 | MC05 | SIMOTICS S Synchronous servo motor 1FK7 Compact 6.0Nm, 100K 3000rpm, 1.48kW Naturally cooled IM B5 (IM V1, IM V3) power/signal connectors Connector can be rotated by 270Â° BASIC ABSOLUTE ENCODER 32 P/REV (ENCODER A-32) WITH DRIVE-CLIQ INTERFACE; PERFORMANCE REDUCTION BY 10% DUE TO ABSOLUTE ENCODER; PLAIN SHAFT, TOLERANCE N; WITH HOLDING BRAKE DEGREE OF PROTECTION IP64 | - | 0 | 0
1FK7060-5AF71-1KH2 |  | 1FK7060-5AF71-1KH2 | 1 | UN | 1 | 60 | X | D | N | N | 85015220 | 1 |  | 8.302 | KG | 1943.8 | 1943.8 | MC05 | MC05 | SIMOTICS S Synchronous servo motor 1FK7 Compact 6.0Nm, 100K 3000rpm, 1.48kW Naturally cooled IM B5 (IM V1, IM V3) power/signal connectors Connector can be rotated by 270Â° BASIC ABSOLUTE ENCODER 32 P/REV (ENCODER A-32) WITH DRIVE-CLIQ INTERFACE; PERFORMANCE REDUCTION BY 10% DUE TO ABSOLUTE ENCODER; PLAIN SHAFT, TOLERANCE N; WITH HOLDING BRAKE DEGREE OF PROTECTION IP65 FLANGE ON DRIVE END IP67 | - | 0 | 0
1FK7060-5AF71-1KH3 |  | 1FK7060-5AF71-1KH3 | 1 | UN | 1 | 60 | X | D | N | N | 85015220 | 1 |  | 8.302 | KG | 1904.64 | 1904.64 | MC05 | MC05 | SIMOTICS S Synchronous servo motor 1FK7 Compact 6.0Nm, 100K 3000rpm, 1.48kW Naturally cooled IM B5 (IM V1, IM V3) power/signal connectors Connector can be rotated by 270Â° BASIC ABSOLUTE ENCODER 32 P/REV (ENCODER A-32) WITH DRIVE-CLIQ INTERFACE; PERFORMANCE REDUCTION BY 10% DUE TO ABSOLUTE ENCODER; PLAIN SHAFT, TOLERANCE N; WITH HOLDING BRAKE DEGREE OF PROTECTION IP64; PAINT FINISH RAL7016 | - | 0 | 0
1FK7060-5AF71-1KH5 |  | 1FK7060-5AF71-1KH5 | 1 | UN | 1 | 60 | X | D | N | N | 85015220 | 1 |  | 8.302 | KG | 1980.59 | 1980.59 | MC05 | MC05 | SIMOTICS S Synchronous servo motor 1FK7 Compact 6.0Nm, 100K 3000rpm, 1.48kW Naturally cooled IM B5 (IM V1, IM V3) power/signal connectors Connector can be rotated by 270Â° BASIC ABSOLUTE ENCODER 32 P/REV (ENCODER A-32) WITH DRIVE-CLIQ INTERFACE; PERFORMANCE REDUCTION BY 10% DUE TO ABSOLUTE ENCODER; PLAIN SHAFT, TOLERANCE N; WITH HOLDING BRAKE DEGREE OF PROTECTION IP65 AS FLANGE IP67; PAINT FINISH RAL7016 | - | 0 | 0
1FK7060-5AF71-1KH8 |  | 1FK7060-5AF71-1KH8 | 1 | UN | 1 | 60 | X | D | N | N | 85015220 | 1 |  | 8.302 | KG | 2061.8 | 2061.8 | MC05 | MC05 | SIMOTICS S Synchronous servo motor 1FK7 Compact 6.0Nm, 100K 3000rpm, 1.48kW Naturally cooled IM B5 (IM V1, IM V3) power/signal connectors Connector can be rotated by 270Â° BASIC ABSOLUTE ENCODER 32 P/REV (ENCODER A-32) WITH DRIVE-CLIQ INTERFACE; PERFORMANCE REDUCTION BY 10% DUE TO ABSOLUTE ENCODER; PLAIN SHAFT, TOLERANCE N; WITH HOLDING BRAKE DEGREE OF PROTECTION IP65 IP67 D-END FLANGE; RAL7016 COATING; METALLIC RATING PLATE AT MOTOR | - | 0 | 0
1FK7060-5AF71-1PA0 |  | 1FK7060-5AF71-1PA0 | 1 | UN | 1 | 60 | X | D | N | N | 85015220 | 1 |  | 7.003 | KG | 1334.46 | 1334.46 | MC05 | MC05 | SIMOTICS S Synchronous servo motor 1FK7 Compact 6.0Nm, 100K 3000rpm, 1.48kW Naturally cooled IM B5 (IM V1, IM V3) power/signal connectors Connector can be rotated by 270Â° RESOLVER 2-POLE (RESOLVER P=1) WITH DRIVE-CLIQ INTERFACE; SHAFT WITH FITTED KEY, TOLERANCE N; W/O HOLDING BRAKE DEGREE OF PROTECTION IP64 | - | 0 | 0
1FK7060-5AF71-1PA2 |  | 1FK7060-5AF71-1PA2 | 1 | UN | 1 | 60 | X | D | N | N | 85015220 | 1 |  | 7.003 | KG | 1410.43 | 1410.43 | MC05 | MC05 | SIMOTICS S Synchronous servo motor 1FK7 Compact 6.0Nm, 100K 3000rpm, 1.48kW Naturally cooled IM B5 (IM V1, IM V3) power/signal connectors Connector can be rotated by 270Â° RESOLVER 2-POLE (RESOLVER P=1) WITH DRIVE-CLIQ INTERFACE; SHAFT WITH FITTED KEY, TOLERANCE N; W/O HOLDING BRAKE DEGREE OF PROTECTION IP65 FLANGE ON DRIVE END IP67 | - | 0 | 0
1FK7060-5AF71-1PA3 |  | 1FK7060-5AF71-1PA3 | 1 | UN | 1 | 60 | X | D | N | N | 85015220 | 1 |  | 7.003 | KG | 1371.27 | 1371.27 | MC05 | MC05 | SIMOTICS S Synchronous servo motor 1FK7 Compact 6.0Nm, 100K 3000rpm, 1.48kW Naturally cooled IM B5 (IM V1, IM V3) power/signal connectors Connector can be rotated by 270Â° RESOLVER 2-POLE (RESOLVER P=1) WITH DRIVE-CLIQ INTERFACE; SHAFT WITH FITTED KEY, TOLERANCE N; W/O HOLDING BRAKE DEGREE OF PROTECTION IP64; PAINT FINISH RAL7016 | - | 0 | 0
1FK7060-5AF71-1PA5 |  | 1FK7060-5AF71-1PA5 | 1 | UN | 1 | 60 | X | D | N | N | 85015220 | 1 |  | 7.003 | KG | 1447.22 | 1447.22 | MC05 | MC05 | SIMOTICS S Synchronous servo motor 1FK7 Compact 6.0Nm, 100K 3000rpm, 1.48kW Naturally cooled IM B5 (IM V1, IM V3) power/signal connectors Connector can be rotated by 270Â° RESOLVER 2-POLE (RESOLVER P=1) WITH DRIVE-CLIQ INTERFACE; SHAFT WITH FITTED KEY, TOLERANCE N; W/O HOLDING BRAKE DEGREE OF PROTECTION IP65 AS FLANGE IP67; PAINT FINISH RAL7016 | - | 0 | 0
1FK7060-5AF71-1PA8 |  | 1FK7060-5AF71-1PA8 | 1 | UN | 1 | 60 | X | D | N | N | 85015220 | 1 |  | 7.003 | KG | 1528.43 | 1528.43 | MC05 | MC05 | SIMOTICS S Synchronous servo motor 1FK7 Compact 6.0Nm, 100K 3000rpm, 1.48kW Naturally cooled IM B5 (IM V1, IM V3) power/signal connectors Connector can be rotated by 270Â° RESOLVER 2-POLE (RESOLVER P=1) WITH DRIVE-CLIQ INTERFACE; SHAFT WITH FITTED KEY, TOLERANCE N; W/O HOLDING BRAKE DEGREE OF PROTECTION IP65 IP67 D-END FLANGE; RAL7016 COATING; METALLIC RATING PLATE AT MOTOR | - | 0 | 0
1FK7060-5AF71-1PB0 |  | 1FK7060-5AF71-1PB0 | 1 | UN | 1 | 60 | X | D | N | N | 85015220 | 1 |  | 8.302 | KG | 1580.49 | 1580.49 | MC05 | MC05 | SIMOTICS S Synchronous servo motor 1FK7 Compact 6.0Nm, 100K 3000rpm, 1.48kW Naturally cooled IM B5 (IM V1, IM V3) power/signal connectors Connector can be rotated by 270Â° RESOLVER 2-POLE (RESOLVER P=1) WITH DRIVE-CLIQ INTERFACE; SHAFT WITH FITTED KEY, TOLERANCE N; WITH HOLDING BRAKE DEGREE OF PROTECTION IP64 | - | 0 | 0
1FK7060-5AF71-1PB2 |  | 1FK7060-5AF71-1PB2 | 1 | UN | 1 | 60 | X | D | N | N | 85015220 | 1 |  | 8.302 | KG | 1656.46 | 1656.46 | MC05 | MC05 | SIMOTICS S Synchronous servo motor 1FK7 Compact 6.0Nm, 100K 3000rpm, 1.48kW Naturally cooled IM B5 (IM V1, IM V3) power/signal connectors Connector can be rotated by 270Â° RESOLVER 2-POLE (RESOLVER P=1) WITH DRIVE-CLIQ INTERFACE; SHAFT WITH FITTED KEY, TOLERANCE N; WITH HOLDING BRAKE DEGREE OF PROTECTION IP65 FLANGE ON DRIVE END IP67 | - | 0 | 0
1FK7060-5AF71-1PB3 |  | 1FK7060-5AF71-1PB3 | 1 | UN | 1 | 60 | X | D | N | N | 85015220 | 1 |  | 8.302 | KG | 1617.3 | 1617.3 | MC05 | MC05 | SIMOTICS S Synchronous servo motor 1FK7 Compact 6.0Nm, 100K 3000rpm, 1.48kW Naturally cooled IM B5 (IM V1, IM V3) power/signal connectors Connector can be rotated by 270Â° RESOLVER 2-POLE (RESOLVER P=1) WITH DRIVE-CLIQ INTERFACE; SHAFT WITH FITTED KEY, TOLERANCE N; WITH HOLDING BRAKE DEGREE OF PROTECTION IP64; PAINT FINISH RAL7016 | - | 0 | 0
1FK7060-5AF71-1PB5 |  | 1FK7060-5AF71-1PB5 | 1 | UN | 1 | 60 | X | D | N | N | 85015220 | 1 |  | 8.302 | KG | 1693.25 | 1693.25 | MC05 | MC05 | SIMOTICS S Synchronous servo motor 1FK7 Compact 6.0Nm, 100K 3000rpm, 1.48kW Naturally cooled IM B5 (IM V1, IM V3) power/signal connectors Connector can be rotated by 270Â° RESOLVER 2-POLE (RESOLVER P=1) WITH DRIVE-CLIQ INTERFACE; SHAFT WITH FITTED KEY, TOLERANCE N; WITH HOLDING BRAKE DEGREE OF PROTECTION IP65 AS FLANGE IP67; PAINT FINISH RAL7016 | - | 0 | 0
1FK7060-5AF71-1PB8 |  | 1FK7060-5AF71-1PB8 | 1 | UN | 1 | 60 | X | D | N | N | 85015220 | 1 |  | 8.302 | KG | 1774.46 | 1774.46 | MC05 | MC05 | SIMOTICS S Synchronous servo motor 1FK7 Compact 6.0Nm, 100K 3000rpm, 1.48kW Naturally cooled IM B5 (IM V1, IM V3) power/signal connectors Connector can be rotated by 270Â° RESOLVER 2-POLE (RESOLVER P=1) WITH DRIVE-CLIQ INTERFACE; SHAFT WITH FITTED KEY, TOLERANCE N; WITH HOLDING BRAKE DEGREE OF PROTECTION IP65 IP67 D-END FLANGE; RAL7016 COATING; METALLIC RATING PLATE AT MOTOR | - | 0 | 0
1FK7060-5AF71-1PG0 |  | 1FK7060-5AF71-1PG0 | 1 | UN | 1 | 60 | X | D | N | N | 85015220 | 1 |  | 7.003 | KG | 1264.41 | 1264.41 | MC05 | MC05 | SIMOTICS S Synchronous servo motor 1FK7 Compact 6.0Nm, 100K 3000rpm, 1.48kW Naturally cooled IM B5 (IM V1, IM V3) power/signal connectors Connector can be rotated by 270Â° RESOLVER 2-POLE (RESOLVER P=1) WITH DRIVE-CLIQ INTERFACE; PLAIN SHAFT, TOLERANCE N; W/O HOLDING BRAKE DEGREE OF PROTECTION IP64 | - | 0 | 0
1FK7060-5AF71-1PG2 |  | 1FK7060-5AF71-1PG2 | 1 | UN | 1 | 60 | X | D | N | N | 85015220 | 1 |  | 7.003 | KG | 1340.38 | 1340.38 | MC05 | MC05 | SIMOTICS S Synchronous servo motor 1FK7 Compact 6.0Nm, 100K 3000rpm, 1.48kW Naturally cooled IM B5 (IM V1, IM V3) power/signal connectors Connector can be rotated by 270Â° RESOLVER 2-POLE (RESOLVER P=1) WITH DRIVE-CLIQ INTERFACE; PLAIN SHAFT, TOLERANCE N; W/O HOLDING BRAKE DEGREE OF PROTECTION IP65 FLANGE ON DRIVE END IP67 | - | 0 | 0
1FK7060-5AF71-1PG3 |  | 1FK7060-5AF71-1PG3 | 1 | UN | 1 | 60 | X | D | N | N | 85015220 | 1 |  | 7.003 | KG | 1301.22 | 1301.22 | MC05 | MC05 | SIMOTICS S Synchronous servo motor 1FK7 Compact 6.0Nm, 100K 3000rpm, 1.48kW Naturally cooled IM B5 (IM V1, IM V3) power/signal connectors Connector can be rotated by 270Â° RESOLVER 2-POLE (RESOLVER P=1) WITH DRIVE-CLIQ INTERFACE; PLAIN SHAFT, TOLERANCE N; W/O HOLDING BRAKE DEGREE OF PROTECTION IP64; PAINT FINISH RAL7016 | - | 0 | 0
1FK7060-5AF71-1PG5 |  | 1FK7060-5AF71-1PG5 | 1 | UN | 1 | 60 | X | D | N | N | 85015220 | 1 |  | 7.003 | KG | 1377.17 | 1377.17 | MC05 | MC05 | SIMOTICS S Synchronous servo motor 1FK7 Compact 6.0Nm, 100K 3000rpm, 1.48kW Naturally cooled IM B5 (IM V1, IM V3) power/signal connectors Connector can be rotated by 270Â° RESOLVER 2-POLE (RESOLVER P=1) WITH DRIVE-CLIQ INTERFACE; PLAIN SHAFT, TOLERANCE N; W/O HOLDING BRAKE DEGREE OF PROTECTION IP65 AS FLANGE IP67; PAINT FINISH RAL7016 | - | 0 | 0
1FK7060-5AF71-1PG8 |  | 1FK7060-5AF71-1PG8 | 1 | UN | 1 | 60 | X | D | N | N | 85015220 | 1 |  | 7.003 | KG | 1458.38 | 1458.38 | MC05 | MC05 | SIMOTICS S Synchronous servo motor 1FK7 Compact 6.0Nm, 100K 3000rpm, 1.48kW Naturally cooled IM B5 (IM V1, IM V3) power/signal connectors Connector can be rotated by 270Â° RESOLVER 2-POLE (RESOLVER P=1) WITH DRIVE-CLIQ INTERFACE; PLAIN SHAFT, TOLERANCE N; W/O HOLDING BRAKE DEGREE OF PROTECTION IP65 IP67 D-END FLANGE; RAL7016 COATING; METALLIC RATING PLATE AT MOTOR | - | 0 | 0
1FK7060-5AF71-1PH0 |  | 1FK7060-5AF71-1PH0 | 1 | UN | 1 | 60 | X | D | N | N | 85015220 | 1 |  | 8.302 | KG | 1512.23 | 1512.23 | MC05 | MC05 | SIMOTICS S Synchronous servo motor 1FK7 Compact 6.0Nm, 100K 3000rpm, 1.48kW Naturally cooled IM B5 (IM V1, IM V3) power/signal connectors Connector can be rotated by 270Â° RESOLVER 2-POLE (RESOLVER P=1) WITH DRIVE-CLIQ INTERFACE; PLAIN SHAFT, TOLERANCE N; WITH HOLDING BRAKE DEGREE OF PROTECTION IP64 | - | 0 | 0
1FK7060-5AF71-1PH2 |  | 1FK7060-5AF71-1PH2 | 1 | UN | 1 | 60 | X | D | N | N | 85015220 | 1 |  | 8.302 | KG | 1588.2 | 1588.2 | MC05 | MC05 | SIMOTICS S Synchronous servo motor 1FK7 Compact 6.0Nm, 100K 3000rpm, 1.48kW Naturally cooled IM B5 (IM V1, IM V3) power/signal connectors Connector can be rotated by 270Â° RESOLVER 2-POLE (RESOLVER P=1) WITH DRIVE-CLIQ INTERFACE; PLAIN SHAFT, TOLERANCE N; WITH HOLDING BRAKE DEGREE OF PROTECTION IP65 FLANGE ON DRIVE END IP67 | - | 0 | 0
1FK7060-5AF71-1PH3 |  | 1FK7060-5AF71-1PH3 | 1 | UN | 1 | 60 | X | D | N | N | 85015220 | 1 |  | 8.302 | KG | 1549.04 | 1549.04 | MC05 | MC05 | SIMOTICS S Synchronous servo motor 1FK7 Compact 6.0Nm, 100K 3000rpm, 1.48kW Naturally cooled IM B5 (IM V1, IM V3) power/signal connectors Connector can be rotated by 270Â° RESOLVER 2-POLE (RESOLVER P=1) WITH DRIVE-CLIQ INTERFACE; PLAIN SHAFT, TOLERANCE N; WITH HOLDING BRAKE DEGREE OF PROTECTION IP64; PAINT FINISH RAL7016 | - | 0 | 0
1FK7060-5AF71-1PH5 |  | 1FK7060-5AF71-1PH5 | 1 | UN | 1 | 60 | X | D | N | N | 85015220 | 1 |  | 8.302 | KG | 1624.99 | 1624.99 | MC05 | MC05 | SIMOTICS S Synchronous servo motor 1FK7 Compact 6.0Nm, 100K 3000rpm, 1.48kW Naturally cooled IM B5 (IM V1, IM V3) power/signal connectors Connector can be rotated by 270Â° RESOLVER 2-POLE (RESOLVER P=1) WITH DRIVE-CLIQ INTERFACE; PLAIN SHAFT, TOLERANCE N; WITH HOLDING BRAKE DEGREE OF PROTECTION IP65 AS FLANGE IP67; PAINT FINISH RAL7016 | - | 0 | 0
1FK7060-5AF71-1PH8 |  | 1FK7060-5AF71-1PH8 | 1 | UN | 1 | 60 | X | D | N | N | 85015220 | 1 |  | 8.302 | KG | 1706.2 | 1706.2 | MC05 | MC05 | SIMOTICS S Synchronous servo motor 1FK7 Compact 6.0Nm, 100K 3000rpm, 1.48kW Naturally cooled IM B5 (IM V1, IM V3) power/signal connectors Connector can be rotated by 270Â° RESOLVER 2-POLE (RESOLVER P=1) WITH DRIVE-CLIQ INTERFACE; PLAIN SHAFT, TOLERANCE N; WITH HOLDING BRAKE DEGREE OF PROTECTION IP65 IP67 D-END FLANGE; RAL7016 COATING; METALLIC RATING PLATE AT MOTOR | - | 0 | 0
1FK7060-5AF71-1SA0 |  | 1FK7060-5AF71-1SA0 | 1 | UN | 1 | 60 | X | D | N | N | 85015220 | 1 |  | 7.003 | KG | 1138.72 | 1138.72 | MC05 | MC05 | SIMOTICS S Synchronous servo motor 1FK7 Compact 6.0Nm, 100K 3000rpm, 1.48kW Naturally cooled IM B5 (IM V1, IM V3) power/signal connectors Connector can be rotated by 270Â° RESOLVER MULTI-POLE (RESOLVER P=4); SHAFT WITH FITTED KEY, TOLERANCE N; W/O HOLDING BRAKE DEGREE OF PROTECTION IP64 | - | 0 | 0
1FK7060-5AF71-1SA2 |  | 1FK7060-5AF71-1SA2 | 1 | UN | 1 | 60 | X | D | N | N | 85015220 | 1 |  | 7.003 | KG | 1214.69 | 1214.69 | MC05 | MC05 | SIMOTICS S Synchronous servo motor 1FK7 Compact 6.0Nm, 100K 3000rpm, 1.48kW Naturally cooled IM B5 (IM V1, IM V3) power/signal connectors Connector can be rotated by 270Â° RESOLVER MULTI-POLE (RESOLVER P=4); SHAFT WITH FITTED KEY, TOLERANCE N; W/O HOLDING BRAKE DEGREE OF PROTECTION IP65 FLANGE ON DRIVE END IP67 | - | 0 | 0
1FK7060-5AF71-1SA3 |  | 1FK7060-5AF71-1SA3 | 1 | UN | 1 | 60 | X | D | N | N | 85015220 | 1 |  | 7.003 | KG | 1175.53 | 1175.53 | MC05 | MC05 | SIMOTICS S Synchronous servo motor 1FK7 Compact 6.0Nm, 100K 3000rpm, 1.48kW Naturally cooled IM B5 (IM V1, IM V3) power/signal connectors Connector can be rotated by 270Â° RESOLVER MULTI-POLE (RESOLVER P=4); SHAFT WITH FITTED KEY, TOLERANCE N; W/O HOLDING BRAKE DEGREE OF PROTECTION IP64; PAINT FINISH RAL7016 | - | 0 | 0
1FK7060-5AF71-1SA5 |  | 1FK7060-5AF71-1SA5 | 1 | UN | 1 | 60 | X | D | N | N | 85015220 | 1 |  | 7.003 | KG | 1251.48 | 1251.48 | MC05 | MC05 | SIMOTICS S Synchronous servo motor 1FK7 Compact 6.0Nm, 100K 3000rpm, 1.48kW Naturally cooled IM B5 (IM V1, IM V3) power/signal connectors Connector can be rotated by 270Â° RESOLVER MULTI-POLE (RESOLVER P=4); SHAFT WITH FITTED KEY, TOLERANCE N; W/O HOLDING BRAKE DEGREE OF PROTECTION IP65 AS FLANGE IP67; PAINT FINISH RAL7016 | - | 0 | 0
1FK7060-5AF71-1SA8 |  | 1FK7060-5AF71-1SA8 | 1 | UN | 1 | 60 | X | D | N | N | 85015220 | 1 |  | 7.003 | KG | 1332.69 | 1332.69 | MC05 | MC05 | SIMOTICS S Synchronous servo motor 1FK7 Compact 6.0Nm, 100K 3000rpm, 1.48kW Naturally cooled IM B5 (IM V1, IM V3) power/signal connectors Connector can be rotated by 270Â° RESOLVER MULTI-POLE (RESOLVER P=4); SHAFT WITH FITTED KEY, TOLERANCE N; W/O HOLDING BRAKE DEGREE OF PROTECTION IP65 IP67 D-END FLANGE; RAL7016 COATING; METALLIC RATING PLATE AT MOTOR | - | 0 | 0
1FK7060-5AF71-1SB0 |  | 1FK7060-5AF71-1SB0 | 1 | UN | 1 | 60 | X | D | N | N | 85015220 | 1 |  | 8.302 | KG | 1384.75 | 1384.75 | MC05 | MC05 | SIMOTICS S Synchronous servo motor 1FK7 Compact 6.0Nm, 100K 3000rpm, 1.48kW Naturally cooled IM B5 (IM V1, IM V3) power/signal connectors Connector can be rotated by 270Â° RESOLVER MULTI-POLE (RESOLVER P=4); SHAFT WITH FITTED KEY, TOLERANCE N; WITH HOLDING BRAKE DEGREE OF PROTECTION IP64 | - | 0 | 0
1FK7060-5AF71-1SB2 |  | 1FK7060-5AF71-1SB2 | 1 | UN | 1 | 60 | X | D | N | N | 85015220 | 1 |  | 8.302 | KG | 1460.72 | 1460.72 | MC05 | MC05 | SIMOTICS S Synchronous servo motor 1FK7 Compact 6.0Nm, 100K 3000rpm, 1.48kW Naturally cooled IM B5 (IM V1, IM V3) power/signal connectors Connector can be rotated by 270Â° RESOLVER MULTI-POLE (RESOLVER P=4); SHAFT WITH FITTED KEY, TOLERANCE N; WITH HOLDING BRAKE DEGREE OF PROTECTION IP65 FLANGE ON DRIVE END IP67 | - | 0 | 0
1FK7060-5AF71-1SB3 |  | 1FK7060-5AF71-1SB3 | 1 | UN | 1 | 60 | X | D | N | N | 85015220 | 1 |  | 8.302 | KG | 1421.56 | 1421.56 | MC05 | MC05 | SIMOTICS S Synchronous servo motor 1FK7 Compact 6.0Nm, 100K 3000rpm, 1.48kW Naturally cooled IM B5 (IM V1, IM V3) power/signal connectors Connector can be rotated by 270Â° RESOLVER MULTI-POLE (RESOLVER P=4); SHAFT WITH FITTED KEY, TOLERANCE N; WITH HOLDING BRAKE DEGREE OF PROTECTION IP64; PAINT FINISH RAL7016 | - | 0 | 0
1FK7060-5AF71-1SB5 |  | 1FK7060-5AF71-1SB5 | 1 | UN | 1 | 60 | X | D | N | N | 85015220 | 1 |  | 8.302 | KG | 1497.51 | 1497.51 | MC05 | MC05 | SIMOTICS S Synchronous servo motor 1FK7 Compact 6.0Nm, 100K 3000rpm, 1.48kW Naturally cooled IM B5 (IM V1, IM V3) power/signal connectors Connector can be rotated by 270Â° RESOLVER MULTI-POLE (RESOLVER P=4); SHAFT WITH FITTED KEY, TOLERANCE N; WITH HOLDING BRAKE DEGREE OF PROTECTION IP65 AS FLANGE IP67; PAINT FINISH RAL7016 | - | 0 | 0
1FK7060-5AF71-1SB8 |  | 1FK7060-5AF71-1SB8 | 1 | UN | 1 | 60 | X | D | N | N | 85015220 | 1 |  | 8.302 | KG | 1578.72 | 1578.72 | MC05 | MC05 | SIMOTICS S Synchronous servo motor 1FK7 Compact 6.0Nm, 100K 3000rpm, 1.48kW Naturally cooled IM B5 (IM V1, IM V3) power/signal connectors Connector can be rotated by 270Â° RESOLVER MULTI-POLE (RESOLVER P=4); SHAFT WITH FITTED KEY, TOLERANCE N; WITH HOLDING BRAKE DEGREE OF PROTECTION IP65 IP67 D-END FLANGE; RAL7016 COATING; METALLIC RATING PLATE AT MOTOR | - | 0 | 0
1FK7060-5AF71-1SG0 |  | 1FK7060-5AF71-1SG0 | 1 | UN | 1 | 60 | X | D | N | N | 85015220 | 1 |  | 7.003 | KG | 1068.67 | 1068.67 | MC05 | MC05 | SIMOTICS S Synchronous servo motor 1FK7 Compact 6.0Nm, 100K 3000rpm, 1.48kW Naturally cooled IM B5 (IM V1, IM V3) power/signal connectors Connector can be rotated by 270Â° RESOLVER MULTI-POLE (RESOLVER P=4); PLAIN SHAFT, TOLERANCE N; W/O HOLDING BRAKE DEGREE OF PROTECTION IP64 | - | 0 | 0
1FK7060-5AF71-1SG2 |  | 1FK7060-5AF71-1SG2 | 1 | UN | 1 | 60 | X | D | N | N | 85015220 | 1 |  | 7.003 | KG | 1144.64 | 1144.64 | MC05 | MC05 | SIMOTICS S Synchronous servo motor 1FK7 Compact 6.0Nm, 100K 3000rpm, 1.48kW Naturally cooled IM B5 (IM V1, IM V3) power/signal connectors Connector can be rotated by 270Â° RESOLVER MULTI-POLE (RESOLVER P=4); PLAIN SHAFT, TOLERANCE N; W/O HOLDING BRAKE DEGREE OF PROTECTION IP65 FLANGE ON DRIVE END IP67 | - | 0 | 0
1FK7060-5AF71-1SG3 |  | 1FK7060-5AF71-1SG3 | 1 | UN | 1 | 60 | X | D | N | N | 85015220 | 1 |  | 7.003 | KG | 1105.48 | 1105.48 | MC05 | MC05 | SIMOTICS S Synchronous servo motor 1FK7 Compact 6.0Nm, 100K 3000rpm, 1.48kW Naturally cooled IM B5 (IM V1, IM V3) power/signal connectors Connector can be rotated by 270Â° RESOLVER MULTI-POLE (RESOLVER P=4); PLAIN SHAFT, TOLERANCE N; W/O HOLDING BRAKE DEGREE OF PROTECTION IP64; PAINT FINISH RAL7016 | - | 0 | 0
1FK7060-5AF71-1SG5 |  | 1FK7060-5AF71-1SG5 | 1 | UN | 1 | 60 | X | D | N | N | 85015220 | 1 |  | 7.003 | KG | 1181.43 | 1181.43 | MC05 | MC05 | SIMOTICS S Synchronous servo motor 1FK7 Compact 6.0Nm, 100K 3000rpm, 1.48kW Naturally cooled IM B5 (IM V1, IM V3) power/signal connectors Connector can be rotated by 270Â° RESOLVER MULTI-POLE (RESOLVER P=4); PLAIN SHAFT, TOLERANCE N; W/O HOLDING BRAKE DEGREE OF PROTECTION IP65 AS FLANGE IP67; PAINT FINISH RAL7016 | - | 0 | 0
1FK7060-5AF71-1SG8 |  | 1FK7060-5AF71-1SG8 | 1 | UN | 1 | 60 | X | D | N | N | 85015220 | 1 |  | 7.003 | KG | 1262.64 | 1262.64 | MC05 | MC05 | SIMOTICS S Synchronous servo motor 1FK7 Compact 6.0Nm, 100K 3000rpm, 1.48kW Naturally cooled IM B5 (IM V1, IM V3) power/signal connectors Connector can be rotated by 270Â° RESOLVER MULTI-POLE (RESOLVER P=4); PLAIN SHAFT, TOLERANCE N; W/O HOLDING BRAKE DEGREE OF PROTECTION IP65 IP67 D-END FLANGE; RAL7016 COATING; METALLIC RATING PLATE AT MOTOR | - | 0 | 0
1FK7060-5AF71-1SH0 |  | 1FK7060-5AF71-1SH0 | 1 | UN | 1 | 60 | X | D | N | N | 85015220 | 1 |  | 8.302 | KG | 1316.49 | 1316.49 | MC05 | MC05 | SIMOTICS S Synchronous servo motor 1FK7 Compact 6.0Nm, 100K 3000rpm, 1.48kW Naturally cooled IM B5 (IM V1, IM V3) power/signal connectors Connector can be rotated by 270Â° RESOLVER MULTI-POLE (RESOLVER P=4); PLAIN SHAFT, TOLERANCE N; WITH HOLDING BRAKE DEGREE OF PROTECTION IP64 | - | 0 | 0
1FK7060-5AF71-1SH2 |  | 1FK7060-5AF71-1SH2 | 1 | UN | 1 | 60 | X | D | N | N | 85015220 | 1 | 4025515001706 | 8.302 | KG | 1392.46 | 1392.46 | MC05 | MC05 | SIMOTICS S Synchronous servo motor 1FK7 Compact 6.0Nm, 100K 3000rpm, 1.48kW Naturally cooled IM B5 (IM V1, IM V3) power/signal connectors Connector can be rotated by 270Â° RESOLVER MULTI-POLE (RESOLVER P=4); PLAIN SHAFT, TOLERANCE N; WITH HOLDING BRAKE DEGREE OF PROTECTION IP65 FLANGE ON DRIVE END IP67 | - | 0 | 7
1FK7060-5AF71-1SH3 |  | 1FK7060-5AF71-1SH3 | 1 | UN | 1 | 60 | X | D | N | N | 85015220 | 1 |  | 8.302 | KG | 1353.3 | 1353.3 | MC05 | MC05 | SIMOTICS S Synchronous servo motor 1FK7 Compact 6.0Nm, 100K 3000rpm, 1.48kW Naturally cooled IM B5 (IM V1, IM V3) power/signal connectors Connector can be rotated by 270Â° RESOLVER MULTI-POLE (RESOLVER P=4); PLAIN SHAFT, TOLERANCE N; WITH HOLDING BRAKE DEGREE OF PROTECTION IP64; PAINT FINISH RAL7016 | - | 0 | 0
1FK7060-5AF71-1SH5 |  | 1FK7060-5AF71-1SH5 | 1 | UN | 1 | 60 | X | D | N | N | 85015220 | 1 |  | 8.302 | KG | 1429.25 | 1429.25 | MC05 | MC05 | SIMOTICS S Synchronous servo motor 1FK7 Compact 6.0Nm, 100K 3000rpm, 1.48kW Naturally cooled IM B5 (IM V1, IM V3) power/signal connectors Connector can be rotated by 270Â° RESOLVER MULTI-POLE (RESOLVER P=4); PLAIN SHAFT, TOLERANCE N; WITH HOLDING BRAKE DEGREE OF PROTECTION IP65 AS FLANGE IP67; PAINT FINISH RAL7016 | - | 0 | 0
1FK7060-5AF71-1SH8 |  | 1FK7060-5AF71-1SH8 | 1 | UN | 1 | 60 | X | D | N | N | 85015220 | 1 |  | 8.302 | KG | 1510.46 | 1510.46 | MC05 | MC05 | SIMOTICS S Synchronous servo motor 1FK7 Compact 6.0Nm, 100K 3000rpm, 1.48kW Naturally cooled IM B5 (IM V1, IM V3) power/signal connectors Connector can be rotated by 270Â° RESOLVER MULTI-POLE (RESOLVER P=4); PLAIN SHAFT, TOLERANCE N; WITH HOLDING BRAKE DEGREE OF PROTECTION IP65 IP67 D-END FLANGE; RAL7016 COATING; METALLIC RATING PLATE AT MOTOR | - | 0 | 0
1FK7060-5AF71-1TA0 |  | 1FK7060-5AF71-1TA0 | 1 | UN | 1 | 60 | X | D | N | N | 85015220 | 1 |  | 7.003 | KG | 1138.72 | 1138.72 | MC05 | MC05 | SIMOTICS S Synchronous servo motor 1FK7 Compact 6.0Nm, 100K 3000rpm, 1.48kW Naturally cooled IM B5 (IM V1, IM V3) power/signal connectors Connector can be rotated by 270Â° RESOLVER 2-POLE (RESOLVER P=1); SHAFT WITH FITTED KEY, TOLERANCE N; W/O HOLDING BRAKE DEGREE OF PROTECTION IP64 | - | 0 | 0
1FK7060-5AF71-1TA2 |  | 1FK7060-5AF71-1TA2 | 1 | UN | 1 | 60 | X | D | N | N | 85015220 | 1 |  | 7.003 | KG | 1214.69 | 1214.69 | MC05 | MC05 | SIMOTICS S Synchronous servo motor 1FK7 Compact 6.0Nm, 100K 3000rpm, 1.48kW Naturally cooled IM B5 (IM V1, IM V3) power/signal connectors Connector can be rotated by 270Â° RESOLVER 2-POLE (RESOLVER P=1); SHAFT WITH FITTED KEY, TOLERANCE N; W/O HOLDING BRAKE DEGREE OF PROTECTION IP65 FLANGE ON DRIVE END IP67 | - | 0 | 0
1FK7060-5AF71-1TA3 |  | 1FK7060-5AF71-1TA3 | 1 | UN | 1 | 60 | X | D | N | N | 85015220 | 1 |  | 7.003 | KG | 1175.53 | 1175.53 | MC05 | MC05 | SIMOTICS S Synchronous servo motor 1FK7 Compact 6.0Nm, 100K 3000rpm, 1.48kW Naturally cooled IM B5 (IM V1, IM V3) power/signal connectors Connector can be rotated by 270Â° RESOLVER 2-POLE (RESOLVER P=1); SHAFT WITH FITTED KEY, TOLERANCE N; W/O HOLDING BRAKE DEGREE OF PROTECTION IP64; PAINT FINISH RAL7016 | - | 0 | 0
1FK7060-5AF71-1TA5 |  | 1FK7060-5AF71-1TA5 | 1 | UN | 1 | 60 | X | D | N | N | 85015220 | 1 |  | 7.003 | KG | 1251.48 | 1251.48 | MC05 | MC05 | SIMOTICS S Synchronous servo motor 1FK7 Compact 6.0Nm, 100K 3000rpm, 1.48kW Naturally cooled IM B5 (IM V1, IM V3) power/signal connectors Connector can be rotated by 270Â° RESOLVER 2-POLE (RESOLVER P=1); SHAFT WITH FITTED KEY, TOLERANCE N; W/O HOLDING BRAKE DEGREE OF PROTECTION IP65 AS FLANGE IP67; PAINT FINISH RAL7016 | - | 0 | 0
1FK7060-5AF71-1TA8 |  | 1FK7060-5AF71-1TA8 | 1 | UN | 1 | 60 | X | D | N | N | 85015220 | 1 |  | 7.003 | KG | 1332.69 | 1332.69 | MC05 | MC05 | SIMOTICS S Synchronous servo motor 1FK7 Compact 6.0Nm, 100K 3000rpm, 1.48kW Naturally cooled IM B5 (IM V1, IM V3) power/signal connectors Connector can be rotated by 270Â° RESOLVER 2-POLE (RESOLVER P=1); SHAFT WITH FITTED KEY, TOLERANCE N; W/O HOLDING BRAKE DEGREE OF PROTECTION IP65 IP67 D-END FLANGE; RAL7016 COATING; METALLIC RATING PLATE AT MOTOR | - | 0 | 0
1FK7060-5AF71-1TB0 |  | 1FK7060-5AF71-1TB0 | 1 | UN | 1 | 60 | X | D | N | N | 85015220 | 1 |  | 8.302 | KG | 1384.75 | 1384.75 | MC05 | MC05 | SIMOTICS S Synchronous servo motor 1FK7 Compact 6.0Nm, 100K 3000rpm, 1.48kW Naturally cooled IM B5 (IM V1, IM V3) power/signal connectors Connector can be rotated by 270Â° RESOLVER 2-POLE (RESOLVER P=1); SHAFT WITH FITTED KEY, TOLERANCE N; WITH HOLDING BRAKE DEGREE OF PROTECTION IP64 | - | 0 | 0
1FK7060-5AF71-1TB2 |  | 1FK7060-5AF71-1TB2 | 1 | UN | 1 | 60 | X | D | N | N | 85015220 | 1 |  | 8.302 | KG | 1460.72 | 1460.72 | MC05 | MC05 | SIMOTICS S Synchronous servo motor 1FK7 Compact 6.0Nm, 100K 3000rpm, 1.48kW Naturally cooled IM B5 (IM V1, IM V3) power/signal connectors Connector can be rotated by 270Â° RESOLVER 2-POLE (RESOLVER P=1); SHAFT WITH FITTED KEY, TOLERANCE N; WITH HOLDING BRAKE DEGREE OF PROTECTION IP65 FLANGE ON DRIVE END IP67 | - | 0 | 0
1FK7060-5AF71-1TB3 |  | 1FK7060-5AF71-1TB3 | 1 | UN | 1 | 60 | X | D | N | N | 85015220 | 1 |  | 8.302 | KG | 1421.56 | 1421.56 | MC05 | MC05 | SIMOTICS S Synchronous servo motor 1FK7 Compact 6.0Nm, 100K 3000rpm, 1.48kW Naturally cooled IM B5 (IM V1, IM V3) power/signal connectors Connector can be rotated by 270Â° RESOLVER 2-POLE (RESOLVER P=1); SHAFT WITH FITTED KEY, TOLERANCE N; WITH HOLDING BRAKE DEGREE OF PROTECTION IP64; PAINT FINISH RAL7016 | - | 0 | 0
1FK7060-5AF71-1TB5 |  | 1FK7060-5AF71-1TB5 | 1 | UN | 1 | 60 | X | D | N | N | 85015220 | 1 |  | 8.302 | KG | 1497.51 | 1497.51 | MC05 | MC05 | SIMOTICS S Synchronous servo motor 1FK7 Compact 6.0Nm, 100K 3000rpm, 1.48kW Naturally cooled IM B5 (IM V1, IM V3) power/signal connectors Connector can be rotated by 270Â° RESOLVER 2-POLE (RESOLVER P=1); SHAFT WITH FITTED KEY, TOLERANCE N; WITH HOLDING BRAKE DEGREE OF PROTECTION IP65 AS FLANGE IP67; PAINT FINISH RAL7016 | - | 0 | 0
1FK7060-5AF71-1TB8 |  | 1FK7060-5AF71-1TB8 | 1 | UN | 1 | 60 | X | D | N | N | 85015220 | 1 |  | 8.302 | KG | 1578.72 | 1578.72 | MC05 | MC05 | SIMOTICS S Synchronous servo motor 1FK7 Compact 6.0Nm, 100K 3000rpm, 1.48kW Naturally cooled IM B5 (IM V1, IM V3) power/signal connectors Connector can be rotated by 270Â° RESOLVER 2-POLE (RESOLVER P=1); SHAFT WITH FITTED KEY, TOLERANCE N; WITH HOLDING BRAKE DEGREE OF PROTECTION IP65 IP67 D-END FLANGE; RAL7016 COATING; METALLIC RATING PLATE AT MOTOR | - | 0 | 0
1FK7060-5AF71-1TG0 |  | 1FK7060-5AF71-1TG0 | 1 | UN | 1 | 60 | X | D | N | N | 85015220 | 1 |  | 7.003 | KG | 1068.67 | 1068.67 | MC05 | MC05 | SIMOTICS S Synchronous servo motor 1FK7 Compact 6.0Nm, 100K 3000rpm, 1.48kW Naturally cooled IM B5 (IM V1, IM V3) power/signal connectors Connector can be rotated by 270Â° RESOLVER 2-POLE (RESOLVER P=1); PLAIN SHAFT, TOLERANCE N; W/O HOLDING BRAKE DEGREE OF PROTECTION IP64 | - | 0 | 0
1FK7060-5AF71-1TG2 |  | 1FK7060-5AF71-1TG2 | 1 | UN | 1 | 60 | X | D | N | N | 85015220 | 1 |  | 7.003 | KG | 1144.64 | 1144.64 | MC05 | MC05 | SIMOTICS S Synchronous servo motor 1FK7 Compact 6.0Nm, 100K 3000rpm, 1.48kW Naturally cooled IM B5 (IM V1, IM V3) power/signal connectors Connector can be rotated by 270Â° RESOLVER 2-POLE (RESOLVER P=1); PLAIN SHAFT, TOLERANCE N; W/O HOLDING BRAKE DEGREE OF PROTECTION IP65 FLANGE ON DRIVE END IP67 | - | 0 | 0
1FK7060-5AF71-1TG3 |  | 1FK7060-5AF71-1TG3 | 1 | UN | 1 | 60 | X | D | N | N | 85015220 | 1 |  | 7.003 | KG | 1105.48 | 1105.48 | MC05 | MC05 | SIMOTICS S Synchronous servo motor 1FK7 Compact 6.0Nm, 100K 3000rpm, 1.48kW Naturally cooled IM B5 (IM V1, IM V3) power/signal connectors Connector can be rotated by 270Â° RESOLVER 2-POLE (RESOLVER P=1); PLAIN SHAFT, TOLERANCE N; W/O HOLDING BRAKE DEGREE OF PROTECTION IP64; PAINT FINISH RAL7016 | - | 0 | 0
1FK7060-5AF71-1TG5 |  | 1FK7060-5AF71-1TG5 | 1 | UN | 1 | 60 | X | D | N | N | 85015220 | 1 |  | 7.003 | KG | 1181.43 | 1181.43 | MC05 | MC05 | SIMOTICS S Synchronous servo motor 1FK7 Compact 6.0Nm, 100K 3000rpm, 1.48kW Naturally cooled IM B5 (IM V1, IM V3) power/signal connectors Connector can be rotated by 270Â° RESOLVER 2-POLE (RESOLVER P=1); PLAIN SHAFT, TOLERANCE N; W/O HOLDING BRAKE DEGREE OF PROTECTION IP65 AS FLANGE IP67; PAINT FINISH RAL7016 | - | 0 | 0
1FK7060-5AF71-1TG8 |  | 1FK7060-5AF71-1TG8 | 1 | UN | 1 | 60 | X | D | N | N | 85015220 | 1 |  | 7.003 | KG | 1262.64 | 1262.64 | MC05 | MC05 | SIMOTICS S Synchronous servo motor 1FK7 Compact 6.0Nm, 100K 3000rpm, 1.48kW Naturally cooled IM B5 (IM V1, IM V3) power/signal connectors Connector can be rotated by 270Â° RESOLVER 2-POLE (RESOLVER P=1); PLAIN SHAFT, TOLERANCE N; W/O HOLDING BRAKE DEGREE OF PROTECTION IP65 IP67 D-END FLANGE; RAL7016 COATING; METALLIC RATING PLATE AT MOTOR | - | 0 | 0
1FK7060-5AF71-1TH0 |  | 1FK7060-5AF71-1TH0 | 1 | UN | 1 | 60 | X | D | N | N | 85015220 | 1 |  | 8.302 | KG | 1316.49 | 1316.49 | MC05 | MC05 | SIMOTICS S Synchronous servo motor 1FK7 Compact 6.0Nm, 100K 3000rpm, 1.48kW Naturally cooled IM B5 (IM V1, IM V3) power/signal connectors Connector can be rotated by 270Â° RESOLVER 2-POLE (RESOLVER P=1); PLAIN SHAFT, TOLERANCE N; WITH HOLDING BRAKE DEGREE OF PROTECTION IP64 | - | 0 | 0
1FK7060-5AF71-1TH2 |  | 1FK7060-5AF71-1TH2 | 1 | UN | 1 | 60 | X | D | N | N | 85015220 | 1 | 4019169392730 | 8.302 | KG | 1392.46 | 1392.46 | MC05 | MC05 | SIMOTICS S Synchronous servo motor 1FK7 Compact 6.0Nm, 100K 3000rpm, 1.48kW Naturally cooled IM B5 (IM V1, IM V3) power/signal connectors Connector can be rotated by 270Â° RESOLVER 2-POLE (RESOLVER P=1); PLAIN SHAFT, TOLERANCE N; WITH HOLDING BRAKE DEGREE OF PROTECTION IP65 FLANGE ON DRIVE END IP67 | - | 0 | 7
1FK7060-5AF71-1TH3 |  | 1FK7060-5AF71-1TH3 | 1 | UN | 1 | 60 | X | D | N | N | 85015220 | 1 |  | 8.302 | KG | 1353.3 | 1353.3 | MC05 | MC05 | SIMOTICS S Synchronous servo motor 1FK7 Compact 6.0Nm, 100K 3000rpm, 1.48kW Naturally cooled IM B5 (IM V1, IM V3) power/signal connectors Connector can be rotated by 270Â° RESOLVER 2-POLE (RESOLVER P=1); PLAIN SHAFT, TOLERANCE N; WITH HOLDING BRAKE DEGREE OF PROTECTION IP64; PAINT FINISH RAL7016 | - | 0 | 0
1FK7060-5AF71-1TH5 |  | 1FK7060-5AF71-1TH5 | 1 | UN | 1 | 60 | X | D | N | N | 85015220 | 1 |  | 8.302 | KG | 1429.25 | 1429.25 | MC05 | MC05 | SIMOTICS S Synchronous servo motor 1FK7 Compact 6.0Nm, 100K 3000rpm, 1.48kW Naturally cooled IM B5 (IM V1, IM V3) power/signal connectors Connector can be rotated by 270Â° RESOLVER 2-POLE (RESOLVER P=1); PLAIN SHAFT, TOLERANCE N; WITH HOLDING BRAKE DEGREE OF PROTECTION IP65 AS FLANGE IP67; PAINT FINISH RAL7016 | - | 0 | 0
1FK7060-5AF71-1TH8 |  | 1FK7060-5AF71-1TH8 | 1 | UN | 1 | 60 | X | D | N | N | 85015220 | 1 |  | 8.302 | KG | 1510.46 | 1510.46 | MC05 | MC05 | SIMOTICS S Synchronous servo motor 1FK7 Compact 6.0Nm, 100K 3000rpm, 1.48kW Naturally cooled IM B5 (IM V1, IM V3) power/signal connectors Connector can be rotated by 270Â° RESOLVER 2-POLE (RESOLVER P=1); PLAIN SHAFT, TOLERANCE N; WITH HOLDING BRAKE DEGREE OF PROTECTION IP65 IP67 D-END FLANGE; RAL7016 COATING; METALLIC RATING PLATE AT MOTOR | - | 0 | 0
1FK7060-5AF71-1UA0 |  | 1FK7060-5AF71-1UA0 | 1 | UN | 1 | 60 | X | D | N | N | 85015220 | 1 |  | 7.003 | KG | 1334.46 | 1334.46 | MC05 | MC05 | SIMOTICS S Synchronous servo motor 1FK7 Compact 6.0Nm, 100K 3000rpm, 1.48kW Naturally cooled IM B5 (IM V1, IM V3) power/signal connectors Connector can be rotated by 270Â° RESOLVER MULTI-POLE (RESOLVER P=4) WITH DRIVE-CLIQ INTERFACE; SHAFT WITH FITTED KEY, TOLERANCE N; W/O HOLDING BRAKE DEGREE OF PROTECTION IP64 | - | 0 | 0
1FK7060-5AF71-1UA2 |  | 1FK7060-5AF71-1UA2 | 1 | UN | 1 | 60 | X | D | N | N | 85015220 | 1 |  | 7.003 | KG | 1410.43 | 1410.43 | MC05 | MC05 | SIMOTICS S Synchronous servo motor 1FK7 Compact 6.0Nm, 100K 3000rpm, 1.48kW Naturally cooled IM B5 (IM V1, IM V3) power/signal connectors Connector can be rotated by 270Â° RESOLVER MULTI-POLE (RESOLVER P=4) WITH DRIVE-CLIQ INTERFACE; SHAFT WITH FITTED KEY, TOLERANCE N; W/O HOLDING BRAKE DEGREE OF PROTECTION IP65 FLANGE ON DRIVE END IP67 | - | 0 | 0
1FK7060-5AF71-1UA3 |  | 1FK7060-5AF71-1UA3 | 1 | UN | 1 | 60 | X | D | N | N | 85015220 | 1 |  | 7.003 | KG | 1371.27 | 1371.27 | MC05 | MC05 | SIMOTICS S Synchronous servo motor 1FK7 Compact 6.0Nm, 100K 3000rpm, 1.48kW Naturally cooled IM B5 (IM V1, IM V3) power/signal connectors Connector can be rotated by 270Â° RESOLVER MULTI-POLE (RESOLVER P=4) WITH DRIVE-CLIQ INTERFACE; SHAFT WITH FITTED KEY, TOLERANCE N; W/O HOLDING BRAKE DEGREE OF PROTECTION IP64; PAINT FINISH RAL7016 | - | 0 | 0
1FK7060-5AF71-1UA5 |  | 1FK7060-5AF71-1UA5 | 1 | UN | 1 | 60 | X | D | N | N | 85015220 | 1 |  | 7.003 | KG | 1447.22 | 1447.22 | MC05 | MC05 | SIMOTICS S Synchronous servo motor 1FK7 Compact 6.0Nm, 100K 3000rpm, 1.48kW Naturally cooled IM B5 (IM V1, IM V3) power/signal connectors Connector can be rotated by 270Â° RESOLVER MULTI-POLE (RESOLVER P=4) WITH DRIVE-CLIQ INTERFACE; SHAFT WITH FITTED KEY, TOLERANCE N; W/O HOLDING BRAKE DEGREE OF PROTECTION IP65 AS FLANGE IP67; PAINT FINISH RAL7016 | - | 0 | 0
1FK7060-5AF71-1UA8 |  | 1FK7060-5AF71-1UA8 | 1 | UN | 1 | 60 | X | D | N | N | 85015220 | 1 |  | 7.003 | KG | 1528.43 | 1528.43 | MC05 | MC05 | SIMOTICS S Synchronous servo motor 1FK7 Compact 6.0Nm, 100K 3000rpm, 1.48kW Naturally cooled IM B5 (IM V1, IM V3) power/signal connectors Connector can be rotated by 270Â° RESOLVER MULTI-POLE (RESOLVER P=4) WITH DRIVE-CLIQ INTERFACE; SHAFT WITH FITTED KEY, TOLERANCE N; W/O HOLDING BRAKE DEGREE OF PROTECTION IP65 IP67 D-END FLANGE; RAL7016 COATING; METALLIC RATING PLATE AT MOTOR | - | 0 | 0
1FK7060-5AF71-1UB0 |  | 1FK7060-5AF71-1UB0 | 1 | UN | 1 | 60 | X | D | N | N | 85015220 | 1 |  | 8.302 | KG | 1580.49 | 1580.49 | MC05 | MC05 | SIMOTICS S Synchronous servo motor 1FK7 Compact 6.0Nm, 100K 3000rpm, 1.48kW Naturally cooled IM B5 (IM V1, IM V3) power/signal connectors Connector can be rotated by 270Â° RESOLVER MULTI-POLE (RESOLVER P=4) WITH DRIVE-CLIQ INTERFACE; SHAFT WITH FITTED KEY, TOLERANCE N; WITH HOLDING BRAKE DEGREE OF PROTECTION IP64 | - | 0 | 0
1FK7060-5AF71-1UB2 |  | 1FK7060-5AF71-1UB2 | 1 | UN | 1 | 60 | X | D | N | N | 85015220 | 1 |  | 8.302 | KG | 1656.46 | 1656.46 | MC05 | MC05 | SIMOTICS S Synchronous servo motor 1FK7 Compact 6.0Nm, 100K 3000rpm, 1.48kW Naturally cooled IM B5 (IM V1, IM V3) power/signal connectors Connector can be rotated by 270Â° RESOLVER MULTI-POLE (RESOLVER P=4) WITH DRIVE-CLIQ INTERFACE; SHAFT WITH FITTED KEY, TOLERANCE N; WITH HOLDING BRAKE DEGREE OF PROTECTION IP65 FLANGE ON DRIVE END IP67 | - | 0 | 0
1FK7060-5AF71-1UB3 |  | 1FK7060-5AF71-1UB3 | 1 | UN | 1 | 60 | X | D | N | N | 85015220 | 1 |  | 8.302 | KG | 1617.3 | 1617.3 | MC05 | MC05 | SIMOTICS S Synchronous servo motor 1FK7 Compact 6.0Nm, 100K 3000rpm, 1.48kW Naturally cooled IM B5 (IM V1, IM V3) power/signal connectors Connector can be rotated by 270Â° RESOLVER MULTI-POLE (RESOLVER P=4) WITH DRIVE-CLIQ INTERFACE; SHAFT WITH FITTED KEY, TOLERANCE N; WITH HOLDING BRAKE DEGREE OF PROTECTION IP64; PAINT FINISH RAL7016 | - | 0 | 0
1FK7060-5AF71-1UB5 |  | 1FK7060-5AF71-1UB5 | 1 | UN | 1 | 60 | X | D | N | N | 85015220 | 1 |  | 8.302 | KG | 1693.25 | 1693.25 | MC05 | MC05 | SIMOTICS S Synchronous servo motor 1FK7 Compact 6.0Nm, 100K 3000rpm, 1.48kW Naturally cooled IM B5 (IM V1, IM V3) power/signal connectors Connector can be rotated by 270Â° RESOLVER MULTI-POLE (RESOLVER P=4) WITH DRIVE-CLIQ INTERFACE; SHAFT WITH FITTED KEY, TOLERANCE N; WITH HOLDING BRAKE DEGREE OF PROTECTION IP65 AS FLANGE IP67; PAINT FINISH RAL7016 | - | 0 | 0
1FK7060-5AF71-1UB8 |  | 1FK7060-5AF71-1UB8 | 1 | UN | 1 | 60 | X | D | N | N | 85015220 | 1 |  | 8.302 | KG | 1774.46 | 1774.46 | MC05 | MC05 | SIMOTICS S Synchronous servo motor 1FK7 Compact 6.0Nm, 100K 3000rpm, 1.48kW Naturally cooled IM B5 (IM V1, IM V3) power/signal connectors Connector can be rotated by 270Â° RESOLVER MULTI-POLE (RESOLVER P=4) WITH DRIVE-CLIQ INTERFACE; SHAFT WITH FITTED KEY, TOLERANCE N; WITH HOLDING BRAKE DEGREE OF PROTECTION IP65 IP67 D-END FLANGE; RAL7016 COATING; METALLIC RATING PLATE AT MOTOR | - | 0 | 0
1FK7060-5AF71-1UG0 |  | 1FK7060-5AF71-1UG0 | 1 | UN | 1 | 60 | X | D | N | N | 85015220 | 1 |  | 7.003 | KG | 1264.41 | 1264.41 | MC05 | MC05 | SIMOTICS S Synchronous servo motor 1FK7 Compact 6.0Nm, 100K 3000rpm, 1.48kW Naturally cooled IM B5 (IM V1, IM V3) power/signal connectors Connector can be rotated by 270Â° RESOLVER MULTI-POLE (RESOLVER P=4) WITH DRIVE-CLIQ INTERFACE; PLAIN SHAFT, TOLERANCE N; W/O HOLDING BRAKE DEGREE OF PROTECTION IP64 | - | 0 | 0
1FK7060-5AF71-1UG2 |  | 1FK7060-5AF71-1UG2 | 1 | UN | 1 | 60 | X | D | N | N | 85015220 | 1 |  | 7.003 | KG | 1340.38 | 1340.38 | MC05 | MC05 | SIMOTICS S Synchronous servo motor 1FK7 Compact 6.0Nm, 100K 3000rpm, 1.48kW Naturally cooled IM B5 (IM V1, IM V3) power/signal connectors Connector can be rotated by 270Â° RESOLVER MULTI-POLE (RESOLVER P=4) WITH DRIVE-CLIQ INTERFACE; PLAIN SHAFT, TOLERANCE N; W/O HOLDING BRAKE DEGREE OF PROTECTION IP65 FLANGE ON DRIVE END IP67 | - | 0 | 0
1FK7060-5AF71-1UG3 |  | 1FK7060-5AF71-1UG3 | 1 | UN | 1 | 60 | X | D | N | N | 85015220 | 1 |  | 7.003 | KG | 1301.22 | 1301.22 | MC05 | MC05 | SIMOTICS S Synchronous servo motor 1FK7 Compact 6.0Nm, 100K 3000rpm, 1.48kW Naturally cooled IM B5 (IM V1, IM V3) power/signal connectors Connector can be rotated by 270Â° RESOLVER MULTI-POLE (RESOLVER P=4) WITH DRIVE-CLIQ INTERFACE; PLAIN SHAFT, TOLERANCE N; W/O HOLDING BRAKE DEGREE OF PROTECTION IP64; PAINT FINISH RAL7016 | - | 0 | 0
1FK7060-5AF71-1UG5 |  | 1FK7060-5AF71-1UG5 | 1 | UN | 1 | 60 | X | D | N | N | 85015220 | 1 |  | 7.003 | KG | 1377.17 | 1377.17 | MC05 | MC05 | SIMOTICS S Synchronous servo motor 1FK7 Compact 6.0Nm, 100K 3000rpm, 1.48kW Naturally cooled IM B5 (IM V1, IM V3) power/signal connectors Connector can be rotated by 270Â° RESOLVER MULTI-POLE (RESOLVER P=4) WITH DRIVE-CLIQ INTERFACE; PLAIN SHAFT, TOLERANCE N; W/O HOLDING BRAKE DEGREE OF PROTECTION IP65 AS FLANGE IP67; PAINT FINISH RAL7016 | - | 0 | 0
1FK7060-5AF71-1UG8 |  | 1FK7060-5AF71-1UG8 | 1 | UN | 1 | 60 | X | D | N | N | 85015220 | 1 |  | 7.003 | KG | 1458.38 | 1458.38 | MC05 | MC05 | SIMOTICS S Synchronous servo motor 1FK7 Compact 6.0Nm, 100K 3000rpm, 1.48kW Naturally cooled IM B5 (IM V1, IM V3) power/signal connectors Connector can be rotated by 270Â° RESOLVER MULTI-POLE (RESOLVER P=4) WITH DRIVE-CLIQ INTERFACE; PLAIN SHAFT, TOLERANCE N; W/O HOLDING BRAKE DEGREE OF PROTECTION IP65 IP67 D-END FLANGE; RAL7016 COATING; METALLIC RATING PLATE AT MOTOR | - | 0 | 0
1FK7060-5AF71-1UH0 |  | 1FK7060-5AF71-1UH0 | 1 | UN | 1 | 60 | X | D | N | N | 85015220 | 1 |  | 8.302 | KG | 1512.23 | 1512.23 | MC05 | MC05 | SIMOTICS S Synchronous servo motor 1FK7 Compact 6.0Nm, 100K 3000rpm, 1.48kW Naturally cooled IM B5 (IM V1, IM V3) power/signal connectors Connector can be rotated by 270Â° RESOLVER MULTI-POLE (RESOLVER P=4) WITH DRIVE-CLIQ INTERFACE; PLAIN SHAFT, TOLERANCE N; WITH HOLDING BRAKE DEGREE OF PROTECTION IP64 | - | 0 | 0
1FK7060-5AF71-1UH2 |  | 1FK7060-5AF71-1UH2 | 1 | UN | 1 | 60 | X | D | N | N | 85015220 | 1 |  | 8.302 | KG | 1588.2 | 1588.2 | MC05 | MC05 | SIMOTICS S Synchronous servo motor 1FK7 Compact 6.0Nm, 100K 3000rpm, 1.48kW Naturally cooled IM B5 (IM V1, IM V3) power/signal connectors Connector can be rotated by 270Â° RESOLVER MULTI-POLE (RESOLVER P=4) WITH DRIVE-CLIQ INTERFACE; PLAIN SHAFT, TOLERANCE N; WITH HOLDING BRAKE DEGREE OF PROTECTION IP65 FLANGE ON DRIVE END IP67 | - | 0 | 0
1FK7060-5AF71-1UH3 |  | 1FK7060-5AF71-1UH3 | 1 | UN | 1 | 60 | X | D | N | N | 85015220 | 1 |  | 8.302 | KG | 1549.04 | 1549.04 | MC05 | MC05 | SIMOTICS S Synchronous servo motor 1FK7 Compact 6.0Nm, 100K 3000rpm, 1.48kW Naturally cooled IM B5 (IM V1, IM V3) power/signal connectors Connector can be rotated by 270Â° RESOLVER MULTI-POLE (RESOLVER P=4) WITH DRIVE-CLIQ INTERFACE; PLAIN SHAFT, TOLERANCE N; WITH HOLDING BRAKE DEGREE OF PROTECTION IP64; PAINT FINISH RAL7016 | - | 0 | 0
1FK7060-5AF71-1UH5 |  | 1FK7060-5AF71-1UH5 | 1 | UN | 1 | 60 | X | D | N | N | 85015220 | 1 |  | 8.302 | KG | 1624.99 | 1624.99 | MC05 | MC05 | SIMOTICS S Synchronous servo motor 1FK7 Compact 6.0Nm, 100K 3000rpm, 1.48kW Naturally cooled IM B5 (IM V1, IM V3) power/signal connectors Connector can be rotated by 270Â° RESOLVER MULTI-POLE (RESOLVER P=4) WITH DRIVE-CLIQ INTERFACE; PLAIN SHAFT, TOLERANCE N; WITH HOLDING BRAKE DEGREE OF PROTECTION IP65 AS FLANGE IP67; PAINT FINISH RAL7016 | - | 0 | 0
1FK7060-5AF71-1UH8 |  | 1FK7060-5AF71-1UH8 | 1 | UN | 1 | 60 | X | D | N | N | 85015220 | 1 |  | 8.302 | KG | 1706.2 | 1706.2 | MC05 | MC05 | SIMOTICS S Synchronous servo motor 1FK7 Compact 6.0Nm, 100K 3000rpm, 1.48kW Naturally cooled IM B5 (IM V1, IM V3) power/signal connectors Connector can be rotated by 270Â° RESOLVER MULTI-POLE (RESOLVER P=4) WITH DRIVE-CLIQ INTERFACE; PLAIN SHAFT, TOLERANCE N; WITH HOLDING BRAKE DEGREE OF PROTECTION IP65 IP67 D-END FLANGE; RAL7016 COATING; METALLIC RATING PLATE AT MOTOR | - | 0 | 0
1FK7060-5AF71-3GG5-Z | S20 | 1FK7060-5AF71-3GG5-ZS20 | 1 | UN | 1 | 60 | X | D | N | N | 85015220 | 1 |  | 7 | KG | 2778.5 | 2778.5 | MC05 | MC05 | SIMOTICS S 1FK7 synchronous servomotor compact 6.0Nm, 100K, 3000rpm, 1.48kW Naturally cooled IM B5 (IM V1, IM V3) Power connector fixed toward NDE; Basic absolute encoder 32 S/R (encoder A-32); Derating 10% due to absolute encoder; Smooth shaft Tolerance N; without holding brake; degree of protection IP65 DE flange IP67; paint finish RAL7016 S20: Customer-specific version Bruderer Customer-specific motor | novo Out19 | 0 | 7
1FK7060-5AF71-3GG5-Z | S20Y84 | 1FK7060-5AF71-3GG5-ZS20Y84 | 1 | UN | 1 | 60 | X | D | N | N | 85015220 | 1 |  | 7 | KG | 2778.5 | 2778.5 | MC05 | MC05 | SIMOTICS S 1FK7 synchronous servomotor compact 6.0Nm, 100K, 3000rpm, 1.48kW Naturally cooled IM B5 (IM V1, IM V3) Power connector fixed toward NDE; Basic absolute encoder 32 S/R (encoder A-32); Derating 10% due to absolute encoder; Smooth shaft, Tolerance N without holding brake; degree of protection IP65 DE flange IP67; RAL7016 S20: Customer-specific version Bruderer Y84: Customer specifications on the rating plate | novo Out19 | 0 | 7
1FK7060-5AF71-3SG3 |  | 1FK7060-5AF71-3SG3 | 1 | UN | 1 | 60 | X | D | N | N | 85015220 | 1 |  | 7.1 | KG | 1118.05 | 1118.05 | MC05 | MC05 | SIMOTICS S-1FK7 Synchronous servo motor 1FK7 Compact; naturally cooled; NN=3000rpm; UDC=600V; IMB 5 design; Power connector fixed towards NDE; Resolver multi-pole; Smooth shaft Tolerance N without holding brake; Degree of protection IP 64 Color RAL 7016 (anthracite); customer-specific motor | novo Out19 | 0 | 7
1FK7060-5AF71-3SG5-Z | S20 | 1FK7060-5AF71-3SG5-ZS20 | 1 | UN | 1 | 60 | X | D | N | N | 85015220 | 1 |  | 7 | KG | 2343.76 | 2343.76 | MC05 | MC05 | SIMOTICS S 1FK7 synchronous servomotor compact 6.0Nm, 100K, 3000rpm, 1.48kW Naturally cooled IM B5 (IM V1, IM V3) Power connector fixed toward NDE; Resolver multi-pole (resolver P=4); Smooth shaft Tolerance N without holding brake; degree of protection IP65 DE flange IP67; paint finish RAL7016 S20: Customer-specific version Bruderer Customer-specific motor | novo Out19 | 0 | 7
1FK7060-5AF71-3SG5-Z | S20Y84 | 1FK7060-5AF71-3SG5-ZS20Y84 | 1 | UN | 1 | 60 | X | D | N | N | 85015220 | 1 |  | 7 | KG | 2343.76 | 2343.76 | MC05 | MC05 | SIMOTICS S 1FK7 synchronous servomotor compact 6.0Nm, 100K, 3000rpm, 1.48kW Naturally cooled IM B5 (IM V1, IM V3) Power connector fixed toward NDE; Resolver multi-pole (resolver P=4); Smooth shaft Tolerance N without holding brake; degree of protection IP65 DE flange IP67; paint finish RAL 7016 S20: Customer-specific version Bruderer Y84: Customer specifications on the rating plate | novo Out19 | 0 | 7
1FK7060-5AF71-3TG3 |  | 1FK7060-5AF71-3TG3 | 1 | UN | 1 | 60 | X | D | N | N | 85015220 | 1 |  | 7.1 | KG | 1118.05 | 1118.05 | MC05 | MC05 | SIMOTICS S-1FK7 Synchronous servo motor 1FK7 Compact; naturally cooled; NN=3000rpm; UDC=600V; IMB 5 design; Power connector fixed towards NDE; Resolver 2-pole; Smooth shaft Tolerance N without holding brake; Degree of protection IP 64 Color RAL 7016 (anthracite); customer-specific motor customer-specific motor | novo Out19 | 0 | 7
1FK7060-5AF71-4GG5-Z | S20 | 1FK7060-5AF71-4GG5-ZS20 | 1 | UN | 1 | 60 | X | D | N | N | 85015220 | 1 |  | 7.1 | KG | 2702.9 | 2702.9 | MC05 | MC05 | SIMOTICS S-1FK7 Synchronous servo motor 1FK7 Compact; naturally cooled; NN=3000rpm; UDC=600V; IMB 5 design; Power connector fixed towards DE; Basic absolute encoder 32 S/R (encoder A-32); Smooth shaft Tolerance N without holding brake; Degree of protection IP65 with paint finish DE flange IP67; S20: Customer-specific version customer-specific motor Only in connection with S20 | novo Out19 | 0 | 7
1FK7060-5AF71-4GG5-Z | S20Y84 | 1FK7060-5AF71-4GG5-ZS20Y84 | 1 | UN | 1 | 60 | X | D | N | N | 85015220 | 1 |  | 7 | KG | 2702.9 | 2702.9 | MC05 | MC05 | SIMOTICS S 1FK7 synchronous servomotor compact 6.0Nm, 100K, 3000rpm, 1.48kW Naturally cooled IM B5 (IM V1, IM V3) Power connector fixed toward DE; Basic absolute encoder 32 S/R (encoder A-32); Derating 10% due to absolute encoder; Smooth shaft, Tolerance N without holding brake; degree of protection IP65 DE flange IP67; RAL7016 S20: Customer-specific version Bruderer Y84: Customer specifications on the rating plate | novo Out19 | 0 | 7
1FK7060-5AF71-4JG5-Z | S20 | 1FK7060-5AF71-4JG5-ZS20 | 1 | UN | 1 | 60 | X | D | N | N | 85015220 | 1 |  | 7 | KG | 2462.91 | 2462.91 | MC05 | MC05 | SIMOTICS S 1FK7 synchronous servomotor compact 6.0Nm, 100K, 3000rpm, 1.48kW Naturally cooled IM B5 (IM V1, IM V3) Power connector fixed toward DE; Absolute encoder 16 S/R (encoder A-16); Smooth shaft Tolerance N without holding brake; degree of protection IP65 DE flange IP67; paint finish RAL7016 S20: Customer-specific version Bruderer Customer-specific motor | - | 0 | 7
1FK7060-5AF71-4JG5-Z | S20Y84 | 1FK7060-5AF71-4JG5-ZS20Y84 | 1 | UN | 1 | 60 | X | D | N | N | 85015220 | 1 |  | 7 | KG | 2462.91 | 2462.91 | MC05 | MC05 | SIMOTICS S 1FK7 synchronous servomotor compact 6.0Nm, 100K, 3000rpm, 1.48kW Naturally cooled IM B5 (IM V1, IM V3) Power connector fixed toward DE; Absolute encoder 16 S/R (encoder A-16); Smooth shaft Tolerance N without holding brake; degree of protection IP65 DE flange IP67; paint finish RAL 7016 S20: Customer-specific version Bruderer Y84: Customer specifications on the rating plate | - | 0 | 7
1FK7060-5AF71-4SH0 |  | 1FK7060-5AF71-4SH0 | 1 | UN | 1 | 60 | X | D | N | N | 85015220 | 1 |  | 7.1 | KG | 1340.12 | 1340.12 | MC05 | MC05 | SIMOTICS S-1FK7 Synchronous servo motor 1FK7 Compact; naturally cooled; NN=3000rpm; UDC=600V; IMB 5 design; Power connector fixed towards DE; Resolver multi-pole; Smooth shaft Tolerance N with holding brake; Degree of protection IP64; Customer-specific version customer-specific motor | novo Out19 | 0 | 7
1FK7060-5AF75-1SU5-Z | S66 | 1FK7060-5AF75-1SU5-ZS66 | 1 | UN | 1 | 60 | X | D | N | N | 85015220 | 1 |  | 7.1 | KG | 1693.26 | 1693.26 | MC05 | MC05 | SIMOTICS S-1FK7 Synchronous servo motor 1FK7 Compact; naturally cooled; NN=3000rpm; UDC=600V; BAK interface FLENDER N388.01; Power connector rotatable; Resolver multi-pole; Direct gearbox mounting without holding brake; Degree of protection IP65 with paint finish DE flange IP6 S 66: Customer-specific version customer-specific motor Only in connection with S66 | - | 0 | 7
1FK7060-5AH71-1AA0 |  | 1FK7060-5AH71-1AA0 | 1 | UN | 1 | 60 | X | D | N | N | 85015220 | 1 |  | 7.003 | KG | 1614.6 | 1614.6 | MC05 | MC05 | SIMOTICS S Synchronous servo motor 1FK7 Compact 6.0Nm, 100K, 4500rpm 1.74kW, Naturally cooled IM B5 (IM V1, IM V3) power/signal connectors Connector can be rotated by 270Â° INCREM. ENCODER, SIN/COS 1 VPP 2048 P/REV (ENCODER I-2048); SHAFT WITH FITTED KEY, TOLERANCE N; W/O HOLDING BRAKE DEGREE OF PROTECTION IP64 | - | 0 | 0
1FK7060-5AH71-1AA2 |  | 1FK7060-5AH71-1AA2 | 1 | UN | 1 | 60 | X | D | N | N | 85015220 | 1 |  | 7.003 | KG | 1690.57 | 1690.57 | MC05 | MC05 | SIMOTICS S Synchronous servo motor 1FK7 Compact 6.0Nm, 100K, 4500rpm 1.74kW, Naturally cooled IM B5 (IM V1, IM V3) power/signal connectors Connector can be rotated by 270Â° INCREM. ENCODER, SIN/COS 1 VPP 2048 P/REV (ENCODER I-2048); SHAFT WITH FITTED KEY, TOLERANCE N; W/O HOLDING BRAKE DEGREE OF PROTECTION IP65 FLANGE ON DRIVE END IP67 | - | 0 | 0
1FK7060-5AH71-1AA3 |  | 1FK7060-5AH71-1AA3 | 1 | UN | 1 | 60 | X | D | N | N | 85015220 | 1 |  | 7.003 | KG | 1651.41 | 1651.41 | MC05 | MC05 | SIMOTICS S Synchronous servo motor 1FK7 Compact 6.0Nm, 100K, 4500rpm 1.74kW, Naturally cooled IM B5 (IM V1, IM V3) power/signal connectors Connector can be rotated by 270Â° INCREM. ENCODER, SIN/COS 1 VPP 2048 P/REV (ENCODER I-2048); SHAFT WITH FITTED KEY, TOLERANCE N; W/O HOLDING BRAKE DEGREE OF PROTECTION IP64; PAINT FINISH RAL7016 | - | 0 | 0
1FK7060-5AH71-1AA5 |  | 1FK7060-5AH71-1AA5 | 1 | UN | 1 | 60 | X | D | N | N | 85015220 | 1 |  | 7.003 | KG | 1727.36 | 1727.36 | MC05 | MC05 | SIMOTICS S Synchronous servo motor 1FK7 Compact 6.0Nm, 100K, 4500rpm 1.74kW, Naturally cooled IM B5 (IM V1, IM V3) power/signal connectors Connector can be rotated by 270Â° INCREM. ENCODER, SIN/COS 1 VPP 2048 P/REV (ENCODER I-2048); SHAFT WITH FITTED KEY, TOLERANCE N; W/O HOLDING BRAKE DEGREE OF PROTECTION IP65 AS FLANGE IP67; PAINT FINISH RAL7016 | - | 0 | 0
1FK7060-5AH71-1AA8 |  | 1FK7060-5AH71-1AA8 | 1 | UN | 1 | 60 | X | D | N | N | 85015220 | 1 |  | 7.003 | KG | 1808.57 | 1808.57 | MC05 | MC05 | SIMOTICS S Synchronous servo motor 1FK7 Compact 6.0Nm, 100K, 4500rpm 1.74kW, Naturally cooled IM B5 (IM V1, IM V3) power/signal connectors Connector can be rotated by 270Â° INCREM. ENCODER, SIN/COS 1 VPP 2048 P/REV (ENCODER I-2048); SHAFT WITH FITTED KEY, TOLERANCE N; W/O HOLDING BRAKE DEGREE OF PROTECTION IP65 IP67 D-END FLANGE; RAL7016 COATING; METALLIC RATING PLATE AT MOTOR | - | 0 | 0
1FK7060-5AH71-1AB0 |  | 1FK7060-5AH71-1AB0 | 1 | UN | 1 | 60 | X | D | N | N | 85015220 | 1 |  | 8.302 | KG | 1860.63 | 1860.63 | MC05 | MC05 | SIMOTICS S Synchronous servo motor 1FK7 Compact 6.0Nm, 100K, 4500rpm 1.74kW, Naturally cooled IM B5 (IM V1, IM V3) power/signal connectors Connector can be rotated by 270Â° INCREM. ENCODER, SIN/COS 1 VPP 2048 P/REV (ENCODER I-2048); SHAFT WITH FITTED KEY, TOLERANCE N; WITH HOLDING BRAKE DEGREE OF PROTECTION IP64 | - | 0 | 0
1FK7060-5AH71-1AB2 |  | 1FK7060-5AH71-1AB2 | 1 | UN | 1 | 60 | X | D | N | N | 85015220 | 1 |  | 8.302 | KG | 1936.6 | 1936.6 | MC05 | MC05 | SIMOTICS S Synchronous servo motor 1FK7 Compact 6.0Nm, 100K, 4500rpm 1.74kW, Naturally cooled IM B5 (IM V1, IM V3) power/signal connectors Connector can be rotated by 270Â° INCREM. ENCODER, SIN/COS 1 VPP 2048 P/REV (ENCODER I-2048); SHAFT WITH FITTED KEY, TOLERANCE N; WITH HOLDING BRAKE DEGREE OF PROTECTION IP65 FLANGE ON DRIVE END IP67 | - | 0 | 0
1FK7060-5AH71-1AB3 |  | 1FK7060-5AH71-1AB3 | 1 | UN | 1 | 60 | X | D | N | N | 85015220 | 1 |  | 8.302 | KG | 1897.44 | 1897.44 | MC05 | MC05 | SIMOTICS S Synchronous servo motor 1FK7 Compact 6.0Nm, 100K, 4500rpm 1.74kW, Naturally cooled IM B5 (IM V1, IM V3) power/signal connectors Connector can be rotated by 270Â° INCREM. ENCODER, SIN/COS 1 VPP 2048 P/REV (ENCODER I-2048); SHAFT WITH FITTED KEY, TOLERANCE N; WITH HOLDING BRAKE DEGREE OF PROTECTION IP64; PAINT FINISH RAL7016 | - | 0 | 0
1FK7060-5AH71-1AB5 |  | 1FK7060-5AH71-1AB5 | 1 | UN | 1 | 60 | X | D | N | N | 85015220 | 1 |  | 8.302 | KG | 1973.39 | 1973.39 | MC05 | MC05 | SIMOTICS S Synchronous servo motor 1FK7 Compact 6.0Nm, 100K, 4500rpm 1.74kW, Naturally cooled IM B5 (IM V1, IM V3) power/signal connectors Connector can be rotated by 270Â° INCREM. ENCODER, SIN/COS 1 VPP 2048 P/REV (ENCODER I-2048); SHAFT WITH FITTED KEY, TOLERANCE N; WITH HOLDING BRAKE DEGREE OF PROTECTION IP65 AS FLANGE IP67; PAINT FINISH RAL7016 | - | 0 | 0
1FK7060-5AH71-1AB8 |  | 1FK7060-5AH71-1AB8 | 1 | UN | 1 | 60 | X | D | N | N | 85015220 | 1 |  | 8.302 | KG | 2054.6 | 2054.6 | MC05 | MC05 | SIMOTICS S Synchronous servo motor 1FK7 Compact 6.0Nm, 100K, 4500rpm 1.74kW, Naturally cooled IM B5 (IM V1, IM V3) power/signal connectors Connector can be rotated by 270Â° INCREM. ENCODER, SIN/COS 1 VPP 2048 P/REV (ENCODER I-2048); SHAFT WITH FITTED KEY, TOLERANCE N; WITH HOLDING BRAKE DEGREE OF PROTECTION IP65 IP67 D-END FLANGE; RAL7016 COATING; METALLIC RATING PLATE AT MOTOR | - | 0 | 0
1FK7060-5AH71-1AG0 |  | 1FK7060-5AH71-1AG0 | 1 | UN | 1 | 60 | X | D | N | N | 85015220 | 1 |  | 7.003 | KG | 1544.55 | 1544.55 | MC05 | MC05 | SIMOTICS S Synchronous servo motor 1FK7 Compact 6.0Nm, 100K, 4500rpm 1.74kW, Naturally cooled IM B5 (IM V1, IM V3) power/signal connectors Connector can be rotated by 270Â° INCREM. ENCODER, SIN/COS 1 VPP 2048 P/REV (ENCODER I-2048); PLAIN SHAFT, TOLERANCE N; W/O HOLDING BRAKE DEGREE OF PROTECTION IP64 | - | 0 | 0
1FK7060-5AH71-1AG2 |  | 1FK7060-5AH71-1AG2 | 1 | UN | 1 | 60 | X | D | N | N | 85015220 | 1 |  | 7.003 | KG | 1620.52 | 1620.52 | MC05 | MC05 | SIMOTICS S Synchronous servo motor 1FK7 Compact 6.0Nm, 100K, 4500rpm 1.74kW, Naturally cooled IM B5 (IM V1, IM V3) power/signal connectors Connector can be rotated by 270Â° INCREM. ENCODER, SIN/COS 1 VPP 2048 P/REV (ENCODER I-2048); PLAIN SHAFT, TOLERANCE N; W/O HOLDING BRAKE DEGREE OF PROTECTION IP65 FLANGE ON DRIVE END IP67 | - | 0 | 0
1FK7060-5AH71-1AG3 |  | 1FK7060-5AH71-1AG3 | 1 | UN | 1 | 60 | X | D | N | N | 85015220 | 1 |  | 7.003 | KG | 1581.36 | 1581.36 | MC05 | MC05 | SIMOTICS S Synchronous servo motor 1FK7 Compact 6.0Nm, 100K, 4500rpm 1.74kW, Naturally cooled IM B5 (IM V1, IM V3) power/signal connectors Connector can be rotated by 270Â° INCREM. ENCODER, SIN/COS 1 VPP 2048 P/REV (ENCODER I-2048); PLAIN SHAFT, TOLERANCE N; W/O HOLDING BRAKE DEGREE OF PROTECTION IP64; PAINT FINISH RAL7016 | - | 0 | 0
1FK7060-5AH71-1AG5 |  | 1FK7060-5AH71-1AG5 | 1 | UN | 1 | 60 | X | D | N | N | 85015220 | 1 |  | 7.003 | KG | 1657.31 | 1657.31 | MC05 | MC05 | SIMOTICS S Synchronous servo motor 1FK7 Compact 6.0Nm, 100K, 4500rpm 1.74kW, Naturally cooled IM B5 (IM V1, IM V3) power/signal connectors Connector can be rotated by 270Â° INCREM. ENCODER, SIN/COS 1 VPP 2048 P/REV (ENCODER I-2048); PLAIN SHAFT, TOLERANCE N; W/O HOLDING BRAKE DEGREE OF PROTECTION IP65 AS FLANGE IP67; PAINT FINISH RAL7016 | - | 0 | 0
1FK7060-5AH71-1AG8 |  | 1FK7060-5AH71-1AG8 | 1 | UN | 1 | 60 | X | D | N | N | 85015220 | 1 |  | 7.003 | KG | 1738.52 | 1738.52 | MC05 | MC05 | SIMOTICS S Synchronous servo motor 1FK7 Compact 6.0Nm, 100K, 4500rpm 1.74kW, Naturally cooled IM B5 (IM V1, IM V3) power/signal connectors Connector can be rotated by 270Â° INCREM. ENCODER, SIN/COS 1 VPP 2048 P/REV (ENCODER I-2048); PLAIN SHAFT, TOLERANCE N; W/O HOLDING BRAKE DEGREE OF PROTECTION IP65 IP67 D-END FLANGE; RAL7016 COATING; METALLIC RATING PLATE AT MOTOR | - | 0 | 0
1FK7060-5AH71-1AH0 |  | 1FK7060-5AH71-1AH0 | 1 | UN | 1 | 60 | X | D | N | N | 85015220 | 1 |  | 8.302 | KG | 1792.37 | 1792.37 | MC05 | MC05 | SIMOTICS S Synchronous servo motor 1FK7 Compact 6.0Nm, 100K, 4500rpm 1.74kW, Naturally cooled IM B5 (IM V1, IM V3) power/signal connectors Connector can be rotated by 270Â° INCREM. ENCODER, SIN/COS 1 VPP 2048 P/REV (ENCODER I-2048); PLAIN SHAFT, TOLERANCE N; WITH HOLDING BRAKE DEGREE OF PROTECTION IP64 | - | 0 | 0
1FK7060-5AH71-1AH2 |  | 1FK7060-5AH71-1AH2 | 1 | UN | 1 | 60 | X | D | N | N | 85015220 | 1 |  | 8.302 | KG | 1868.34 | 1868.34 | MC05 | MC05 | SIMOTICS S Synchronous servo motor 1FK7 Compact 6.0Nm, 100K, 4500rpm 1.74kW, Naturally cooled IM B5 (IM V1, IM V3) power/signal connectors Connector can be rotated by 270Â° INCREM. ENCODER, SIN/COS 1 VPP 2048 P/REV (ENCODER I-2048); PLAIN SHAFT, TOLERANCE N; WITH HOLDING BRAKE DEGREE OF PROTECTION IP65 FLANGE ON DRIVE END IP67 | - | 0 | 0
1FK7060-5AH71-1AH3 |  | 1FK7060-5AH71-1AH3 | 1 | UN | 1 | 60 | X | D | N | N | 85015220 | 1 |  | 8.302 | KG | 1829.18 | 1829.18 | MC05 | MC05 | SIMOTICS S Synchronous servo motor 1FK7 Compact 6.0Nm, 100K, 4500rpm 1.74kW, Naturally cooled IM B5 (IM V1, IM V3) power/signal connectors Connector can be rotated by 270Â° INCREM. ENCODER, SIN/COS 1 VPP 2048 P/REV (ENCODER I-2048); PLAIN SHAFT, TOLERANCE N; WITH HOLDING BRAKE DEGREE OF PROTECTION IP64; PAINT FINISH RAL7016 | - | 0 | 0
1FK7060-5AH71-1AH5 |  | 1FK7060-5AH71-1AH5 | 1 | UN | 1 | 60 | X | D | N | N | 85015220 | 1 |  | 8.302 | KG | 1905.13 | 1905.13 | MC05 | MC05 | SIMOTICS S Synchronous servo motor 1FK7 Compact 6.0Nm, 100K, 4500rpm 1.74kW, Naturally cooled IM B5 (IM V1, IM V3) power/signal connectors Connector can be rotated by 270Â° INCREM. ENCODER, SIN/COS 1 VPP 2048 P/REV (ENCODER I-2048); PLAIN SHAFT, TOLERANCE N; WITH HOLDING BRAKE DEGREE OF PROTECTION IP65 AS FLANGE IP67; PAINT FINISH RAL7016 | - | 0 | 0
1FK7060-5AH71-1AH8 |  | 1FK7060-5AH71-1AH8 | 1 | UN | 1 | 60 | X | D | N | N | 85015220 | 1 |  | 8.302 | KG | 1986.34 | 1986.34 | MC05 | MC05 | SIMOTICS S Synchronous servo motor 1FK7 Compact 6.0Nm, 100K, 4500rpm 1.74kW, Naturally cooled IM B5 (IM V1, IM V3) power/signal connectors Connector can be rotated by 270Â° INCREM. ENCODER, SIN/COS 1 VPP 2048 P/REV (ENCODER I-2048); PLAIN SHAFT, TOLERANCE N; WITH HOLDING BRAKE DEGREE OF PROTECTION IP65 IP67 D-END FLANGE; RAL7016 COATING; METALLIC RATING PLATE AT MOTOR | - | 0 | 0
1FK7060-5AH71-1DA0 |  | 1FK7060-5AH71-1DA0 | 1 | UN | 1 | 60 | X | D | N | N | 85015220 | 1 |  | 7.003 | KG | 1810.39 | 1810.39 | MC05 | MC05 | SIMOTICS S Synchronous servo motor 1FK7 Compact 6.0Nm, 100K, 4500rpm 1.74kW, Naturally cooled IM B5 (IM V1, IM V3) power/signal connectors Connector can be rotated by 270Â° INCREMENTAL ENCODER 2048 P/REV (ENCODER I-2048) WITH DRIVE-CLIQ INTERFACE; SHAFT WITH FITTED KEY, TOLERANCE N; W/O HOLDING BRAKE DEGREE OF PROTECTION IP64 | - | 0 | 0
1FK7060-5AH71-1DA2 |  | 1FK7060-5AH71-1DA2 | 1 | UN | 1 | 60 | X | D | N | N | 85015220 | 1 |  | 7.003 | KG | 1886.36 | 1886.36 | MC05 | MC05 | SIMOTICS S Synchronous servo motor 1FK7 Compact 6.0Nm, 100K, 4500rpm 1.74kW, Naturally cooled IM B5 (IM V1, IM V3) power/signal connectors Connector can be rotated by 270Â° INCREMENTAL ENCODER 2048 P/REV (ENCODER I-2048) WITH DRIVE-CLIQ INTERFACE; SHAFT WITH FITTED KEY, TOLERANCE N; W/O HOLDING BRAKE DEGREE OF PROTECTION IP65 FLANGE ON DRIVE END IP67 | - | 0 | 0
1FK7060-5AH71-1DA3 |  | 1FK7060-5AH71-1DA3 | 1 | UN | 1 | 60 | X | D | N | N | 85015220 | 1 |  | 7.003 | KG | 1847.2 | 1847.2 | MC05 | MC05 | SIMOTICS S Synchronous servo motor 1FK7 Compact 6.0Nm, 100K, 4500rpm 1.74kW, Naturally cooled IM B5 (IM V1, IM V3) power/signal connectors Connector can be rotated by 270Â° INCREMENTAL ENCODER 2048 P/REV (ENCODER I-2048) WITH DRIVE-CLIQ INTERFACE; SHAFT WITH FITTED KEY, TOLERANCE N; W/O HOLDING BRAKE DEGREE OF PROTECTION IP64; PAINT FINISH RAL7016 | - | 0 | 0
1FK7060-5AH71-1DA5 |  | 1FK7060-5AH71-1DA5 | 1 | UN | 1 | 60 | X | D | N | N | 85015220 | 1 |  | 7.003 | KG | 1923.15 | 1923.15 | MC05 | MC05 | SIMOTICS S Synchronous servo motor 1FK7 Compact 6.0Nm, 100K, 4500rpm 1.74kW, Naturally cooled IM B5 (IM V1, IM V3) power/signal connectors Connector can be rotated by 270Â° INCREMENTAL ENCODER 2048 P/REV (ENCODER I-2048) WITH DRIVE-CLIQ INTERFACE; SHAFT WITH FITTED KEY, TOLERANCE N; W/O HOLDING BRAKE DEGREE OF PROTECTION IP65 AS FLANGE IP67; PAINT FINISH RAL7016 | - | 0 | 0
1FK7060-5AH71-1DA8 |  | 1FK7060-5AH71-1DA8 | 1 | UN | 1 | 60 | X | D | N | N | 85015220 | 1 |  | 7.003 | KG | 2004.36 | 2004.36 | MC05 | MC05 | SIMOTICS S Synchronous servo motor 1FK7 Compact 6.0Nm, 100K, 4500rpm 1.74kW, Naturally cooled IM B5 (IM V1, IM V3) power/signal connectors Connector can be rotated by 270Â° INCREMENTAL ENCODER 2048 P/REV (ENCODER I-2048) WITH DRIVE-CLIQ INTERFACE; SHAFT WITH FITTED KEY, TOLERANCE N; W/O HOLDING BRAKE DEGREE OF PROTECTION IP65 IP67 D-END FLANGE; RAL7016 COATING; METALLIC RATING PLATE AT MOTOR | - | 0 | 0
1FK7060-5AH71-1DB0 |  | 1FK7060-5AH71-1DB0 | 1 | UN | 1 | 60 | X | D | N | N | 85015220 | 1 |  | 8.302 | KG | 2056.42 | 2056.42 | MC05 | MC05 | SIMOTICS S Synchronous servo motor 1FK7 Compact 6.0Nm, 100K, 4500rpm 1.74kW, Naturally cooled IM B5 (IM V1, IM V3) power/signal connectors Connector can be rotated by 270Â° INCREMENTAL ENCODER 2048 P/REV (ENCODER I-2048) WITH DRIVE-CLIQ INTERFACE; SHAFT WITH FITTED KEY, TOLERANCE N; WITH HOLDING BRAKE DEGREE OF PROTECTION IP64 | - | 0 | 0
1FK7060-5AH71-1DB2 |  | 1FK7060-5AH71-1DB2 | 1 | UN | 1 | 60 | X | D | N | N | 85015220 | 1 |  | 8.302 | KG | 2132.39 | 2132.39 | MC05 | MC05 | SIMOTICS S Synchronous servo motor 1FK7 Compact 6.0Nm, 100K, 4500rpm 1.74kW, Naturally cooled IM B5 (IM V1, IM V3) power/signal connectors Connector can be rotated by 270Â° INCREMENTAL ENCODER 2048 P/REV (ENCODER I-2048) WITH DRIVE-CLIQ INTERFACE; SHAFT WITH FITTED KEY, TOLERANCE N; WITH HOLDING BRAKE DEGREE OF PROTECTION IP65 FLANGE ON DRIVE END IP67 | - | 0 | 0
1FK7060-5AH71-1DB3 |  | 1FK7060-5AH71-1DB3 | 1 | UN | 1 | 60 | X | D | N | N | 85015220 | 1 |  | 8.302 | KG | 2093.23 | 2093.23 | MC05 | MC05 | SIMOTICS S Synchronous servo motor 1FK7 Compact 6.0Nm, 100K, 4500rpm 1.74kW, Naturally cooled IM B5 (IM V1, IM V3) power/signal connectors Connector can be rotated by 270Â° INCREMENTAL ENCODER 2048 P/REV (ENCODER I-2048) WITH DRIVE-CLIQ INTERFACE; SHAFT WITH FITTED KEY, TOLERANCE N; WITH HOLDING BRAKE DEGREE OF PROTECTION IP64; PAINT FINISH RAL7016 | - | 0 | 0
1FK7060-5AH71-1DB5 |  | 1FK7060-5AH71-1DB5 | 1 | UN | 1 | 60 | X | D | N | N | 85015220 | 1 |  | 8.302 | KG | 2169.18 | 2169.18 | MC05 | MC05 | SIMOTICS S Synchronous servo motor 1FK7 Compact 6.0Nm, 100K, 4500rpm 1.74kW, Naturally cooled IM B5 (IM V1, IM V3) power/signal connectors Connector can be rotated by 270Â° INCREMENTAL ENCODER 2048 P/REV (ENCODER I-2048) WITH DRIVE-CLIQ INTERFACE; SHAFT WITH FITTED KEY, TOLERANCE N; WITH HOLDING BRAKE DEGREE OF PROTECTION IP65 AS FLANGE IP67; PAINT FINISH RAL7016 | - | 0 | 0
1FK7060-5AH71-1DB8 |  | 1FK7060-5AH71-1DB8 | 1 | UN | 1 | 60 | X | D | N | N | 85015220 | 1 |  | 8.302 | KG | 2250.39 | 2250.39 | MC05 | MC05 | SIMOTICS S Synchronous servo motor 1FK7 Compact 6.0Nm, 100K, 4500rpm 1.74kW, Naturally cooled IM B5 (IM V1, IM V3) power/signal connectors Connector can be rotated by 270Â° INCREMENTAL ENCODER 2048 P/REV (ENCODER I-2048) WITH DRIVE-CLIQ INTERFACE; SHAFT WITH FITTED KEY, TOLERANCE N; WITH HOLDING BRAKE DEGREE OF PROTECTION IP65 IP67 D-END FLANGE; RAL7016 COATING; METALLIC RATING PLATE AT MOTOR | - | 0 | 0
1FK7060-5AH71-1DG0 |  | 1FK7060-5AH71-1DG0 | 1 | UN | 1 | 60 | X | D | N | N | 85015220 | 1 |  | 7.003 | KG | 1740.34 | 1740.34 | MC05 | MC05 | SIMOTICS S Synchronous servo motor 1FK7 Compact 6.0Nm, 100K, 4500rpm 1.74kW, Naturally cooled IM B5 (IM V1, IM V3) power/signal connectors Connector can be rotated by 270Â° INCREMENTAL ENCODER 2048 P/REV (ENCODER I-2048) WITH DRIVE-CLIQ INTERFACE; PLAIN SHAFT, TOLERANCE N; W/O HOLDING BRAKE DEGREE OF PROTECTION IP64 | - | 0 | 0
1FK7060-5AH71-1DG2 |  | 1FK7060-5AH71-1DG2 | 1 | UN | 1 | 60 | X | D | N | N | 85015220 | 1 |  | 7.003 | KG | 1816.31 | 1816.31 | MC05 | MC05 | SIMOTICS S Synchronous servo motor 1FK7 Compact 6.0Nm, 100K, 4500rpm 1.74kW, Naturally cooled IM B5 (IM V1, IM V3) power/signal connectors Connector can be rotated by 270Â° INCREMENTAL ENCODER 2048 P/REV (ENCODER I-2048) WITH DRIVE-CLIQ INTERFACE; PLAIN SHAFT, TOLERANCE N; W/O HOLDING BRAKE DEGREE OF PROTECTION IP65 FLANGE ON DRIVE END IP67 | - | 0 | 0
1FK7060-5AH71-1DG3 |  | 1FK7060-5AH71-1DG3 | 1 | UN | 1 | 60 | X | D | N | N | 85015220 | 1 |  | 7.003 | KG | 1777.15 | 1777.15 | MC05 | MC05 | SIMOTICS S Synchronous servo motor 1FK7 Compact 6.0Nm, 100K, 4500rpm 1.74kW, Naturally cooled IM B5 (IM V1, IM V3) power/signal connectors Connector can be rotated by 270Â° INCREMENTAL ENCODER 2048 P/REV (ENCODER I-2048) WITH DRIVE-CLIQ INTERFACE; PLAIN SHAFT, TOLERANCE N; W/O HOLDING BRAKE DEGREE OF PROTECTION IP64; PAINT FINISH RAL7016 | - | 0 | 0
1FK7060-5AH71-1DG5 |  | 1FK7060-5AH71-1DG5 | 1 | UN | 1 | 60 | X | D | N | N | 85015220 | 1 |  | 7.003 | KG | 1853.1 | 1853.1 | MC05 | MC05 | SIMOTICS S Synchronous servo motor 1FK7 Compact 6.0Nm, 100K, 4500rpm 1.74kW, Naturally cooled IM B5 (IM V1, IM V3) power/signal connectors Connector can be rotated by 270Â° INCREMENTAL ENCODER 2048 P/REV (ENCODER I-2048) WITH DRIVE-CLIQ INTERFACE; PLAIN SHAFT, TOLERANCE N; W/O HOLDING BRAKE DEGREE OF PROTECTION IP65 AS FLANGE IP67; PAINT FINISH RAL7016 | - | 0 | 0
1FK7060-5AH71-1DG8 |  | 1FK7060-5AH71-1DG8 | 1 | UN | 1 | 60 | X | D | N | N | 85015220 | 1 |  | 7.003 | KG | 1934.31 | 1934.31 | MC05 | MC05 | SIMOTICS S Synchronous servo motor 1FK7 Compact 6.0Nm, 100K, 4500rpm 1.74kW, Naturally cooled IM B5 (IM V1, IM V3) power/signal connectors Connector can be rotated by 270Â° INCREMENTAL ENCODER 2048 P/REV (ENCODER I-2048) WITH DRIVE-CLIQ INTERFACE; PLAIN SHAFT, TOLERANCE N; W/O HOLDING BRAKE DEGREE OF PROTECTION IP65 IP67 D-END FLANGE; RAL7016 COATING; METALLIC RATING PLATE AT MOTOR | - | 0 | 0
1FK7060-5AH71-1DH0 |  | 1FK7060-5AH71-1DH0 | 1 | UN | 1 | 60 | X | D | N | N | 85015220 | 1 |  | 8.302 | KG | 1988.16 | 1988.16 | MC05 | MC05 | SIMOTICS S Synchronous servo motor 1FK7 Compact 6.0Nm, 100K, 4500rpm 1.74kW, Naturally cooled IM B5 (IM V1, IM V3) power/signal connectors Connector can be rotated by 270Â° INCREMENTAL ENCODER 2048 P/REV (ENCODER I-2048) WITH DRIVE-CLIQ INTERFACE; PLAIN SHAFT, TOLERANCE N; WITH HOLDING BRAKE DEGREE OF PROTECTION IP64 | - | 0 | 0
1FK7060-5AH71-1DH2 |  | 1FK7060-5AH71-1DH2 | 1 | UN | 1 | 60 | X | D | N | N | 85015220 | 1 |  | 8.302 | KG | 2064.13 | 2064.13 | MC05 | MC05 | SIMOTICS S Synchronous servo motor 1FK7 Compact 6.0Nm, 100K, 4500rpm 1.74kW, Naturally cooled IM B5 (IM V1, IM V3) power/signal connectors Connector can be rotated by 270Â° INCREMENTAL ENCODER 2048 P/REV (ENCODER I-2048) WITH DRIVE-CLIQ INTERFACE; PLAIN SHAFT, TOLERANCE N; WITH HOLDING BRAKE DEGREE OF PROTECTION IP65 FLANGE ON DRIVE END IP67 | - | 0 | 0
1FK7060-5AH71-1DH3 |  | 1FK7060-5AH71-1DH3 | 1 | UN | 1 | 60 | X | D | N | N | 85015220 | 1 |  | 8.302 | KG | 2024.97 | 2024.97 | MC05 | MC05 | SIMOTICS S Synchronous servo motor 1FK7 Compact 6.0Nm, 100K, 4500rpm 1.74kW, Naturally cooled IM B5 (IM V1, IM V3) power/signal connectors Connector can be rotated by 270Â° INCREMENTAL ENCODER 2048 P/REV (ENCODER I-2048) WITH DRIVE-CLIQ INTERFACE; PLAIN SHAFT, TOLERANCE N; WITH HOLDING BRAKE DEGREE OF PROTECTION IP64; PAINT FINISH RAL7016 | - | 0 | 0
1FK7060-5AH71-1DH5 |  | 1FK7060-5AH71-1DH5 | 1 | UN | 1 | 60 | X | D | N | N | 85015220 | 1 |  | 8.302 | KG | 2100.92 | 2100.92 | MC05 | MC05 | SIMOTICS S Synchronous servo motor 1FK7 Compact 6.0Nm, 100K, 4500rpm 1.74kW, Naturally cooled IM B5 (IM V1, IM V3) power/signal connectors Connector can be rotated by 270Â° INCREMENTAL ENCODER 2048 P/REV (ENCODER I-2048) WITH DRIVE-CLIQ INTERFACE; PLAIN SHAFT, TOLERANCE N; WITH HOLDING BRAKE DEGREE OF PROTECTION IP65 AS FLANGE IP67; PAINT FINISH RAL7016 | - | 0 | 0
1FK7060-5AH71-1DH8 |  | 1FK7060-5AH71-1DH8 | 1 | UN | 1 | 60 | X | D | N | N | 85015220 | 1 |  | 8.302 | KG | 2182.13 | 2182.13 | MC05 | MC05 | SIMOTICS S Synchronous servo motor 1FK7 Compact 6.0Nm, 100K, 4500rpm 1.74kW, Naturally cooled IM B5 (IM V1, IM V3) power/signal connectors Connector can be rotated by 270Â° INCREMENTAL ENCODER 2048 P/REV (ENCODER I-2048) WITH DRIVE-CLIQ INTERFACE; PLAIN SHAFT, TOLERANCE N; WITH HOLDING BRAKE DEGREE OF PROTECTION IP65 IP67 D-END FLANGE; RAL7016 COATING; METALLIC RATING PLATE AT MOTOR | - | 0 | 0
1FK7060-5AH71-1EA0 |  | 1FK7060-5AH71-1EA0 | 1 | UN | 1 | 60 | X | D | N | N | 85015220 | 1 |  | 7.003 | KG | 1916.36 | 1916.36 | MC05 | MC05 | SIMOTICS S Synchronous servo motor 1FK7 Compact 6.0Nm, 100K, 4500rpm 1.74kW, Naturally cooled IM B5 (IM V1, IM V3) power/signal connectors Connector can be rotated by 270Â° ABSOLUTE ENCODER ENDAT 2048 P/REV (ENCODER A-2048); PERFORMANCE REDUCTION BY 10% DUE TO ABSOLUTE ENCODER; SHAFT WITH FITTED KEY, TOLERANCE N; W/O HOLDING BRAKE DEGREE OF PROTECTION IP64 | - | 0 | 0
1FK7060-5AH71-1EA2 |  | 1FK7060-5AH71-1EA2 | 1 | UN | 1 | 60 | X | D | N | N | 85015220 | 1 |  | 7.003 | KG | 1992.33 | 1992.33 | MC05 | MC05 | SIMOTICS S Synchronous servo motor 1FK7 Compact 6.0Nm, 100K, 4500rpm 1.74kW, Naturally cooled IM B5 (IM V1, IM V3) power/signal connectors Connector can be rotated by 270Â° ABSOLUTE ENCODER ENDAT 2048 P/REV (ENCODER A-2048); PERFORMANCE REDUCTION BY 10% DUE TO ABSOLUTE ENCODER; SHAFT WITH FITTED KEY, TOLERANCE N; W/O HOLDING BRAKE DEGREE OF PROTECTION IP65 FLANGE ON DRIVE END IP67 | - | 0 | 0
1FK7060-5AH71-1EA3 |  | 1FK7060-5AH71-1EA3 | 1 | UN | 1 | 60 | X | D | N | N | 85015220 | 1 |  | 7.003 | KG | 1953.17 | 1953.17 | MC05 | MC05 | SIMOTICS S Synchronous servo motor 1FK7 Compact 6.0Nm, 100K, 4500rpm 1.74kW, Naturally cooled IM B5 (IM V1, IM V3) power/signal connectors Connector can be rotated by 270Â° ABSOLUTE ENCODER ENDAT 2048 P/REV (ENCODER A-2048); PERFORMANCE REDUCTION BY 10% DUE TO ABSOLUTE ENCODER; SHAFT WITH FITTED KEY, TOLERANCE N; W/O HOLDING BRAKE DEGREE OF PROTECTION IP64; PAINT FINISH RAL7016 | - | 0 | 0
1FK7060-5AH71-1EA5 |  | 1FK7060-5AH71-1EA5 | 1 | UN | 1 | 60 | X | D | N | N | 85015220 | 1 |  | 7.003 | KG | 2029.12 | 2029.12 | MC05 | MC05 | SIMOTICS S Synchronous servo motor 1FK7 Compact 6.0Nm, 100K, 4500rpm 1.74kW, Naturally cooled IM B5 (IM V1, IM V3) power/signal connectors Connector can be rotated by 270Â° ABSOLUTE ENCODER ENDAT 2048 P/REV (ENCODER A-2048); PERFORMANCE REDUCTION BY 10% DUE TO ABSOLUTE ENCODER; SHAFT WITH FITTED KEY, TOLERANCE N; W/O HOLDING BRAKE DEGREE OF PROTECTION IP65 AS FLANGE IP67; PAINT FINISH RAL7016 | - | 0 | 0
1FK7060-5AH71-1EA8 |  | 1FK7060-5AH71-1EA8 | 1 | UN | 1 | 60 | X | D | N | N | 85015220 | 1 |  | 7.003 | KG | 2110.33 | 2110.33 | MC05 | MC05 | SIMOTICS S Synchronous servo motor 1FK7 Compact 6.0Nm, 100K, 4500rpm 1.74kW, Naturally cooled IM B5 (IM V1, IM V3) power/signal connectors Connector can be rotated by 270Â° ABSOLUTE ENCODER ENDAT 2048 P/REV (ENCODER A-2048); PERFORMANCE REDUCTION BY 10% DUE TO ABSOLUTE ENCODER; SHAFT WITH FITTED KEY, TOLERANCE N; W/O HOLDING BRAKE DEGREE OF PROTECTION IP65 IP67 D-END FLANGE; RAL7016 COATING; METALLIC RATING PLATE AT MOTOR | - | 0 | 0
1FK7060-5AH71-1EB0 |  | 1FK7060-5AH71-1EB0 | 1 | UN | 1 | 60 | X | D | N | N | 85015220 | 1 |  | 8.302 | KG | 2162.39 | 2162.39 | MC05 | MC05 | SIMOTICS S Synchronous servo motor 1FK7 Compact 6.0Nm, 100K, 4500rpm 1.74kW, Naturally cooled IM B5 (IM V1, IM V3) power/signal connectors Connector can be rotated by 270Â° ABSOLUTE ENCODER ENDAT 2048 P/REV (ENCODER A-2048); PERFORMANCE REDUCTION BY 10% DUE TO ABSOLUTE ENCODER; SHAFT WITH FITTED KEY, TOLERANCE N; WITH HOLDING BRAKE DEGREE OF PROTECTION IP64 | - | 0 | 0
1FK7060-5AH71-1EB2 |  | 1FK7060-5AH71-1EB2 | 1 | UN | 1 | 60 | X | D | N | N | 85015220 | 1 |  | 8.302 | KG | 2238.36 | 2238.36 | MC05 | MC05 | SIMOTICS S Synchronous servo motor 1FK7 Compact 6.0Nm, 100K, 4500rpm 1.74kW, Naturally cooled IM B5 (IM V1, IM V3) power/signal connectors Connector can be rotated by 270Â° ABSOLUTE ENCODER ENDAT 2048 P/REV (ENCODER A-2048); PERFORMANCE REDUCTION BY 10% DUE TO ABSOLUTE ENCODER; SHAFT WITH FITTED KEY, TOLERANCE N; WITH HOLDING BRAKE DEGREE OF PROTECTION IP65 FLANGE ON DRIVE END IP67 | - | 0 | 0
1FK7060-5AH71-1EB3 |  | 1FK7060-5AH71-1EB3 | 1 | UN | 1 | 60 | X | D | N | N | 85015220 | 1 |  | 8.302 | KG | 2199.2 | 2199.2 | MC05 | MC05 | SIMOTICS S Synchronous servo motor 1FK7 Compact 6.0Nm, 100K, 4500rpm 1.74kW, Naturally cooled IM B5 (IM V1, IM V3) power/signal connectors Connector can be rotated by 270Â° ABSOLUTE ENCODER ENDAT 2048 P/REV (ENCODER A-2048); PERFORMANCE REDUCTION BY 10% DUE TO ABSOLUTE ENCODER; SHAFT WITH FITTED KEY, TOLERANCE N; WITH HOLDING BRAKE DEGREE OF PROTECTION IP64; PAINT FINISH RAL7016 | - | 0 | 0
1FK7060-5AH71-1EB5 |  | 1FK7060-5AH71-1EB5 | 1 | UN | 1 | 60 | X | D | N | N | 85015220 | 1 |  | 8.302 | KG | 2275.15 | 2275.15 | MC05 | MC05 | SIMOTICS S Synchronous servo motor 1FK7 Compact 6.0Nm, 100K, 4500rpm 1.74kW, Naturally cooled IM B5 (IM V1, IM V3) power/signal connectors Connector can be rotated by 270Â° ABSOLUTE ENCODER ENDAT 2048 P/REV (ENCODER A-2048); PERFORMANCE REDUCTION BY 10% DUE TO ABSOLUTE ENCODER; SHAFT WITH FITTED KEY, TOLERANCE N; WITH HOLDING BRAKE DEGREE OF PROTECTION IP65 AS FLANGE IP67; PAINT FINISH RAL7016 | - | 0 | 0
1FK7060-5AH71-1EB8 |  | 1FK7060-5AH71-1EB8 | 1 | UN | 1 | 60 | X | D | N | N | 85015220 | 1 |  | 8.302 | KG | 2356.36 | 2356.36 | MC05 | MC05 | SIMOTICS S Synchronous servo motor 1FK7 Compact 6.0Nm, 100K, 4500rpm 1.74kW, Naturally cooled IM B5 (IM V1, IM V3) power/signal connectors Connector can be rotated by 270Â° ABSOLUTE ENCODER ENDAT 2048 P/REV (ENCODER A-2048); PERFORMANCE REDUCTION BY 10% DUE TO ABSOLUTE ENCODER; SHAFT WITH FITTED KEY, TOLERANCE N; WITH HOLDING BRAKE DEGREE OF PROTECTION IP65 IP67 D-END FLANGE; RAL7016 COATING; METALLIC RATING PLATE AT MOTOR | - | 0 | 0
1FK7060-5AH71-1EG0 |  | 1FK7060-5AH71-1EG0 | 1 | UN | 1 | 60 | X | D | N | N | 85015220 | 1 | 4025515001713 | 7.003 | KG | 1846.31 | 1846.31 | MC05 | MC05 | SIMOTICS S Synchronous servo motor 1FK7 Compact 6.0Nm, 100K, 4500rpm 1.74kW, Naturally cooled IM B5 (IM V1, IM V3) power/signal connectors Connector can be rotated by 270Â° ABSOLUTE ENCODER ENDAT 2048 P/REV (ENCODER A-2048); PERFORMANCE REDUCTION BY 10% DUE TO ABSOLUTE ENCODER; PLAIN SHAFT, TOLERANCE N; W/O HOLDING BRAKE DEGREE OF PROTECTION IP64 | - | 0 | 7
1FK7060-5AH71-1EG2 |  | 1FK7060-5AH71-1EG2 | 1 | UN | 1 | 60 | X | D | N | N | 85015220 | 1 | 4025515001720 | 7.003 | KG | 1922.28 | 1922.28 | MC05 | MC05 | SIMOTICS S Synchronous servo motor 1FK7 Compact 6.0Nm, 100K, 4500rpm 1.74kW, Naturally cooled IM B5 (IM V1, IM V3) power/signal connectors Connector can be rotated by 270Â° ABSOLUTE ENCODER ENDAT 2048 P/REV (ENCODER A-2048); PERFORMANCE REDUCTION BY 10% DUE TO ABSOLUTE ENCODER; PLAIN SHAFT, TOLERANCE N; W/O HOLDING BRAKE DEGREE OF PROTECTION IP65 FLANGE ON DRIVE END IP67 | - | 0 | 7
1FK7060-5AH71-1EG3 |  | 1FK7060-5AH71-1EG3 | 1 | UN | 1 | 60 | X | D | N | N | 85015220 | 1 | 4025515001737 | 7.003 | KG | 1883.12 | 1883.12 | MC05 | MC05 | SIMOTICS S Synchronous servo motor 1FK7 Compact 6.0Nm, 100K, 4500rpm 1.74kW, Naturally cooled IM B5 (IM V1, IM V3) power/signal connectors Connector can be rotated by 270Â° ABSOLUTE ENCODER ENDAT 2048 P/REV (ENCODER A-2048); PERFORMANCE REDUCTION BY 10% DUE TO ABSOLUTE ENCODER; PLAIN SHAFT, TOLERANCE N; W/O HOLDING BRAKE DEGREE OF PROTECTION IP64; PAINT FINISH RAL7016 | - | 0 | 7
1FK7060-5AH71-1EG5 |  | 1FK7060-5AH71-1EG5 | 1 | UN | 1 | 60 | X | D | N | N | 85015220 | 1 |  | 7.003 | KG | 1959.07 | 1959.07 | MC05 | MC05 | SIMOTICS S Synchronous servo motor 1FK7 Compact 6.0Nm, 100K, 4500rpm 1.74kW, Naturally cooled IM B5 (IM V1, IM V3) power/signal connectors Connector can be rotated by 270Â° ABSOLUTE ENCODER ENDAT 2048 P/REV (ENCODER A-2048); PERFORMANCE REDUCTION BY 10% DUE TO ABSOLUTE ENCODER; PLAIN SHAFT, TOLERANCE N; W/O HOLDING BRAKE DEGREE OF PROTECTION IP65 AS FLANGE IP67; PAINT FINISH RAL7016 | - | 0 | 0
1FK7060-5AH71-1EG8 |  | 1FK7060-5AH71-1EG8 | 1 | UN | 1 | 60 | X | D | N | N | 85015220 | 1 |  | 7.003 | KG | 2040.28 | 2040.28 | MC05 | MC05 | SIMOTICS S Synchronous servo motor 1FK7 Compact 6.0Nm, 100K, 4500rpm 1.74kW, Naturally cooled IM B5 (IM V1, IM V3) power/signal connectors Connector can be rotated by 270Â° ABSOLUTE ENCODER ENDAT 2048 P/REV (ENCODER A-2048); PERFORMANCE REDUCTION BY 10% DUE TO ABSOLUTE ENCODER; PLAIN SHAFT, TOLERANCE N; W/O HOLDING BRAKE DEGREE OF PROTECTION IP65 IP67 D-END FLANGE; RAL7016 COATING; METALLIC RATING PLATE AT MOTOR | - | 0 | 0
1FK7060-5AH71-1EH0 |  | 1FK7060-5AH71-1EH0 | 1 | UN | 1 | 60 | X | D | N | N | 85015220 | 1 | 4025515001744 | 8.302 | KG | 2094.13 | 2094.13 | MC05 | MC05 | SIMOTICS S Synchronous servo motor 1FK7 Compact 6.0Nm, 100K, 4500rpm 1.74kW, Naturally cooled IM B5 (IM V1, IM V3) power/signal connectors Connector can be rotated by 270Â° ABSOLUTE ENCODER ENDAT 2048 P/REV (ENCODER A-2048); PERFORMANCE REDUCTION BY 10% DUE TO ABSOLUTE ENCODER; PLAIN SHAFT, TOLERANCE N; WITH HOLDING BRAKE DEGREE OF PROTECTION IP64 | - | 0 | 7
1FK7060-5AH71-1EH2 |  | 1FK7060-5AH71-1EH2 | 1 | UN | 1 | 60 | X | D | N | N | 85015220 | 1 | 4025515001751 | 8.302 | KG | 2170.1 | 2170.1 | MC05 | MC05 | SIMOTICS S Synchronous servo motor 1FK7 Compact 6.0Nm, 100K, 4500rpm 1.74kW, Naturally cooled IM B5 (IM V1, IM V3) power/signal connectors Connector can be rotated by 270Â° ABSOLUTE ENCODER ENDAT 2048 P/REV (ENCODER A-2048); PERFORMANCE REDUCTION BY 10% DUE TO ABSOLUTE ENCODER; PLAIN SHAFT, TOLERANCE N; WITH HOLDING BRAKE DEGREE OF PROTECTION IP65 FLANGE ON DRIVE END IP67 | - | 0 | 7
1FK7060-5AH71-1EH3 |  | 1FK7060-5AH71-1EH3 | 1 | UN | 1 | 60 | X | D | N | N | 85015220 | 1 |  | 8.302 | KG | 2130.94 | 2130.94 | MC05 | MC05 | SIMOTICS S Synchronous servo motor 1FK7 Compact 6.0Nm, 100K, 4500rpm 1.74kW, Naturally cooled IM B5 (IM V1, IM V3) power/signal connectors Connector can be rotated by 270Â° ABSOLUTE ENCODER ENDAT 2048 P/REV (ENCODER A-2048); PERFORMANCE REDUCTION BY 10% DUE TO ABSOLUTE ENCODER; PLAIN SHAFT, TOLERANCE N; WITH HOLDING BRAKE DEGREE OF PROTECTION IP64; PAINT FINISH RAL7016 | - | 0 | 0
1FK7060-5AH71-1EH5 |  | 1FK7060-5AH71-1EH5 | 1 | UN | 1 | 60 | X | D | N | N | 85015220 | 1 |  | 8.302 | KG | 2206.89 | 2206.89 | MC05 | MC05 | SIMOTICS S Synchronous servo motor 1FK7 Compact 6.0Nm, 100K, 4500rpm 1.74kW, Naturally cooled IM B5 (IM V1, IM V3) power/signal connectors Connector can be rotated by 270Â° ABSOLUTE ENCODER ENDAT 2048 P/REV (ENCODER A-2048); PERFORMANCE REDUCTION BY 10% DUE TO ABSOLUTE ENCODER; PLAIN SHAFT, TOLERANCE N; WITH HOLDING BRAKE DEGREE OF PROTECTION IP65 AS FLANGE IP67; PAINT FINISH RAL7016 | - | 0 | 0
1FK7060-5AH71-1EH8 |  | 1FK7060-5AH71-1EH8 | 1 | UN | 1 | 60 | X | D | N | N | 85015220 | 1 |  | 8.302 | KG | 2288.1 | 2288.1 | MC05 | MC05 | SIMOTICS S Synchronous servo motor 1FK7 Compact 6.0Nm, 100K, 4500rpm 1.74kW, Naturally cooled IM B5 (IM V1, IM V3) power/signal connectors Connector can be rotated by 270Â° ABSOLUTE ENCODER ENDAT 2048 P/REV (ENCODER A-2048); PERFORMANCE REDUCTION BY 10% DUE TO ABSOLUTE ENCODER; PLAIN SHAFT, TOLERANCE N; WITH HOLDING BRAKE DEGREE OF PROTECTION IP65 IP67 D-END FLANGE; RAL7016 COATING; METALLIC RATING PLATE AT MOTOR | - | 0 | 0
1FK7060-5AH71-1FA0 |  | 1FK7060-5AH71-1FA0 | 1 | UN | 1 | 60 | X | D | N | N | 85015220 | 1 |  | 7.003 | KG | 2110.31 | 2110.31 | MC05 | MC05 | SIMOTICS S Synchronous servo motor 1FK7 Compact 6.0Nm, 100K, 4500rpm 1.74kW, Naturally cooled IM B5 (IM V1, IM V3) power/signal connectors Connector can be rotated by 270Â° ABSOLUTE ENCODER 2048 P/REV (ENCODER A-2048) WITH DRIVE-CLIQ INTERFACE; PERFORMANCE REDUCTION BY 10% DUE TO ABSOLUTE ENCODER; SHAFT WITH FITTED KEY, TOLERANCE N; W/O HOLDING BRAKE DEGREE OF PROTECTION IP64 | - | 0 | 0
1FK7060-5AH71-1FA2 |  | 1FK7060-5AH71-1FA2 | 1 | UN | 1 | 60 | X | D | N | N | 85015220 | 1 |  | 7.003 | KG | 2186.28 | 2186.28 | MC05 | MC05 | SIMOTICS S Synchronous servo motor 1FK7 Compact 6.0Nm, 100K, 4500rpm 1.74kW, Naturally cooled IM B5 (IM V1, IM V3) power/signal connectors Connector can be rotated by 270Â° ABSOLUTE ENCODER 2048 P/REV (ENCODER A-2048) WITH DRIVE-CLIQ INTERFACE; PERFORMANCE REDUCTION BY 10% DUE TO ABSOLUTE ENCODER; SHAFT WITH FITTED KEY, TOLERANCE N; W/O HOLDING BRAKE DEGREE OF PROTECTION IP65 FLANGE ON DRIVE END IP67 | - | 0 | 0
1FK7060-5AH71-1FA3 |  | 1FK7060-5AH71-1FA3 | 1 | UN | 1 | 60 | X | D | N | N | 85015220 | 1 |  | 7.003 | KG | 2147.12 | 2147.12 | MC05 | MC05 | SIMOTICS S Synchronous servo motor 1FK7 Compact 6.0Nm, 100K, 4500rpm 1.74kW, Naturally cooled IM B5 (IM V1, IM V3) power/signal connectors Connector can be rotated by 270Â° ABSOLUTE ENCODER 2048 P/REV (ENCODER A-2048) WITH DRIVE-CLIQ INTERFACE; PERFORMANCE REDUCTION BY 10% DUE TO ABSOLUTE ENCODER; SHAFT WITH FITTED KEY, TOLERANCE N; W/O HOLDING BRAKE DEGREE OF PROTECTION IP64; PAINT FINISH RAL7016 | - | 0 | 0
1FK7060-5AH71-1FA5 |  | 1FK7060-5AH71-1FA5 | 1 | UN | 1 | 60 | X | D | N | N | 85015220 | 1 |  | 7.003 | KG | 2223.07 | 2223.07 | MC05 | MC05 | SIMOTICS S Synchronous servo motor 1FK7 Compact 6.0Nm, 100K, 4500rpm 1.74kW, Naturally cooled IM B5 (IM V1, IM V3) power/signal connectors Connector can be rotated by 270Â° ABSOLUTE ENCODER 2048 P/REV (ENCODER A-2048) WITH DRIVE-CLIQ INTERFACE; PERFORMANCE REDUCTION BY 10% DUE TO ABSOLUTE ENCODER; SHAFT WITH FITTED KEY, TOLERANCE N; W/O HOLDING BRAKE DEGREE OF PROTECTION IP65 AS FLANGE IP67; PAINT FINISH RAL7016 | - | 0 | 0
1FK7060-5AH71-1FA8 |  | 1FK7060-5AH71-1FA8 | 1 | UN | 1 | 60 | X | D | N | N | 85015220 | 1 |  | 7.003 | KG | 2304.28 | 2304.28 | MC05 | MC05 | SIMOTICS S Synchronous servo motor 1FK7 Compact 6.0Nm, 100K, 4500rpm 1.74kW, Naturally cooled IM B5 (IM V1, IM V3) power/signal connectors Connector can be rotated by 270Â° ABSOLUTE ENCODER 2048 P/REV (ENCODER A-2048) WITH DRIVE-CLIQ INTERFACE; PERFORMANCE REDUCTION BY 10% DUE TO ABSOLUTE ENCODER; SHAFT WITH FITTED KEY, TOLERANCE N; W/O HOLDING BRAKE DEGREE OF PROTECTION IP65 IP67 D-END FLANGE; RAL7016 COATING; METALLIC RATING PLATE AT MOTOR | - | 0 | 0
1FK7060-5AH71-1FB0 |  | 1FK7060-5AH71-1FB0 | 1 | UN | 1 | 60 | X | D | N | N | 85015220 | 1 |  | 8.302 | KG | 2356.34 | 2356.34 | MC05 | MC05 | SIMOTICS S Synchronous servo motor 1FK7 Compact 6.0Nm, 100K, 4500rpm 1.74kW, Naturally cooled IM B5 (IM V1, IM V3) power/signal connectors Connector can be rotated by 270Â° ABSOLUTE ENCODER 2048 P/REV (ENCODER A-2048) WITH DRIVE-CLIQ INTERFACE; PERFORMANCE REDUCTION BY 10% DUE TO ABSOLUTE ENCODER; SHAFT WITH FITTED KEY, TOLERANCE N; WITH HOLDING BRAKE DEGREE OF PROTECTION IP64 | - | 0 | 0
1FK7060-5AH71-1FB2 |  | 1FK7060-5AH71-1FB2 | 1 | UN | 1 | 60 | X | D | N | N | 85015220 | 1 |  | 8.302 | KG | 2432.31 | 2432.31 | MC05 | MC05 | SIMOTICS S Synchronous servo motor 1FK7 Compact 6.0Nm, 100K, 4500rpm 1.74kW, Naturally cooled IM B5 (IM V1, IM V3) power/signal connectors Connector can be rotated by 270Â° ABSOLUTE ENCODER 2048 P/REV (ENCODER A-2048) WITH DRIVE-CLIQ INTERFACE; PERFORMANCE REDUCTION BY 10% DUE TO ABSOLUTE ENCODER; SHAFT WITH FITTED KEY, TOLERANCE N; WITH HOLDING BRAKE DEGREE OF PROTECTION IP65 FLANGE ON DRIVE END IP67 | - | 0 | 0
1FK7060-5AH71-1FB3 |  | 1FK7060-5AH71-1FB3 | 1 | UN | 1 | 60 | X | D | N | N | 85015220 | 1 |  | 8.302 | KG | 2393.15 | 2393.15 | MC05 | MC05 | SIMOTICS S Synchronous servo motor 1FK7 Compact 6.0Nm, 100K, 4500rpm 1.74kW, Naturally cooled IM B5 (IM V1, IM V3) power/signal connectors Connector can be rotated by 270Â° ABSOLUTE ENCODER 2048 P/REV (ENCODER A-2048) WITH DRIVE-CLIQ INTERFACE; PERFORMANCE REDUCTION BY 10% DUE TO ABSOLUTE ENCODER; SHAFT WITH FITTED KEY, TOLERANCE N; WITH HOLDING BRAKE DEGREE OF PROTECTION IP64; PAINT FINISH RAL7016 | - | 0 | 0
1FK7060-5AH71-1FB5 |  | 1FK7060-5AH71-1FB5 | 1 | UN | 1 | 60 | X | D | N | N | 85015220 | 1 |  | 8.302 | KG | 2469.1 | 2469.1 | MC05 | MC05 | SIMOTICS S Synchronous servo motor 1FK7 Compact 6.0Nm, 100K, 4500rpm 1.74kW, Naturally cooled IM B5 (IM V1, IM V3) power/signal connectors Connector can be rotated by 270Â° ABSOLUTE ENCODER 2048 P/REV (ENCODER A-2048) WITH DRIVE-CLIQ INTERFACE; PERFORMANCE REDUCTION BY 10% DUE TO ABSOLUTE ENCODER; SHAFT WITH FITTED KEY, TOLERANCE N; WITH HOLDING BRAKE DEGREE OF PROTECTION IP65 AS FLANGE IP67; PAINT FINISH RAL7016 | - | 0 | 0
1FK7060-5AH71-1FB8 |  | 1FK7060-5AH71-1FB8 | 1 | UN | 1 | 60 | X | D | N | N | 85015220 | 1 |  | 8.302 | KG | 2550.31 | 2550.31 | MC05 | MC05 | SIMOTICS S Synchronous servo motor 1FK7 Compact 6.0Nm, 100K, 4500rpm 1.74kW, Naturally cooled IM B5 (IM V1, IM V3) power/signal connectors Connector can be rotated by 270Â° ABSOLUTE ENCODER 2048 P/REV (ENCODER A-2048) WITH DRIVE-CLIQ INTERFACE; PERFORMANCE REDUCTION BY 10% DUE TO ABSOLUTE ENCODER; SHAFT WITH FITTED KEY, TOLERANCE N; WITH HOLDING BRAKE DEGREE OF PROTECTION IP65 IP67 D-END FLANGE; RAL7016 COATING; METALLIC RATING PLATE AT MOTOR | - | 0 | 0
1FK7060-5AH71-1FG0 |  | 1FK7060-5AH71-1FG0 | 1 | UN | 1 | 60 | X | D | N | N | 85015220 | 1 |  | 7.003 | KG | 2040.26 | 2040.26 | MC05 | MC05 | SIMOTICS S Synchronous servo motor 1FK7 Compact 6.0Nm, 100K, 4500rpm 1.74kW, Naturally cooled IM B5 (IM V1, IM V3) power/signal connectors Connector can be rotated by 270Â° ABSOLUTE ENCODER 2048 P/REV (ENCODER A-2048) WITH DRIVE-CLIQ INTERFACE; PERFORMANCE REDUCTION BY 10% DUE TO ABSOLUTE ENCODER; PLAIN SHAFT, TOLERANCE N; W/O HOLDING BRAKE DEGREE OF PROTECTION IP64 | - | 0 | 0
1FK7060-5AH71-1FG2 |  | 1FK7060-5AH71-1FG2 | 1 | UN | 1 | 60 | X | D | N | N | 85015220 | 1 |  | 7.003 | KG | 2116.23 | 2116.23 | MC05 | MC05 | SIMOTICS S Synchronous servo motor 1FK7 Compact 6.0Nm, 100K, 4500rpm 1.74kW, Naturally cooled IM B5 (IM V1, IM V3) power/signal connectors Connector can be rotated by 270Â° ABSOLUTE ENCODER 2048 P/REV (ENCODER A-2048) WITH DRIVE-CLIQ INTERFACE; PERFORMANCE REDUCTION BY 10% DUE TO ABSOLUTE ENCODER; PLAIN SHAFT, TOLERANCE N; W/O HOLDING BRAKE DEGREE OF PROTECTION IP65 FLANGE ON DRIVE END IP67 | - | 0 | 0
1FK7060-5AH71-1FG3 |  | 1FK7060-5AH71-1FG3 | 1 | UN | 1 | 60 | X | D | N | N | 85015220 | 1 |  | 7.003 | KG | 2077.07 | 2077.07 | MC05 | MC05 | SIMOTICS S Synchronous servo motor 1FK7 Compact 6.0Nm, 100K, 4500rpm 1.74kW, Naturally cooled IM B5 (IM V1, IM V3) power/signal connectors Connector can be rotated by 270Â° ABSOLUTE ENCODER 2048 P/REV (ENCODER A-2048) WITH DRIVE-CLIQ INTERFACE; PERFORMANCE REDUCTION BY 10% DUE TO ABSOLUTE ENCODER; PLAIN SHAFT, TOLERANCE N; W/O HOLDING BRAKE DEGREE OF PROTECTION IP64; PAINT FINISH RAL7016 | - | 0 | 0
1FK7060-5AH71-1FG5 |  | 1FK7060-5AH71-1FG5 | 1 | UN | 1 | 60 | X | D | N | N | 85015220 | 1 |  | 7.003 | KG | 2153.02 | 2153.02 | MC05 | MC05 | SIMOTICS S Synchronous servo motor 1FK7 Compact 6.0Nm, 100K, 4500rpm 1.74kW, Naturally cooled IM B5 (IM V1, IM V3) power/signal connectors Connector can be rotated by 270Â° ABSOLUTE ENCODER 2048 P/REV (ENCODER A-2048) WITH DRIVE-CLIQ INTERFACE; PERFORMANCE REDUCTION BY 10% DUE TO ABSOLUTE ENCODER; PLAIN SHAFT, TOLERANCE N; W/O HOLDING BRAKE DEGREE OF PROTECTION IP65 AS FLANGE IP67; PAINT FINISH RAL7016 | - | 0 | 0
1FK7060-5AH71-1FG8 |  | 1FK7060-5AH71-1FG8 | 1 | UN | 1 | 60 | X | D | N | N | 85015220 | 1 |  | 7.003 | KG | 2234.23 | 2234.23 | MC05 | MC05 | SIMOTICS S Synchronous servo motor 1FK7 Compact 6.0Nm, 100K, 4500rpm 1.74kW, Naturally cooled IM B5 (IM V1, IM V3) power/signal connectors Connector can be rotated by 270Â° ABSOLUTE ENCODER 2048 P/REV (ENCODER A-2048) WITH DRIVE-CLIQ INTERFACE; PERFORMANCE REDUCTION BY 10% DUE TO ABSOLUTE ENCODER; PLAIN SHAFT, TOLERANCE N; W/O HOLDING BRAKE DEGREE OF PROTECTION IP65 IP67 D-END FLANGE; RAL7016 COATING; METALLIC RATING PLATE AT MOTOR | - | 0 | 0
1FK7060-5AH71-1FH0 |  | 1FK7060-5AH71-1FH0 | 1 | UN | 1 | 60 | X | D | N | N | 85015220 | 1 |  | 8.302 | KG | 2288.08 | 2288.08 | MC05 | MC05 | SIMOTICS S Synchronous servo motor 1FK7 Compact 6.0Nm, 100K, 4500rpm 1.74kW, Naturally cooled IM B5 (IM V1, IM V3) power/signal connectors Connector can be rotated by 270Â° ABSOLUTE ENCODER 2048 P/REV (ENCODER A-2048) WITH DRIVE-CLIQ INTERFACE; PERFORMANCE REDUCTION BY 10% DUE TO ABSOLUTE ENCODER; PLAIN SHAFT, TOLERANCE N; WITH HOLDING BRAKE DEGREE OF PROTECTION IP64 | - | 0 | 0
1FK7060-5AH71-1FH2 |  | 1FK7060-5AH71-1FH2 | 1 | UN | 1 | 60 | X | D | N | N | 85015220 | 1 |  | 8.302 | KG | 2364.05 | 2364.05 | MC05 | MC05 | SIMOTICS S Synchronous servo motor 1FK7 Compact 6.0Nm, 100K, 4500rpm 1.74kW, Naturally cooled IM B5 (IM V1, IM V3) power/signal connectors Connector can be rotated by 270Â° ABSOLUTE ENCODER 2048 P/REV (ENCODER A-2048) WITH DRIVE-CLIQ INTERFACE; PERFORMANCE REDUCTION BY 10% DUE TO ABSOLUTE ENCODER; PLAIN SHAFT, TOLERANCE N; WITH HOLDING BRAKE DEGREE OF PROTECTION IP65 FLANGE ON DRIVE END IP67 | - | 0 | 0
1FK7060-5AH71-1FH3 |  | 1FK7060-5AH71-1FH3 | 1 | UN | 1 | 60 | X | D | N | N | 85015220 | 1 |  | 8.302 | KG | 2324.89 | 2324.89 | MC05 | MC05 | SIMOTICS S Synchronous servo motor 1FK7 Compact 6.0Nm, 100K, 4500rpm 1.74kW, Naturally cooled IM B5 (IM V1, IM V3) power/signal connectors Connector can be rotated by 270Â° ABSOLUTE ENCODER 2048 P/REV (ENCODER A-2048) WITH DRIVE-CLIQ INTERFACE; PERFORMANCE REDUCTION BY 10% DUE TO ABSOLUTE ENCODER; PLAIN SHAFT, TOLERANCE N; WITH HOLDING BRAKE DEGREE OF PROTECTION IP64; PAINT FINISH RAL7016 | - | 0 | 0
1FK7060-5AH71-1FH5 |  | 1FK7060-5AH71-1FH5 | 1 | UN | 1 | 60 | X | D | N | N | 85015220 | 1 |  | 8.302 | KG | 2400.84 | 2400.84 | MC05 | MC05 | SIMOTICS S Synchronous servo motor 1FK7 Compact 6.0Nm, 100K, 4500rpm 1.74kW, Naturally cooled IM B5 (IM V1, IM V3) power/signal connectors Connector can be rotated by 270Â° ABSOLUTE ENCODER 2048 P/REV (ENCODER A-2048) WITH DRIVE-CLIQ INTERFACE; PERFORMANCE REDUCTION BY 10% DUE TO ABSOLUTE ENCODER; PLAIN SHAFT, TOLERANCE N; WITH HOLDING BRAKE DEGREE OF PROTECTION IP65 AS FLANGE IP67; PAINT FINISH RAL7016 | - | 0 | 0
1FK7060-5AH71-1FH8 |  | 1FK7060-5AH71-1FH8 | 1 | UN | 1 | 60 | X | D | N | N | 85015220 | 1 |  | 8.302 | KG | 2482.05 | 2482.05 | MC05 | MC05 | SIMOTICS S Synchronous servo motor 1FK7 Compact 6.0Nm, 100K, 4500rpm 1.74kW, Naturally cooled IM B5 (IM V1, IM V3) power/signal connectors Connector can be rotated by 270Â° ABSOLUTE ENCODER 2048 P/REV (ENCODER A-2048) WITH DRIVE-CLIQ INTERFACE; PERFORMANCE REDUCTION BY 10% DUE TO ABSOLUTE ENCODER; PLAIN SHAFT, TOLERANCE N; WITH HOLDING BRAKE DEGREE OF PROTECTION IP65 IP67 D-END FLANGE; RAL7016 COATING; METALLIC RATING PLATE AT MOTOR | - | 0 | 0
1FK7060-5AH71-1GA0 |  | 1FK7060-5AH71-1GA0 | 1 | UN | 1 | 60 | X | D | N | N | 85015220 | 1 |  | 7.003 | KG | 1496.09 | 1496.09 | MC05 | MC05 | SIMOTICS S Synchronous servo motor 1FK7 Compact 6.0Nm, 100K, 4500rpm 1.74kW, Naturally cooled IM B5 (IM V1, IM V3) power/signal connectors Connector can be rotated by 270Â° BASIC ABSOLUTE ENCODER 32 P/REV (ENCODER A-32); PERFORMANCE REDUCTION BY 10% DUE TO ABSOLUTE ENCODER; SHAFT WITH FITTED KEY, TOLERANCE N; W/O HOLDING BRAKE DEGREE OF PROTECTION IP64 | - | 0 | 0
1FK7060-5AH71-1GA2 |  | 1FK7060-5AH71-1GA2 | 1 | UN | 1 | 60 | X | D | N | N | 85015220 | 1 |  | 7.003 | KG | 1572.06 | 1572.06 | MC05 | MC05 | SIMOTICS S Synchronous servo motor 1FK7 Compact 6.0Nm, 100K, 4500rpm 1.74kW, Naturally cooled IM B5 (IM V1, IM V3) power/signal connectors Connector can be rotated by 270Â° BASIC ABSOLUTE ENCODER 32 P/REV (ENCODER A-32); PERFORMANCE REDUCTION BY 10% DUE TO ABSOLUTE ENCODER; SHAFT WITH FITTED KEY, TOLERANCE N; W/O HOLDING BRAKE DEGREE OF PROTECTION IP65 FLANGE ON DRIVE END IP67 | - | 0 | 0
1FK7060-5AH71-1GA3 |  | 1FK7060-5AH71-1GA3 | 1 | UN | 1 | 60 | X | D | N | N | 85015220 | 1 |  | 7.003 | KG | 1532.9 | 1532.9 | MC05 | MC05 | SIMOTICS S Synchronous servo motor 1FK7 Compact 6.0Nm, 100K, 4500rpm 1.74kW, Naturally cooled IM B5 (IM V1, IM V3) power/signal connectors Connector can be rotated by 270Â° BASIC ABSOLUTE ENCODER 32 P/REV (ENCODER A-32); PERFORMANCE REDUCTION BY 10% DUE TO ABSOLUTE ENCODER; SHAFT WITH FITTED KEY, TOLERANCE N; W/O HOLDING BRAKE DEGREE OF PROTECTION IP64; PAINT FINISH RAL7016 | - | 0 | 0
1FK7060-5AH71-1GA5 |  | 1FK7060-5AH71-1GA5 | 1 | UN | 1 | 60 | X | D | N | N | 85015220 | 1 |  | 7.003 | KG | 1608.85 | 1608.85 | MC05 | MC05 | SIMOTICS S Synchronous servo motor 1FK7 Compact 6.0Nm, 100K, 4500rpm 1.74kW, Naturally cooled IM B5 (IM V1, IM V3) power/signal connectors Connector can be rotated by 270Â° BASIC ABSOLUTE ENCODER 32 P/REV (ENCODER A-32); PERFORMANCE REDUCTION BY 10% DUE TO ABSOLUTE ENCODER; SHAFT WITH FITTED KEY, TOLERANCE N; W/O HOLDING BRAKE DEGREE OF PROTECTION IP65 AS FLANGE IP67; PAINT FINISH RAL7016 | - | 0 | 0
1FK7060-5AH71-1GA8 |  | 1FK7060-5AH71-1GA8 | 1 | UN | 1 | 60 | X | D | N | N | 85015220 | 1 |  | 7.003 | KG | 1690.06 | 1690.06 | MC05 | MC05 | SIMOTICS S Synchronous servo motor 1FK7 Compact 6.0Nm, 100K, 4500rpm 1.74kW, Naturally cooled IM B5 (IM V1, IM V3) power/signal connectors Connector can be rotated by 270Â° BASIC ABSOLUTE ENCODER 32 P/REV (ENCODER A-32); PERFORMANCE REDUCTION BY 10% DUE TO ABSOLUTE ENCODER; SHAFT WITH FITTED KEY, TOLERANCE N; W/O HOLDING BRAKE DEGREE OF PROTECTION IP65 IP67 D-END FLANGE; RAL7016 COATING; METALLIC RATING PLATE AT MOTOR | - | 0 | 0
1FK7060-5AH71-1GB0 |  | 1FK7060-5AH71-1GB0 | 1 | UN | 1 | 60 | X | D | N | N | 85015220 | 1 |  | 8.302 | KG | 1742.12 | 1742.12 | MC05 | MC05 | SIMOTICS S Synchronous servo motor 1FK7 Compact 6.0Nm, 100K, 4500rpm 1.74kW, Naturally cooled IM B5 (IM V1, IM V3) power/signal connectors Connector can be rotated by 270Â° BASIC ABSOLUTE ENCODER 32 P/REV (ENCODER A-32); PERFORMANCE REDUCTION BY 10% DUE TO ABSOLUTE ENCODER; SHAFT WITH FITTED KEY, TOLERANCE N; WITH HOLDING BRAKE DEGREE OF PROTECTION IP64 | - | 0 | 0
1FK7060-5AH71-1GB2 |  | 1FK7060-5AH71-1GB2 | 1 | UN | 1 | 60 | X | D | N | N | 85015220 | 1 |  | 8.302 | KG | 1818.09 | 1818.09 | MC05 | MC05 | SIMOTICS S Synchronous servo motor 1FK7 Compact 6.0Nm, 100K, 4500rpm 1.74kW, Naturally cooled IM B5 (IM V1, IM V3) power/signal connectors Connector can be rotated by 270Â° BASIC ABSOLUTE ENCODER 32 P/REV (ENCODER A-32); PERFORMANCE REDUCTION BY 10% DUE TO ABSOLUTE ENCODER; SHAFT WITH FITTED KEY, TOLERANCE N; WITH HOLDING BRAKE DEGREE OF PROTECTION IP65 FLANGE ON DRIVE END IP67 | - | 0 | 0
1FK7060-5AH71-1GB3 |  | 1FK7060-5AH71-1GB3 | 1 | UN | 1 | 60 | X | D | N | N | 85015220 | 1 |  | 8.302 | KG | 1778.93 | 1778.93 | MC05 | MC05 | SIMOTICS S Synchronous servo motor 1FK7 Compact 6.0Nm, 100K, 4500rpm 1.74kW, Naturally cooled IM B5 (IM V1, IM V3) power/signal connectors Connector can be rotated by 270Â° BASIC ABSOLUTE ENCODER 32 P/REV (ENCODER A-32); PERFORMANCE REDUCTION BY 10% DUE TO ABSOLUTE ENCODER; SHAFT WITH FITTED KEY, TOLERANCE N; WITH HOLDING BRAKE DEGREE OF PROTECTION IP64; PAINT FINISH RAL7016 | - | 0 | 0
1FK7060-5AH71-1GB5 |  | 1FK7060-5AH71-1GB5 | 1 | UN | 1 | 60 | X | D | N | N | 85015220 | 1 |  | 8.302 | KG | 1854.88 | 1854.88 | MC05 | MC05 | SIMOTICS S Synchronous servo motor 1FK7 Compact 6.0Nm, 100K, 4500rpm 1.74kW, Naturally cooled IM B5 (IM V1, IM V3) power/signal connectors Connector can be rotated by 270Â° BASIC ABSOLUTE ENCODER 32 P/REV (ENCODER A-32); PERFORMANCE REDUCTION BY 10% DUE TO ABSOLUTE ENCODER; SHAFT WITH FITTED KEY, TOLERANCE N; WITH HOLDING BRAKE DEGREE OF PROTECTION IP65 AS FLANGE IP67; PAINT FINISH RAL7016 | - | 0 | 0
1FK7060-5AH71-1GB8 |  | 1FK7060-5AH71-1GB8 | 1 | UN | 1 | 60 | X | D | N | N | 85015220 | 1 |  | 8.302 | KG | 1936.09 | 1936.09 | MC05 | MC05 | SIMOTICS S Synchronous servo motor 1FK7 Compact 6.0Nm, 100K, 4500rpm 1.74kW, Naturally cooled IM B5 (IM V1, IM V3) power/signal connectors Connector can be rotated by 270Â° BASIC ABSOLUTE ENCODER 32 P/REV (ENCODER A-32); PERFORMANCE REDUCTION BY 10% DUE TO ABSOLUTE ENCODER; SHAFT WITH FITTED KEY, TOLERANCE N; WITH HOLDING BRAKE DEGREE OF PROTECTION IP65 IP67 D-END FLANGE; RAL7016 COATING; METALLIC RATING PLATE AT MOTOR | - | 0 | 0
1FK7060-5AH71-1GG0 |  | 1FK7060-5AH71-1GG0 | 1 | UN | 1 | 60 | X | D | N | N | 85015220 | 1 |  | 7.003 | KG | 1426.04 | 1426.04 | MC05 | MC05 | SIMOTICS S Synchronous servo motor 1FK7 Compact 6.0Nm, 100K, 4500rpm 1.74kW, Naturally cooled IM B5 (IM V1, IM V3) power/signal connectors Connector can be rotated by 270Â° BASIC ABSOLUTE ENCODER 32 P/REV (ENCODER A-32); PERFORMANCE REDUCTION BY 10% DUE TO ABSOLUTE ENCODER; PLAIN SHAFT, TOLERANCE N; W/O HOLDING BRAKE DEGREE OF PROTECTION IP64 | - | 0 | 0
1FK7060-5AH71-1GG2 |  | 1FK7060-5AH71-1GG2 | 1 | UN | 1 | 60 | X | D | N | N | 85015220 | 1 |  | 7.003 | KG | 1502.01 | 1502.01 | MC05 | MC05 | SIMOTICS S Synchronous servo motor 1FK7 Compact 6.0Nm, 100K, 4500rpm 1.74kW, Naturally cooled IM B5 (IM V1, IM V3) power/signal connectors Connector can be rotated by 270Â° BASIC ABSOLUTE ENCODER 32 P/REV (ENCODER A-32); PERFORMANCE REDUCTION BY 10% DUE TO ABSOLUTE ENCODER; PLAIN SHAFT, TOLERANCE N; W/O HOLDING BRAKE DEGREE OF PROTECTION IP65 FLANGE ON DRIVE END IP67 | - | 0 | 0
1FK7060-5AH71-1GG3 |  | 1FK7060-5AH71-1GG3 | 1 | UN | 1 | 60 | X | D | N | N | 85015220 | 1 |  | 7.003 | KG | 1462.85 | 1462.85 | MC05 | MC05 | SIMOTICS S Synchronous servo motor 1FK7 Compact 6.0Nm, 100K, 4500rpm 1.74kW, Naturally cooled IM B5 (IM V1, IM V3) power/signal connectors Connector can be rotated by 270Â° BASIC ABSOLUTE ENCODER 32 P/REV (ENCODER A-32); PERFORMANCE REDUCTION BY 10% DUE TO ABSOLUTE ENCODER; PLAIN SHAFT, TOLERANCE N; W/O HOLDING BRAKE DEGREE OF PROTECTION IP64; PAINT FINISH RAL7016 | - | 0 | 0
1FK7060-5AH71-1GG5 |  | 1FK7060-5AH71-1GG5 | 1 | UN | 1 | 60 | X | D | N | N | 85015220 | 1 |  | 7.003 | KG | 1538.8 | 1538.8 | MC05 | MC05 | SIMOTICS S Synchronous servo motor 1FK7 Compact 6.0Nm, 100K, 4500rpm 1.74kW, Naturally cooled IM B5 (IM V1, IM V3) power/signal connectors Connector can be rotated by 270Â° BASIC ABSOLUTE ENCODER 32 P/REV (ENCODER A-32); PERFORMANCE REDUCTION BY 10% DUE TO ABSOLUTE ENCODER; PLAIN SHAFT, TOLERANCE N; W/O HOLDING BRAKE DEGREE OF PROTECTION IP65 AS FLANGE IP67; PAINT FINISH RAL7016 | - | 0 | 0
1FK7060-5AH71-1GG8 |  | 1FK7060-5AH71-1GG8 | 1 | UN | 1 | 60 | X | D | N | N | 85015220 | 1 |  | 7.003 | KG | 1620.01 | 1620.01 | MC05 | MC05 | SIMOTICS S Synchronous servo motor 1FK7 Compact 6.0Nm, 100K, 4500rpm 1.74kW, Naturally cooled IM B5 (IM V1, IM V3) power/signal connectors Connector can be rotated by 270Â° BASIC ABSOLUTE ENCODER 32 P/REV (ENCODER A-32); PERFORMANCE REDUCTION BY 10% DUE TO ABSOLUTE ENCODER; PLAIN SHAFT, TOLERANCE N; W/O HOLDING BRAKE DEGREE OF PROTECTION IP65 IP67 D-END FLANGE; RAL7016 COATING; METALLIC RATING PLATE AT MOTOR | - | 0 | 0
1FK7060-5AH71-1GH0 |  | 1FK7060-5AH71-1GH0 | 1 | UN | 1 | 60 | X | D | N | N | 85015220 | 1 | 4025515001768 | 8.302 | KG | 1673.86 | 1673.86 | MC05 | MC05 | SIMOTICS S Synchronous servo motor 1FK7 Compact 6.0Nm, 100K, 4500rpm 1.74kW, Naturally cooled IM B5 (IM V1, IM V3) power/signal connectors Connector can be rotated by 270Â° BASIC ABSOLUTE ENCODER 32 P/REV (ENCODER A-32); PERFORMANCE REDUCTION BY 10% DUE TO ABSOLUTE ENCODER; PLAIN SHAFT, TOLERANCE N; WITH HOLDING BRAKE DEGREE OF PROTECTION IP64 | - | 0 | 7
1FK7060-5AH71-1GH2 |  | 1FK7060-5AH71-1GH2 | 1 | UN | 1 | 60 | X | D | N | N | 85015220 | 1 |  | 8.302 | KG | 1749.83 | 1749.83 | MC05 | MC05 | SIMOTICS S Synchronous servo motor 1FK7 Compact 6.0Nm, 100K, 4500rpm 1.74kW, Naturally cooled IM B5 (IM V1, IM V3) power/signal connectors Connector can be rotated by 270Â° BASIC ABSOLUTE ENCODER 32 P/REV (ENCODER A-32); PERFORMANCE REDUCTION BY 10% DUE TO ABSOLUTE ENCODER; PLAIN SHAFT, TOLERANCE N; WITH HOLDING BRAKE DEGREE OF PROTECTION IP65 FLANGE ON DRIVE END IP67 | - | 0 | 0
1FK7060-5AH71-1GH3 |  | 1FK7060-5AH71-1GH3 | 1 | UN | 1 | 60 | X | D | N | N | 85015220 | 1 |  | 8.302 | KG | 1710.67 | 1710.67 | MC05 | MC05 | SIMOTICS S Synchronous servo motor 1FK7 Compact 6.0Nm, 100K, 4500rpm 1.74kW, Naturally cooled IM B5 (IM V1, IM V3) power/signal connectors Connector can be rotated by 270Â° BASIC ABSOLUTE ENCODER 32 P/REV (ENCODER A-32); PERFORMANCE REDUCTION BY 10% DUE TO ABSOLUTE ENCODER; PLAIN SHAFT, TOLERANCE N; WITH HOLDING BRAKE DEGREE OF PROTECTION IP64; PAINT FINISH RAL7016 | - | 0 | 0
1FK7060-5AH71-1GH5 |  | 1FK7060-5AH71-1GH5 | 1 | UN | 1 | 60 | X | D | N | N | 85015220 | 1 |  | 8.302 | KG | 1786.62 | 1786.62 | MC05 | MC05 | SIMOTICS S Synchronous servo motor 1FK7 Compact 6.0Nm, 100K, 4500rpm 1.74kW, Naturally cooled IM B5 (IM V1, IM V3) power/signal connectors Connector can be rotated by 270Â° BASIC ABSOLUTE ENCODER 32 P/REV (ENCODER A-32); PERFORMANCE REDUCTION BY 10% DUE TO ABSOLUTE ENCODER; PLAIN SHAFT, TOLERANCE N; WITH HOLDING BRAKE DEGREE OF PROTECTION IP65 AS FLANGE IP67; PAINT FINISH RAL7016 | - | 0 | 0
1FK7060-5AH71-1GH8 |  | 1FK7060-5AH71-1GH8 | 1 | UN | 1 | 60 | X | D | N | N | 85015220 | 1 |  | 8.302 | KG | 1867.83 | 1867.83 | MC05 | MC05 | SIMOTICS S Synchronous servo motor 1FK7 Compact 6.0Nm, 100K, 4500rpm 1.74kW, Naturally cooled IM B5 (IM V1, IM V3) power/signal connectors Connector can be rotated by 270Â° BASIC ABSOLUTE ENCODER 32 P/REV (ENCODER A-32); PERFORMANCE REDUCTION BY 10% DUE TO ABSOLUTE ENCODER; PLAIN SHAFT, TOLERANCE N; WITH HOLDING BRAKE DEGREE OF PROTECTION IP65 IP67 D-END FLANGE; RAL7016 COATING; METALLIC RATING PLATE AT MOTOR | - | 0 | 0
1FK7060-5AH71-1KA0 |  | 1FK7060-5AH71-1KA0 | 1 | UN | 1 | 60 | X | D | N | N | 85015220 | 1 |  | 7.003 | KG | 1690.06 | 1690.06 | MC05 | MC05 | SIMOTICS S Synchronous servo motor 1FK7 Compact 6.0Nm, 100K, 4500rpm 1.74kW, Naturally cooled IM B5 (IM V1, IM V3) power/signal connectors Connector can be rotated by 270Â° BASIC ABSOLUTE ENCODER 32 P/REV (ENCODER A-32) WITH DRIVE-CLIQ INTERFACE; PERFORMANCE REDUCTION BY 10% DUE TO ABSOLUTE ENCODER; SHAFT WITH FITTED KEY, TOLERANCE N; W/O HOLDING BRAKE DEGREE OF PROTECTION IP64 | - | 0 | 0
1FK7060-5AH71-1KA2 |  | 1FK7060-5AH71-1KA2 | 1 | UN | 1 | 60 | X | D | N | N | 85015220 | 1 |  | 7.003 | KG | 1766.03 | 1766.03 | MC05 | MC05 | SIMOTICS S Synchronous servo motor 1FK7 Compact 6.0Nm, 100K, 4500rpm 1.74kW, Naturally cooled IM B5 (IM V1, IM V3) power/signal connectors Connector can be rotated by 270Â° BASIC ABSOLUTE ENCODER 32 P/REV (ENCODER A-32) WITH DRIVE-CLIQ INTERFACE; PERFORMANCE REDUCTION BY 10% DUE TO ABSOLUTE ENCODER; SHAFT WITH FITTED KEY, TOLERANCE N; W/O HOLDING BRAKE DEGREE OF PROTECTION IP65 FLANGE ON DRIVE END IP67 | - | 0 | 0
1FK7060-5AH71-1KA3 |  | 1FK7060-5AH71-1KA3 | 1 | UN | 1 | 60 | X | D | N | N | 85015220 | 1 |  | 7.003 | KG | 1726.87 | 1726.87 | MC05 | MC05 | SIMOTICS S Synchronous servo motor 1FK7 Compact 6.0Nm, 100K, 4500rpm 1.74kW, Naturally cooled IM B5 (IM V1, IM V3) power/signal connectors Connector can be rotated by 270Â° BASIC ABSOLUTE ENCODER 32 P/REV (ENCODER A-32) WITH DRIVE-CLIQ INTERFACE; PERFORMANCE REDUCTION BY 10% DUE TO ABSOLUTE ENCODER; SHAFT WITH FITTED KEY, TOLERANCE N; W/O HOLDING BRAKE DEGREE OF PROTECTION IP64; PAINT FINISH RAL7016 | - | 0 | 0
1FK7060-5AH71-1KA5 |  | 1FK7060-5AH71-1KA5 | 1 | UN | 1 | 60 | X | D | N | N | 85015220 | 1 |  | 7.003 | KG | 1802.82 | 1802.82 | MC05 | MC05 | SIMOTICS S Synchronous servo motor 1FK7 Compact 6.0Nm, 100K, 4500rpm 1.74kW, Naturally cooled IM B5 (IM V1, IM V3) power/signal connectors Connector can be rotated by 270Â° BASIC ABSOLUTE ENCODER 32 P/REV (ENCODER A-32) WITH DRIVE-CLIQ INTERFACE; PERFORMANCE REDUCTION BY 10% DUE TO ABSOLUTE ENCODER; SHAFT WITH FITTED KEY, TOLERANCE N; W/O HOLDING BRAKE DEGREE OF PROTECTION IP65 AS FLANGE IP67; PAINT FINISH RAL7016 | - | 0 | 0
1FK7060-5AH71-1KA8 |  | 1FK7060-5AH71-1KA8 | 1 | UN | 1 | 60 | X | D | N | N | 85015220 | 1 |  | 7.003 | KG | 1884.03 | 1884.03 | MC05 | MC05 | SIMOTICS S Synchronous servo motor 1FK7 Compact 6.0Nm, 100K, 4500rpm 1.74kW, Naturally cooled IM B5 (IM V1, IM V3) power/signal connectors Connector can be rotated by 270Â° BASIC ABSOLUTE ENCODER 32 P/REV (ENCODER A-32) WITH DRIVE-CLIQ INTERFACE; PERFORMANCE REDUCTION BY 10% DUE TO ABSOLUTE ENCODER; SHAFT WITH FITTED KEY, TOLERANCE N; W/O HOLDING BRAKE DEGREE OF PROTECTION IP65 IP67 D-END FLANGE; RAL7016 COATING; METALLIC RATING PLATE AT MOTOR | - | 0 | 0
1FK7060-5AH71-1KB0 |  | 1FK7060-5AH71-1KB0 | 1 | UN | 1 | 60 | X | D | N | N | 85015220 | 1 |  | 8.302 | KG | 1936.09 | 1936.09 | MC05 | MC05 | SIMOTICS S Synchronous servo motor 1FK7 Compact 6.0Nm, 100K, 4500rpm 1.74kW, Naturally cooled IM B5 (IM V1, IM V3) power/signal connectors Connector can be rotated by 270Â° BASIC ABSOLUTE ENCODER 32 P/REV (ENCODER A-32) WITH DRIVE-CLIQ INTERFACE; PERFORMANCE REDUCTION BY 10% DUE TO ABSOLUTE ENCODER; SHAFT WITH FITTED KEY, TOLERANCE N; WITH HOLDING BRAKE DEGREE OF PROTECTION IP64 | - | 0 | 0
1FK7060-5AH71-1KB2 |  | 1FK7060-5AH71-1KB2 | 1 | UN | 1 | 60 | X | D | N | N | 85015220 | 1 |  | 8.302 | KG | 2012.06 | 2012.06 | MC05 | MC05 | SIMOTICS S Synchronous servo motor 1FK7 Compact 6.0Nm, 100K, 4500rpm 1.74kW, Naturally cooled IM B5 (IM V1, IM V3) power/signal connectors Connector can be rotated by 270Â° BASIC ABSOLUTE ENCODER 32 P/REV (ENCODER A-32) WITH DRIVE-CLIQ INTERFACE; PERFORMANCE REDUCTION BY 10% DUE TO ABSOLUTE ENCODER; SHAFT WITH FITTED KEY, TOLERANCE N; WITH HOLDING BRAKE DEGREE OF PROTECTION IP65 FLANGE ON DRIVE END IP67 | - | 0 | 0
1FK7060-5AH71-1KB3 |  | 1FK7060-5AH71-1KB3 | 1 | UN | 1 | 60 | X | D | N | N | 85015220 | 1 |  | 8.302 | KG | 1972.9 | 1972.9 | MC05 | MC05 | SIMOTICS S Synchronous servo motor 1FK7 Compact 6.0Nm, 100K, 4500rpm 1.74kW, Naturally cooled IM B5 (IM V1, IM V3) power/signal connectors Connector can be rotated by 270Â° BASIC ABSOLUTE ENCODER 32 P/REV (ENCODER A-32) WITH DRIVE-CLIQ INTERFACE; PERFORMANCE REDUCTION BY 10% DUE TO ABSOLUTE ENCODER; SHAFT WITH FITTED KEY, TOLERANCE N; WITH HOLDING BRAKE DEGREE OF PROTECTION IP64; PAINT FINISH RAL7016 | - | 0 | 0
1FK7060-5AH71-1KB5 |  | 1FK7060-5AH71-1KB5 | 1 | UN | 1 | 60 | X | D | N | N | 85015220 | 1 |  | 8.302 | KG | 2048.85 | 2048.85 | MC05 | MC05 | SIMOTICS S Synchronous servo motor 1FK7 Compact 6.0Nm, 100K, 4500rpm 1.74kW, Naturally cooled IM B5 (IM V1, IM V3) power/signal connectors Connector can be rotated by 270Â° BASIC ABSOLUTE ENCODER 32 P/REV (ENCODER A-32) WITH DRIVE-CLIQ INTERFACE; PERFORMANCE REDUCTION BY 10% DUE TO ABSOLUTE ENCODER; SHAFT WITH FITTED KEY, TOLERANCE N; WITH HOLDING BRAKE DEGREE OF PROTECTION IP65 AS FLANGE IP67; PAINT FINISH RAL7016 | - | 0 | 0
1FK7060-5AH71-1KB8 |  | 1FK7060-5AH71-1KB8 | 1 | UN | 1 | 60 | X | D | N | N | 85015220 | 1 |  | 8.302 | KG | 2130.06 | 2130.06 | MC05 | MC05 | SIMOTICS S Synchronous servo motor 1FK7 Compact 6.0Nm, 100K, 4500rpm 1.74kW, Naturally cooled IM B5 (IM V1, IM V3) power/signal connectors Connector can be rotated by 270Â° BASIC ABSOLUTE ENCODER 32 P/REV (ENCODER A-32) WITH DRIVE-CLIQ INTERFACE; PERFORMANCE REDUCTION BY 10% DUE TO ABSOLUTE ENCODER; SHAFT WITH FITTED KEY, TOLERANCE N; WITH HOLDING BRAKE DEGREE OF PROTECTION IP65 IP67 D-END FLANGE; RAL7016 COATING; METALLIC RATING PLATE AT MOTOR | - | 0 | 0
1FK7060-5AH71-1KG0 |  | 1FK7060-5AH71-1KG0 | 1 | UN | 1 | 60 | X | D | N | N | 85015220 | 1 |  | 7.003 | KG | 1620.01 | 1620.01 | MC05 | MC05 | SIMOTICS S Synchronous servo motor 1FK7 Compact 6.0Nm, 100K, 4500rpm 1.74kW, Naturally cooled IM B5 (IM V1, IM V3) power/signal connectors Connector can be rotated by 270Â° BASIC ABSOLUTE ENCODER 32 P/REV (ENCODER A-32) WITH DRIVE-CLIQ INTERFACE; PERFORMANCE REDUCTION BY 10% DUE TO ABSOLUTE ENCODER; PLAIN SHAFT, TOLERANCE N; W/O HOLDING BRAKE DEGREE OF PROTECTION IP64 | - | 0 | 0
1FK7060-5AH71-1KG2 |  | 1FK7060-5AH71-1KG2 | 1 | UN | 1 | 60 | X | D | N | N | 85015220 | 1 |  | 7.003 | KG | 1695.98 | 1695.98 | MC05 | MC05 | SIMOTICS S Synchronous servo motor 1FK7 Compact 6.0Nm, 100K, 4500rpm 1.74kW, Naturally cooled IM B5 (IM V1, IM V3) power/signal connectors Connector can be rotated by 270Â° BASIC ABSOLUTE ENCODER 32 P/REV (ENCODER A-32) WITH DRIVE-CLIQ INTERFACE; PERFORMANCE REDUCTION BY 10% DUE TO ABSOLUTE ENCODER; PLAIN SHAFT, TOLERANCE N; W/O HOLDING BRAKE DEGREE OF PROTECTION IP65 FLANGE ON DRIVE END IP67 | - | 0 | 0
1FK7060-5AH71-1KG3 |  | 1FK7060-5AH71-1KG3 | 1 | UN | 1 | 60 | X | D | N | N | 85015220 | 1 |  | 7.003 | KG | 1656.82 | 1656.82 | MC05 | MC05 | SIMOTICS S Synchronous servo motor 1FK7 Compact 6.0Nm, 100K, 4500rpm 1.74kW, Naturally cooled IM B5 (IM V1, IM V3) power/signal connectors Connector can be rotated by 270Â° BASIC ABSOLUTE ENCODER 32 P/REV (ENCODER A-32) WITH DRIVE-CLIQ INTERFACE; PERFORMANCE REDUCTION BY 10% DUE TO ABSOLUTE ENCODER; PLAIN SHAFT, TOLERANCE N; W/O HOLDING BRAKE DEGREE OF PROTECTION IP64; PAINT FINISH RAL7016 | - | 0 | 0
1FK7060-5AH71-1KG5 |  | 1FK7060-5AH71-1KG5 | 1 | UN | 1 | 60 | X | D | N | N | 85015220 | 1 |  | 7.003 | KG | 1732.77 | 1732.77 | MC05 | MC05 | SIMOTICS S Synchronous servo motor 1FK7 Compact 6.0Nm, 100K, 4500rpm 1.74kW, Naturally cooled IM B5 (IM V1, IM V3) power/signal connectors Connector can be rotated by 270Â° BASIC ABSOLUTE ENCODER 32 P/REV (ENCODER A-32) WITH DRIVE-CLIQ INTERFACE; PERFORMANCE REDUCTION BY 10% DUE TO ABSOLUTE ENCODER; PLAIN SHAFT, TOLERANCE N; W/O HOLDING BRAKE DEGREE OF PROTECTION IP65 AS FLANGE IP67; PAINT FINISH RAL7016 | - | 0 | 0
1FK7060-5AH71-1KG8 |  | 1FK7060-5AH71-1KG8 | 1 | UN | 1 | 60 | X | D | N | N | 85015220 | 1 |  | 7.003 | KG | 1813.98 | 1813.98 | MC05 | MC05 | SIMOTICS S Synchronous servo motor 1FK7 Compact 6.0Nm, 100K, 4500rpm 1.74kW, Naturally cooled IM B5 (IM V1, IM V3) power/signal connectors Connector can be rotated by 270Â° BASIC ABSOLUTE ENCODER 32 P/REV (ENCODER A-32) WITH DRIVE-CLIQ INTERFACE; PERFORMANCE REDUCTION BY 10% DUE TO ABSOLUTE ENCODER; PLAIN SHAFT, TOLERANCE N; W/O HOLDING BRAKE DEGREE OF PROTECTION IP65 IP67 D-END FLANGE; RAL7016 COATING; METALLIC RATING PLATE AT MOTOR | - | 0 | 0
1FK7060-5AH71-1KH0 |  | 1FK7060-5AH71-1KH0 | 1 | UN | 1 | 60 | X | D | N | N | 85015220 | 1 |  | 8.302 | KG | 1867.83 | 1867.83 | MC05 | MC05 | SIMOTICS S Synchronous servo motor 1FK7 Compact 6.0Nm, 100K, 4500rpm 1.74kW, Naturally cooled IM B5 (IM V1, IM V3) power/signal connectors Connector can be rotated by 270Â° BASIC ABSOLUTE ENCODER 32 P/REV (ENCODER A-32) WITH DRIVE-CLIQ INTERFACE; PERFORMANCE REDUCTION BY 10% DUE TO ABSOLUTE ENCODER; PLAIN SHAFT, TOLERANCE N; WITH HOLDING BRAKE DEGREE OF PROTECTION IP64 | - | 0 | 0
1FK7060-5AH71-1KH2 |  | 1FK7060-5AH71-1KH2 | 1 | UN | 1 | 60 | X | D | N | N | 85015220 | 1 |  | 8.302 | KG | 1943.8 | 1943.8 | MC05 | MC05 | SIMOTICS S Synchronous servo motor 1FK7 Compact 6.0Nm, 100K, 4500rpm 1.74kW, Naturally cooled IM B5 (IM V1, IM V3) power/signal connectors Connector can be rotated by 270Â° BASIC ABSOLUTE ENCODER 32 P/REV (ENCODER A-32) WITH DRIVE-CLIQ INTERFACE; PERFORMANCE REDUCTION BY 10% DUE TO ABSOLUTE ENCODER; PLAIN SHAFT, TOLERANCE N; WITH HOLDING BRAKE DEGREE OF PROTECTION IP65 FLANGE ON DRIVE END IP67 | - | 0 | 0
1FK7060-5AH71-1KH3 |  | 1FK7060-5AH71-1KH3 | 1 | UN | 1 | 60 | X | D | N | N | 85015220 | 1 |  | 8.302 | KG | 1904.64 | 1904.64 | MC05 | MC05 | SIMOTICS S Synchronous servo motor 1FK7 Compact 6.0Nm, 100K, 4500rpm 1.74kW, Naturally cooled IM B5 (IM V1, IM V3) power/signal connectors Connector can be rotated by 270Â° BASIC ABSOLUTE ENCODER 32 P/REV (ENCODER A-32) WITH DRIVE-CLIQ INTERFACE; PERFORMANCE REDUCTION BY 10% DUE TO ABSOLUTE ENCODER; PLAIN SHAFT, TOLERANCE N; WITH HOLDING BRAKE DEGREE OF PROTECTION IP64; PAINT FINISH RAL7016 | - | 0 | 0
1FK7060-5AH71-1KH5 |  | 1FK7060-5AH71-1KH5 | 1 | UN | 1 | 60 | X | D | N | N | 85015220 | 1 |  | 8.302 | KG | 1980.59 | 1980.59 | MC05 | MC05 | SIMOTICS S Synchronous servo motor 1FK7 Compact 6.0Nm, 100K, 4500rpm 1.74kW, Naturally cooled IM B5 (IM V1, IM V3) power/signal connectors Connector can be rotated by 270Â° BASIC ABSOLUTE ENCODER 32 P/REV (ENCODER A-32) WITH DRIVE-CLIQ INTERFACE; PERFORMANCE REDUCTION BY 10% DUE TO ABSOLUTE ENCODER; PLAIN SHAFT, TOLERANCE N; WITH HOLDING BRAKE DEGREE OF PROTECTION IP65 AS FLANGE IP67; PAINT FINISH RAL7016 | - | 0 | 0
1FK7060-5AH71-1KH8 |  | 1FK7060-5AH71-1KH8 | 1 | UN | 1 | 60 | X | D | N | N | 85015220 | 1 |  | 8.302 | KG | 2061.8 | 2061.8 | MC05 | MC05 | SIMOTICS S Synchronous servo motor 1FK7 Compact 6.0Nm, 100K, 4500rpm 1.74kW, Naturally cooled IM B5 (IM V1, IM V3) power/signal connectors Connector can be rotated by 270Â° BASIC ABSOLUTE ENCODER 32 P/REV (ENCODER A-32) WITH DRIVE-CLIQ INTERFACE; PERFORMANCE REDUCTION BY 10% DUE TO ABSOLUTE ENCODER; PLAIN SHAFT, TOLERANCE N; WITH HOLDING BRAKE DEGREE OF PROTECTION IP65 IP67 D-END FLANGE; RAL7016 COATING; METALLIC RATING PLATE AT MOTOR | - | 0 | 0
1FK7060-5AH71-1PA0 |  | 1FK7060-5AH71-1PA0 | 1 | UN | 1 | 60 | X | D | N | N | 85015220 | 1 |  | 7.003 | KG | 1334.46 | 1334.46 | MC05 | MC05 | SIMOTICS S Synchronous servo motor 1FK7 Compact 6.0Nm, 100K, 4500rpm 1.74kW, Naturally cooled IM B5 (IM V1, IM V3) power/signal connectors Connector can be rotated by 270Â° RESOLVER 2-POLE (RESOLVER P=1) WITH DRIVE-CLIQ INTERFACE; SHAFT WITH FITTED KEY, TOLERANCE N; W/O HOLDING BRAKE DEGREE OF PROTECTION IP64 | - | 0 | 0
1FK7060-5AH71-1PA2 |  | 1FK7060-5AH71-1PA2 | 1 | UN | 1 | 60 | X | D | N | N | 85015220 | 1 |  | 7.003 | KG | 1410.43 | 1410.43 | MC05 | MC05 | SIMOTICS S Synchronous servo motor 1FK7 Compact 6.0Nm, 100K, 4500rpm 1.74kW, Naturally cooled IM B5 (IM V1, IM V3) power/signal connectors Connector can be rotated by 270Â° RESOLVER 2-POLE (RESOLVER P=1) WITH DRIVE-CLIQ INTERFACE; SHAFT WITH FITTED KEY, TOLERANCE N; W/O HOLDING BRAKE DEGREE OF PROTECTION IP65 FLANGE ON DRIVE END IP67 | - | 0 | 0
1FK7060-5AH71-1PA3 |  | 1FK7060-5AH71-1PA3 | 1 | UN | 1 | 60 | X | D | N | N | 85015220 | 1 |  | 7.003 | KG | 1371.27 | 1371.27 | MC05 | MC05 | SIMOTICS S Synchronous servo motor 1FK7 Compact 6.0Nm, 100K, 4500rpm 1.74kW, Naturally cooled IM B5 (IM V1, IM V3) power/signal connectors Connector can be rotated by 270Â° RESOLVER 2-POLE (RESOLVER P=1) WITH DRIVE-CLIQ INTERFACE; SHAFT WITH FITTED KEY, TOLERANCE N; W/O HOLDING BRAKE DEGREE OF PROTECTION IP64; PAINT FINISH RAL7016 | - | 0 | 0
1FK7060-5AH71-1PA5 |  | 1FK7060-5AH71-1PA5 | 1 | UN | 1 | 60 | X | D | N | N | 85015220 | 1 |  | 7.003 | KG | 1447.22 | 1447.22 | MC05 | MC05 | SIMOTICS S Synchronous servo motor 1FK7 Compact 6.0Nm, 100K, 4500rpm 1.74kW, Naturally cooled IM B5 (IM V1, IM V3) power/signal connectors Connector can be rotated by 270Â° RESOLVER 2-POLE (RESOLVER P=1) WITH DRIVE-CLIQ INTERFACE; SHAFT WITH FITTED KEY, TOLERANCE N; W/O HOLDING BRAKE DEGREE OF PROTECTION IP65 AS FLANGE IP67; PAINT FINISH RAL7016 | - | 0 | 0
1FK7060-5AH71-1PA8 |  | 1FK7060-5AH71-1PA8 | 1 | UN | 1 | 60 | X | D | N | N | 85015220 | 1 |  | 7.003 | KG | 1528.43 | 1528.43 | MC05 | MC05 | SIMOTICS S Synchronous servo motor 1FK7 Compact 6.0Nm, 100K, 4500rpm 1.74kW, Naturally cooled IM B5 (IM V1, IM V3) power/signal connectors Connector can be rotated by 270Â° RESOLVER 2-POLE (RESOLVER P=1) WITH DRIVE-CLIQ INTERFACE; SHAFT WITH FITTED KEY, TOLERANCE N; W/O HOLDING BRAKE DEGREE OF PROTECTION IP65 IP67 D-END FLANGE; RAL7016 COATING; METALLIC RATING PLATE AT MOTOR | - | 0 | 0
1FK7060-5AH71-1PB0 |  | 1FK7060-5AH71-1PB0 | 1 | UN | 1 | 60 | X | D | N | N | 85015220 | 1 |  | 8.302 | KG | 1580.49 | 1580.49 | MC05 | MC05 | SIMOTICS S Synchronous servo motor 1FK7 Compact 6.0Nm, 100K, 4500rpm 1.74kW, Naturally cooled IM B5 (IM V1, IM V3) power/signal connectors Connector can be rotated by 270Â° RESOLVER 2-POLE (RESOLVER P=1) WITH DRIVE-CLIQ INTERFACE; SHAFT WITH FITTED KEY, TOLERANCE N; WITH HOLDING BRAKE DEGREE OF PROTECTION IP64 | - | 0 | 0
1FK7060-5AH71-1PB2 |  | 1FK7060-5AH71-1PB2 | 1 | UN | 1 | 60 | X | D | N | N | 85015220 | 1 |  | 8.302 | KG | 1656.46 | 1656.46 | MC05 | MC05 | SIMOTICS S Synchronous servo motor 1FK7 Compact 6.0Nm, 100K, 4500rpm 1.74kW, Naturally cooled IM B5 (IM V1, IM V3) power/signal connectors Connector can be rotated by 270Â° RESOLVER 2-POLE (RESOLVER P=1) WITH DRIVE-CLIQ INTERFACE; SHAFT WITH FITTED KEY, TOLERANCE N; WITH HOLDING BRAKE DEGREE OF PROTECTION IP65 FLANGE ON DRIVE END IP67 | - | 0 | 0
1FK7060-5AH71-1PB3 |  | 1FK7060-5AH71-1PB3 | 1 | UN | 1 | 60 | X | D | N | N | 85015220 | 1 |  | 8.302 | KG | 1617.3 | 1617.3 | MC05 | MC05 | SIMOTICS S Synchronous servo motor 1FK7 Compact 6.0Nm, 100K, 4500rpm 1.74kW, Naturally cooled IM B5 (IM V1, IM V3) power/signal connectors Connector can be rotated by 270Â° RESOLVER 2-POLE (RESOLVER P=1) WITH DRIVE-CLIQ INTERFACE; SHAFT WITH FITTED KEY, TOLERANCE N; WITH HOLDING BRAKE DEGREE OF PROTECTION IP64; PAINT FINISH RAL7016 | - | 0 | 0
1FK7060-5AH71-1PB5 |  | 1FK7060-5AH71-1PB5 | 1 | UN | 1 | 60 | X | D | N | N | 85015220 | 1 |  | 8.302 | KG | 1693.25 | 1693.25 | MC05 | MC05 | SIMOTICS S Synchronous servo motor 1FK7 Compact 6.0Nm, 100K, 4500rpm 1.74kW, Naturally cooled IM B5 (IM V1, IM V3) power/signal connectors Connector can be rotated by 270Â° RESOLVER 2-POLE (RESOLVER P=1) WITH DRIVE-CLIQ INTERFACE; SHAFT WITH FITTED KEY, TOLERANCE N; WITH HOLDING BRAKE DEGREE OF PROTECTION IP65 AS FLANGE IP67; PAINT FINISH RAL7016 | - | 0 | 0
1FK7060-5AH71-1PB8 |  | 1FK7060-5AH71-1PB8 | 1 | UN | 1 | 60 | X | D | N | N | 85015220 | 1 |  | 8.302 | KG | 1774.46 | 1774.46 | MC05 | MC05 | SIMOTICS S Synchronous servo motor 1FK7 Compact 6.0Nm, 100K, 4500rpm 1.74kW, Naturally cooled IM B5 (IM V1, IM V3) power/signal connectors Connector can be rotated by 270Â° RESOLVER 2-POLE (RESOLVER P=1) WITH DRIVE-CLIQ INTERFACE; SHAFT WITH FITTED KEY, TOLERANCE N; WITH HOLDING BRAKE DEGREE OF PROTECTION IP65 IP67 D-END FLANGE; RAL7016 COATING; METALLIC RATING PLATE AT MOTOR | - | 0 | 0
1FK7060-5AH71-1PG0 |  | 1FK7060-5AH71-1PG0 | 1 | UN | 1 | 60 | X | D | N | N | 85015220 | 1 |  | 7.003 | KG | 1264.41 | 1264.41 | MC05 | MC05 | SIMOTICS S Synchronous servo motor 1FK7 Compact 6.0Nm, 100K, 4500rpm 1.74kW, Naturally cooled IM B5 (IM V1, IM V3) power/signal connectors Connector can be rotated by 270Â° RESOLVER 2-POLE (RESOLVER P=1) WITH DRIVE-CLIQ INTERFACE; PLAIN SHAFT, TOLERANCE N; W/O HOLDING BRAKE DEGREE OF PROTECTION IP64 | - | 0 | 0
1FK7060-5AH71-1PG2 |  | 1FK7060-5AH71-1PG2 | 1 | UN | 1 | 60 | X | D | N | N | 85015220 | 1 |  | 7.003 | KG | 1340.38 | 1340.38 | MC05 | MC05 | SIMOTICS S Synchronous servo motor 1FK7 Compact 6.0Nm, 100K, 4500rpm 1.74kW, Naturally cooled IM B5 (IM V1, IM V3) power/signal connectors Connector can be rotated by 270Â° RESOLVER 2-POLE (RESOLVER P=1) WITH DRIVE-CLIQ INTERFACE; PLAIN SHAFT, TOLERANCE N; W/O HOLDING BRAKE DEGREE OF PROTECTION IP65 FLANGE ON DRIVE END IP67 | - | 0 | 0
1FK7060-5AH71-1PG3 |  | 1FK7060-5AH71-1PG3 | 1 | UN | 1 | 60 | X | D | N | N | 85015220 | 1 |  | 7.003 | KG | 1301.22 | 1301.22 | MC05 | MC05 | SIMOTICS S Synchronous servo motor 1FK7 Compact 6.0Nm, 100K, 4500rpm 1.74kW, Naturally cooled IM B5 (IM V1, IM V3) power/signal connectors Connector can be rotated by 270Â° RESOLVER 2-POLE (RESOLVER P=1) WITH DRIVE-CLIQ INTERFACE; PLAIN SHAFT, TOLERANCE N; W/O HOLDING BRAKE DEGREE OF PROTECTION IP64; PAINT FINISH RAL7016 | - | 0 | 0
1FK7060-5AH71-1PG5 |  | 1FK7060-5AH71-1PG5 | 1 | UN | 1 | 60 | X | D | N | N | 85015220 | 1 |  | 7.003 | KG | 1377.17 | 1377.17 | MC05 | MC05 | SIMOTICS S Synchronous servo motor 1FK7 Compact 6.0Nm, 100K, 4500rpm 1.74kW, Naturally cooled IM B5 (IM V1, IM V3) power/signal connectors Connector can be rotated by 270Â° RESOLVER 2-POLE (RESOLVER P=1) WITH DRIVE-CLIQ INTERFACE; PLAIN SHAFT, TOLERANCE N; W/O HOLDING BRAKE DEGREE OF PROTECTION IP65 AS FLANGE IP67; PAINT FINISH RAL7016 | - | 0 | 0
1FK7060-5AH71-1PG8 |  | 1FK7060-5AH71-1PG8 | 1 | UN | 1 | 60 | X | D | N | N | 85015220 | 1 |  | 7.003 | KG | 1458.38 | 1458.38 | MC05 | MC05 | SIMOTICS S Synchronous servo motor 1FK7 Compact 6.0Nm, 100K, 4500rpm 1.74kW, Naturally cooled IM B5 (IM V1, IM V3) power/signal connectors Connector can be rotated by 270Â° RESOLVER 2-POLE (RESOLVER P=1) WITH DRIVE-CLIQ INTERFACE; PLAIN SHAFT, TOLERANCE N; W/O HOLDING BRAKE DEGREE OF PROTECTION IP65 IP67 D-END FLANGE; RAL7016 COATING; METALLIC RATING PLATE AT MOTOR | - | 0 | 0
1FK7060-5AH71-1PH0 |  | 1FK7060-5AH71-1PH0 | 1 | UN | 1 | 60 | X | D | N | N | 85015220 | 1 |  | 8.302 | KG | 1512.23 | 1512.23 | MC05 | MC05 | SIMOTICS S Synchronous servo motor 1FK7 Compact 6.0Nm, 100K, 4500rpm 1.74kW, Naturally cooled IM B5 (IM V1, IM V3) power/signal connectors Connector can be rotated by 270Â° RESOLVER 2-POLE (RESOLVER P=1) WITH DRIVE-CLIQ INTERFACE; PLAIN SHAFT, TOLERANCE N; WITH HOLDING BRAKE DEGREE OF PROTECTION IP64 | - | 0 | 0
1FK7060-5AH71-1PH2 |  | 1FK7060-5AH71-1PH2 | 1 | UN | 1 | 60 | X | D | N | N | 85015220 | 1 |  | 8.302 | KG | 1588.2 | 1588.2 | MC05 | MC05 | SIMOTICS S Synchronous servo motor 1FK7 Compact 6.0Nm, 100K, 4500rpm 1.74kW, Naturally cooled IM B5 (IM V1, IM V3) power/signal connectors Connector can be rotated by 270Â° RESOLVER 2-POLE (RESOLVER P=1) WITH DRIVE-CLIQ INTERFACE; PLAIN SHAFT, TOLERANCE N; WITH HOLDING BRAKE DEGREE OF PROTECTION IP65 FLANGE ON DRIVE END IP67 | - | 0 | 0
1FK7060-5AH71-1PH3 |  | 1FK7060-5AH71-1PH3 | 1 | UN | 1 | 60 | X | D | N | N | 85015220 | 1 |  | 8.302 | KG | 1549.04 | 1549.04 | MC05 | MC05 | SIMOTICS S Synchronous servo motor 1FK7 Compact 6.0Nm, 100K, 4500rpm 1.74kW, Naturally cooled IM B5 (IM V1, IM V3) power/signal connectors Connector can be rotated by 270Â° RESOLVER 2-POLE (RESOLVER P=1) WITH DRIVE-CLIQ INTERFACE; PLAIN SHAFT, TOLERANCE N; WITH HOLDING BRAKE DEGREE OF PROTECTION IP64; PAINT FINISH RAL7016 | - | 0 | 0
1FK7060-5AH71-1PH5 |  | 1FK7060-5AH71-1PH5 | 1 | UN | 1 | 60 | X | D | N | N | 85015220 | 1 |  | 8.302 | KG | 1624.99 | 1624.99 | MC05 | MC05 | SIMOTICS S Synchronous servo motor 1FK7 Compact 6.0Nm, 100K, 4500rpm 1.74kW, Naturally cooled IM B5 (IM V1, IM V3) power/signal connectors Connector can be rotated by 270Â° RESOLVER 2-POLE (RESOLVER P=1) WITH DRIVE-CLIQ INTERFACE; PLAIN SHAFT, TOLERANCE N; WITH HOLDING BRAKE DEGREE OF PROTECTION IP65 AS FLANGE IP67; PAINT FINISH RAL7016 | - | 0 | 0
1FK7060-5AH71-1PH8 |  | 1FK7060-5AH71-1PH8 | 1 | UN | 1 | 60 | X | D | N | N | 85015220 | 1 |  | 8.302 | KG | 1706.2 | 1706.2 | MC05 | MC05 | SIMOTICS S Synchronous servo motor 1FK7 Compact 6.0Nm, 100K, 4500rpm 1.74kW, Naturally cooled IM B5 (IM V1, IM V3) power/signal connectors Connector can be rotated by 270Â° RESOLVER 2-POLE (RESOLVER P=1) WITH DRIVE-CLIQ INTERFACE; PLAIN SHAFT, TOLERANCE N; WITH HOLDING BRAKE DEGREE OF PROTECTION IP65 IP67 D-END FLANGE; RAL7016 COATING; METALLIC RATING PLATE AT MOTOR | - | 0 | 0
1FK7060-5AH71-1SA0 |  | 1FK7060-5AH71-1SA0 | 1 | UN | 1 | 60 | X | D | N | N | 85015220 | 1 |  | 7.003 | KG | 1138.72 | 1138.72 | MC05 | MC05 | SIMOTICS S Synchronous servo motor 1FK7 Compact 6.0Nm, 100K, 4500rpm 1.74kW, Naturally cooled IM B5 (IM V1, IM V3) power/signal connectors Connector can be rotated by 270Â° RESOLVER MULTI-POLE (RESOLVER P=4); SHAFT WITH FITTED KEY, TOLERANCE N; W/O HOLDING BRAKE DEGREE OF PROTECTION IP64 | - | 0 | 0
1FK7060-5AH71-1SA2 |  | 1FK7060-5AH71-1SA2 | 1 | UN | 1 | 60 | X | D | N | N | 85015220 | 1 |  | 7.003 | KG | 1214.69 | 1214.69 | MC05 | MC05 | SIMOTICS S Synchronous servo motor 1FK7 Compact 6.0Nm, 100K, 4500rpm 1.74kW, Naturally cooled IM B5 (IM V1, IM V3) power/signal connectors Connector can be rotated by 270Â° RESOLVER MULTI-POLE (RESOLVER P=4); SHAFT WITH FITTED KEY, TOLERANCE N; W/O HOLDING BRAKE DEGREE OF PROTECTION IP65 FLANGE ON DRIVE END IP67 | - | 0 | 0
1FK7060-5AH71-1SA3 |  | 1FK7060-5AH71-1SA3 | 1 | UN | 1 | 60 | X | D | N | N | 85015220 | 1 |  | 7.003 | KG | 1175.53 | 1175.53 | MC05 | MC05 | SIMOTICS S Synchronous servo motor 1FK7 Compact 6.0Nm, 100K, 4500rpm 1.74kW, Naturally cooled IM B5 (IM V1, IM V3) power/signal connectors Connector can be rotated by 270Â° RESOLVER MULTI-POLE (RESOLVER P=4); SHAFT WITH FITTED KEY, TOLERANCE N; W/O HOLDING BRAKE DEGREE OF PROTECTION IP64; PAINT FINISH RAL7016 | - | 0 | 0
1FK7060-5AH71-1SA5 |  | 1FK7060-5AH71-1SA5 | 1 | UN | 1 | 60 | X | D | N | N | 85015220 | 1 |  | 7.003 | KG | 1251.48 | 1251.48 | MC05 | MC05 | SIMOTICS S Synchronous servo motor 1FK7 Compact 6.0Nm, 100K, 4500rpm 1.74kW, Naturally cooled IM B5 (IM V1, IM V3) power/signal connectors Connector can be rotated by 270Â° RESOLVER MULTI-POLE (RESOLVER P=4); SHAFT WITH FITTED KEY, TOLERANCE N; W/O HOLDING BRAKE DEGREE OF PROTECTION IP65 AS FLANGE IP67; PAINT FINISH RAL7016 | - | 0 | 0
1FK7060-5AH71-1SA8 |  | 1FK7060-5AH71-1SA8 | 1 | UN | 1 | 60 | X | D | N | N | 85015220 | 1 |  | 7.003 | KG | 1332.69 | 1332.69 | MC05 | MC05 | SIMOTICS S Synchronous servo motor 1FK7 Compact 6.0Nm, 100K, 4500rpm 1.74kW, Naturally cooled IM B5 (IM V1, IM V3) power/signal connectors Connector can be rotated by 270Â° RESOLVER MULTI-POLE (RESOLVER P=4); SHAFT WITH FITTED KEY, TOLERANCE N; W/O HOLDING BRAKE DEGREE OF PROTECTION IP65 IP67 D-END FLANGE; RAL7016 COATING; METALLIC RATING PLATE AT MOTOR | - | 0 | 0
1FK7060-5AH71-1SB0 |  | 1FK7060-5AH71-1SB0 | 1 | UN | 1 | 60 | X | D | N | N | 85015220 | 1 |  | 8.302 | KG | 1384.75 | 1384.75 | MC05 | MC05 | SIMOTICS S Synchronous servo motor 1FK7 Compact 6.0Nm, 100K, 4500rpm 1.74kW, Naturally cooled IM B5 (IM V1, IM V3) power/signal connectors Connector can be rotated by 270Â° RESOLVER MULTI-POLE (RESOLVER P=4); SHAFT WITH FITTED KEY, TOLERANCE N; WITH HOLDING BRAKE DEGREE OF PROTECTION IP64 | - | 0 | 0
1FK7060-5AH71-1SB2 |  | 1FK7060-5AH71-1SB2 | 1 | UN | 1 | 60 | X | D | N | N | 85015220 | 1 |  | 8.302 | KG | 1460.72 | 1460.72 | MC05 | MC05 | SIMOTICS S Synchronous servo motor 1FK7 Compact 6.0Nm, 100K, 4500rpm 1.74kW, Naturally cooled IM B5 (IM V1, IM V3) power/signal connectors Connector can be rotated by 270Â° RESOLVER MULTI-POLE (RESOLVER P=4); SHAFT WITH FITTED KEY, TOLERANCE N; WITH HOLDING BRAKE DEGREE OF PROTECTION IP65 FLANGE ON DRIVE END IP67 | - | 0 | 0
1FK7060-5AH71-1SB3 |  | 1FK7060-5AH71-1SB3 | 1 | UN | 1 | 60 | X | D | N | N | 85015220 | 1 |  | 8.302 | KG | 1421.56 | 1421.56 | MC05 | MC05 | SIMOTICS S Synchronous servo motor 1FK7 Compact 6.0Nm, 100K, 4500rpm 1.74kW, Naturally cooled IM B5 (IM V1, IM V3) power/signal connectors Connector can be rotated by 270Â° RESOLVER MULTI-POLE (RESOLVER P=4); SHAFT WITH FITTED KEY, TOLERANCE N; WITH HOLDING BRAKE DEGREE OF PROTECTION IP64; PAINT FINISH RAL7016 | - | 0 | 0
1FK7060-5AH71-1SB5 |  | 1FK7060-5AH71-1SB5 | 1 | UN | 1 | 60 | X | D | N | N | 85015220 | 1 |  | 8.302 | KG | 1497.51 | 1497.51 | MC05 | MC05 | SIMOTICS S Synchronous servo motor 1FK7 Compact 6.0Nm, 100K, 4500rpm 1.74kW, Naturally cooled IM B5 (IM V1, IM V3) power/signal connectors Connector can be rotated by 270Â° RESOLVER MULTI-POLE (RESOLVER P=4); SHAFT WITH FITTED KEY, TOLERANCE N; WITH HOLDING BRAKE DEGREE OF PROTECTION IP65 AS FLANGE IP67; PAINT FINISH RAL7016 | - | 0 | 0
1FK7060-5AH71-1SB8 |  | 1FK7060-5AH71-1SB8 | 1 | UN | 1 | 60 | X | D | N | N | 85015220 | 1 |  | 8.302 | KG | 1578.72 | 1578.72 | MC05 | MC05 | SIMOTICS S Synchronous servo motor 1FK7 Compact 6.0Nm, 100K, 4500rpm 1.74kW, Naturally cooled IM B5 (IM V1, IM V3) power/signal connectors Connector can be rotated by 270Â° RESOLVER MULTI-POLE (RESOLVER P=4); SHAFT WITH FITTED KEY, TOLERANCE N; WITH HOLDING BRAKE DEGREE OF PROTECTION IP65 IP67 D-END FLANGE; RAL7016 COATING; METALLIC RATING PLATE AT MOTOR | - | 0 | 0
1FK7060-5AH71-1SG0 |  | 1FK7060-5AH71-1SG0 | 1 | UN | 1 | 60 | X | D | N | N | 85015220 | 1 |  | 7.003 | KG | 1068.67 | 1068.67 | MC05 | MC05 | SIMOTICS S Synchronous servo motor 1FK7 Compact 6.0Nm, 100K, 4500rpm 1.74kW, Naturally cooled IM B5 (IM V1, IM V3) power/signal connectors Connector can be rotated by 270Â° RESOLVER MULTI-POLE (RESOLVER P=4); PLAIN SHAFT, TOLERANCE N; W/O HOLDING BRAKE DEGREE OF PROTECTION IP64 | - | 0 | 0
1FK7060-5AH71-1SG2 |  | 1FK7060-5AH71-1SG2 | 1 | UN | 1 | 60 | X | D | N | N | 85015220 | 1 |  | 7.003 | KG | 1144.64 | 1144.64 | MC05 | MC05 | SIMOTICS S Synchronous servo motor 1FK7 Compact 6.0Nm, 100K, 4500rpm 1.74kW, Naturally cooled IM B5 (IM V1, IM V3) power/signal connectors Connector can be rotated by 270Â° RESOLVER MULTI-POLE (RESOLVER P=4); PLAIN SHAFT, TOLERANCE N; W/O HOLDING BRAKE DEGREE OF PROTECTION IP65 FLANGE ON DRIVE END IP67 | - | 0 | 0
1FK7060-5AH71-1SG3 |  | 1FK7060-5AH71-1SG3 | 1 | UN | 1 | 60 | X | D | N | N | 85015220 | 1 |  | 7.003 | KG | 1105.48 | 1105.48 | MC05 | MC05 | SIMOTICS S Synchronous servo motor 1FK7 Compact 6.0Nm, 100K, 4500rpm 1.74kW, Naturally cooled IM B5 (IM V1, IM V3) power/signal connectors Connector can be rotated by 270Â° RESOLVER MULTI-POLE (RESOLVER P=4); PLAIN SHAFT, TOLERANCE N; W/O HOLDING BRAKE DEGREE OF PROTECTION IP64; PAINT FINISH RAL7016 | - | 0 | 0
1FK7060-5AH71-1SG5 |  | 1FK7060-5AH71-1SG5 | 1 | UN | 1 | 60 | X | D | N | N | 85015220 | 1 |  | 7.003 | KG | 1181.43 | 1181.43 | MC05 | MC05 | SIMOTICS S Synchronous servo motor 1FK7 Compact 6.0Nm, 100K, 4500rpm 1.74kW, Naturally cooled IM B5 (IM V1, IM V3) power/signal connectors Connector can be rotated by 270Â° RESOLVER MULTI-POLE (RESOLVER P=4); PLAIN SHAFT, TOLERANCE N; W/O HOLDING BRAKE DEGREE OF PROTECTION IP65 AS FLANGE IP67; PAINT FINISH RAL7016 | - | 0 | 0
1FK7060-5AH71-1SG8 |  | 1FK7060-5AH71-1SG8 | 1 | UN | 1 | 60 | X | D | N | N | 85015220 | 1 |  | 7.003 | KG | 1262.64 | 1262.64 | MC05 | MC05 | SIMOTICS S Synchronous servo motor 1FK7 Compact 6.0Nm, 100K, 4500rpm 1.74kW, Naturally cooled IM B5 (IM V1, IM V3) power/signal connectors Connector can be rotated by 270Â° RESOLVER MULTI-POLE (RESOLVER P=4); PLAIN SHAFT, TOLERANCE N; W/O HOLDING BRAKE DEGREE OF PROTECTION IP65 IP67 D-END FLANGE; RAL7016 COATING; METALLIC RATING PLATE AT MOTOR | - | 0 | 0
1FK7060-5AH71-1SH0 |  | 1FK7060-5AH71-1SH0 | 1 | UN | 1 | 60 | X | D | N | N | 85015220 | 1 |  | 8.302 | KG | 1316.49 | 1316.49 | MC05 | MC05 | SIMOTICS S Synchronous servo motor 1FK7 Compact 6.0Nm, 100K, 4500rpm 1.74kW, Naturally cooled IM B5 (IM V1, IM V3) power/signal connectors Connector can be rotated by 270Â° RESOLVER MULTI-POLE (RESOLVER P=4); PLAIN SHAFT, TOLERANCE N; WITH HOLDING BRAKE DEGREE OF PROTECTION IP64 | - | 0 | 0
1FK7060-5AH71-1SH2 |  | 1FK7060-5AH71-1SH2 | 1 | UN | 1 | 60 | X | D | N | N | 85015220 | 1 |  | 8.302 | KG | 1392.46 | 1392.46 | MC05 | MC05 | SIMOTICS S Synchronous servo motor 1FK7 Compact 6.0Nm, 100K, 4500rpm 1.74kW, Naturally cooled IM B5 (IM V1, IM V3) power/signal connectors Connector can be rotated by 270Â° RESOLVER MULTI-POLE (RESOLVER P=4); PLAIN SHAFT, TOLERANCE N; WITH HOLDING BRAKE DEGREE OF PROTECTION IP65 FLANGE ON DRIVE END IP67 | - | 0 | 0
1FK7060-5AH71-1SH3 |  | 1FK7060-5AH71-1SH3 | 1 | UN | 1 | 60 | X | D | N | N | 85015220 | 1 |  | 8.302 | KG | 1353.3 | 1353.3 | MC05 | MC05 | SIMOTICS S Synchronous servo motor 1FK7 Compact 6.0Nm, 100K, 4500rpm 1.74kW, Naturally cooled IM B5 (IM V1, IM V3) power/signal connectors Connector can be rotated by 270Â° RESOLVER MULTI-POLE (RESOLVER P=4); PLAIN SHAFT, TOLERANCE N; WITH HOLDING BRAKE DEGREE OF PROTECTION IP64; PAINT FINISH RAL7016 | - | 0 | 0
1FK7060-5AH71-1SH5 |  | 1FK7060-5AH71-1SH5 | 1 | UN | 1 | 60 | X | D | N | N | 85015220 | 1 |  | 8.302 | KG | 1429.25 | 1429.25 | MC05 | MC05 | SIMOTICS S Synchronous servo motor 1FK7 Compact 6.0Nm, 100K, 4500rpm 1.74kW, Naturally cooled IM B5 (IM V1, IM V3) power/signal connectors Connector can be rotated by 270Â° RESOLVER MULTI-POLE (RESOLVER P=4); PLAIN SHAFT, TOLERANCE N; WITH HOLDING BRAKE DEGREE OF PROTECTION IP65 AS FLANGE IP67; PAINT FINISH RAL7016 | - | 0 | 0
1FK7060-5AH71-1SH8 |  | 1FK7060-5AH71-1SH8 | 1 | UN | 1 | 60 | X | D | N | N | 85015220 | 1 |  | 8.302 | KG | 1510.46 | 1510.46 | MC05 | MC05 | SIMOTICS S Synchronous servo motor 1FK7 Compact 6.0Nm, 100K, 4500rpm 1.74kW, Naturally cooled IM B5 (IM V1, IM V3) power/signal connectors Connector can be rotated by 270Â° RESOLVER MULTI-POLE (RESOLVER P=4); PLAIN SHAFT, TOLERANCE N; WITH HOLDING BRAKE DEGREE OF PROTECTION IP65 IP67 D-END FLANGE; RAL7016 COATING; METALLIC RATING PLATE AT MOTOR | - | 0 | 0
1FK7060-5AH71-1TA0 |  | 1FK7060-5AH71-1TA0 | 1 | UN | 1 | 60 | X | D | N | N | 85015220 | 1 |  | 7.003 | KG | 1138.72 | 1138.72 | MC05 | MC05 | SIMOTICS S Synchronous servo motor 1FK7 Compact 6.0Nm, 100K, 4500rpm 1.74kW, Naturally cooled IM B5 (IM V1, IM V3) power/signal connectors Connector can be rotated by 270Â° RESOLVER 2-POLE (RESOLVER P=1); SHAFT WITH FITTED KEY, TOLERANCE N; W/O HOLDING BRAKE DEGREE OF PROTECTION IP64 | - | 0 | 0
1FK7060-5AH71-1TA2 |  | 1FK7060-5AH71-1TA2 | 1 | UN | 1 | 60 | X | D | N | N | 85015220 | 1 | 4025515001775 | 7.003 | KG | 1214.69 | 1214.69 | MC05 | MC05 | SIMOTICS S Synchronous servo motor 1FK7 Compact 6.0Nm, 100K, 4500rpm 1.74kW, Naturally cooled IM B5 (IM V1, IM V3) power/signal connectors Connector can be rotated by 270Â° RESOLVER 2-POLE (RESOLVER P=1); SHAFT WITH FITTED KEY, TOLERANCE N; W/O HOLDING BRAKE DEGREE OF PROTECTION IP65 FLANGE ON DRIVE END IP67 | - | 0 | 7
1FK7060-5AH71-1TA3 |  | 1FK7060-5AH71-1TA3 | 1 | UN | 1 | 60 | X | D | N | N | 85015220 | 1 |  | 7.003 | KG | 1175.53 | 1175.53 | MC05 | MC05 | SIMOTICS S Synchronous servo motor 1FK7 Compact 6.0Nm, 100K, 4500rpm 1.74kW, Naturally cooled IM B5 (IM V1, IM V3) power/signal connectors Connector can be rotated by 270Â° RESOLVER 2-POLE (RESOLVER P=1); SHAFT WITH FITTED KEY, TOLERANCE N; W/O HOLDING BRAKE DEGREE OF PROTECTION IP64; PAINT FINISH RAL7016 | - | 0 | 0
1FK7060-5AH71-1TA5 |  | 1FK7060-5AH71-1TA5 | 1 | UN | 1 | 60 | X | D | N | N | 85015220 | 1 |  | 7.003 | KG | 1251.48 | 1251.48 | MC05 | MC05 | SIMOTICS S Synchronous servo motor 1FK7 Compact 6.0Nm, 100K, 4500rpm 1.74kW, Naturally cooled IM B5 (IM V1, IM V3) power/signal connectors Connector can be rotated by 270Â° RESOLVER 2-POLE (RESOLVER P=1); SHAFT WITH FITTED KEY, TOLERANCE N; W/O HOLDING BRAKE DEGREE OF PROTECTION IP65 AS FLANGE IP67; PAINT FINISH RAL7016 | - | 0 | 0
1FK7060-5AH71-1TA8 |  | 1FK7060-5AH71-1TA8 | 1 | UN | 1 | 60 | X | D | N | N | 85015220 | 1 |  | 7.003 | KG | 1332.69 | 1332.69 | MC05 | MC05 | SIMOTICS S Synchronous servo motor 1FK7 Compact 6.0Nm, 100K, 4500rpm 1.74kW, Naturally cooled IM B5 (IM V1, IM V3) power/signal connectors Connector can be rotated by 270Â° RESOLVER 2-POLE (RESOLVER P=1); SHAFT WITH FITTED KEY, TOLERANCE N; W/O HOLDING BRAKE DEGREE OF PROTECTION IP65 IP67 D-END FLANGE; RAL7016 COATING; METALLIC RATING PLATE AT MOTOR | - | 0 | 0
1FK7060-5AH71-1TB0 |  | 1FK7060-5AH71-1TB0 | 1 | UN | 1 | 60 | X | D | N | N | 85015220 | 1 |  | 8.302 | KG | 1384.75 | 1384.75 | MC05 | MC05 | SIMOTICS S Synchronous servo motor 1FK7 Compact 6.0Nm, 100K, 4500rpm 1.74kW, Naturally cooled IM B5 (IM V1, IM V3) power/signal connectors Connector can be rotated by 270Â° RESOLVER 2-POLE (RESOLVER P=1); SHAFT WITH FITTED KEY, TOLERANCE N; WITH HOLDING BRAKE DEGREE OF PROTECTION IP64 | - | 0 | 0
1FK7060-5AH71-1TB2 |  | 1FK7060-5AH71-1TB2 | 1 | UN | 1 | 60 | X | D | N | N | 85015220 | 1 |  | 8.302 | KG | 1460.72 | 1460.72 | MC05 | MC05 | SIMOTICS S Synchronous servo motor 1FK7 Compact 6.0Nm, 100K, 4500rpm 1.74kW, Naturally cooled IM B5 (IM V1, IM V3) power/signal connectors Connector can be rotated by 270Â° RESOLVER 2-POLE (RESOLVER P=1); SHAFT WITH FITTED KEY, TOLERANCE N; WITH HOLDING BRAKE DEGREE OF PROTECTION IP65 FLANGE ON DRIVE END IP67 | - | 0 | 0
1FK7060-5AH71-1TB3 |  | 1FK7060-5AH71-1TB3 | 1 | UN | 1 | 60 | X | D | N | N | 85015220 | 1 |  | 8.302 | KG | 1421.56 | 1421.56 | MC05 | MC05 | SIMOTICS S Synchronous servo motor 1FK7 Compact 6.0Nm, 100K, 4500rpm 1.74kW, Naturally cooled IM B5 (IM V1, IM V3) power/signal connectors Connector can be rotated by 270Â° RESOLVER 2-POLE (RESOLVER P=1); SHAFT WITH FITTED KEY, TOLERANCE N; WITH HOLDING BRAKE DEGREE OF PROTECTION IP64; PAINT FINISH RAL7016 | - | 0 | 0
1FK7060-5AH71-1TB5 |  | 1FK7060-5AH71-1TB5 | 1 | UN | 1 | 60 | X | D | N | N | 85015220 | 1 |  | 8.302 | KG | 1497.51 | 1497.51 | MC05 | MC05 | SIMOTICS S Synchronous servo motor 1FK7 Compact 6.0Nm, 100K, 4500rpm 1.74kW, Naturally cooled IM B5 (IM V1, IM V3) power/signal connectors Connector can be rotated by 270Â° RESOLVER 2-POLE (RESOLVER P=1); SHAFT WITH FITTED KEY, TOLERANCE N; WITH HOLDING BRAKE DEGREE OF PROTECTION IP65 AS FLANGE IP67; PAINT FINISH RAL7016 | - | 0 | 0
1FK7060-5AH71-1TB8 |  | 1FK7060-5AH71-1TB8 | 1 | UN | 1 | 60 | X | D | N | N | 85015220 | 1 |  | 8.302 | KG | 1578.72 | 1578.72 | MC05 | MC05 | SIMOTICS S Synchronous servo motor 1FK7 Compact 6.0Nm, 100K, 4500rpm 1.74kW, Naturally cooled IM B5 (IM V1, IM V3) power/signal connectors Connector can be rotated by 270Â° RESOLVER 2-POLE (RESOLVER P=1); SHAFT WITH FITTED KEY, TOLERANCE N; WITH HOLDING BRAKE DEGREE OF PROTECTION IP65 IP67 D-END FLANGE; RAL7016 COATING; METALLIC RATING PLATE AT MOTOR | - | 0 | 0
1FK7060-5AH71-1TG0 |  | 1FK7060-5AH71-1TG0 | 1 | UN | 1 | 60 | X | D | N | N | 85015220 | 1 |  | 7.003 | KG | 1068.67 | 1068.67 | MC05 | MC05 | SIMOTICS S Synchronous servo motor 1FK7 Compact 6.0Nm, 100K, 4500rpm 1.74kW, Naturally cooled IM B5 (IM V1, IM V3) power/signal connectors Connector can be rotated by 270Â° RESOLVER 2-POLE (RESOLVER P=1); PLAIN SHAFT, TOLERANCE N; W/O HOLDING BRAKE DEGREE OF PROTECTION IP64 | - | 0 | 0
1FK7060-5AH71-1TG2 |  | 1FK7060-5AH71-1TG2 | 1 | UN | 1 | 60 | X | D | N | N | 85015220 | 1 |  | 7.003 | KG | 1144.64 | 1144.64 | MC05 | MC05 | SIMOTICS S Synchronous servo motor 1FK7 Compact 6.0Nm, 100K, 4500rpm 1.74kW, Naturally cooled IM B5 (IM V1, IM V3) power/signal connectors Connector can be rotated by 270Â° RESOLVER 2-POLE (RESOLVER P=1); PLAIN SHAFT, TOLERANCE N; W/O HOLDING BRAKE DEGREE OF PROTECTION IP65 FLANGE ON DRIVE END IP67 | - | 0 | 0
1FK7060-5AH71-1TG3 |  | 1FK7060-5AH71-1TG3 | 1 | UN | 1 | 60 | X | D | N | N | 85015220 | 1 |  | 7.003 | KG | 1105.48 | 1105.48 | MC05 | MC05 | SIMOTICS S Synchronous servo motor 1FK7 Compact 6.0Nm, 100K, 4500rpm 1.74kW, Naturally cooled IM B5 (IM V1, IM V3) power/signal connectors Connector can be rotated by 270Â° RESOLVER 2-POLE (RESOLVER P=1); PLAIN SHAFT, TOLERANCE N; W/O HOLDING BRAKE DEGREE OF PROTECTION IP64; PAINT FINISH RAL7016 | - | 0 | 0
1FK7060-5AH71-1TG5 |  | 1FK7060-5AH71-1TG5 | 1 | UN | 1 | 60 | X | D | N | N | 85015220 | 1 |  | 7.003 | KG | 1181.43 | 1181.43 | MC05 | MC05 | SIMOTICS S Synchronous servo motor 1FK7 Compact 6.0Nm, 100K, 4500rpm 1.74kW, Naturally cooled IM B5 (IM V1, IM V3) power/signal connectors Connector can be rotated by 270Â° RESOLVER 2-POLE (RESOLVER P=1); PLAIN SHAFT, TOLERANCE N; W/O HOLDING BRAKE DEGREE OF PROTECTION IP65 AS FLANGE IP67; PAINT FINISH RAL7016 | - | 0 | 0
1FK7060-5AH71-1TG8 |  | 1FK7060-5AH71-1TG8 | 1 | UN | 1 | 60 | X | D | N | N | 85015220 | 1 |  | 7.003 | KG | 1262.64 | 1262.64 | MC05 | MC05 | SIMOTICS S Synchronous servo motor 1FK7 Compact 6.0Nm, 100K, 4500rpm 1.74kW, Naturally cooled IM B5 (IM V1, IM V3) power/signal connectors Connector can be rotated by 270Â° RESOLVER 2-POLE (RESOLVER P=1); PLAIN SHAFT, TOLERANCE N; W/O HOLDING BRAKE DEGREE OF PROTECTION IP65 IP67 D-END FLANGE; RAL7016 COATING; METALLIC RATING PLATE AT MOTOR | - | 0 | 0
1FK7060-5AH71-1TH0 |  | 1FK7060-5AH71-1TH0 | 1 | UN | 1 | 60 | X | D | N | N | 85015220 | 1 |  | 8.302 | KG | 1316.49 | 1316.49 | MC05 | MC05 | SIMOTICS S Synchronous servo motor 1FK7 Compact 6.0Nm, 100K, 4500rpm 1.74kW, Naturally cooled IM B5 (IM V1, IM V3) power/signal connectors Connector can be rotated by 270Â° RESOLVER 2-POLE (RESOLVER P=1); PLAIN SHAFT, TOLERANCE N; WITH HOLDING BRAKE DEGREE OF PROTECTION IP64 | - | 0 | 0
1FK7060-5AH71-1TH2 |  | 1FK7060-5AH71-1TH2 | 1 | UN | 1 | 60 | X | D | N | N | 85015220 | 1 |  | 8.302 | KG | 1392.46 | 1392.46 | MC05 | MC05 | SIMOTICS S Synchronous servo motor 1FK7 Compact 6.0Nm, 100K, 4500rpm 1.74kW, Naturally cooled IM B5 (IM V1, IM V3) power/signal connectors Connector can be rotated by 270Â° RESOLVER 2-POLE (RESOLVER P=1); PLAIN SHAFT, TOLERANCE N; WITH HOLDING BRAKE DEGREE OF PROTECTION IP65 FLANGE ON DRIVE END IP67 | - | 0 | 0
1FK7060-5AH71-1TH3 |  | 1FK7060-5AH71-1TH3 | 1 | UN | 1 | 60 | X | D | N | N | 85015220 | 1 |  | 8.302 | KG | 1353.3 | 1353.3 | MC05 | MC05 | SIMOTICS S Synchronous servo motor 1FK7 Compact 6.0Nm, 100K, 4500rpm 1.74kW, Naturally cooled IM B5 (IM V1, IM V3) power/signal connectors Connector can be rotated by 270Â° RESOLVER 2-POLE (RESOLVER P=1); PLAIN SHAFT, TOLERANCE N; WITH HOLDING BRAKE DEGREE OF PROTECTION IP64; PAINT FINISH RAL7016 | - | 0 | 0
1FK7060-5AH71-1TH5 |  | 1FK7060-5AH71-1TH5 | 1 | UN | 1 | 60 | X | D | N | N | 85015220 | 1 |  | 8.302 | KG | 1429.25 | 1429.25 | MC05 | MC05 | SIMOTICS S Synchronous servo motor 1FK7 Compact 6.0Nm, 100K, 4500rpm 1.74kW, Naturally cooled IM B5 (IM V1, IM V3) power/signal connectors Connector can be rotated by 270Â° RESOLVER 2-POLE (RESOLVER P=1); PLAIN SHAFT, TOLERANCE N; WITH HOLDING BRAKE DEGREE OF PROTECTION IP65 AS FLANGE IP67; PAINT FINISH RAL7016 | - | 0 | 0
1FK7060-5AH71-1TH8 |  | 1FK7060-5AH71-1TH8 | 1 | UN | 1 | 60 | X | D | N | N | 85015220 | 1 |  | 8.302 | KG | 1510.46 | 1510.46 | MC05 | MC05 | SIMOTICS S Synchronous servo motor 1FK7 Compact 6.0Nm, 100K, 4500rpm 1.74kW, Naturally cooled IM B5 (IM V1, IM V3) power/signal connectors Connector can be rotated by 270Â° RESOLVER 2-POLE (RESOLVER P=1); PLAIN SHAFT, TOLERANCE N; WITH HOLDING BRAKE DEGREE OF PROTECTION IP65 IP67 D-END FLANGE; RAL7016 COATING; METALLIC RATING PLATE AT MOTOR | - | 0 | 0
1FK7060-5AH71-1UA0 |  | 1FK7060-5AH71-1UA0 | 1 | UN | 1 | 60 | X | D | N | N | 85015220 | 1 |  | 7.003 | KG | 1334.46 | 1334.46 | MC05 | MC05 | SIMOTICS S Synchronous servo motor 1FK7 Compact 6.0Nm, 100K, 4500rpm 1.74kW, Naturally cooled IM B5 (IM V1, IM V3) power/signal connectors Connector can be rotated by 270Â° RESOLVER MULTI-POLE (RESOLVER P=4) WITH DRIVE-CLIQ INTERFACE; SHAFT WITH FITTED KEY, TOLERANCE N; W/O HOLDING BRAKE DEGREE OF PROTECTION IP64 | - | 0 | 0
1FK7060-5AH71-1UA2 |  | 1FK7060-5AH71-1UA2 | 1 | UN | 1 | 60 | X | D | N | N | 85015220 | 1 |  | 7.003 | KG | 1410.43 | 1410.43 | MC05 | MC05 | SIMOTICS S Synchronous servo motor 1FK7 Compact 6.0Nm, 100K, 4500rpm 1.74kW, Naturally cooled IM B5 (IM V1, IM V3) power/signal connectors Connector can be rotated by 270Â° RESOLVER MULTI-POLE (RESOLVER P=4) WITH DRIVE-CLIQ INTERFACE; SHAFT WITH FITTED KEY, TOLERANCE N; W/O HOLDING BRAKE DEGREE OF PROTECTION IP65 FLANGE ON DRIVE END IP67 | - | 0 | 0
1FK7060-5AH71-1UA3 |  | 1FK7060-5AH71-1UA3 | 1 | UN | 1 | 60 | X | D | N | N | 85015220 | 1 |  | 7.003 | KG | 1371.27 | 1371.27 | MC05 | MC05 | SIMOTICS S Synchronous servo motor 1FK7 Compact 6.0Nm, 100K, 4500rpm 1.74kW, Naturally cooled IM B5 (IM V1, IM V3) power/signal connectors Connector can be rotated by 270Â° RESOLVER MULTI-POLE (RESOLVER P=4) WITH DRIVE-CLIQ INTERFACE; SHAFT WITH FITTED KEY, TOLERANCE N; W/O HOLDING BRAKE DEGREE OF PROTECTION IP64; PAINT FINISH RAL7016 | - | 0 | 0
1FK7060-5AH71-1UA5 |  | 1FK7060-5AH71-1UA5 | 1 | UN | 1 | 60 | X | D | N | N | 85015220 | 1 |  | 7.003 | KG | 1447.22 | 1447.22 | MC05 | MC05 | SIMOTICS S Synchronous servo motor 1FK7 Compact 6.0Nm, 100K, 4500rpm 1.74kW, Naturally cooled IM B5 (IM V1, IM V3) power/signal connectors Connector can be rotated by 270Â° RESOLVER MULTI-POLE (RESOLVER P=4) WITH DRIVE-CLIQ INTERFACE; SHAFT WITH FITTED KEY, TOLERANCE N; W/O HOLDING BRAKE DEGREE OF PROTECTION IP65 AS FLANGE IP67; PAINT FINISH RAL7016 | - | 0 | 0
1FK7060-5AH71-1UA8 |  | 1FK7060-5AH71-1UA8 | 1 | UN | 1 | 60 | X | D | N | N | 85015220 | 1 |  | 7.003 | KG | 1528.43 | 1528.43 | MC05 | MC05 | SIMOTICS S Synchronous servo motor 1FK7 Compact 6.0Nm, 100K, 4500rpm 1.74kW, Naturally cooled IM B5 (IM V1, IM V3) power/signal connectors Connector can be rotated by 270Â° RESOLVER MULTI-POLE (RESOLVER P=4) WITH DRIVE-CLIQ INTERFACE; SHAFT WITH FITTED KEY, TOLERANCE N; W/O HOLDING BRAKE DEGREE OF PROTECTION IP65 IP67 D-END FLANGE; RAL7016 COATING; METALLIC RATING PLATE AT MOTOR | - | 0 | 0
1FK7060-5AH71-1UB0 |  | 1FK7060-5AH71-1UB0 | 1 | UN | 1 | 60 | X | D | N | N | 85015220 | 1 |  | 8.302 | KG | 1580.49 | 1580.49 | MC05 | MC05 | SIMOTICS S Synchronous servo motor 1FK7 Compact 6.0Nm, 100K, 4500rpm 1.74kW, Naturally cooled IM B5 (IM V1, IM V3) power/signal connectors Connector can be rotated by 270Â° RESOLVER MULTI-POLE (RESOLVER P=4) WITH DRIVE-CLIQ INTERFACE; SHAFT WITH FITTED KEY, TOLERANCE N; WITH HOLDING BRAKE DEGREE OF PROTECTION IP64 | - | 0 | 0
1FK7060-5AH71-1UB2 |  | 1FK7060-5AH71-1UB2 | 1 | UN | 1 | 60 | X | D | N | N | 85015220 | 1 |  | 8.302 | KG | 1656.46 | 1656.46 | MC05 | MC05 | SIMOTICS S Synchronous servo motor 1FK7 Compact 6.0Nm, 100K, 4500rpm 1.74kW, Naturally cooled IM B5 (IM V1, IM V3) power/signal connectors Connector can be rotated by 270Â° RESOLVER MULTI-POLE (RESOLVER P=4) WITH DRIVE-CLIQ INTERFACE; SHAFT WITH FITTED KEY, TOLERANCE N; WITH HOLDING BRAKE DEGREE OF PROTECTION IP65 FLANGE ON DRIVE END IP67 | - | 0 | 0
1FK7060-5AH71-1UB3 |  | 1FK7060-5AH71-1UB3 | 1 | UN | 1 | 60 | X | D | N | N | 85015220 | 1 |  | 8.302 | KG | 1617.3 | 1617.3 | MC05 | MC05 | SIMOTICS S Synchronous servo motor 1FK7 Compact 6.0Nm, 100K, 4500rpm 1.74kW, Naturally cooled IM B5 (IM V1, IM V3) power/signal connectors Connector can be rotated by 270Â° RESOLVER MULTI-POLE (RESOLVER P=4) WITH DRIVE-CLIQ INTERFACE; SHAFT WITH FITTED KEY, TOLERANCE N; WITH HOLDING BRAKE DEGREE OF PROTECTION IP64; PAINT FINISH RAL7016 | - | 0 | 0
1FK7060-5AH71-1UB5 |  | 1FK7060-5AH71-1UB5 | 1 | UN | 1 | 60 | X | D | N | N | 85015220 | 1 |  | 8.302 | KG | 1693.25 | 1693.25 | MC05 | MC05 | SIMOTICS S Synchronous servo motor 1FK7 Compact 6.0Nm, 100K, 4500rpm 1.74kW, Naturally cooled IM B5 (IM V1, IM V3) power/signal connectors Connector can be rotated by 270Â° RESOLVER MULTI-POLE (RESOLVER P=4) WITH DRIVE-CLIQ INTERFACE; SHAFT WITH FITTED KEY, TOLERANCE N; WITH HOLDING BRAKE DEGREE OF PROTECTION IP65 AS FLANGE IP67; PAINT FINISH RAL7016 | - | 0 | 0
1FK7060-5AH71-1UB8 |  | 1FK7060-5AH71-1UB8 | 1 | UN | 1 | 60 | X | D | N | N | 85015220 | 1 |  | 8.302 | KG | 1774.46 | 1774.46 | MC05 | MC05 | SIMOTICS S Synchronous servo motor 1FK7 Compact 6.0Nm, 100K, 4500rpm 1.74kW, Naturally cooled IM B5 (IM V1, IM V3) power/signal connectors Connector can be rotated by 270Â° RESOLVER MULTI-POLE (RESOLVER P=4) WITH DRIVE-CLIQ INTERFACE; SHAFT WITH FITTED KEY, TOLERANCE N; WITH HOLDING BRAKE DEGREE OF PROTECTION IP65 IP67 D-END FLANGE; RAL7016 COATING; METALLIC RATING PLATE AT MOTOR | - | 0 | 0
1FK7060-5AH71-1UG0 |  | 1FK7060-5AH71-1UG0 | 1 | UN | 1 | 60 | X | D | N | N | 85015220 | 1 |  | 7.003 | KG | 1264.41 | 1264.41 | MC05 | MC05 | SIMOTICS S Synchronous servo motor 1FK7 Compact 6.0Nm, 100K, 4500rpm 1.74kW, Naturally cooled IM B5 (IM V1, IM V3) power/signal connectors Connector can be rotated by 270Â° RESOLVER MULTI-POLE (RESOLVER P=4) WITH DRIVE-CLIQ INTERFACE; PLAIN SHAFT, TOLERANCE N; W/O HOLDING BRAKE DEGREE OF PROTECTION IP64 | - | 0 | 0
1FK7060-5AH71-1UG2 |  | 1FK7060-5AH71-1UG2 | 1 | UN | 1 | 60 | X | D | N | N | 85015220 | 1 |  | 7.003 | KG | 1340.38 | 1340.38 | MC05 | MC05 | SIMOTICS S Synchronous servo motor 1FK7 Compact 6.0Nm, 100K, 4500rpm 1.74kW, Naturally cooled IM B5 (IM V1, IM V3) power/signal connectors Connector can be rotated by 270Â° RESOLVER MULTI-POLE (RESOLVER P=4) WITH DRIVE-CLIQ INTERFACE; PLAIN SHAFT, TOLERANCE N; W/O HOLDING BRAKE DEGREE OF PROTECTION IP65 FLANGE ON DRIVE END IP67 | - | 0 | 0
1FK7060-5AH71-1UG3 |  | 1FK7060-5AH71-1UG3 | 1 | UN | 1 | 60 | X | D | N | N | 85015220 | 1 |  | 7.003 | KG | 1301.22 | 1301.22 | MC05 | MC05 | SIMOTICS S Synchronous servo motor 1FK7 Compact 6.0Nm, 100K, 4500rpm 1.74kW, Naturally cooled IM B5 (IM V1, IM V3) power/signal connectors Connector can be rotated by 270Â° RESOLVER MULTI-POLE (RESOLVER P=4) WITH DRIVE-CLIQ INTERFACE; PLAIN SHAFT, TOLERANCE N; W/O HOLDING BRAKE DEGREE OF PROTECTION IP64; PAINT FINISH RAL7016 | - | 0 | 0
1FK7060-5AH71-1UG5 |  | 1FK7060-5AH71-1UG5 | 1 | UN | 1 | 60 | X | D | N | N | 85015220 | 1 |  | 7.003 | KG | 1377.17 | 1377.17 | MC05 | MC05 | SIMOTICS S Synchronous servo motor 1FK7 Compact 6.0Nm, 100K, 4500rpm 1.74kW, Naturally cooled IM B5 (IM V1, IM V3) power/signal connectors Connector can be rotated by 270Â° RESOLVER MULTI-POLE (RESOLVER P=4) WITH DRIVE-CLIQ INTERFACE; PLAIN SHAFT, TOLERANCE N; W/O HOLDING BRAKE DEGREE OF PROTECTION IP65 AS FLANGE IP67; PAINT FINISH RAL7016 | - | 0 | 0
1FK7060-5AH71-1UG8 |  | 1FK7060-5AH71-1UG8 | 1 | UN | 1 | 60 | X | D | N | N | 85015220 | 1 |  | 7.003 | KG | 1458.38 | 1458.38 | MC05 | MC05 | SIMOTICS S Synchronous servo motor 1FK7 Compact 6.0Nm, 100K, 4500rpm 1.74kW, Naturally cooled IM B5 (IM V1, IM V3) power/signal connectors Connector can be rotated by 270Â° RESOLVER MULTI-POLE (RESOLVER P=4) WITH DRIVE-CLIQ INTERFACE; PLAIN SHAFT, TOLERANCE N; W/O HOLDING BRAKE DEGREE OF PROTECTION IP65 IP67 D-END FLANGE; RAL7016 COATING; METALLIC RATING PLATE AT MOTOR | - | 0 | 0
1FK7060-5AH71-1UH0 |  | 1FK7060-5AH71-1UH0 | 1 | UN | 1 | 60 | X | D | N | N | 85015220 | 1 |  | 8.302 | KG | 1512.23 | 1512.23 | MC05 | MC05 | SIMOTICS S Synchronous servo motor 1FK7 Compact 6.0Nm, 100K, 4500rpm 1.74kW, Naturally cooled IM B5 (IM V1, IM V3) power/signal connectors Connector can be rotated by 270Â° RESOLVER MULTI-POLE (RESOLVER P=4) WITH DRIVE-CLIQ INTERFACE; PLAIN SHAFT, TOLERANCE N; WITH HOLDING BRAKE DEGREE OF PROTECTION IP64 | - | 0 | 0
1FK7060-5AH71-1UH2 |  | 1FK7060-5AH71-1UH2 | 1 | UN | 1 | 60 | X | D | N | N | 85015220 | 1 |  | 8.302 | KG | 1588.2 | 1588.2 | MC05 | MC05 | SIMOTICS S Synchronous servo motor 1FK7 Compact 6.0Nm, 100K, 4500rpm 1.74kW, Naturally cooled IM B5 (IM V1, IM V3) power/signal connectors Connector can be rotated by 270Â° RESOLVER MULTI-POLE (RESOLVER P=4) WITH DRIVE-CLIQ INTERFACE; PLAIN SHAFT, TOLERANCE N; WITH HOLDING BRAKE DEGREE OF PROTECTION IP65 FLANGE ON DRIVE END IP67 | - | 0 | 0
1FK7060-5AH71-1UH3 |  | 1FK7060-5AH71-1UH3 | 1 | UN | 1 | 60 | X | D | N | N | 85015220 | 1 |  | 8.302 | KG | 1549.04 | 1549.04 | MC05 | MC05 | SIMOTICS S Synchronous servo motor 1FK7 Compact 6.0Nm, 100K, 4500rpm 1.74kW, Naturally cooled IM B5 (IM V1, IM V3) power/signal connectors Connector can be rotated by 270Â° RESOLVER MULTI-POLE (RESOLVER P=4) WITH DRIVE-CLIQ INTERFACE; PLAIN SHAFT, TOLERANCE N; WITH HOLDING BRAKE DEGREE OF PROTECTION IP64; PAINT FINISH RAL7016 | - | 0 | 0
1FK7060-5AH71-1UH5 |  | 1FK7060-5AH71-1UH5 | 1 | UN | 1 | 60 | X | D | N | N | 85015220 | 1 |  | 8.302 | KG | 1624.99 | 1624.99 | MC05 | MC05 | SIMOTICS S Synchronous servo motor 1FK7 Compact 6.0Nm, 100K, 4500rpm 1.74kW, Naturally cooled IM B5 (IM V1, IM V3) power/signal connectors Connector can be rotated by 270Â° RESOLVER MULTI-POLE (RESOLVER P=4) WITH DRIVE-CLIQ INTERFACE; PLAIN SHAFT, TOLERANCE N; WITH HOLDING BRAKE DEGREE OF PROTECTION IP65 AS FLANGE IP67; PAINT FINISH RAL7016 | - | 0 | 0
1FK7060-5AH71-1UH8 |  | 1FK7060-5AH71-1UH8 | 1 | UN | 1 | 60 | X | D | N | N | 85015220 | 1 |  | 8.302 | KG | 1706.2 | 1706.2 | MC05 | MC05 | SIMOTICS S Synchronous servo motor 1FK7 Compact 6.0Nm, 100K, 4500rpm 1.74kW, Naturally cooled IM B5 (IM V1, IM V3) power/signal connectors Connector can be rotated by 270Â° RESOLVER MULTI-POLE (RESOLVER P=4) WITH DRIVE-CLIQ INTERFACE; PLAIN SHAFT, TOLERANCE N; WITH HOLDING BRAKE DEGREE OF PROTECTION IP65 IP67 D-END FLANGE; RAL7016 COATING; METALLIC RATING PLATE AT MOTOR | - | 0 | 0
1FK7061-4CF71-1AA0 |  | 1FK7061-4CF71-1AA0 | 1 | UN | 1 | 15 | C | D | N | N | 85015220 | 1 |  | 9.501 | KG | 1363.6 | 1363.6 | MC05 | MC05 | SIMOTICS S Synchronous motor 1FK7-HD PN=1.7kW; UDC=600V M0=6.4Nm (100K); NN=3000rpm; Naturally cooled FRAME SIZE IMB 5 (IM V1, IM V3) FLANGE 1, WITH KTY TEMPERATURESENSOR POWER CONNECTOR ROTATABLE INCREMENTAL ENCODER SIN/COS 1VPP;2048 S/R W. C-AND D-SPUR (ENCODER IC2048S/R) SHAFT WITH FITTED KEY, TOLERANCE N; W/O HOLDING BRAKE PROTECTION CLASS IP64; | - | 0 | 0
1FK7061-4CF71-1AA1 |  | 1FK7061-4CF71-1AA1 | 1 | UN | 1 | 15 | C | D | N | N | 85015220 | 1 |  | 9.501 | KG | 1425.94 | 1425.94 | MC05 | MC05 | SIMOTICS S Synchronous motor 1FK7-HD PN=1.7kW; UDC=600V M0=6.4Nm (100K); NN=3000rpm; Naturally cooled FRAME SIZE IMB 5 (IM V1, IM V3) FLANGE 1, WITH KTY TEMPERATURESENSOR POWER CONNECTOR ROTATABLE INCREMENTAL ENCODER SIN/COS 1VPP;2048 S/R W. C-AND D-SPUR (ENCODER IC2048S/R) SHAFT WITH FITTED KEY, TOLERANCE N; W/O HOLDING BRAKE PROTECTION CLASS IP65, | - | 0 | 0
1FK7061-4CF71-1AA2 |  | 1FK7061-4CF71-1AA2 | 1 | UN | 1 | 15 | C | D | N | N | 85015220 | 1 |  | 9.501 | KG | 1425.94 | 1425.94 | MC05 | MC05 | SIMOTICS S Synchronous motor 1FK7-HD PN=1.7kW; UDC=600V M0=6.4Nm (100K); NN=3000rpm; Naturally cooled FRAME SIZE IMB 5 (IM V1, IM V3) FLANGE 1, WITH KTY TEMPERATURESENSOR POWER CONNECTOR ROTATABLE INCREMENTAL ENCODER SIN/COS 1VPP;2048 S/R W. C-AND D-SPUR (ENCODER IC2048S/R) SHAFT WITH FITTED KEY, TOLERANCE N; W/O HOLDING BRAKE PROTECTION CLASS IP65, FLANGE ON DRIVE END IP67; | - | 0 | 0
1FK7061-4CF71-1AB0 |  | 1FK7061-4CF71-1AB0 | 1 | UN | 1 | 15 | C | D | N | N | 85015220 | 1 |  | 9.8 | KG | 1565.54 | 1565.54 | MC05 | MC05 | SIMOTICS S Synchronous motor 1FK7-HD PN=1.7kW; UDC=600V M0=6.4Nm (100K); NN=3000rpm; Naturally cooled FRAME SIZE IMB 5 (IM V1, IM V3) FLANGE 1, WITH KTY TEMPERATURESENSOR POWER CONNECTOR ROTATABLE INCREMENTAL ENCODER SIN/COS 1VPP;2048 S/R W. C-AND D-SPUR (ENCODER IC2048S/R) SHAFT WITH FITTED KEY, TOLERANCE N; WITH HOLDING BRAKE PROTECTION CLASS IP64; | - | 0 | 0
1FK7061-4CF71-1AB1 |  | 1FK7061-4CF71-1AB1 | 1 | UN | 1 | 15 | C | D | N | N | 85015220 | 1 |  | 9.8 | KG | 1627.88 | 1627.88 | MC05 | MC05 | SIMOTICS S Synchronous motor 1FK7-HD PN=1.7kW; UDC=600V M0=6.4Nm (100K); NN=3000rpm; Naturally cooled FRAME SIZE IMB 5 (IM V1, IM V3) FLANGE 1, WITH KTY TEMPERATURESENSOR POWER CONNECTOR ROTATABLE INCREMENTAL ENCODER SIN/COS 1VPP;2048 S/R W. C-AND D-SPUR (ENCODER IC2048S/R) SHAFT WITH FITTED KEY, TOLERANCE N; WITH HOLDING BRAKE PROTECTION CLASS IP65, | - | 0 | 0
1FK7061-4CF71-1AB2 |  | 1FK7061-4CF71-1AB2 | 1 | UN | 1 | 15 | C | D | N | N | 85015220 | 1 |  | 9.8 | KG | 1627.88 | 1627.88 | MC05 | MC05 | SIMOTICS S Synchronous motor 1FK7-HD PN=1.7kW; UDC=600V M0=6.4Nm (100K); NN=3000rpm; Naturally cooled FRAME SIZE IMB 5 (IM V1, IM V3) FLANGE 1, WITH KTY TEMPERATURESENSOR POWER CONNECTOR ROTATABLE INCREMENTAL ENCODER SIN/COS 1VPP;2048 S/R W. C-AND D-SPUR (ENCODER IC2048S/R) SHAFT WITH FITTED KEY, TOLERANCE N; WITH HOLDING BRAKE PROTECTION CLASS IP65, FLANGE ON DRIVE END IP67; | - | 0 | 0
1FK7061-4CF71-1AG0 |  | 1FK7061-4CF71-1AG0 | 1 | UN | 1 | 15 | C | D | N | N | 85015220 | 1 |  | 9.501 | KG | 1306.11 | 1306.11 | MC05 | MC05 | SIMOTICS S Synchronous motor 1FK7-HD PN=1.7kW; UDC=600V M0=6.4Nm (100K); NN=3000rpm; Naturally cooled FRAME SIZE IMB 5 (IM V1, IM V3) FLANGE 1, WITH KTY TEMPERATURESENSOR POWER CONNECTOR ROTATABLE INCREMENTAL ENCODER SIN/COS 1VPP;2048 S/R W. C-AND D-SPUR (ENCODER IC2048S/R) PLAIN SHAFT, TOLERANCE N; W/O HOLDING BRAKE PROTECTION CLASS IP64; | - | 0 | 0
1FK7061-4CF71-1AG1 |  | 1FK7061-4CF71-1AG1 | 1 | UN | 1 | 15 | C | D | N | N | 85015220 | 1 |  | 9.501 | KG | 1368.45 | 1368.45 | MC05 | MC05 | SIMOTICS S Synchronous motor 1FK7-HD PN=1.7kW; UDC=600V M0=6.4Nm (100K); NN=3000rpm; Naturally cooled FRAME SIZE IMB 5 (IM V1, IM V3) FLANGE 1, WITH KTY TEMPERATURESENSOR POWER CONNECTOR ROTATABLE INCREMENTAL ENCODER SIN/COS 1VPP;2048 S/R W. C-AND D-SPUR (ENCODER IC2048S/R) PLAIN SHAFT, TOLERANCE N; W/O HOLDING BRAKE PROTECTION CLASS IP65, | - | 0 | 0
1FK7061-4CF71-1AG2 |  | 1FK7061-4CF71-1AG2 | 1 | UN | 1 | 15 | C | D | N | N | 85015220 | 1 |  | 9.501 | KG | 1368.45 | 1368.45 | MC05 | MC05 | SIMOTICS S Synchronous motor 1FK7-HD PN=1.7kW; UDC=600V M0=6.4Nm (100K); NN=3000rpm; Naturally cooled FRAME SIZE IMB 5 (IM V1, IM V3) FLANGE 1, WITH KTY TEMPERATURESENSOR POWER CONNECTOR ROTATABLE INCREMENTAL ENCODER SIN/COS 1VPP;2048 S/R W. C-AND D-SPUR (ENCODER IC2048S/R) PLAIN SHAFT, TOLERANCE N; W/O HOLDING BRAKE PROTECTION CLASS IP65, FLANGE ON DRIVE END IP67; | - | 0 | 0
1FK7061-4CF71-1AH0 |  | 1FK7061-4CF71-1AH0 | 1 | UN | 1 | 15 | C | D | N | N | 85015220 | 1 |  | 9.8 | KG | 1509.55 | 1509.55 | MC05 | MC05 | SIMOTICS S Synchronous motor 1FK7-HD PN=1.7kW; UDC=600V M0=6.4Nm (100K); NN=3000rpm; Naturally cooled FRAME SIZE IMB 5 (IM V1, IM V3) FLANGE 1, WITH KTY TEMPERATURESENSOR POWER CONNECTOR ROTATABLE INCREMENTAL ENCODER SIN/COS 1VPP;2048 S/R W. C-AND D-SPUR (ENCODER IC2048S/R) PLAIN SHAFT, TOLERANCE N; WITH HOLDING BRAKE PROTECTION CLASS IP64; | - | 0 | 0
1FK7061-4CF71-1AH1 |  | 1FK7061-4CF71-1AH1 | 1 | UN | 1 | 15 | C | D | N | N | 85015220 | 1 |  | 9.8 | KG | 1571.89 | 1571.89 | MC05 | MC05 | SIMOTICS S Synchronous motor 1FK7-HD PN=1.7kW; UDC=600V M0=6.4Nm (100K); NN=3000rpm; Naturally cooled FRAME SIZE IMB 5 (IM V1, IM V3) FLANGE 1, WITH KTY TEMPERATURESENSOR POWER CONNECTOR ROTATABLE INCREMENTAL ENCODER SIN/COS 1VPP;2048 S/R W. C-AND D-SPUR (ENCODER IC2048S/R) PLAIN SHAFT, TOLERANCE N; WITH HOLDING BRAKE PROTECTION CLASS IP65, | - | 0 | 0
1FK7061-4CF71-1AH2 |  | 1FK7061-4CF71-1AH2 | 1 | UN | 1 | 15 | C | D | N | N | 85015220 | 1 |  | 9.8 | KG | 1571.89 | 1571.89 | MC05 | MC05 | SIMOTICS S Synchronous motor 1FK7-HD PN=1.7kW; UDC=600V M0=6.4Nm (100K); NN=3000rpm; Naturally cooled FRAME SIZE IMB 5 (IM V1, IM V3) FLANGE 1, WITH KTY TEMPERATURESENSOR POWER CONNECTOR ROTATABLE INCREMENTAL ENCODER SIN/COS 1VPP;2048 S/R W. C-AND D-SPUR (ENCODER IC2048S/R) PLAIN SHAFT, TOLERANCE N; WITH HOLDING BRAKE PROTECTION CLASS IP65, FLANGE ON DRIVE END IP67; | - | 0 | 0
1FK7061-4CF71-1BA0 |  | 1FK7061-4CF71-1BA0 | 1 | UN | 1 | 15 | C | D | N | N | 85015220 | 1 |  | 9.501 | KG | 1524.3 | 1524.3 | MC05 | MC05 | SIMOTICS S Synchronous motor 1FK7-HD PN=1.7kW; UDC=600V M0=6.4Nm (100K); NN=3000rpm; Naturally cooled FRAME SIZE IMB 5 (IM V1, IM V3) FLANGE 1 POWER CONNECTOR ROTATABLE ABSOLUTE ENCODER SINGLETURN 24 BIT WITH DRIVE CLIQ INTERFACE (ENCODER AS24DQI) SHAFT WITH FITTED KEY, TOLERANCE N; W/O HOLDING BRAKE PROTECTION CLASS IP64; | - | 0 | 0
1FK7061-4CF71-1BA1 |  | 1FK7061-4CF71-1BA1 | 1 | UN | 1 | 15 | C | D | N | N | 85015220 | 1 |  | 9.501 | KG | 1586.64 | 1586.64 | MC05 | MC05 | SIMOTICS S Synchronous motor 1FK7-HD PN=1.7kW; UDC=600V M0=6.4Nm (100K); NN=3000rpm; Naturally cooled FRAME SIZE IMB 5 (IM V1, IM V3) FLANGE 1 POWER CONNECTOR ROTATABLE ABSOLUTE ENCODER SINGLETURN 24 BIT WITH DRIVE CLIQ INTERFACE (ENCODER AS24DQI) SHAFT WITH FITTED KEY, TOLERANCE N; W/O HOLDING BRAKE PROTECTION CLASS IP65, | - | 0 | 0
1FK7061-4CF71-1BA2 |  | 1FK7061-4CF71-1BA2 | 1 | UN | 1 | 15 | C | D | N | N | 85015220 | 1 |  | 9.501 | KG | 1586.64 | 1586.64 | MC05 | MC05 | SIMOTICS S Synchronous motor 1FK7-HD PN=1.7kW; UDC=600V M0=6.4Nm (100K); NN=3000rpm; Naturally cooled FRAME SIZE IMB 5 (IM V1, IM V3) FLANGE 1 POWER CONNECTOR ROTATABLE ABSOLUTE ENCODER SINGLETURN 24 BIT WITH DRIVE CLIQ INTERFACE (ENCODER AS24DQI) SHAFT WITH FITTED KEY, TOLERANCE N; W/O HOLDING BRAKE PROTECTION CLASS IP65, FLANGE ON DRIVE END IP67; | - | 0 | 0
1FK7061-4CF71-1BB0 |  | 1FK7061-4CF71-1BB0 | 1 | UN | 1 | 15 | C | D | N | N | 85015220 | 1 |  | 9.8 | KG | 1726.24 | 1726.24 | MC05 | MC05 | SIMOTICS S Synchronous motor 1FK7-HD PN=1.7kW; UDC=600V M0=6.4Nm (100K); NN=3000rpm; Naturally cooled FRAME SIZE IMB 5 (IM V1, IM V3) FLANGE 1 POWER CONNECTOR ROTATABLE ABSOLUTE ENCODER SINGLETURN 24 BIT WITH DRIVE CLIQ INTERFACE (ENCODER AS24DQI) SHAFT WITH FITTED KEY, TOLERANCE N; WITH HOLDING BRAKE PROTECTION CLASS IP64; | - | 0 | 0
1FK7061-4CF71-1BB1 |  | 1FK7061-4CF71-1BB1 | 1 | UN | 1 | 15 | C | D | N | N | 85015220 | 1 |  | 9.8 | KG | 1788.58 | 1788.58 | MC05 | MC05 | SIMOTICS S Synchronous motor 1FK7-HD PN=1.7kW; UDC=600V M0=6.4Nm (100K); NN=3000rpm; Naturally cooled FRAME SIZE IMB 5 (IM V1, IM V3) FLANGE 1 POWER CONNECTOR ROTATABLE ABSOLUTE ENCODER SINGLETURN 24 BIT WITH DRIVE CLIQ INTERFACE (ENCODER AS24DQI) SHAFT WITH FITTED KEY, TOLERANCE N; WITH HOLDING BRAKE PROTECTION CLASS IP65, | - | 0 | 0
1FK7061-4CF71-1BB2 |  | 1FK7061-4CF71-1BB2 | 1 | UN | 1 | 15 | C | D | N | N | 85015220 | 1 |  | 9.8 | KG | 1788.58 | 1788.58 | MC05 | MC05 | SIMOTICS S Synchronous motor 1FK7-HD PN=1.7kW; UDC=600V M0=6.4Nm (100K); NN=3000rpm; Naturally cooled FRAME SIZE IMB 5 (IM V1, IM V3) FLANGE 1 POWER CONNECTOR ROTATABLE ABSOLUTE ENCODER SINGLETURN 24 BIT WITH DRIVE CLIQ INTERFACE (ENCODER AS24DQI) SHAFT WITH FITTED KEY, TOLERANCE N; WITH HOLDING BRAKE PROTECTION CLASS IP65, FLANGE ON DRIVE END IP67; | - | 0 | 0
1FK7061-4CF71-1BG0 |  | 1FK7061-4CF71-1BG0 | 1 | UN | 1 | 15 | C | D | N | N | 85015220 | 1 |  | 9.501 | KG | 1466.81 | 1466.81 | MC05 | MC05 | SIMOTICS S Synchronous motor 1FK7-HD PN=1.7kW; UDC=600V M0=6.4Nm (100K); NN=3000rpm; Naturally cooled FRAME SIZE IMB 5 (IM V1, IM V3) FLANGE 1 POWER CONNECTOR ROTATABLE ABSOLUTE ENCODER SINGLETURN 24 BIT WITH DRIVE CLIQ INTERFACE (ENCODER AS24DQI) PLAIN SHAFT, TOLERANCE N; W/O HOLDING BRAKE PROTECTION CLASS IP64; | - | 0 | 0
1FK7061-4CF71-1BG1 |  | 1FK7061-4CF71-1BG1 | 1 | UN | 1 | 15 | C | D | N | N | 85015220 | 1 |  | 9.501 | KG | 1529.15 | 1529.15 | MC05 | MC05 | SIMOTICS S Synchronous motor 1FK7-HD PN=1.7kW; UDC=600V M0=6.4Nm (100K); NN=3000rpm; Naturally cooled FRAME SIZE IMB 5 (IM V1, IM V3) FLANGE 1 POWER CONNECTOR ROTATABLE ABSOLUTE ENCODER SINGLETURN 24 BIT WITH DRIVE CLIQ INTERFACE (ENCODER AS24DQI) PLAIN SHAFT, TOLERANCE N; W/O HOLDING BRAKE PROTECTION CLASS IP65, | - | 0 | 0
1FK7061-4CF71-1BG2 |  | 1FK7061-4CF71-1BG2 | 1 | UN | 1 | 15 | C | D | N | N | 85015220 | 1 |  | 9.501 | KG | 1529.15 | 1529.15 | MC05 | MC05 | SIMOTICS S Synchronous motor 1FK7-HD PN=1.7kW; UDC=600V M0=6.4Nm (100K); NN=3000rpm; Naturally cooled FRAME SIZE IMB 5 (IM V1, IM V3) FLANGE 1 POWER CONNECTOR ROTATABLE ABSOLUTE ENCODER SINGLETURN 24 BIT WITH DRIVE CLIQ INTERFACE (ENCODER AS24DQI) PLAIN SHAFT, TOLERANCE N; W/O HOLDING BRAKE PROTECTION CLASS IP65, FLANGE ON DRIVE END IP67; | - | 0 | 0
1FK7061-4CF71-1BH0 |  | 1FK7061-4CF71-1BH0 | 1 | UN | 1 | 15 | C | D | N | N | 85015220 | 1 |  | 9.8 | KG | 1670.25 | 1670.25 | MC05 | MC05 | SIMOTICS S Synchronous motor 1FK7-HD PN=1.7kW; UDC=600V M0=6.4Nm (100K); NN=3000rpm; Naturally cooled FRAME SIZE IMB 5 (IM V1, IM V3) FLANGE 1 POWER CONNECTOR ROTATABLE ABSOLUTE ENCODER SINGLETURN 24 BIT WITH DRIVE CLIQ INTERFACE (ENCODER AS24DQI) PLAIN SHAFT, TOLERANCE N; WITH HOLDING BRAKE PROTECTION CLASS IP64; | - | 0 | 0
1FK7061-4CF71-1BH1 |  | 1FK7061-4CF71-1BH1 | 1 | UN | 1 | 15 | C | D | N | N | 85015220 | 1 |  | 9.8 | KG | 1732.59 | 1732.59 | MC05 | MC05 | SIMOTICS S Synchronous motor 1FK7-HD PN=1.7kW; UDC=600V M0=6.4Nm (100K); NN=3000rpm; Naturally cooled FRAME SIZE IMB 5 (IM V1, IM V3) FLANGE 1 POWER CONNECTOR ROTATABLE ABSOLUTE ENCODER SINGLETURN 24 BIT WITH DRIVE CLIQ INTERFACE (ENCODER AS24DQI) PLAIN SHAFT, TOLERANCE N; WITH HOLDING BRAKE PROTECTION CLASS IP65, | - | 0 | 0
1FK7061-4CF71-1BH2 |  | 1FK7061-4CF71-1BH2 | 1 | UN | 1 | 15 | C | D | N | N | 85015220 | 1 |  | 9.8 | KG | 1732.59 | 1732.59 | MC05 | MC05 | SIMOTICS S Synchronous motor 1FK7-HD PN=1.7kW; UDC=600V M0=6.4Nm (100K); NN=3000rpm; Naturally cooled FRAME SIZE IMB 5 (IM V1, IM V3) FLANGE 1 POWER CONNECTOR ROTATABLE ABSOLUTE ENCODER SINGLETURN 24 BIT WITH DRIVE CLIQ INTERFACE (ENCODER AS24DQI) PLAIN SHAFT, TOLERANCE N; WITH HOLDING BRAKE PROTECTION CLASS IP65, FLANGE ON DRIVE END IP67; | - | 0 | 0
1FK7061-4CF71-1CA0 |  | 1FK7061-4CF71-1CA0 | 1 | UN | 1 | 15 | C | D | N | N | 85015220 | 1 |  | 9.501 | KG | 1770.46 | 1770.46 | MC05 | MC05 | SIMOTICS S Synchronous motor 1FK7-HD PN=1.7kW; UDC=600V M0=6.4Nm (100K); NN=3000rpm; Naturally cooled FRAME SIZE IMB 5 (IM V1, IM V3) FLANGE 1 POWER CONNECTOR ROTATABLE ABSOLUTE ENCODER 24 BIT + 12 BIT MULTITURN WITH DRIVE-CLIQ INTERFACE (ENCODER AM24DQI) SHAFT WITH FITTED KEY, TOLERANCE N; W/O HOLDING BRAKE PROTECTION CLASS IP64; | - | 0 | 0
1FK7061-4CF71-1CA1 |  | 1FK7061-4CF71-1CA1 | 1 | UN | 1 | 15 | C | D | N | N | 85015220 | 1 |  | 9.501 | KG | 1832.8 | 1832.8 | MC05 | MC05 | SIMOTICS S Synchronous motor 1FK7-HD PN=1.7kW; UDC=600V M0=6.4Nm (100K); NN=3000rpm; Naturally cooled FRAME SIZE IMB 5 (IM V1, IM V3) FLANGE 1 POWER CONNECTOR ROTATABLE ABSOLUTE ENCODER 24 BIT + 12 BIT MULTITURN WITH DRIVE-CLIQ INTERFACE (ENCODER AM24DQI) SHAFT WITH FITTED KEY, TOLERANCE N; W/O HOLDING BRAKE PROTECTION CLASS IP65, | - | 0 | 0
1FK7061-4CF71-1CA2 |  | 1FK7061-4CF71-1CA2 | 1 | UN | 1 | 15 | C | D | N | N | 85015220 | 1 |  | 9.501 | KG | 1832.8 | 1832.8 | MC05 | MC05 | SIMOTICS S Synchronous motor 1FK7-HD PN=1.7kW; UDC=600V M0=6.4Nm (100K); NN=3000rpm; Naturally cooled FRAME SIZE IMB 5 (IM V1, IM V3) FLANGE 1 POWER CONNECTOR ROTATABLE ABSOLUTE ENCODER 24 BIT + 12 BIT MULTITURN WITH DRIVE-CLIQ INTERFACE (ENCODER AM24DQI) SHAFT WITH FITTED KEY, TOLERANCE N; W/O HOLDING BRAKE PROTECTION CLASS IP65, FLANGE ON DRIVE END IP67; | - | 0 | 0
1FK7061-4CF71-1CB0 |  | 1FK7061-4CF71-1CB0 | 1 | UN | 1 | 15 | C | D | N | N | 85015220 | 1 |  | 9.8 | KG | 1972.4 | 1972.4 | MC05 | MC05 | SIMOTICS S Synchronous motor 1FK7-HD PN=1.7kW; UDC=600V M0=6.4Nm (100K); NN=3000rpm; Naturally cooled FRAME SIZE IMB 5 (IM V1, IM V3) FLANGE 1 POWER CONNECTOR ROTATABLE ABSOLUTE ENCODER 24 BIT + 12 BIT MULTITURN WITH DRIVE-CLIQ INTERFACE (ENCODER AM24DQI) SHAFT WITH FITTED KEY, TOLERANCE N; WITH HOLDING BRAKE PROTECTION CLASS IP64; | - | 0 | 0
1FK7061-4CF71-1CB1 |  | 1FK7061-4CF71-1CB1 | 1 | UN | 1 | 15 | C | D | N | N | 85015220 | 1 |  | 9.8 | KG | 2034.74 | 2034.74 | MC05 | MC05 | SIMOTICS S Synchronous motor 1FK7-HD PN=1.7kW; UDC=600V M0=6.4Nm (100K); NN=3000rpm; Naturally cooled FRAME SIZE IMB 5 (IM V1, IM V3) FLANGE 1 POWER CONNECTOR ROTATABLE ABSOLUTE ENCODER 24 BIT + 12 BIT MULTITURN WITH DRIVE-CLIQ INTERFACE (ENCODER AM24DQI) SHAFT WITH FITTED KEY, TOLERANCE N; WITH HOLDING BRAKE PROTECTION CLASS IP65, | - | 0 | 0
1FK7061-4CF71-1CB2 |  | 1FK7061-4CF71-1CB2 | 1 | UN | 1 | 15 | C | D | N | N | 85015220 | 1 |  | 9.8 | KG | 2034.74 | 2034.74 | MC05 | MC05 | SIMOTICS S Synchronous motor 1FK7-HD PN=1.7kW; UDC=600V M0=6.4Nm (100K); NN=3000rpm; Naturally cooled FRAME SIZE IMB 5 (IM V1, IM V3) FLANGE 1 POWER CONNECTOR ROTATABLE ABSOLUTE ENCODER 24 BIT + 12 BIT MULTITURN WITH DRIVE-CLIQ INTERFACE (ENCODER AM24DQI) SHAFT WITH FITTED KEY, TOLERANCE N; WITH HOLDING BRAKE PROTECTION CLASS IP65, FLANGE ON DRIVE END IP67; | - | 0 | 0
1FK7061-4CF71-1CG0 |  | 1FK7061-4CF71-1CG0 | 1 | UN | 1 | 15 | C | D | N | N | 85015220 | 1 |  | 9.501 | KG | 1712.97 | 1712.97 | MC05 | MC05 | SIMOTICS S Synchronous motor 1FK7-HD PN=1.7kW; UDC=600V M0=6.4Nm (100K); NN=3000rpm; Naturally cooled FRAME SIZE IMB 5 (IM V1, IM V3) FLANGE 1 POWER CONNECTOR ROTATABLE ABSOLUTE ENCODER 24 BIT + 12 BIT MULTITURN WITH DRIVE-CLIQ INTERFACE (ENCODER AM24DQI) PLAIN SHAFT, TOLERANCE N; W/O HOLDING BRAKE PROTECTION CLASS IP64; | - | 0 | 0
1FK7061-4CF71-1CG1 |  | 1FK7061-4CF71-1CG1 | 1 | UN | 1 | 15 | C | D | N | N | 85015220 | 1 |  | 9.501 | KG | 1775.31 | 1775.31 | MC05 | MC05 | SIMOTICS S Synchronous motor 1FK7-HD PN=1.7kW; UDC=600V M0=6.4Nm (100K); NN=3000rpm; Naturally cooled FRAME SIZE IMB 5 (IM V1, IM V3) FLANGE 1 POWER CONNECTOR ROTATABLE ABSOLUTE ENCODER 24 BIT + 12 BIT MULTITURN WITH DRIVE-CLIQ INTERFACE (ENCODER AM24DQI) PLAIN SHAFT, TOLERANCE N; W/O HOLDING BRAKE PROTECTION CLASS IP65, | - | 0 | 0
1FK7061-4CF71-1CG2 |  | 1FK7061-4CF71-1CG2 | 1 | UN | 1 | 15 | C | D | N | N | 85015220 | 1 |  | 9.501 | KG | 1775.31 | 1775.31 | MC05 | MC05 | SIMOTICS S Synchronous motor 1FK7-HD PN=1.7kW; UDC=600V M0=6.4Nm (100K); NN=3000rpm; Naturally cooled FRAME SIZE IMB 5 (IM V1, IM V3) FLANGE 1 POWER CONNECTOR ROTATABLE ABSOLUTE ENCODER 24 BIT + 12 BIT MULTITURN WITH DRIVE-CLIQ INTERFACE (ENCODER AM24DQI) PLAIN SHAFT, TOLERANCE N; W/O HOLDING BRAKE PROTECTION CLASS IP65, FLANGE ON DRIVE END IP67; | - | 0 | 0
1FK7061-4CF71-1CH0 |  | 1FK7061-4CF71-1CH0 | 1 | UN | 1 | 15 | C | D | N | N | 85015220 | 1 |  | 9.8 | KG | 1916.41 | 1916.41 | MC05 | MC05 | SIMOTICS S Synchronous motor 1FK7-HD PN=1.7kW; UDC=600V M0=6.4Nm (100K); NN=3000rpm; Naturally cooled FRAME SIZE IMB 5 (IM V1, IM V3) FLANGE 1 POWER CONNECTOR ROTATABLE ABSOLUTE ENCODER 24 BIT + 12 BIT MULTITURN WITH DRIVE-CLIQ INTERFACE (ENCODER AM24DQI) PLAIN SHAFT, TOLERANCE N; WITH HOLDING BRAKE PROTECTION CLASS IP64; | - | 0 | 0
1FK7061-4CF71-1CH1 |  | 1FK7061-4CF71-1CH1 | 1 | UN | 1 | 15 | C | D | N | N | 85015220 | 1 |  | 9.8 | KG | 1978.75 | 1978.75 | MC05 | MC05 | SIMOTICS S Synchronous motor 1FK7-HD PN=1.7kW; UDC=600V M0=6.4Nm (100K); NN=3000rpm; Naturally cooled FRAME SIZE IMB 5 (IM V1, IM V3) FLANGE 1 POWER CONNECTOR ROTATABLE ABSOLUTE ENCODER 24 BIT + 12 BIT MULTITURN WITH DRIVE-CLIQ INTERFACE (ENCODER AM24DQI) PLAIN SHAFT, TOLERANCE N; WITH HOLDING BRAKE PROTECTION CLASS IP65, | - | 0 | 0
1FK7061-4CF71-1CH2 |  | 1FK7061-4CF71-1CH2 | 1 | UN | 1 | 15 | C | D | N | N | 85015220 | 1 |  | 9.8 | KG | 1978.75 | 1978.75 | MC05 | MC05 | SIMOTICS S Synchronous motor 1FK7-HD PN=1.7kW; UDC=600V M0=6.4Nm (100K); NN=3000rpm; Naturally cooled FRAME SIZE IMB 5 (IM V1, IM V3) FLANGE 1 POWER CONNECTOR ROTATABLE ABSOLUTE ENCODER 24 BIT + 12 BIT MULTITURN WITH DRIVE-CLIQ INTERFACE (ENCODER AM24DQI) PLAIN SHAFT, TOLERANCE N; WITH HOLDING BRAKE PROTECTION CLASS IP65, FLANGE ON DRIVE END IP67; | - | 0 | 0
1FK7061-4CF71-1DG0 |  | 1FK7061-4CF71-1DG0 | 1 | UN | 1 | 15 | C | D | N | N | 85015220 | 1 |  | 9.502 | KG | 1520.24 | 1520.24 | MC05 | MC05 | SIMOTICS S Synchronous motor 1FK7-HD PN=1.7kW; UDC=600V M0=6.4Nm (100K); NN=3000rpm; Naturally cooled FRAME SIZE IMB 5 (IM V1, IM V3) FLANGE 1 POWER CONNECTOR ROTATABLE INCREMENTAL ENCODER 22 BIT WITH DRIVE-CLIQ INTERFACE (ENCODER IC22DQ) PLAIN SHAFT, TOLERANCE N; W/O HOLDING BRAKE PROTECTION CLASS IP64; | - | 0 | 0
1FK7061-4CF71-1DG2 |  | 1FK7061-4CF71-1DG2 | 1 | UN | 1 | 15 | C | D | N | N | 85015220 | 1 |  | 9.502 | KG | 1582.58 | 1582.58 | MC05 | MC05 | SIMOTICS S Synchronous motor 1FK7-HD PN=1.7kW; UDC=600V M0=6.4Nm (100K); NN=3000rpm; Naturally cooled FRAME SIZE IMB 5 (IM V1, IM V3) FLANGE 1 POWER CONNECTOR ROTATABLE INCREMENTAL ENCODER 22 BIT WITH DRIVE-CLIQ INTERFACE (ENCODER IC22DQ) PLAIN SHAFT, TOLERANCE N; W/O HOLDING BRAKE PROTECTION CLASS IP65, FLANGE ON DRIVE END IP67; | - | 0 | 0
1FK7061-4CF71-1EA0 |  | 1FK7061-4CF71-1EA0 | 1 | UN | 1 | 15 | C | D | N | N | 85015220 | 1 |  | 9.501 | KG | 1611.28 | 1611.28 | MC05 | MC05 | SIMOTICS S Synchronous motor 1FK7-HD PN=1.7kW; UDC=600V M0=6.4Nm (100K); NN=3000rpm; Naturally cooled FRAME SIZE IMB 5 (IM V1, IM V3) FLANGE 1, WITH KTY TEMPERATURESENSOR POWER CONNECTOR ROTATABLE ABSOLUTE ENCODERR 2048 S/R + 4096 UMDREHUNGEN MULTITURN, WITH ENDAT-SCHNITTSTELLE (ENCODER AM2048S/R) SHAFT WITH FITTED KEY, TOLERANCE N; W/O HOLDING BRAKE PROTECTION CLASS IP64; | - | 0 | 0
1FK7061-4CF71-1EA1 |  | 1FK7061-4CF71-1EA1 | 1 | UN | 1 | 15 | C | D | N | N | 85015220 | 1 |  | 9.501 | KG | 1673.62 | 1673.62 | MC05 | MC05 | SIMOTICS S Synchronous motor 1FK7-HD PN=1.7kW; UDC=600V M0=6.4Nm (100K); NN=3000rpm; Naturally cooled FRAME SIZE IMB 5 (IM V1, IM V3) FLANGE 1, WITH KTY TEMPERATURESENSOR POWER CONNECTOR ROTATABLE ABSOLUTE ENCODERR 2048 S/R + 4096 UMDREHUNGEN MULTITURN, WITH ENDAT-SCHNITTSTELLE (ENCODER AM2048S/R) SHAFT WITH FITTED KEY, TOLERANCE N; W/O HOLDING BRAKE PROTECTION CLASS IP65, | - | 0 | 0
1FK7061-4CF71-1EA2 |  | 1FK7061-4CF71-1EA2 | 1 | UN | 1 | 15 | C | D | N | N | 85015220 | 1 |  | 9.501 | KG | 1673.62 | 1673.62 | MC05 | MC05 | SIMOTICS S Synchronous motor 1FK7-HD PN=1.7kW; UDC=600V M0=6.4Nm (100K); NN=3000rpm; Naturally cooled FRAME SIZE IMB 5 (IM V1, IM V3) FLANGE 1, WITH KTY TEMPERATURESENSOR POWER CONNECTOR ROTATABLE ABSOLUTE ENCODERR 2048 S/R + 4096 UMDREHUNGEN MULTITURN, WITH ENDAT-SCHNITTSTELLE (ENCODER AM2048S/R) SHAFT WITH FITTED KEY, TOLERANCE N; W/O HOLDING BRAKE PROTECTION CLASS IP65, FLANGE ON DRIVE END IP67; | - | 0 | 0
1FK7061-4CF71-1EB0 |  | 1FK7061-4CF71-1EB0 | 1 | UN | 1 | 15 | C | D | N | N | 85015220 | 1 |  | 9.8 | KG | 1813.22 | 1813.22 | MC05 | MC05 | SIMOTICS S Synchronous motor 1FK7-HD PN=1.7kW; UDC=600V M0=6.4Nm (100K); NN=3000rpm; Naturally cooled FRAME SIZE IMB 5 (IM V1, IM V3) FLANGE 1, WITH KTY TEMPERATURESENSOR POWER CONNECTOR ROTATABLE ABSOLUTE ENCODERR 2048 S/R + 4096 UMDREHUNGEN MULTITURN, WITH ENDAT-SCHNITTSTELLE (ENCODER AM2048S/R) SHAFT WITH FITTED KEY, TOLERANCE N; WITH HOLDING BRAKE PROTECTION CLASS IP64; | - | 0 | 0
1FK7061-4CF71-1EB1 |  | 1FK7061-4CF71-1EB1 | 1 | UN | 1 | 15 | C | D | N | N | 85015220 | 1 |  | 9.8 | KG | 1875.56 | 1875.56 | MC05 | MC05 | SIMOTICS S Synchronous motor 1FK7-HD PN=1.7kW; UDC=600V M0=6.4Nm (100K); NN=3000rpm; Naturally cooled FRAME SIZE IMB 5 (IM V1, IM V3) FLANGE 1, WITH KTY TEMPERATURESENSOR POWER CONNECTOR ROTATABLE ABSOLUTE ENCODERR 2048 S/R + 4096 UMDREHUNGEN MULTITURN, WITH ENDAT-SCHNITTSTELLE (ENCODER AM2048S/R) SHAFT WITH FITTED KEY, TOLERANCE N; WITH HOLDING BRAKE PROTECTION CLASS IP65, | - | 0 | 0
1FK7061-4CF71-1EB2 |  | 1FK7061-4CF71-1EB2 | 1 | UN | 1 | 15 | C | D | N | N | 85015220 | 1 |  | 9.8 | KG | 1875.56 | 1875.56 | MC05 | MC05 | SIMOTICS S Synchronous motor 1FK7-HD PN=1.7kW; UDC=600V M0=6.4Nm (100K); NN=3000rpm; Naturally cooled FRAME SIZE IMB 5 (IM V1, IM V3) FLANGE 1, WITH KTY TEMPERATURESENSOR POWER CONNECTOR ROTATABLE ABSOLUTE ENCODERR 2048 S/R + 4096 UMDREHUNGEN MULTITURN, WITH ENDAT-SCHNITTSTELLE (ENCODER AM2048S/R) SHAFT WITH FITTED KEY, TOLERANCE N; WITH HOLDING BRAKE PROTECTION CLASS IP65, FLANGE ON DRIVE END IP67; | - | 0 | 0
1FK7061-4CF71-1EG0 |  | 1FK7061-4CF71-1EG0 | 1 | UN | 1 | 15 | C | D | N | N | 85015220 | 1 |  | 9.501 | KG | 1553.79 | 1553.79 | MC05 | MC05 | SIMOTICS S Synchronous motor 1FK7-HD PN=1.7kW; UDC=600V M0=6.4Nm (100K); NN=3000rpm; Naturally cooled FRAME SIZE IMB 5 (IM V1, IM V3) FLANGE 1, WITH KTY TEMPERATURESENSOR POWER CONNECTOR ROTATABLE ABSOLUTE ENCODERR 2048 S/R + 4096 UMDREHUNGEN MULTITURN, WITH ENDAT-SCHNITTSTELLE (ENCODER AM2048S/R) PLAIN SHAFT, TOLERANCE N; W/O HOLDING BRAKE PROTECTION CLASS IP64; | - | 0 | 0
1FK7061-4CF71-1EG1 |  | 1FK7061-4CF71-1EG1 | 1 | UN | 1 | 15 | C | D | N | N | 85015220 | 1 |  | 9.501 | KG | 1616.13 | 1616.13 | MC05 | MC05 | SIMOTICS S Synchronous motor 1FK7-HD PN=1.7kW; UDC=600V M0=6.4Nm (100K); NN=3000rpm; Naturally cooled FRAME SIZE IMB 5 (IM V1, IM V3) FLANGE 1, WITH KTY TEMPERATURESENSOR POWER CONNECTOR ROTATABLE ABSOLUTE ENCODERR 2048 S/R + 4096 UMDREHUNGEN MULTITURN, WITH ENDAT-SCHNITTSTELLE (ENCODER AM2048S/R) PLAIN SHAFT, TOLERANCE N; W/O HOLDING BRAKE PROTECTION CLASS IP65, | - | 0 | 0
1FK7061-4CF71-1EG2 |  | 1FK7061-4CF71-1EG2 | 1 | UN | 1 | 15 | C | D | N | N | 85015220 | 1 |  | 9.501 | KG | 1616.13 | 1616.13 | MC05 | MC05 | SIMOTICS S Synchronous motor 1FK7-HD PN=1.7kW; UDC=600V M0=6.4Nm (100K); NN=3000rpm; Naturally cooled FRAME SIZE IMB 5 (IM V1, IM V3) FLANGE 1, WITH KTY TEMPERATURESENSOR POWER CONNECTOR ROTATABLE ABSOLUTE ENCODERR 2048 S/R + 4096 UMDREHUNGEN MULTITURN, WITH ENDAT-SCHNITTSTELLE (ENCODER AM2048S/R) PLAIN SHAFT, TOLERANCE N; W/O HOLDING BRAKE PROTECTION CLASS IP65, FLANGE ON DRIVE END IP67; | - | 0 | 0
1FK7061-4CF71-1EH0 |  | 1FK7061-4CF71-1EH0 | 1 | UN | 1 | 15 | C | D | N | N | 85015220 | 1 |  | 9.8 | KG | 1757.23 | 1757.23 | MC05 | MC05 | SIMOTICS S Synchronous motor 1FK7-HD PN=1.7kW; UDC=600V M0=6.4Nm (100K); NN=3000rpm; Naturally cooled FRAME SIZE IMB 5 (IM V1, IM V3) FLANGE 1, WITH KTY TEMPERATURESENSOR POWER CONNECTOR ROTATABLE ABSOLUTE ENCODERR 2048 S/R + 4096 UMDREHUNGEN MULTITURN, WITH ENDAT-SCHNITTSTELLE (ENCODER AM2048S/R) PLAIN SHAFT, TOLERANCE N; WITH HOLDING BRAKE PROTECTION CLASS IP64; | - | 0 | 0
1FK7061-4CF71-1EH1 |  | 1FK7061-4CF71-1EH1 | 1 | UN | 1 | 15 | C | D | N | N | 85015220 | 1 |  | 9.8 | KG | 1819.57 | 1819.57 | MC05 | MC05 | SIMOTICS S Synchronous motor 1FK7-HD PN=1.7kW; UDC=600V M0=6.4Nm (100K); NN=3000rpm; Naturally cooled FRAME SIZE IMB 5 (IM V1, IM V3) FLANGE 1, WITH KTY TEMPERATURESENSOR POWER CONNECTOR ROTATABLE ABSOLUTE ENCODERR 2048 S/R + 4096 UMDREHUNGEN MULTITURN, WITH ENDAT-SCHNITTSTELLE (ENCODER AM2048S/R) PLAIN SHAFT, TOLERANCE N; WITH HOLDING BRAKE PROTECTION CLASS IP65, | - | 0 | 0
1FK7061-4CF71-1EH2 |  | 1FK7061-4CF71-1EH2 | 1 | UN | 1 | 15 | C | D | N | N | 85015220 | 1 |  | 9.8 | KG | 1819.57 | 1819.57 | MC05 | MC05 | SIMOTICS S Synchronous motor 1FK7-HD PN=1.7kW; UDC=600V M0=6.4Nm (100K); NN=3000rpm; Naturally cooled FRAME SIZE IMB 5 (IM V1, IM V3) FLANGE 1, WITH KTY TEMPERATURESENSOR POWER CONNECTOR ROTATABLE ABSOLUTE ENCODERR 2048 S/R + 4096 UMDREHUNGEN MULTITURN, WITH ENDAT-SCHNITTSTELLE (ENCODER AM2048S/R) PLAIN SHAFT, TOLERANCE N; WITH HOLDING BRAKE PROTECTION CLASS IP65, FLANGE ON DRIVE END IP67; | - | 0 | 0
1FK7061-4CF71-1FB0 |  | 1FK7061-4CF71-1FB0 | 1 | UN | 1 | 15 | C | D | N | N | 85015220 | 1 |  | 9.8 | KG | 2025.84 | 2025.84 | MC05 | MC05 | SIMOTICS S Synchronous motor 1FK7-HD PN=1.7kW; UDC=600V M0=6.4Nm (100K); NN=3000rpm; Naturally cooled FRAME SIZE IMB 5 (IM V1, IM V3) FLANGE 1 POWER CONNECTOR ROTATABLE ABSOLUTE ENCODER 22BIT + 12 BIT MULTITURN, WITH DRIVE-CLIQ INTERFACE (ENCODER AM22DQ) SHAFT WITH FITTED KEY, TOLERANCE N; WITH HOLDING BRAKE PROTECTION CLASS IP64; | - | 0 | 0
1FK7061-4CF71-1PA0 |  | 1FK7061-4CF71-1PA0 | 1 | UN | 1 | 15 | C | D | N | N | 85015220 | 1 |  | 9.601 | KG | 1133.66 | 1133.66 | MC05 | MC05 | SIMOTICS S Synchronous motor 1FK7-HD PN=1.7kW; UDC=600V M0=6.4Nm (100K); NN=3000rpm; Naturally cooled FRAME SIZE IMB 5 (IM V1, IM V3) FLANGE 1 POWER CONNECTOR ROTATABLE RESOLVER 2-POLE, WITH DRIVE CLIQ-INTERFACE SHAFT WITH FITTED KEY, TOLERANCE N; W/O HOLDING BRAKE PROTECTION CLASS IP64; | - | 0 | 0
1FK7061-4CF71-1PA1 |  | 1FK7061-4CF71-1PA1 | 1 | UN | 1 | 15 | C | D | N | N | 85015220 | 1 |  | 9.601 | KG | 1196 | 1196 | MC05 | MC05 | SIMOTICS S Synchronous motor 1FK7-HD PN=1.7kW; UDC=600V M0=6.4Nm (100K); NN=3000rpm; Naturally cooled FRAME SIZE IMB 5 (IM V1, IM V3) FLANGE 1 POWER CONNECTOR ROTATABLE RESOLVER 2-POLE, WITH DRIVE CLIQ-INTERFACE SHAFT WITH FITTED KEY, TOLERANCE N; W/O HOLDING BRAKE PROTECTION CLASS IP65, | - | 0 | 0
1FK7061-4CF71-1PA2 |  | 1FK7061-4CF71-1PA2 | 1 | UN | 1 | 15 | C | D | N | N | 85015220 | 1 |  | 9.601 | KG | 1196 | 1196 | MC05 | MC05 | SIMOTICS S Synchronous motor 1FK7-HD PN=1.7kW; UDC=600V M0=6.4Nm (100K); NN=3000rpm; Naturally cooled FRAME SIZE IMB 5 (IM V1, IM V3) FLANGE 1 POWER CONNECTOR ROTATABLE RESOLVER 2-POLE, WITH DRIVE CLIQ-INTERFACE SHAFT WITH FITTED KEY, TOLERANCE N; W/O HOLDING BRAKE PROTECTION CLASS IP65, FLANGE ON DRIVE END IP67; | - | 0 | 0
1FK7061-4CF71-1PB0 |  | 1FK7061-4CF71-1PB0 | 1 | UN | 1 | 15 | C | D | N | N | 85015220 | 1 |  | 9.9 | KG | 1335.6 | 1335.6 | MC05 | MC05 | SIMOTICS S Synchronous motor 1FK7-HD PN=1.7kW; UDC=600V M0=6.4Nm (100K); NN=3000rpm; Naturally cooled FRAME SIZE IMB 5 (IM V1, IM V3) FLANGE 1 POWER CONNECTOR ROTATABLE RESOLVER 2-POLE, WITH DRIVE CLIQ-INTERFACE SHAFT WITH FITTED KEY, TOLERANCE N; WITH HOLDING BRAKE PROTECTION CLASS IP64; | - | 0 | 0
1FK7061-4CF71-1PB1 |  | 1FK7061-4CF71-1PB1 | 1 | UN | 1 | 15 | C | D | N | N | 85015220 | 1 |  | 9.9 | KG | 1397.94 | 1397.94 | MC05 | MC05 | SIMOTICS S Synchronous motor 1FK7-HD PN=1.7kW; UDC=600V M0=6.4Nm (100K); NN=3000rpm; Naturally cooled FRAME SIZE IMB 5 (IM V1, IM V3) FLANGE 1 POWER CONNECTOR ROTATABLE RESOLVER 2-POLE, WITH DRIVE CLIQ-INTERFACE SHAFT WITH FITTED KEY, TOLERANCE N; WITH HOLDING BRAKE PROTECTION CLASS IP65, | - | 0 | 0
1FK7061-4CF71-1PB2 |  | 1FK7061-4CF71-1PB2 | 1 | UN | 1 | 15 | C | D | N | N | 85015220 | 1 |  | 9.9 | KG | 1397.94 | 1397.94 | MC05 | MC05 | SIMOTICS S Synchronous motor 1FK7-HD PN=1.7kW; UDC=600V M0=6.4Nm (100K); NN=3000rpm; Naturally cooled FRAME SIZE IMB 5 (IM V1, IM V3) FLANGE 1 POWER CONNECTOR ROTATABLE RESOLVER 2-POLE, WITH DRIVE CLIQ-INTERFACE SHAFT WITH FITTED KEY, TOLERANCE N; WITH HOLDING BRAKE PROTECTION CLASS IP65, FLANGE ON DRIVE END IP67; | - | 0 | 0
1FK7061-4CF71-1PG0 |  | 1FK7061-4CF71-1PG0 | 1 | UN | 1 | 15 | C | D | N | N | 85015220 | 1 |  | 9.601 | KG | 1076.17 | 1076.17 | MC05 | MC05 | SIMOTICS S Synchronous motor 1FK7-HD PN=1.7kW; UDC=600V M0=6.4Nm (100K); NN=3000rpm; Naturally cooled FRAME SIZE IMB 5 (IM V1, IM V3) FLANGE 1 POWER CONNECTOR ROTATABLE RESOLVER 2-POLE, WITH DRIVE CLIQ-INTERFACE PLAIN SHAFT, TOLERANCE N; W/O HOLDING BRAKE PROTECTION CLASS IP64; | - | 0 | 0
1FK7061-4CF71-1PG1 |  | 1FK7061-4CF71-1PG1 | 1 | UN | 1 | 15 | C | D | N | N | 85015220 | 1 |  | 9.601 | KG | 1138.51 | 1138.51 | MC05 | MC05 | SIMOTICS S Synchronous motor 1FK7-HD PN=1.7kW; UDC=600V M0=6.4Nm (100K); NN=3000rpm; Naturally cooled FRAME SIZE IMB 5 (IM V1, IM V3) FLANGE 1 POWER CONNECTOR ROTATABLE RESOLVER 2-POLE, WITH DRIVE CLIQ-INTERFACE PLAIN SHAFT, TOLERANCE N; W/O HOLDING BRAKE PROTECTION CLASS IP65, | - | 0 | 0
1FK7061-4CF71-1PG2 |  | 1FK7061-4CF71-1PG2 | 1 | UN | 1 | 15 | C | D | N | N | 85015220 | 1 |  | 9.601 | KG | 1138.51 | 1138.51 | MC05 | MC05 | SIMOTICS S Synchronous motor 1FK7-HD PN=1.7kW; UDC=600V M0=6.4Nm (100K); NN=3000rpm; Naturally cooled FRAME SIZE IMB 5 (IM V1, IM V3) FLANGE 1 POWER CONNECTOR ROTATABLE RESOLVER 2-POLE, WITH DRIVE CLIQ-INTERFACE PLAIN SHAFT, TOLERANCE N; W/O HOLDING BRAKE PROTECTION CLASS IP65, FLANGE ON DRIVE END IP67; | - | 0 | 0
1FK7061-4CF71-1PH0 |  | 1FK7061-4CF71-1PH0 | 1 | UN | 1 | 15 | C | D | N | N | 85015220 | 1 |  | 9.9 | KG | 1279.61 | 1279.61 | MC05 | MC05 | SIMOTICS S Synchronous motor 1FK7-HD PN=1.7kW; UDC=600V M0=6.4Nm (100K); NN=3000rpm; Naturally cooled FRAME SIZE IMB 5 (IM V1, IM V3) FLANGE 1 POWER CONNECTOR ROTATABLE RESOLVER 2-POLE, WITH DRIVE CLIQ-INTERFACE PLAIN SHAFT, TOLERANCE N; WITH HOLDING BRAKE PROTECTION CLASS IP64; | - | 0 | 0
1FK7061-4CF71-1PH1 |  | 1FK7061-4CF71-1PH1 | 1 | UN | 1 | 15 | C | D | N | N | 85015220 | 1 |  | 9.9 | KG | 1341.95 | 1341.95 | MC05 | MC05 | SIMOTICS S Synchronous motor 1FK7-HD PN=1.7kW; UDC=600V M0=6.4Nm (100K); NN=3000rpm; Naturally cooled FRAME SIZE IMB 5 (IM V1, IM V3) FLANGE 1 POWER CONNECTOR ROTATABLE RESOLVER 2-POLE, WITH DRIVE CLIQ-INTERFACE PLAIN SHAFT, TOLERANCE N; WITH HOLDING BRAKE PROTECTION CLASS IP65, | - | 0 | 0
1FK7061-4CF71-1PH2 |  | 1FK7061-4CF71-1PH2 | 1 | UN | 1 | 15 | C | D | N | N | 85015220 | 1 |  | 9.9 | KG | 1341.95 | 1341.95 | MC05 | MC05 | SIMOTICS S Synchronous motor 1FK7-HD PN=1.7kW; UDC=600V M0=6.4Nm (100K); NN=3000rpm; Naturally cooled FRAME SIZE IMB 5 (IM V1, IM V3) FLANGE 1 POWER CONNECTOR ROTATABLE RESOLVER 2-POLE, WITH DRIVE CLIQ-INTERFACE PLAIN SHAFT, TOLERANCE N; WITH HOLDING BRAKE PROTECTION CLASS IP65, FLANGE ON DRIVE END IP67; | - | 0 | 0
1FK7061-4CF71-1QA0 |  | 1FK7061-4CF71-1QA0 | 1 | UN | 1 | 15 | C | D | N | N | 85015220 | 1 |  | 9.501 | KG | 1202.36 | 1202.36 | MC05 | MC05 | SIMOTICS S Synchronous motor 1FK7-HD PN=1.7kW; UDC=600V M0=6.4Nm (100K); NN=3000rpm; Naturally cooled FRAME SIZE IMB 5 (IM V1, IM V3) FLANGE 1 POWER CONNECTOR ROTATABLE ABSOLUTE ENCODER SINGLETURN 20 BIT WITH DRIVE-CLIQ INTERFACE (ENCODER AS20DQI) SHAFT WITH FITTED KEY, TOLERANCE N; W/O HOLDING BRAKE PROTECTION CLASS IP64; | - | 0 | 0
1FK7061-4CF71-1QA1 |  | 1FK7061-4CF71-1QA1 | 1 | UN | 1 | 15 | C | D | N | N | 85015220 | 1 |  | 9.501 | KG | 1264.7 | 1264.7 | MC05 | MC05 | SIMOTICS S Synchronous motor 1FK7-HD PN=1.7kW; UDC=600V M0=6.4Nm (100K); NN=3000rpm; Naturally cooled FRAME SIZE IMB 5 (IM V1, IM V3) FLANGE 1 POWER CONNECTOR ROTATABLE ABSOLUTE ENCODER SINGLETURN 20 BIT WITH DRIVE-CLIQ INTERFACE (ENCODER AS20DQI) SHAFT WITH FITTED KEY, TOLERANCE N; W/O HOLDING BRAKE PROTECTION CLASS IP65, | - | 0 | 0
1FK7061-4CF71-1QA2 |  | 1FK7061-4CF71-1QA2 | 1 | UN | 1 | 15 | C | D | N | N | 85015220 | 1 |  | 9.501 | KG | 1264.7 | 1264.7 | MC05 | MC05 | SIMOTICS S Synchronous motor 1FK7-HD PN=1.7kW; UDC=600V M0=6.4Nm (100K); NN=3000rpm; Naturally cooled FRAME SIZE IMB 5 (IM V1, IM V3) FLANGE 1 POWER CONNECTOR ROTATABLE ABSOLUTE ENCODER SINGLETURN 20 BIT WITH DRIVE-CLIQ INTERFACE (ENCODER AS20DQI) SHAFT WITH FITTED KEY, TOLERANCE N; W/O HOLDING BRAKE PROTECTION CLASS IP65, FLANGE ON DRIVE END IP67; | - | 0 | 0
1FK7061-4CF71-1QB0 |  | 1FK7061-4CF71-1QB0 | 1 | UN | 1 | 15 | C | D | N | N | 85015220 | 1 |  | 9.8 | KG | 1404.3 | 1404.3 | MC05 | MC05 | SIMOTICS S Synchronous motor 1FK7-HD PN=1.7kW; UDC=600V M0=6.4Nm (100K); NN=3000rpm; Naturally cooled FRAME SIZE IMB 5 (IM V1, IM V3) FLANGE 1 POWER CONNECTOR ROTATABLE ABSOLUTE ENCODER SINGLETURN 20 BIT WITH DRIVE-CLIQ INTERFACE (ENCODER AS20DQI) SHAFT WITH FITTED KEY, TOLERANCE N; WITH HOLDING BRAKE PROTECTION CLASS IP64; | - | 0 | 0
1FK7061-4CF71-1QB1 |  | 1FK7061-4CF71-1QB1 | 1 | UN | 1 | 15 | C | D | N | N | 85015220 | 1 |  | 9.8 | KG | 1466.64 | 1466.64 | MC05 | MC05 | SIMOTICS S Synchronous motor 1FK7-HD PN=1.7kW; UDC=600V M0=6.4Nm (100K); NN=3000rpm; Naturally cooled FRAME SIZE IMB 5 (IM V1, IM V3) FLANGE 1 POWER CONNECTOR ROTATABLE ABSOLUTE ENCODER SINGLETURN 20 BIT WITH DRIVE-CLIQ INTERFACE (ENCODER AS20DQI) SHAFT WITH FITTED KEY, TOLERANCE N; WITH HOLDING BRAKE PROTECTION CLASS IP65, | - | 0 | 0
1FK7061-4CF71-1QB2 |  | 1FK7061-4CF71-1QB2 | 1 | UN | 1 | 15 | C | D | N | N | 85015220 | 1 |  | 9.8 | KG | 1466.64 | 1466.64 | MC05 | MC05 | SIMOTICS S Synchronous motor 1FK7-HD PN=1.7kW; UDC=600V M0=6.4Nm (100K); NN=3000rpm; Naturally cooled FRAME SIZE IMB 5 (IM V1, IM V3) FLANGE 1 POWER CONNECTOR ROTATABLE ABSOLUTE ENCODER SINGLETURN 20 BIT WITH DRIVE-CLIQ INTERFACE (ENCODER AS20DQI) SHAFT WITH FITTED KEY, TOLERANCE N; WITH HOLDING BRAKE PROTECTION CLASS IP65, FLANGE ON DRIVE END IP67; | - | 0 | 0
1FK7061-4CF71-1QG0 |  | 1FK7061-4CF71-1QG0 | 1 | UN | 1 | 15 | C | D | N | N | 85015220 | 1 |  | 9.501 | KG | 1144.87 | 1144.87 | MC05 | MC05 | SIMOTICS S Synchronous motor 1FK7-HD PN=1.7kW; UDC=600V M0=6.4Nm (100K); NN=3000rpm; Naturally cooled FRAME SIZE IMB 5 (IM V1, IM V3) FLANGE 1 POWER CONNECTOR ROTATABLE ABSOLUTE ENCODER SINGLETURN 20 BIT WITH DRIVE-CLIQ INTERFACE (ENCODER AS20DQI) PLAIN SHAFT, TOLERANCE N; W/O HOLDING BRAKE PROTECTION CLASS IP64; | - | 0 | 0
1FK7061-4CF71-1QG1 |  | 1FK7061-4CF71-1QG1 | 1 | UN | 1 | 15 | C | D | N | N | 85015220 | 1 |  | 9.501 | KG | 1207.21 | 1207.21 | MC05 | MC05 | SIMOTICS S Synchronous motor 1FK7-HD PN=1.7kW; UDC=600V M0=6.4Nm (100K); NN=3000rpm; Naturally cooled FRAME SIZE IMB 5 (IM V1, IM V3) FLANGE 1 POWER CONNECTOR ROTATABLE ABSOLUTE ENCODER SINGLETURN 20 BIT WITH DRIVE-CLIQ INTERFACE (ENCODER AS20DQI) PLAIN SHAFT, TOLERANCE N; W/O HOLDING BRAKE PROTECTION CLASS IP65, | - | 0 | 0
1FK7061-4CF71-1QG2 |  | 1FK7061-4CF71-1QG2 | 1 | UN | 1 | 15 | C | D | N | N | 85015220 | 1 |  | 9.501 | KG | 1207.21 | 1207.21 | MC05 | MC05 | SIMOTICS S Synchronous motor 1FK7-HD PN=1.7kW; UDC=600V M0=6.4Nm (100K); NN=3000rpm; Naturally cooled FRAME SIZE IMB 5 (IM V1, IM V3) FLANGE 1 POWER CONNECTOR ROTATABLE ABSOLUTE ENCODER SINGLETURN 20 BIT WITH DRIVE-CLIQ INTERFACE (ENCODER AS20DQI) PLAIN SHAFT, TOLERANCE N; W/O HOLDING BRAKE PROTECTION CLASS IP65, FLANGE ON DRIVE END IP67; | - | 0 | 0
1FK7061-4CF71-1QH0 |  | 1FK7061-4CF71-1QH0 | 1 | UN | 1 | 15 | C | D | N | N | 85015220 | 1 |  | 9.8 | KG | 1348.31 | 1348.31 | MC05 | MC05 | SIMOTICS S Synchronous motor 1FK7-HD PN=1.7kW; UDC=600V M0=6.4Nm (100K); NN=3000rpm; Naturally cooled FRAME SIZE IMB 5 (IM V1, IM V3) FLANGE 1 POWER CONNECTOR ROTATABLE ABSOLUTE ENCODER SINGLETURN 20 BIT WITH DRIVE-CLIQ INTERFACE (ENCODER AS20DQI) PLAIN SHAFT, TOLERANCE N; WITH HOLDING BRAKE PROTECTION CLASS IP64; | - | 0 | 0
1FK7061-4CF71-1QH1 |  | 1FK7061-4CF71-1QH1 | 1 | UN | 1 | 15 | C | D | N | N | 85015220 | 1 |  | 9.8 | KG | 1410.65 | 1410.65 | MC05 | MC05 | SIMOTICS S Synchronous motor 1FK7-HD PN=1.7kW; UDC=600V M0=6.4Nm (100K); NN=3000rpm; Naturally cooled FRAME SIZE IMB 5 (IM V1, IM V3) FLANGE 1 POWER CONNECTOR ROTATABLE ABSOLUTE ENCODER SINGLETURN 20 BIT WITH DRIVE-CLIQ INTERFACE (ENCODER AS20DQI) PLAIN SHAFT, TOLERANCE N; WITH HOLDING BRAKE PROTECTION CLASS IP65, | - | 0 | 0
1FK7061-4CF71-1QH2 |  | 1FK7061-4CF71-1QH2 | 1 | UN | 1 | 15 | C | D | N | N | 85015220 | 1 |  | 9.8 | KG | 1410.65 | 1410.65 | MC05 | MC05 | SIMOTICS S Synchronous motor 1FK7-HD PN=1.7kW; UDC=600V M0=6.4Nm (100K); NN=3000rpm; Naturally cooled FRAME SIZE IMB 5 (IM V1, IM V3) FLANGE 1 POWER CONNECTOR ROTATABLE ABSOLUTE ENCODER SINGLETURN 20 BIT WITH DRIVE-CLIQ INTERFACE (ENCODER AS20DQI) PLAIN SHAFT, TOLERANCE N; WITH HOLDING BRAKE PROTECTION CLASS IP65, FLANGE ON DRIVE END IP67; | - | 0 | 0
1FK7061-4CF71-1RA0 |  | 1FK7061-4CF71-1RA0 | 1 | UN | 1 | 15 | C | D | N | N | 85015220 | 1 |  | 9.501 | KG | 1451.73 | 1451.73 | MC05 | MC05 | SIMOTICS S Synchronous motor 1FK7-HD PN=1.7kW; UDC=600V M0=6.4Nm (100K); NN=3000rpm; Naturally cooled FRAME SIZE IMB 5 (IM V1, IM V3) FLANGE 1 POWER CONNECTOR ROTATABLE ABSOLUTE ENCODER 20 BIT + 12 BIT MULTITURN WITH DRIVE-CLIQ INTERFACE (ENCODER AM20DQI) SHAFT WITH FITTED KEY, TOLERANCE N; W/O HOLDING BRAKE PROTECTION CLASS IP64; | - | 0 | 0
1FK7061-4CF71-1RA1 |  | 1FK7061-4CF71-1RA1 | 1 | UN | 1 | 15 | C | D | N | N | 85015220 | 1 |  | 9.501 | KG | 1514.07 | 1514.07 | MC05 | MC05 | SIMOTICS S Synchronous motor 1FK7-HD PN=1.7kW; UDC=600V M0=6.4Nm (100K); NN=3000rpm; Naturally cooled FRAME SIZE IMB 5 (IM V1, IM V3) FLANGE 1 POWER CONNECTOR ROTATABLE ABSOLUTE ENCODER 20 BIT + 12 BIT MULTITURN WITH DRIVE-CLIQ INTERFACE (ENCODER AM20DQI) SHAFT WITH FITTED KEY, TOLERANCE N; W/O HOLDING BRAKE PROTECTION CLASS IP65, | - | 0 | 0
1FK7061-4CF71-1RA2 |  | 1FK7061-4CF71-1RA2 | 1 | UN | 1 | 15 | C | D | N | N | 85015220 | 1 |  | 9.501 | KG | 1514.07 | 1514.07 | MC05 | MC05 | SIMOTICS S Synchronous motor 1FK7-HD PN=1.7kW; UDC=600V M0=6.4Nm (100K); NN=3000rpm; Naturally cooled FRAME SIZE IMB 5 (IM V1, IM V3) FLANGE 1 POWER CONNECTOR ROTATABLE ABSOLUTE ENCODER 20 BIT + 12 BIT MULTITURN WITH DRIVE-CLIQ INTERFACE (ENCODER AM20DQI) SHAFT WITH FITTED KEY, TOLERANCE N; W/O HOLDING BRAKE PROTECTION CLASS IP65, FLANGE ON DRIVE END IP67; | - | 0 | 0
1FK7061-4CF71-1RB0 |  | 1FK7061-4CF71-1RB0 | 1 | UN | 1 | 15 | C | D | N | N | 85015220 | 1 |  | 9.8 | KG | 1653.67 | 1653.67 | MC05 | MC05 | SIMOTICS S Synchronous motor 1FK7-HD PN=1.7kW; UDC=600V M0=6.4Nm (100K); NN=3000rpm; Naturally cooled FRAME SIZE IMB 5 (IM V1, IM V3) FLANGE 1 POWER CONNECTOR ROTATABLE ABSOLUTE ENCODER 20 BIT + 12 BIT MULTITURN WITH DRIVE-CLIQ INTERFACE (ENCODER AM20DQI) SHAFT WITH FITTED KEY, TOLERANCE N; WITH HOLDING BRAKE PROTECTION CLASS IP64; | - | 0 | 0
1FK7061-4CF71-1RB1 |  | 1FK7061-4CF71-1RB1 | 1 | UN | 1 | 15 | C | D | N | N | 85015220 | 1 |  | 9.8 | KG | 1716.01 | 1716.01 | MC05 | MC05 | SIMOTICS S Synchronous motor 1FK7-HD PN=1.7kW; UDC=600V M0=6.4Nm (100K); NN=3000rpm; Naturally cooled FRAME SIZE IMB 5 (IM V1, IM V3) FLANGE 1 POWER CONNECTOR ROTATABLE ABSOLUTE ENCODER 20 BIT + 12 BIT MULTITURN WITH DRIVE-CLIQ INTERFACE (ENCODER AM20DQI) SHAFT WITH FITTED KEY, TOLERANCE N; WITH HOLDING BRAKE PROTECTION CLASS IP65, | - | 0 | 0
1FK7061-4CF71-1RB2 |  | 1FK7061-4CF71-1RB2 | 1 | UN | 1 | 15 | C | D | N | N | 85015220 | 1 |  | 9.8 | KG | 1716.01 | 1716.01 | MC05 | MC05 | SIMOTICS S Synchronous motor 1FK7-HD PN=1.7kW; UDC=600V M0=6.4Nm (100K); NN=3000rpm; Naturally cooled FRAME SIZE IMB 5 (IM V1, IM V3) FLANGE 1 POWER CONNECTOR ROTATABLE ABSOLUTE ENCODER 20 BIT + 12 BIT MULTITURN WITH DRIVE-CLIQ INTERFACE (ENCODER AM20DQI) SHAFT WITH FITTED KEY, TOLERANCE N; WITH HOLDING BRAKE PROTECTION CLASS IP65, FLANGE ON DRIVE END IP67; | - | 0 | 0
1FK7061-4CF71-1RG0 |  | 1FK7061-4CF71-1RG0 | 1 | UN | 1 | 15 | C | D | N | N | 85015220 | 1 |  | 9.501 | KG | 1394.24 | 1394.24 | MC05 | MC05 | SIMOTICS S Synchronous motor 1FK7-HD PN=1.7kW; UDC=600V M0=6.4Nm (100K); NN=3000rpm; Naturally cooled FRAME SIZE IMB 5 (IM V1, IM V3) FLANGE 1 POWER CONNECTOR ROTATABLE ABSOLUTE ENCODER 20 BIT + 12 BIT MULTITURN WITH DRIVE-CLIQ INTERFACE (ENCODER AM20DQI) PLAIN SHAFT, TOLERANCE N; W/O HOLDING BRAKE PROTECTION CLASS IP64; | - | 0 | 0
1FK7061-4CF71-1RG1 |  | 1FK7061-4CF71-1RG1 | 1 | UN | 1 | 15 | C | D | N | N | 85015220 | 1 |  | 9.501 | KG | 1456.58 | 1456.58 | MC05 | MC05 | SIMOTICS S Synchronous motor 1FK7-HD PN=1.7kW; UDC=600V M0=6.4Nm (100K); NN=3000rpm; Naturally cooled FRAME SIZE IMB 5 (IM V1, IM V3) FLANGE 1 POWER CONNECTOR ROTATABLE ABSOLUTE ENCODER 20 BIT + 12 BIT MULTITURN WITH DRIVE-CLIQ INTERFACE (ENCODER AM20DQI) PLAIN SHAFT, TOLERANCE N; W/O HOLDING BRAKE PROTECTION CLASS IP65, | - | 0 | 0
1FK7061-4CF71-1RG2 |  | 1FK7061-4CF71-1RG2 | 1 | UN | 1 | 15 | C | D | N | N | 85015220 | 1 |  | 9.501 | KG | 1456.58 | 1456.58 | MC05 | MC05 | SIMOTICS S Synchronous motor 1FK7-HD PN=1.7kW; UDC=600V M0=6.4Nm (100K); NN=3000rpm; Naturally cooled FRAME SIZE IMB 5 (IM V1, IM V3) FLANGE 1 POWER CONNECTOR ROTATABLE ABSOLUTE ENCODER 20 BIT + 12 BIT MULTITURN WITH DRIVE-CLIQ INTERFACE (ENCODER AM20DQI) PLAIN SHAFT, TOLERANCE N; W/O HOLDING BRAKE PROTECTION CLASS IP65, FLANGE ON DRIVE END IP67; | - | 0 | 0
1FK7061-4CF71-1RH0 |  | 1FK7061-4CF71-1RH0 | 1 | UN | 1 | 15 | C | D | N | N | 85015220 | 1 |  | 9.8 | KG | 1597.68 | 1597.68 | MC05 | MC05 | SIMOTICS S Synchronous motor 1FK7-HD PN=1.7kW; UDC=600V M0=6.4Nm (100K); NN=3000rpm; Naturally cooled FRAME SIZE IMB 5 (IM V1, IM V3) FLANGE 1 POWER CONNECTOR ROTATABLE ABSOLUTE ENCODER 20 BIT + 12 BIT MULTITURN WITH DRIVE-CLIQ INTERFACE (ENCODER AM20DQI) PLAIN SHAFT, TOLERANCE N; WITH HOLDING BRAKE PROTECTION CLASS IP64; | - | 0 | 0
1FK7061-4CF71-1RH1 |  | 1FK7061-4CF71-1RH1 | 1 | UN | 1 | 15 | C | D | N | N | 85015220 | 1 |  | 9.8 | KG | 1660.02 | 1660.02 | MC05 | MC05 | SIMOTICS S Synchronous motor 1FK7-HD PN=1.7kW; UDC=600V M0=6.4Nm (100K); NN=3000rpm; Naturally cooled FRAME SIZE IMB 5 (IM V1, IM V3) FLANGE 1 POWER CONNECTOR ROTATABLE ABSOLUTE ENCODER 20 BIT + 12 BIT MULTITURN WITH DRIVE-CLIQ INTERFACE (ENCODER AM20DQI) PLAIN SHAFT, TOLERANCE N; WITH HOLDING BRAKE PROTECTION CLASS IP65, | - | 0 | 0
1FK7061-4CF71-1RH2 |  | 1FK7061-4CF71-1RH2 | 1 | UN | 1 | 15 | C | D | N | N | 85015220 | 1 |  | 9.8 | KG | 1660.02 | 1660.02 | MC05 | MC05 | SIMOTICS S Synchronous motor 1FK7-HD PN=1.7kW; UDC=600V M0=6.4Nm (100K); NN=3000rpm; Naturally cooled FRAME SIZE IMB 5 (IM V1, IM V3) FLANGE 1 POWER CONNECTOR ROTATABLE ABSOLUTE ENCODER 20 BIT + 12 BIT MULTITURN WITH DRIVE-CLIQ INTERFACE (ENCODER AM20DQI) PLAIN SHAFT, TOLERANCE N; WITH HOLDING BRAKE PROTECTION CLASS IP65, FLANGE ON DRIVE END IP67; | - | 0 | 0
1FK7061-4CF71-1SA0 |  | 1FK7061-4CF71-1SA0 | 1 | UN | 1 | 15 | C | D | N | N | 85015220 | 1 |  | 9.502 | KG | 972.96 | 972.96 | MC05 | MC05 | SIMOTICS S Synchronous motor 1FK7-HD PN=1.7kW; UDC=600V M0=6.4Nm (100K); NN=3000rpm; Naturally cooled FRAME SIZE IMB 5 (IM V1, IM V3) FLANGE 1, WITH KTY TEMPERATURESENSOR POWER CONNECTOR ROTATABLE RESOLVER MULTI-POLE (RESOLVER P=3); SHAFT WITH FITTED KEY, TOLERANCE N; W/O HOLDING BRAKE PROTECTION CLASS IP64; | - | 0 | 0
1FK7061-4CF71-1SA1 |  | 1FK7061-4CF71-1SA1 | 1 | UN | 1 | 15 | C | D | N | N | 85015220 | 1 |  | 9.502 | KG | 1035.3 | 1035.3 | MC05 | MC05 | SIMOTICS S Synchronous motor 1FK7-HD PN=1.7kW; UDC=600V M0=6.4Nm (100K); NN=3000rpm; Naturally cooled FRAME SIZE IMB 5 (IM V1, IM V3) FLANGE 1, WITH KTY TEMPERATURESENSOR POWER CONNECTOR ROTATABLE RESOLVER MULTI-POLE (RESOLVER P=3); SHAFT WITH FITTED KEY, TOLERANCE N; W/O HOLDING BRAKE PROTECTION CLASS IP65, | - | 0 | 0
1FK7061-4CF71-1SA2 |  | 1FK7061-4CF71-1SA2 | 1 | UN | 1 | 15 | C | D | N | N | 85015220 | 1 |  | 9.502 | KG | 1035.3 | 1035.3 | MC05 | MC05 | SIMOTICS S Synchronous motor 1FK7-HD PN=1.7kW; UDC=600V M0=6.4Nm (100K); NN=3000rpm; Naturally cooled FRAME SIZE IMB 5 (IM V1, IM V3) FLANGE 1, WITH KTY TEMPERATURESENSOR POWER CONNECTOR ROTATABLE RESOLVER MULTI-POLE (RESOLVER P=3); SHAFT WITH FITTED KEY, TOLERANCE N; W/O HOLDING BRAKE PROTECTION CLASS IP65, FLANGE ON DRIVE END IP67; | - | 0 | 0
1FK7061-4CF71-1SB0 |  | 1FK7061-4CF71-1SB0 | 1 | UN | 1 | 15 | C | D | N | N | 85015220 | 1 |  | 9.801 | KG | 1174.9 | 1174.9 | MC05 | MC05 | SIMOTICS S Synchronous motor 1FK7-HD PN=1.7kW; UDC=600V M0=6.4Nm (100K); NN=3000rpm; Naturally cooled FRAME SIZE IMB 5 (IM V1, IM V3) FLANGE 1, WITH KTY TEMPERATURESENSOR POWER CONNECTOR ROTATABLE RESOLVER MULTI-POLE (RESOLVER P=3); SHAFT WITH FITTED KEY, TOLERANCE N; WITH HOLDING BRAKE PROTECTION CLASS IP64; | - | 0 | 0
1FK7061-4CF71-1SB1 |  | 1FK7061-4CF71-1SB1 | 1 | UN | 1 | 15 | C | D | N | N | 85015220 | 1 |  | 9.801 | KG | 1237.24 | 1237.24 | MC05 | MC05 | SIMOTICS S Synchronous motor 1FK7-HD PN=1.7kW; UDC=600V M0=6.4Nm (100K); NN=3000rpm; Naturally cooled FRAME SIZE IMB 5 (IM V1, IM V3) FLANGE 1, WITH KTY TEMPERATURESENSOR POWER CONNECTOR ROTATABLE RESOLVER MULTI-POLE (RESOLVER P=3); SHAFT WITH FITTED KEY, TOLERANCE N; WITH HOLDING BRAKE PROTECTION CLASS IP65, | - | 0 | 0
1FK7061-4CF71-1SB2 |  | 1FK7061-4CF71-1SB2 | 1 | UN | 1 | 15 | C | D | N | N | 85015220 | 1 |  | 9.801 | KG | 1237.24 | 1237.24 | MC05 | MC05 | SIMOTICS S Synchronous motor 1FK7-HD PN=1.7kW; UDC=600V M0=6.4Nm (100K); NN=3000rpm; Naturally cooled FRAME SIZE IMB 5 (IM V1, IM V3) FLANGE 1, WITH KTY TEMPERATURESENSOR POWER CONNECTOR ROTATABLE RESOLVER MULTI-POLE (RESOLVER P=3); SHAFT WITH FITTED KEY, TOLERANCE N; WITH HOLDING BRAKE PROTECTION CLASS IP65, FLANGE ON DRIVE END IP67; | - | 0 | 0
1FK7061-4CF71-1SG0 |  | 1FK7061-4CF71-1SG0 | 1 | UN | 1 | 15 | C | D | N | N | 85015220 | 1 |  | 9.502 | KG | 915.47 | 915.47 | MC05 | MC05 | SIMOTICS S Synchronous motor 1FK7-HD PN=1.7kW; UDC=600V M0=6.4Nm (100K); NN=3000rpm; Naturally cooled FRAME SIZE IMB 5 (IM V1, IM V3) FLANGE 1, WITH KTY TEMPERATURESENSOR POWER CONNECTOR ROTATABLE RESOLVER MULTI-POLE (RESOLVER P=3); PLAIN SHAFT, TOLERANCE N; W/O HOLDING BRAKE PROTECTION CLASS IP64; | - | 0 | 0
1FK7061-4CF71-1SG1 |  | 1FK7061-4CF71-1SG1 | 1 | UN | 1 | 15 | C | D | N | N | 85015220 | 1 |  | 9.502 | KG | 977.81 | 977.81 | MC05 | MC05 | SIMOTICS S Synchronous motor 1FK7-HD PN=1.7kW; UDC=600V M0=6.4Nm (100K); NN=3000rpm; Naturally cooled FRAME SIZE IMB 5 (IM V1, IM V3) FLANGE 1, WITH KTY TEMPERATURESENSOR POWER CONNECTOR ROTATABLE RESOLVER MULTI-POLE (RESOLVER P=3); PLAIN SHAFT, TOLERANCE N; W/O HOLDING BRAKE PROTECTION CLASS IP65, | - | 0 | 0
1FK7061-4CF71-1SG2 |  | 1FK7061-4CF71-1SG2 | 1 | UN | 1 | 15 | C | D | N | N | 85015220 | 1 |  | 9.502 | KG | 977.81 | 977.81 | MC05 | MC05 | SIMOTICS S Synchronous motor 1FK7-HD PN=1.7kW; UDC=600V M0=6.4Nm (100K); NN=3000rpm; Naturally cooled FRAME SIZE IMB 5 (IM V1, IM V3) FLANGE 1, WITH KTY TEMPERATURESENSOR POWER CONNECTOR ROTATABLE RESOLVER MULTI-POLE (RESOLVER P=3); PLAIN SHAFT, TOLERANCE N; W/O HOLDING BRAKE PROTECTION CLASS IP65, FLANGE ON DRIVE END IP67; | - | 0 | 0
1FK7061-4CF71-1SH0 |  | 1FK7061-4CF71-1SH0 | 1 | UN | 1 | 15 | C | D | N | N | 85015220 | 1 |  | 9.801 | KG | 1118.91 | 1118.91 | MC05 | MC05 | SIMOTICS S Synchronous motor 1FK7-HD PN=1.7kW; UDC=600V M0=6.4Nm (100K); NN=3000rpm; Naturally cooled FRAME SIZE IMB 5 (IM V1, IM V3) FLANGE 1, WITH KTY TEMPERATURESENSOR POWER CONNECTOR ROTATABLE RESOLVER MULTI-POLE (RESOLVER P=3); PLAIN SHAFT, TOLERANCE N; WITH HOLDING BRAKE PROTECTION CLASS IP64; | - | 0 | 0
1FK7061-4CF71-1SH1 |  | 1FK7061-4CF71-1SH1 | 1 | UN | 1 | 15 | C | D | N | N | 85015220 | 1 |  | 9.801 | KG | 1181.25 | 1181.25 | MC05 | MC05 | SIMOTICS S Synchronous motor 1FK7-HD PN=1.7kW; UDC=600V M0=6.4Nm (100K); NN=3000rpm; Naturally cooled FRAME SIZE IMB 5 (IM V1, IM V3) FLANGE 1, WITH KTY TEMPERATURESENSOR POWER CONNECTOR ROTATABLE RESOLVER MULTI-POLE (RESOLVER P=3); PLAIN SHAFT, TOLERANCE N; WITH HOLDING BRAKE PROTECTION CLASS IP65, | - | 0 | 0
1FK7061-4CF71-1SH2 |  | 1FK7061-4CF71-1SH2 | 1 | UN | 1 | 15 | C | D | N | N | 85015220 | 1 |  | 9.801 | KG | 1181.25 | 1181.25 | MC05 | MC05 | SIMOTICS S Synchronous motor 1FK7-HD PN=1.7kW; UDC=600V M0=6.4Nm (100K); NN=3000rpm; Naturally cooled FRAME SIZE IMB 5 (IM V1, IM V3) FLANGE 1, WITH KTY TEMPERATURESENSOR POWER CONNECTOR ROTATABLE RESOLVER MULTI-POLE (RESOLVER P=3); PLAIN SHAFT, TOLERANCE N; WITH HOLDING BRAKE PROTECTION CLASS IP65, FLANGE ON DRIVE END IP67; | - | 0 | 0
1FK7061-4CF71-1TA0 |  | 1FK7061-4CF71-1TA0 | 1 | UN | 1 | 15 | C | D | N | N | 85015220 | 1 |  | 9.502 | KG | 972.96 | 972.96 | MC05 | MC05 | SIMOTICS S Synchronous motor 1FK7-HD PN=1.7kW; UDC=600V M0=6.4Nm (100K); NN=3000rpm; Naturally cooled FRAME SIZE IMB 5 (IM V1, IM V3) FLANGE 1, WITH KTY TEMPERATURESENSOR POWER CONNECTOR ROTATABLE RESOLVER 2-POLE (RESOLVER P=1); SHAFT WITH FITTED KEY, TOLERANCE N; W/O HOLDING BRAKE PROTECTION CLASS IP64; | - | 0 | 0
1FK7061-4CF71-1TA1 |  | 1FK7061-4CF71-1TA1 | 1 | UN | 1 | 15 | C | D | N | N | 85015220 | 1 |  | 9.502 | KG | 1035.3 | 1035.3 | MC05 | MC05 | SIMOTICS S Synchronous motor 1FK7-HD PN=1.7kW; UDC=600V M0=6.4Nm (100K); NN=3000rpm; Naturally cooled FRAME SIZE IMB 5 (IM V1, IM V3) FLANGE 1, WITH KTY TEMPERATURESENSOR POWER CONNECTOR ROTATABLE RESOLVER 2-POLE (RESOLVER P=1); SHAFT WITH FITTED KEY, TOLERANCE N; W/O HOLDING BRAKE PROTECTION CLASS IP65, | - | 0 | 0
1FK7061-4CF71-1TA2 |  | 1FK7061-4CF71-1TA2 | 1 | UN | 1 | 15 | C | D | N | N | 85015220 | 1 |  | 9.502 | KG | 1035.3 | 1035.3 | MC05 | MC05 | SIMOTICS S Synchronous motor 1FK7-HD PN=1.7kW; UDC=600V M0=6.4Nm (100K); NN=3000rpm; Naturally cooled FRAME SIZE IMB 5 (IM V1, IM V3) FLANGE 1, WITH KTY TEMPERATURESENSOR POWER CONNECTOR ROTATABLE RESOLVER 2-POLE (RESOLVER P=1); SHAFT WITH FITTED KEY, TOLERANCE N; W/O HOLDING BRAKE PROTECTION CLASS IP65, FLANGE ON DRIVE END IP67; | - | 0 | 0
1FK7061-4CF71-1TB0 |  | 1FK7061-4CF71-1TB0 | 1 | UN | 1 | 15 | C | D | N | N | 85015220 | 1 |  | 9.801 | KG | 1174.9 | 1174.9 | MC05 | MC05 | SIMOTICS S Synchronous motor 1FK7-HD PN=1.7kW; UDC=600V M0=6.4Nm (100K); NN=3000rpm; Naturally cooled FRAME SIZE IMB 5 (IM V1, IM V3) FLANGE 1, WITH KTY TEMPERATURESENSOR POWER CONNECTOR ROTATABLE RESOLVER 2-POLE (RESOLVER P=1); SHAFT WITH FITTED KEY, TOLERANCE N; WITH HOLDING BRAKE PROTECTION CLASS IP64; | - | 0 | 0
1FK7061-4CF71-1TB1 |  | 1FK7061-4CF71-1TB1 | 1 | UN | 1 | 15 | C | D | N | N | 85015220 | 1 |  | 9.801 | KG | 1237.24 | 1237.24 | MC05 | MC05 | SIMOTICS S Synchronous motor 1FK7-HD PN=1.7kW; UDC=600V M0=6.4Nm (100K); NN=3000rpm; Naturally cooled FRAME SIZE IMB 5 (IM V1, IM V3) FLANGE 1, WITH KTY TEMPERATURESENSOR POWER CONNECTOR ROTATABLE RESOLVER 2-POLE (RESOLVER P=1); SHAFT WITH FITTED KEY, TOLERANCE N; WITH HOLDING BRAKE PROTECTION CLASS IP65, | - | 0 | 0
1FK7061-4CF71-1TB2 |  | 1FK7061-4CF71-1TB2 | 1 | UN | 1 | 15 | C | D | N | N | 85015220 | 1 |  | 9.801 | KG | 1237.24 | 1237.24 | MC05 | MC05 | SIMOTICS S Synchronous motor 1FK7-HD PN=1.7kW; UDC=600V M0=6.4Nm (100K); NN=3000rpm; Naturally cooled FRAME SIZE IMB 5 (IM V1, IM V3) FLANGE 1, WITH KTY TEMPERATURESENSOR POWER CONNECTOR ROTATABLE RESOLVER 2-POLE (RESOLVER P=1); SHAFT WITH FITTED KEY, TOLERANCE N; WITH HOLDING BRAKE PROTECTION CLASS IP65, FLANGE ON DRIVE END IP67; | - | 0 | 0
1FK7061-4CF71-1TG0 |  | 1FK7061-4CF71-1TG0 | 1 | UN | 1 | 15 | C | D | N | N | 85015220 | 1 |  | 9.502 | KG | 915.47 | 915.47 | MC05 | MC05 | SIMOTICS S Synchronous motor 1FK7-HD PN=1.7kW; UDC=600V M0=6.4Nm (100K); NN=3000rpm; Naturally cooled FRAME SIZE IMB 5 (IM V1, IM V3) FLANGE 1, WITH KTY TEMPERATURESENSOR POWER CONNECTOR ROTATABLE RESOLVER 2-POLE (RESOLVER P=1); PLAIN SHAFT, TOLERANCE N; W/O HOLDING BRAKE PROTECTION CLASS IP64; | - | 0 | 0
1FK7061-4CF71-1TG1 |  | 1FK7061-4CF71-1TG1 | 1 | UN | 1 | 15 | C | D | N | N | 85015220 | 1 |  | 9.502 | KG | 977.81 | 977.81 | MC05 | MC05 | SIMOTICS S Synchronous motor 1FK7-HD PN=1.7kW; UDC=600V M0=6.4Nm (100K); NN=3000rpm; Naturally cooled FRAME SIZE IMB 5 (IM V1, IM V3) FLANGE 1, WITH KTY TEMPERATURESENSOR POWER CONNECTOR ROTATABLE RESOLVER 2-POLE (RESOLVER P=1); PLAIN SHAFT, TOLERANCE N; W/O HOLDING BRAKE PROTECTION CLASS IP65, | - | 0 | 0
1FK7061-4CF71-1TG2 |  | 1FK7061-4CF71-1TG2 | 1 | UN | 1 | 15 | C | D | N | N | 85015220 | 1 |  | 9.502 | KG | 977.81 | 977.81 | MC05 | MC05 | SIMOTICS S Synchronous motor 1FK7-HD PN=1.7kW; UDC=600V M0=6.4Nm (100K); NN=3000rpm; Naturally cooled FRAME SIZE IMB 5 (IM V1, IM V3) FLANGE 1, WITH KTY TEMPERATURESENSOR POWER CONNECTOR ROTATABLE RESOLVER 2-POLE (RESOLVER P=1); PLAIN SHAFT, TOLERANCE N; W/O HOLDING BRAKE PROTECTION CLASS IP65, FLANGE ON DRIVE END IP67; | - | 0 | 0
1FK7061-4CF71-1TH0 |  | 1FK7061-4CF71-1TH0 | 1 | UN | 1 | 15 | C | D | N | N | 85015220 | 1 |  | 9.801 | KG | 1118.91 | 1118.91 | MC05 | MC05 | SIMOTICS S Synchronous motor 1FK7-HD PN=1.7kW; UDC=600V M0=6.4Nm (100K); NN=3000rpm; Naturally cooled FRAME SIZE IMB 5 (IM V1, IM V3) FLANGE 1, WITH KTY TEMPERATURESENSOR POWER CONNECTOR ROTATABLE RESOLVER 2-POLE (RESOLVER P=1); PLAIN SHAFT, TOLERANCE N; WITH HOLDING BRAKE PROTECTION CLASS IP64; | - | 0 | 0
1FK7061-4CF71-1TH1 |  | 1FK7061-4CF71-1TH1 | 1 | UN | 1 | 15 | C | D | N | N | 85015220 | 1 |  | 9.801 | KG | 1181.25 | 1181.25 | MC05 | MC05 | SIMOTICS S Synchronous motor 1FK7-HD PN=1.7kW; UDC=600V M0=6.4Nm (100K); NN=3000rpm; Naturally cooled FRAME SIZE IMB 5 (IM V1, IM V3) FLANGE 1, WITH KTY TEMPERATURESENSOR POWER CONNECTOR ROTATABLE RESOLVER 2-POLE (RESOLVER P=1); PLAIN SHAFT, TOLERANCE N; WITH HOLDING BRAKE PROTECTION CLASS IP65, | - | 0 | 0
1FK7061-4CF71-1TH2 |  | 1FK7061-4CF71-1TH2 | 1 | UN | 1 | 15 | C | D | N | N | 85015220 | 1 |  | 9.801 | KG | 1181.25 | 1181.25 | MC05 | MC05 | SIMOTICS S Synchronous motor 1FK7-HD PN=1.7kW; UDC=600V M0=6.4Nm (100K); NN=3000rpm; Naturally cooled FRAME SIZE IMB 5 (IM V1, IM V3) FLANGE 1, WITH KTY TEMPERATURESENSOR POWER CONNECTOR ROTATABLE RESOLVER 2-POLE (RESOLVER P=1); PLAIN SHAFT, TOLERANCE N; WITH HOLDING BRAKE PROTECTION CLASS IP65, FLANGE ON DRIVE END IP67; | - | 0 | 0
1FK7061-4CF71-1UA0 |  | 1FK7061-4CF71-1UA0 | 1 | UN | 1 | 15 | C | D | N | N | 85015220 | 1 |  | 9.502 | KG | 1133.66 | 1133.66 | MC05 | MC05 | SIMOTICS S Synchronous motor 1FK7-HD PN=1.7kW; UDC=600V M0=6.4Nm (100K); NN=3000rpm; Naturally cooled FRAME SIZE IMB 5 (IM V1, IM V3) FLANGE 1 POWER CONNECTOR ROTATABLE RESOLVER MULTI-POLE WITH DRIVE-CLIQ INTERFACE; SHAFT WITH FITTED KEY, TOLERANCE N; W/O HOLDING BRAKE PROTECTION CLASS IP64; | - | 0 | 0
1FK7061-4CF71-1UA1 |  | 1FK7061-4CF71-1UA1 | 1 | UN | 1 | 15 | C | D | N | N | 85015220 | 1 |  | 9.502 | KG | 1196 | 1196 | MC05 | MC05 | SIMOTICS S Synchronous motor 1FK7-HD PN=1.7kW; UDC=600V M0=6.4Nm (100K); NN=3000rpm; Naturally cooled FRAME SIZE IMB 5 (IM V1, IM V3) FLANGE 1 POWER CONNECTOR ROTATABLE RESOLVER MULTI-POLE WITH DRIVE-CLIQ INTERFACE; SHAFT WITH FITTED KEY, TOLERANCE N; W/O HOLDING BRAKE PROTECTION CLASS IP65, | - | 0 | 0
1FK7061-4CF71-1UA2 |  | 1FK7061-4CF71-1UA2 | 1 | UN | 1 | 15 | C | D | N | N | 85015220 | 1 |  | 9.502 | KG | 1196 | 1196 | MC05 | MC05 | SIMOTICS S Synchronous motor 1FK7-HD PN=1.7kW; UDC=600V M0=6.4Nm (100K); NN=3000rpm; Naturally cooled FRAME SIZE IMB 5 (IM V1, IM V3) FLANGE 1 POWER CONNECTOR ROTATABLE RESOLVER MULTI-POLE WITH DRIVE-CLIQ INTERFACE; SHAFT WITH FITTED KEY, TOLERANCE N; W/O HOLDING BRAKE PROTECTION CLASS IP65, FLANGE ON DRIVE END IP67; | - | 0 | 0
1FK7061-4CF71-1UB0 |  | 1FK7061-4CF71-1UB0 | 1 | UN | 1 | 15 | C | D | N | N | 85015220 | 1 |  | 9.801 | KG | 1335.6 | 1335.6 | MC05 | MC05 | SIMOTICS S Synchronous motor 1FK7-HD PN=1.7kW; UDC=600V M0=6.4Nm (100K); NN=3000rpm; Naturally cooled FRAME SIZE IMB 5 (IM V1, IM V3) FLANGE 1 POWER CONNECTOR ROTATABLE RESOLVER MULTI-POLE WITH DRIVE-CLIQ INTERFACE; SHAFT WITH FITTED KEY, TOLERANCE N; WITH HOLDING BRAKE PROTECTION CLASS IP64; | - | 0 | 0
1FK7061-4CF71-1UB1 |  | 1FK7061-4CF71-1UB1 | 1 | UN | 1 | 15 | C | D | N | N | 85015220 | 1 |  | 9.801 | KG | 1397.94 | 1397.94 | MC05 | MC05 | SIMOTICS S Synchronous motor 1FK7-HD PN=1.7kW; UDC=600V M0=6.4Nm (100K); NN=3000rpm; Naturally cooled FRAME SIZE IMB 5 (IM V1, IM V3) FLANGE 1 POWER CONNECTOR ROTATABLE RESOLVER MULTI-POLE WITH DRIVE-CLIQ INTERFACE; SHAFT WITH FITTED KEY, TOLERANCE N; WITH HOLDING BRAKE PROTECTION CLASS IP65, | - | 0 | 0
1FK7061-4CF71-1UB2 |  | 1FK7061-4CF71-1UB2 | 1 | UN | 1 | 15 | C | D | N | N | 85015220 | 1 |  | 9.801 | KG | 1397.94 | 1397.94 | MC05 | MC05 | SIMOTICS S Synchronous motor 1FK7-HD PN=1.7kW; UDC=600V M0=6.4Nm (100K); NN=3000rpm; Naturally cooled FRAME SIZE IMB 5 (IM V1, IM V3) FLANGE 1 POWER CONNECTOR ROTATABLE RESOLVER MULTI-POLE WITH DRIVE-CLIQ INTERFACE; SHAFT WITH FITTED KEY, TOLERANCE N; WITH HOLDING BRAKE PROTECTION CLASS IP65, FLANGE ON DRIVE END IP67; | - | 0 | 0
1FK7061-4CF71-1UG0 |  | 1FK7061-4CF71-1UG0 | 1 | UN | 1 | 15 | C | D | N | N | 85015220 | 1 |  | 9.502 | KG | 1076.17 | 1076.17 | MC05 | MC05 | SIMOTICS S Synchronous motor 1FK7-HD PN=1.7kW; UDC=600V M0=6.4Nm (100K); NN=3000rpm; Naturally cooled FRAME SIZE IMB 5 (IM V1, IM V3) FLANGE 1 POWER CONNECTOR ROTATABLE RESOLVER MULTI-POLE WITH DRIVE-CLIQ INTERFACE; PLAIN SHAFT, TOLERANCE N; W/O HOLDING BRAKE PROTECTION CLASS IP64; | - | 0 | 0
1FK7061-4CF71-1UG1 |  | 1FK7061-4CF71-1UG1 | 1 | UN | 1 | 15 | C | D | N | N | 85015220 | 1 |  | 9.502 | KG | 1138.51 | 1138.51 | MC05 | MC05 | SIMOTICS S Synchronous motor 1FK7-HD PN=1.7kW; UDC=600V M0=6.4Nm (100K); NN=3000rpm; Naturally cooled FRAME SIZE IMB 5 (IM V1, IM V3) FLANGE 1 POWER CONNECTOR ROTATABLE RESOLVER MULTI-POLE WITH DRIVE-CLIQ INTERFACE; PLAIN SHAFT, TOLERANCE N; W/O HOLDING BRAKE PROTECTION CLASS IP65, | - | 0 | 0
1FK7061-4CF71-1UG2 |  | 1FK7061-4CF71-1UG2 | 1 | UN | 1 | 15 | C | D | N | N | 85015220 | 1 |  | 9.502 | KG | 1138.51 | 1138.51 | MC05 | MC05 | SIMOTICS S Synchronous motor 1FK7-HD PN=1.7kW; UDC=600V M0=6.4Nm (100K); NN=3000rpm; Naturally cooled FRAME SIZE IMB 5 (IM V1, IM V3) FLANGE 1 POWER CONNECTOR ROTATABLE RESOLVER MULTI-POLE WITH DRIVE-CLIQ INTERFACE; PLAIN SHAFT, TOLERANCE N; W/O HOLDING BRAKE PROTECTION CLASS IP65, FLANGE ON DRIVE END IP67; | - | 0 | 0
1FK7061-4CF71-1UH0 |  | 1FK7061-4CF71-1UH0 | 1 | UN | 1 | 15 | C | D | N | N | 85015220 | 1 |  | 9.801 | KG | 1279.61 | 1279.61 | MC05 | MC05 | SIMOTICS S Synchronous motor 1FK7-HD PN=1.7kW; UDC=600V M0=6.4Nm (100K); NN=3000rpm; Naturally cooled FRAME SIZE IMB 5 (IM V1, IM V3) FLANGE 1 POWER CONNECTOR ROTATABLE RESOLVER MULTI-POLE WITH DRIVE-CLIQ INTERFACE; PLAIN SHAFT, TOLERANCE N; WITH HOLDING BRAKE PROTECTION CLASS IP64; | - | 0 | 0
1FK7061-4CF71-1UH1 |  | 1FK7061-4CF71-1UH1 | 1 | UN | 1 | 15 | C | D | N | N | 85015220 | 1 |  | 9.801 | KG | 1341.95 | 1341.95 | MC05 | MC05 | SIMOTICS S Synchronous motor 1FK7-HD PN=1.7kW; UDC=600V M0=6.4Nm (100K); NN=3000rpm; Naturally cooled FRAME SIZE IMB 5 (IM V1, IM V3) FLANGE 1 POWER CONNECTOR ROTATABLE RESOLVER MULTI-POLE WITH DRIVE-CLIQ INTERFACE; PLAIN SHAFT, TOLERANCE N; WITH HOLDING BRAKE PROTECTION CLASS IP65, | - | 0 | 0
1FK7061-4CF71-1UH2 |  | 1FK7061-4CF71-1UH2 | 1 | UN | 1 | 15 | C | D | N | N | 85015220 | 1 |  | 9.801 | KG | 1341.95 | 1341.95 | MC05 | MC05 | SIMOTICS S Synchronous motor 1FK7-HD PN=1.7kW; UDC=600V M0=6.4Nm (100K); NN=3000rpm; Naturally cooled FRAME SIZE IMB 5 (IM V1, IM V3) FLANGE 1 POWER CONNECTOR ROTATABLE RESOLVER MULTI-POLE WITH DRIVE-CLIQ INTERFACE; PLAIN SHAFT, TOLERANCE N; WITH HOLDING BRAKE PROTECTION CLASS IP65, FLANGE ON DRIVE END IP67; | - | 0 | 0
1FK7061-4CF74-1AA0 |  | 1FK7061-4CF74-1AA0 | 1 | UN | 1 | 15 | C | D | N | N | 85015220 | 1 |  | 9.501 | KG | 1363.6 | 1363.6 | MC05 | MC05 | SIMOTICS S Synchronous motor 1FK7-HD PN=1.7kW; UDC=600V M0=6.4Nm (100K); NN=3000rpm; Naturally cooled FRAME SIZE IMB 5 (IM V1, IM V3) FLANGE 1, WITH PT1000 TEMPERATURESENSOR POWER CONNECTOR ROTATABLE INCREMENTAL ENCODER SIN/COS 1VPP;2048 S/R W. C-AND D-SPUR (ENCODER IC2048S/R) SHAFT WITH FITTED KEY, TOLERANCE N; W/O HOLDING BRAKE PROTECTION CLASS IP64; | - | 0 | 0
1FK7061-4CF74-1AA1 |  | 1FK7061-4CF74-1AA1 | 1 | UN | 1 | 15 | C | D | N | N | 85015220 | 1 |  | 9.501 | KG | 1425.94 | 1425.94 | MC05 | MC05 | SIMOTICS S Synchronous motor 1FK7-HD PN=1.7kW; UDC=600V M0=6.4Nm (100K); NN=3000rpm; Naturally cooled FRAME SIZE IMB 5 (IM V1, IM V3) FLANGE 1, WITH PT1000 TEMPERATURESENSOR POWER CONNECTOR ROTATABLE INCREMENTAL ENCODER SIN/COS 1VPP;2048 S/R W. C-AND D-SPUR (ENCODER IC2048S/R) SHAFT WITH FITTED KEY, TOLERANCE N; W/O HOLDING BRAKE PROTECTION CLASS IP65, | - | 0 | 0
1FK7061-4CF74-1AA2 |  | 1FK7061-4CF74-1AA2 | 1 | UN | 1 | 15 | C | D | N | N | 85015220 | 1 |  | 9.501 | KG | 1425.94 | 1425.94 | MC05 | MC05 | SIMOTICS S Synchronous motor 1FK7-HD PN=1.7kW; UDC=600V M0=6.4Nm (100K); NN=3000rpm; Naturally cooled FRAME SIZE IMB 5 (IM V1, IM V3) FLANGE 1, WITH PT1000 TEMPERATURESENSOR POWER CONNECTOR ROTATABLE INCREMENTAL ENCODER SIN/COS 1VPP;2048 S/R W. C-AND D-SPUR (ENCODER IC2048S/R) SHAFT WITH FITTED KEY, TOLERANCE N; W/O HOLDING BRAKE PROTECTION CLASS IP65, FLANGE ON DRIVE END IP67; | - | 0 | 0
1FK7061-4CF74-1AB0 |  | 1FK7061-4CF74-1AB0 | 1 | UN | 1 | 15 | C | D | N | N | 85015220 | 1 |  | 9.8 | KG | 1565.54 | 1565.54 | MC05 | MC05 | SIMOTICS S Synchronous motor 1FK7-HD PN=1.7kW; UDC=600V M0=6.4Nm (100K); NN=3000rpm; Naturally cooled FRAME SIZE IMB 5 (IM V1, IM V3) FLANGE 1, WITH PT1000 TEMPERATURESENSOR POWER CONNECTOR ROTATABLE INCREMENTAL ENCODER SIN/COS 1VPP;2048 S/R W. C-AND D-SPUR (ENCODER IC2048S/R) SHAFT WITH FITTED KEY, TOLERANCE N; WITH HOLDING BRAKE PROTECTION CLASS IP64; | - | 0 | 0
1FK7061-4CF74-1AB1 |  | 1FK7061-4CF74-1AB1 | 1 | UN | 1 | 15 | C | D | N | N | 85015220 | 1 |  | 9.8 | KG | 1627.88 | 1627.88 | MC05 | MC05 | SIMOTICS S Synchronous motor 1FK7-HD PN=1.7kW; UDC=600V M0=6.4Nm (100K); NN=3000rpm; Naturally cooled FRAME SIZE IMB 5 (IM V1, IM V3) FLANGE 1, WITH PT1000 TEMPERATURESENSOR POWER CONNECTOR ROTATABLE INCREMENTAL ENCODER SIN/COS 1VPP;2048 S/R W. C-AND D-SPUR (ENCODER IC2048S/R) SHAFT WITH FITTED KEY, TOLERANCE N; WITH HOLDING BRAKE PROTECTION CLASS IP65, | - | 0 | 0
1FK7061-4CF74-1AB2 |  | 1FK7061-4CF74-1AB2 | 1 | UN | 1 | 15 | C | D | N | N | 85015220 | 1 |  | 9.8 | KG | 1627.88 | 1627.88 | MC05 | MC05 | SIMOTICS S Synchronous motor 1FK7-HD PN=1.7kW; UDC=600V M0=6.4Nm (100K); NN=3000rpm; Naturally cooled FRAME SIZE IMB 5 (IM V1, IM V3) FLANGE 1, WITH PT1000 TEMPERATURESENSOR POWER CONNECTOR ROTATABLE INCREMENTAL ENCODER SIN/COS 1VPP;2048 S/R W. C-AND D-SPUR (ENCODER IC2048S/R) SHAFT WITH FITTED KEY, TOLERANCE N; WITH HOLDING BRAKE PROTECTION CLASS IP65, FLANGE ON DRIVE END IP67; | - | 0 | 0
1FK7061-4CF74-1AG0 |  | 1FK7061-4CF74-1AG0 | 1 | UN | 1 | 15 | C | D | N | N | 85015220 | 1 |  | 9.501 | KG | 1306.11 | 1306.11 | MC05 | MC05 | SIMOTICS S Synchronous motor 1FK7-HD PN=1.7kW; UDC=600V M0=6.4Nm (100K); NN=3000rpm; Naturally cooled FRAME SIZE IMB 5 (IM V1, IM V3) FLANGE 1, WITH PT1000 TEMPERATURESENSOR POWER CONNECTOR ROTATABLE INCREMENTAL ENCODER SIN/COS 1VPP;2048 S/R W. C-AND D-SPUR (ENCODER IC2048S/R) PLAIN SHAFT, TOLERANCE N; W/O HOLDING BRAKE PROTECTION CLASS IP64; | - | 0 | 0
1FK7061-4CF74-1AG1 |  | 1FK7061-4CF74-1AG1 | 1 | UN | 1 | 15 | C | D | N | N | 85015220 | 1 |  | 9.501 | KG | 1368.45 | 1368.45 | MC05 | MC05 | SIMOTICS S Synchronous motor 1FK7-HD PN=1.7kW; UDC=600V M0=6.4Nm (100K); NN=3000rpm; Naturally cooled FRAME SIZE IMB 5 (IM V1, IM V3) FLANGE 1, WITH PT1000 TEMPERATURESENSOR POWER CONNECTOR ROTATABLE INCREMENTAL ENCODER SIN/COS 1VPP;2048 S/R W. C-AND D-SPUR (ENCODER IC2048S/R) PLAIN SHAFT, TOLERANCE N; W/O HOLDING BRAKE PROTECTION CLASS IP65, | - | 0 | 0
1FK7061-4CF74-1AG2 |  | 1FK7061-4CF74-1AG2 | 1 | UN | 1 | 15 | C | D | N | N | 85015220 | 1 |  | 9.501 | KG | 1368.45 | 1368.45 | MC05 | MC05 | SIMOTICS S Synchronous motor 1FK7-HD PN=1.7kW; UDC=600V M0=6.4Nm (100K); NN=3000rpm; Naturally cooled FRAME SIZE IMB 5 (IM V1, IM V3) FLANGE 1, WITH PT1000 TEMPERATURESENSOR POWER CONNECTOR ROTATABLE INCREMENTAL ENCODER SIN/COS 1VPP;2048 S/R W. C-AND D-SPUR (ENCODER IC2048S/R) PLAIN SHAFT, TOLERANCE N; W/O HOLDING BRAKE PROTECTION CLASS IP65, FLANGE ON DRIVE END IP67; | - | 0 | 0
1FK7061-4CF74-1AH0 |  | 1FK7061-4CF74-1AH0 | 1 | UN | 1 | 15 | C | D | N | N | 85015220 | 1 |  | 9.8 | KG | 1509.55 | 1509.55 | MC05 | MC05 | SIMOTICS S Synchronous motor 1FK7-HD PN=1.7kW; UDC=600V M0=6.4Nm (100K); NN=3000rpm; Naturally cooled FRAME SIZE IMB 5 (IM V1, IM V3) FLANGE 1, WITH PT1000 TEMPERATURESENSOR POWER CONNECTOR ROTATABLE INCREMENTAL ENCODER SIN/COS 1VPP;2048 S/R W. C-AND D-SPUR (ENCODER IC2048S/R) PLAIN SHAFT, TOLERANCE N; WITH HOLDING BRAKE PROTECTION CLASS IP64; | - | 0 | 0
1FK7061-4CF74-1AH1 |  | 1FK7061-4CF74-1AH1 | 1 | UN | 1 | 15 | C | D | N | N | 85015220 | 1 |  | 9.8 | KG | 1571.89 | 1571.89 | MC05 | MC05 | SIMOTICS S Synchronous motor 1FK7-HD PN=1.7kW; UDC=600V M0=6.4Nm (100K); NN=3000rpm; Naturally cooled FRAME SIZE IMB 5 (IM V1, IM V3) FLANGE 1, WITH PT1000 TEMPERATURESENSOR POWER CONNECTOR ROTATABLE INCREMENTAL ENCODER SIN/COS 1VPP;2048 S/R W. C-AND D-SPUR (ENCODER IC2048S/R) PLAIN SHAFT, TOLERANCE N; WITH HOLDING BRAKE PROTECTION CLASS IP65, | - | 0 | 0
1FK7061-4CF74-1AH2 |  | 1FK7061-4CF74-1AH2 | 1 | UN | 1 | 15 | C | D | N | N | 85015220 | 1 |  | 9.8 | KG | 1571.89 | 1571.89 | MC05 | MC05 | SIMOTICS S Synchronous motor 1FK7-HD PN=1.7kW; UDC=600V M0=6.4Nm (100K); NN=3000rpm; Naturally cooled FRAME SIZE IMB 5 (IM V1, IM V3) FLANGE 1, WITH PT1000 TEMPERATURESENSOR POWER CONNECTOR ROTATABLE INCREMENTAL ENCODER SIN/COS 1VPP;2048 S/R W. C-AND D-SPUR (ENCODER IC2048S/R) PLAIN SHAFT, TOLERANCE N; WITH HOLDING BRAKE PROTECTION CLASS IP65, FLANGE ON DRIVE END IP67; | - | 0 | 0
1FK7061-4CF74-1EA0 |  | 1FK7061-4CF74-1EA0 | 1 | UN | 1 | 15 | C | D | N | N | 85015220 | 1 |  | 9.501 | KG | 1611.28 | 1611.28 | MC05 | MC05 | SIMOTICS S Synchronous motor 1FK7-HD PN=1.7kW; UDC=600V M0=6.4Nm (100K); NN=3000rpm; Naturally cooled FRAME SIZE IMB 5 (IM V1, IM V3) FLANGE 1, WITH PT1000 TEMPERATURESENSOR POWER CONNECTOR ROTATABLE ABSOLUTE ENCODERR 2048 S/R + 4096 UMDREHUNGEN MULTITURN, WITH ENDAT-SCHNITTSTELLE (ENCODER AM2048S/R) SHAFT WITH FITTED KEY, TOLERANCE N; W/O HOLDING BRAKE PROTECTION CLASS IP64; | - | 0 | 0
1FK7061-4CF74-1EA1 |  | 1FK7061-4CF74-1EA1 | 1 | UN | 1 | 15 | C | D | N | N | 85015220 | 1 |  | 9.501 | KG | 1673.62 | 1673.62 | MC05 | MC05 | SIMOTICS S Synchronous motor 1FK7-HD PN=1.7kW; UDC=600V M0=6.4Nm (100K); NN=3000rpm; Naturally cooled FRAME SIZE IMB 5 (IM V1, IM V3) FLANGE 1, WITH PT1000 TEMPERATURESENSOR POWER CONNECTOR ROTATABLE ABSOLUTE ENCODERR 2048 S/R + 4096 UMDREHUNGEN MULTITURN, WITH ENDAT-SCHNITTSTELLE (ENCODER AM2048S/R) SHAFT WITH FITTED KEY, TOLERANCE N; W/O HOLDING BRAKE PROTECTION CLASS IP65, | - | 0 | 0
1FK7061-4CF74-1EA2 |  | 1FK7061-4CF74-1EA2 | 1 | UN | 1 | 15 | C | D | N | N | 85015220 | 1 |  | 9.501 | KG | 1673.62 | 1673.62 | MC05 | MC05 | SIMOTICS S Synchronous motor 1FK7-HD PN=1.7kW; UDC=600V M0=6.4Nm (100K); NN=3000rpm; Naturally cooled FRAME SIZE IMB 5 (IM V1, IM V3) FLANGE 1, WITH PT1000 TEMPERATURESENSOR POWER CONNECTOR ROTATABLE ABSOLUTE ENCODERR 2048 S/R + 4096 UMDREHUNGEN MULTITURN, WITH ENDAT-SCHNITTSTELLE (ENCODER AM2048S/R) SHAFT WITH FITTED KEY, TOLERANCE N; W/O HOLDING BRAKE PROTECTION CLASS IP65, FLANGE ON DRIVE END IP67; | - | 0 | 0
1FK7061-4CF74-1EB0 |  | 1FK7061-4CF74-1EB0 | 1 | UN | 1 | 15 | C | D | N | N | 85015220 | 1 |  | 9.8 | KG | 1813.22 | 1813.22 | MC05 | MC05 | SIMOTICS S Synchronous motor 1FK7-HD PN=1.7kW; UDC=600V M0=6.4Nm (100K); NN=3000rpm; Naturally cooled FRAME SIZE IMB 5 (IM V1, IM V3) FLANGE 1, WITH PT1000 TEMPERATURESENSOR POWER CONNECTOR ROTATABLE ABSOLUTE ENCODERR 2048 S/R + 4096 UMDREHUNGEN MULTITURN, WITH ENDAT-SCHNITTSTELLE (ENCODER AM2048S/R) SHAFT WITH FITTED KEY, TOLERANCE N; WITH HOLDING BRAKE PROTECTION CLASS IP64; | - | 0 | 0
1FK7061-4CF74-1EB1 |  | 1FK7061-4CF74-1EB1 | 1 | UN | 1 | 15 | C | D | N | N | 85015220 | 1 |  | 9.8 | KG | 1875.56 | 1875.56 | MC05 | MC05 | SIMOTICS S Synchronous motor 1FK7-HD PN=1.7kW; UDC=600V M0=6.4Nm (100K); NN=3000rpm; Naturally cooled FRAME SIZE IMB 5 (IM V1, IM V3) FLANGE 1, WITH PT1000 TEMPERATURESENSOR POWER CONNECTOR ROTATABLE ABSOLUTE ENCODERR 2048 S/R + 4096 UMDREHUNGEN MULTITURN, WITH ENDAT-SCHNITTSTELLE (ENCODER AM2048S/R) SHAFT WITH FITTED KEY, TOLERANCE N; WITH HOLDING BRAKE PROTECTION CLASS IP65, | - | 0 | 0
1FK7061-4CF74-1EB2 |  | 1FK7061-4CF74-1EB2 | 1 | UN | 1 | 15 | C | D | N | N | 85015220 | 1 |  | 9.8 | KG | 1875.56 | 1875.56 | MC05 | MC05 | SIMOTICS S Synchronous motor 1FK7-HD PN=1.7kW; UDC=600V M0=6.4Nm (100K); NN=3000rpm; Naturally cooled FRAME SIZE IMB 5 (IM V1, IM V3) FLANGE 1, WITH PT1000 TEMPERATURESENSOR POWER CONNECTOR ROTATABLE ABSOLUTE ENCODERR 2048 S/R + 4096 UMDREHUNGEN MULTITURN, WITH ENDAT-SCHNITTSTELLE (ENCODER AM2048S/R) SHAFT WITH FITTED KEY, TOLERANCE N; WITH HOLDING BRAKE PROTECTION CLASS IP65, FLANGE ON DRIVE END IP67; | - | 0 | 0
1FK7061-4CF74-1EG0 |  | 1FK7061-4CF74-1EG0 | 1 | UN | 1 | 15 | C | D | N | N | 85015220 | 1 |  | 9.501 | KG | 1553.79 | 1553.79 | MC05 | MC05 | SIMOTICS S Synchronous motor 1FK7-HD PN=1.7kW; UDC=600V M0=6.4Nm (100K); NN=3000rpm; Naturally cooled FRAME SIZE IMB 5 (IM V1, IM V3) FLANGE 1, WITH PT1000 TEMPERATURESENSOR POWER CONNECTOR ROTATABLE ABSOLUTE ENCODERR 2048 S/R + 4096 UMDREHUNGEN MULTITURN, WITH ENDAT-SCHNITTSTELLE (ENCODER AM2048S/R) PLAIN SHAFT, TOLERANCE N; W/O HOLDING BRAKE PROTECTION CLASS IP64; | - | 0 | 0
1FK7061-4CF74-1EG1 |  | 1FK7061-4CF74-1EG1 | 1 | UN | 1 | 15 | C | D | N | N | 85015220 | 1 |  | 9.501 | KG | 1616.13 | 1616.13 | MC05 | MC05 | SIMOTICS S Synchronous motor 1FK7-HD PN=1.7kW; UDC=600V M0=6.4Nm (100K); NN=3000rpm; Naturally cooled FRAME SIZE IMB 5 (IM V1, IM V3) FLANGE 1, WITH PT1000 TEMPERATURESENSOR POWER CONNECTOR ROTATABLE ABSOLUTE ENCODERR 2048 S/R + 4096 UMDREHUNGEN MULTITURN, WITH ENDAT-SCHNITTSTELLE (ENCODER AM2048S/R) PLAIN SHAFT, TOLERANCE N; W/O HOLDING BRAKE PROTECTION CLASS IP65, | - | 0 | 0
1FK7061-4CF74-1EG2 |  | 1FK7061-4CF74-1EG2 | 1 | UN | 1 | 15 | C | D | N | N | 85015220 | 1 |  | 9.501 | KG | 1616.13 | 1616.13 | MC05 | MC05 | SIMOTICS S Synchronous motor 1FK7-HD PN=1.7kW; UDC=600V M0=6.4Nm (100K); NN=3000rpm; Naturally cooled FRAME SIZE IMB 5 (IM V1, IM V3) FLANGE 1, WITH PT1000 TEMPERATURESENSOR POWER CONNECTOR ROTATABLE ABSOLUTE ENCODERR 2048 S/R + 4096 UMDREHUNGEN MULTITURN, WITH ENDAT-SCHNITTSTELLE (ENCODER AM2048S/R) PLAIN SHAFT, TOLERANCE N; W/O HOLDING BRAKE PROTECTION CLASS IP65, FLANGE ON DRIVE END IP67; | - | 0 | 0
1FK7061-4CF74-1EH0 |  | 1FK7061-4CF74-1EH0 | 1 | UN | 1 | 15 | C | D | N | N | 85015220 | 1 |  | 9.8 | KG | 1757.23 | 1757.23 | MC05 | MC05 | SIMOTICS S Synchronous motor 1FK7-HD PN=1.7kW; UDC=600V M0=6.4Nm (100K); NN=3000rpm; Naturally cooled FRAME SIZE IMB 5 (IM V1, IM V3) FLANGE 1, WITH PT1000 TEMPERATURESENSOR POWER CONNECTOR ROTATABLE ABSOLUTE ENCODERR 2048 S/R + 4096 UMDREHUNGEN MULTITURN, WITH ENDAT-SCHNITTSTELLE (ENCODER AM2048S/R) PLAIN SHAFT, TOLERANCE N; WITH HOLDING BRAKE PROTECTION CLASS IP64; | - | 0 | 0
1FK7061-4CF74-1EH1 |  | 1FK7061-4CF74-1EH1 | 1 | UN | 1 | 15 | C | D | N | N | 85015220 | 1 |  | 9.8 | KG | 1819.57 | 1819.57 | MC05 | MC05 | SIMOTICS S Synchronous motor 1FK7-HD PN=1.7kW; UDC=600V M0=6.4Nm (100K); NN=3000rpm; Naturally cooled FRAME SIZE IMB 5 (IM V1, IM V3) FLANGE 1, WITH PT1000 TEMPERATURESENSOR POWER CONNECTOR ROTATABLE ABSOLUTE ENCODERR 2048 S/R + 4096 UMDREHUNGEN MULTITURN, WITH ENDAT-SCHNITTSTELLE (ENCODER AM2048S/R) PLAIN SHAFT, TOLERANCE N; WITH HOLDING BRAKE PROTECTION CLASS IP65, | - | 0 | 0
1FK7061-4CF74-1EH2 |  | 1FK7061-4CF74-1EH2 | 1 | UN | 1 | 15 | C | D | N | N | 85015220 | 1 |  | 9.8 | KG | 1819.57 | 1819.57 | MC05 | MC05 | SIMOTICS S Synchronous motor 1FK7-HD PN=1.7kW; UDC=600V M0=6.4Nm (100K); NN=3000rpm; Naturally cooled FRAME SIZE IMB 5 (IM V1, IM V3) FLANGE 1, WITH PT1000 TEMPERATURESENSOR POWER CONNECTOR ROTATABLE ABSOLUTE ENCODERR 2048 S/R + 4096 UMDREHUNGEN MULTITURN, WITH ENDAT-SCHNITTSTELLE (ENCODER AM2048S/R) PLAIN SHAFT, TOLERANCE N; WITH HOLDING BRAKE PROTECTION CLASS IP65, FLANGE ON DRIVE END IP67; | - | 0 | 0
1FK7061-4CF74-1SA0 |  | 1FK7061-4CF74-1SA0 | 1 | UN | 1 | 15 | C | D | N | N | 85015220 | 1 |  | 9.502 | KG | 972.96 | 972.96 | MC05 | MC05 | SIMOTICS S Synchronous motor 1FK7-HD PN=1.7kW; UDC=600V M0=6.4Nm (100K); NN=3000rpm; Naturally cooled FRAME SIZE IMB 5 (IM V1, IM V3) FLANGE 1, WITH PT1000 TEMPERATURESENSOR POWER CONNECTOR ROTATABLE RESOLVER MULTI-POLE (RESOLVER P=3); SHAFT WITH FITTED KEY, TOLERANCE N; W/O HOLDING BRAKE PROTECTION CLASS IP64; | - | 0 | 0
1FK7061-4CF74-1SA1 |  | 1FK7061-4CF74-1SA1 | 1 | UN | 1 | 15 | C | D | N | N | 85015220 | 1 |  | 9.502 | KG | 1035.3 | 1035.3 | MC05 | MC05 | SIMOTICS S Synchronous motor 1FK7-HD PN=1.7kW; UDC=600V M0=6.4Nm (100K); NN=3000rpm; Naturally cooled FRAME SIZE IMB 5 (IM V1, IM V3) FLANGE 1, WITH PT1000 TEMPERATURESENSOR POWER CONNECTOR ROTATABLE RESOLVER MULTI-POLE (RESOLVER P=3); SHAFT WITH FITTED KEY, TOLERANCE N; W/O HOLDING BRAKE PROTECTION CLASS IP65, | - | 0 | 0
1FK7061-4CF74-1SA2 |  | 1FK7061-4CF74-1SA2 | 1 | UN | 1 | 15 | C | D | N | N | 85015220 | 1 |  | 9.502 | KG | 1035.3 | 1035.3 | MC05 | MC05 | SIMOTICS S Synchronous motor 1FK7-HD PN=1.7kW; UDC=600V M0=6.4Nm (100K); NN=3000rpm; Naturally cooled FRAME SIZE IMB 5 (IM V1, IM V3) FLANGE 1, WITH PT1000 TEMPERATURESENSOR POWER CONNECTOR ROTATABLE RESOLVER MULTI-POLE (RESOLVER P=3); SHAFT WITH FITTED KEY, TOLERANCE N; W/O HOLDING BRAKE PROTECTION CLASS IP65, FLANGE ON DRIVE END IP67; | - | 0 | 0
1FK7061-4CF74-1SB0 |  | 1FK7061-4CF74-1SB0 | 1 | UN | 1 | 15 | C | D | N | N | 85015220 | 1 |  | 9.801 | KG | 1174.9 | 1174.9 | MC05 | MC05 | SIMOTICS S Synchronous motor 1FK7-HD PN=1.7kW; UDC=600V M0=6.4Nm (100K); NN=3000rpm; Naturally cooled FRAME SIZE IMB 5 (IM V1, IM V3) FLANGE 1, WITH PT1000 TEMPERATURESENSOR POWER CONNECTOR ROTATABLE RESOLVER MULTI-POLE (RESOLVER P=3); SHAFT WITH FITTED KEY, TOLERANCE N; WITH HOLDING BRAKE PROTECTION CLASS IP64; | - | 0 | 0
1FK7061-4CF74-1SB1 |  | 1FK7061-4CF74-1SB1 | 1 | UN | 1 | 15 | C | D | N | N | 85015220 | 1 |  | 9.801 | KG | 1237.24 | 1237.24 | MC05 | MC05 | SIMOTICS S Synchronous motor 1FK7-HD PN=1.7kW; UDC=600V M0=6.4Nm (100K); NN=3000rpm; Naturally cooled FRAME SIZE IMB 5 (IM V1, IM V3) FLANGE 1, WITH PT1000 TEMPERATURESENSOR POWER CONNECTOR ROTATABLE RESOLVER MULTI-POLE (RESOLVER P=3); SHAFT WITH FITTED KEY, TOLERANCE N; WITH HOLDING BRAKE PROTECTION CLASS IP65, | - | 0 | 0
1FK7061-4CF74-1SB2 |  | 1FK7061-4CF74-1SB2 | 1 | UN | 1 | 15 | C | D | N | N | 85015220 | 1 |  | 9.801 | KG | 1237.24 | 1237.24 | MC05 | MC05 | SIMOTICS S Synchronous motor 1FK7-HD PN=1.7kW; UDC=600V M0=6.4Nm (100K); NN=3000rpm; Naturally cooled FRAME SIZE IMB 5 (IM V1, IM V3) FLANGE 1, WITH PT1000 TEMPERATURESENSOR POWER CONNECTOR ROTATABLE RESOLVER MULTI-POLE (RESOLVER P=3); SHAFT WITH FITTED KEY, TOLERANCE N; WITH HOLDING BRAKE PROTECTION CLASS IP65, FLANGE ON DRIVE END IP67; | - | 0 | 0
1FK7061-4CF74-1SG0 |  | 1FK7061-4CF74-1SG0 | 1 | UN | 1 | 15 | C | D | N | N | 85015220 | 1 |  | 9.502 | KG | 915.47 | 915.47 | MC05 | MC05 | SIMOTICS S Synchronous motor 1FK7-HD PN=1.7kW; UDC=600V M0=6.4Nm (100K); NN=3000rpm; Naturally cooled FRAME SIZE IMB 5 (IM V1, IM V3) FLANGE 1, WITH PT1000 TEMPERATURESENSOR POWER CONNECTOR ROTATABLE RESOLVER MULTI-POLE (RESOLVER P=3); PLAIN SHAFT, TOLERANCE N; W/O HOLDING BRAKE PROTECTION CLASS IP64; | - | 0 | 0
1FK7061-4CF74-1SG1 |  | 1FK7061-4CF74-1SG1 | 1 | UN | 1 | 15 | C | D | N | N | 85015220 | 1 |  | 9.502 | KG | 977.81 | 977.81 | MC05 | MC05 | SIMOTICS S Synchronous motor 1FK7-HD PN=1.7kW; UDC=600V M0=6.4Nm (100K); NN=3000rpm; Naturally cooled FRAME SIZE IMB 5 (IM V1, IM V3) FLANGE 1, WITH PT1000 TEMPERATURESENSOR POWER CONNECTOR ROTATABLE RESOLVER MULTI-POLE (RESOLVER P=3); PLAIN SHAFT, TOLERANCE N; W/O HOLDING BRAKE PROTECTION CLASS IP65, | - | 0 | 0
1FK7061-4CF74-1SG2 |  | 1FK7061-4CF74-1SG2 | 1 | UN | 1 | 15 | C | D | N | N | 85015220 | 1 |  | 9.502 | KG | 977.81 | 977.81 | MC05 | MC05 | SIMOTICS S Synchronous motor 1FK7-HD PN=1.7kW; UDC=600V M0=6.4Nm (100K); NN=3000rpm; Naturally cooled FRAME SIZE IMB 5 (IM V1, IM V3) FLANGE 1, WITH PT1000 TEMPERATURESENSOR POWER CONNECTOR ROTATABLE RESOLVER MULTI-POLE (RESOLVER P=3); PLAIN SHAFT, TOLERANCE N; W/O HOLDING BRAKE PROTECTION CLASS IP65, FLANGE ON DRIVE END IP67; | - | 0 | 0
1FK7061-4CF74-1SH0 |  | 1FK7061-4CF74-1SH0 | 1 | UN | 1 | 15 | C | D | N | N | 85015220 | 1 |  | 9.801 | KG | 1118.91 | 1118.91 | MC05 | MC05 | SIMOTICS S Synchronous motor 1FK7-HD PN=1.7kW; UDC=600V M0=6.4Nm (100K); NN=3000rpm; Naturally cooled FRAME SIZE IMB 5 (IM V1, IM V3) FLANGE 1, WITH PT1000 TEMPERATURESENSOR POWER CONNECTOR ROTATABLE RESOLVER MULTI-POLE (RESOLVER P=3); PLAIN SHAFT, TOLERANCE N; WITH HOLDING BRAKE PROTECTION CLASS IP64; | - | 0 | 0
1FK7061-4CF74-1SH1 |  | 1FK7061-4CF74-1SH1 | 1 | UN | 1 | 15 | C | D | N | N | 85015220 | 1 |  | 9.801 | KG | 1181.25 | 1181.25 | MC05 | MC05 | SIMOTICS S Synchronous motor 1FK7-HD PN=1.7kW; UDC=600V M0=6.4Nm (100K); NN=3000rpm; Naturally cooled FRAME SIZE IMB 5 (IM V1, IM V3) FLANGE 1, WITH PT1000 TEMPERATURESENSOR POWER CONNECTOR ROTATABLE RESOLVER MULTI-POLE (RESOLVER P=3); PLAIN SHAFT, TOLERANCE N; WITH HOLDING BRAKE PROTECTION CLASS IP65, | - | 0 | 0
1FK7061-4CF74-1SH2 |  | 1FK7061-4CF74-1SH2 | 1 | UN | 1 | 15 | C | D | N | N | 85015220 | 1 |  | 9.801 | KG | 1181.25 | 1181.25 | MC05 | MC05 | SIMOTICS S Synchronous motor 1FK7-HD PN=1.7kW; UDC=600V M0=6.4Nm (100K); NN=3000rpm; Naturally cooled FRAME SIZE IMB 5 (IM V1, IM V3) FLANGE 1, WITH PT1000 TEMPERATURESENSOR POWER CONNECTOR ROTATABLE RESOLVER MULTI-POLE (RESOLVER P=3); PLAIN SHAFT, TOLERANCE N; WITH HOLDING BRAKE PROTECTION CLASS IP65, FLANGE ON DRIVE END IP67; | - | 0 | 0
1FK7061-4CF74-1TA0 |  | 1FK7061-4CF74-1TA0 | 1 | UN | 1 | 15 | C | D | N | N | 85015220 | 1 |  | 9.502 | KG | 972.96 | 972.96 | MC05 | MC05 | SIMOTICS S Synchronous motor 1FK7-HD PN=1.7kW; UDC=600V M0=6.4Nm (100K); NN=3000rpm; Naturally cooled FRAME SIZE IMB 5 (IM V1, IM V3) FLANGE 1, WITH PT1000 TEMPERATURESENSOR POWER CONNECTOR ROTATABLE RESOLVER 2-POLE (RESOLVER P=1); SHAFT WITH FITTED KEY, TOLERANCE N; W/O HOLDING BRAKE PROTECTION CLASS IP64; | - | 0 | 0
1FK7061-4CF74-1TA1 |  | 1FK7061-4CF74-1TA1 | 1 | UN | 1 | 15 | C | D | N | N | 85015220 | 1 |  | 9.502 | KG | 1035.3 | 1035.3 | MC05 | MC05 | SIMOTICS S Synchronous motor 1FK7-HD PN=1.7kW; UDC=600V M0=6.4Nm (100K); NN=3000rpm; Naturally cooled FRAME SIZE IMB 5 (IM V1, IM V3) FLANGE 1, WITH PT1000 TEMPERATURESENSOR POWER CONNECTOR ROTATABLE RESOLVER 2-POLE (RESOLVER P=1); SHAFT WITH FITTED KEY, TOLERANCE N; W/O HOLDING BRAKE PROTECTION CLASS IP65, | - | 0 | 0
1FK7061-4CF74-1TA2 |  | 1FK7061-4CF74-1TA2 | 1 | UN | 1 | 15 | C | D | N | N | 85015220 | 1 |  | 9.502 | KG | 1035.3 | 1035.3 | MC05 | MC05 | SIMOTICS S Synchronous motor 1FK7-HD PN=1.7kW; UDC=600V M0=6.4Nm (100K); NN=3000rpm; Naturally cooled FRAME SIZE IMB 5 (IM V1, IM V3) FLANGE 1, WITH PT1000 TEMPERATURESENSOR POWER CONNECTOR ROTATABLE RESOLVER 2-POLE (RESOLVER P=1); SHAFT WITH FITTED KEY, TOLERANCE N; W/O HOLDING BRAKE PROTECTION CLASS IP65, FLANGE ON DRIVE END IP67; | - | 0 | 0
1FK7061-4CF74-1TB0 |  | 1FK7061-4CF74-1TB0 | 1 | UN | 1 | 15 | C | D | N | N | 85015220 | 1 |  | 9.801 | KG | 1174.9 | 1174.9 | MC05 | MC05 | SIMOTICS S Synchronous motor 1FK7-HD PN=1.7kW; UDC=600V M0=6.4Nm (100K); NN=3000rpm; Naturally cooled FRAME SIZE IMB 5 (IM V1, IM V3) FLANGE 1, WITH PT1000 TEMPERATURESENSOR POWER CONNECTOR ROTATABLE RESOLVER 2-POLE (RESOLVER P=1); SHAFT WITH FITTED KEY, TOLERANCE N; WITH HOLDING BRAKE PROTECTION CLASS IP64; | - | 0 | 0
1FK7061-4CF74-1TB1 |  | 1FK7061-4CF74-1TB1 | 1 | UN | 1 | 15 | C | D | N | N | 85015220 | 1 |  | 9.801 | KG | 1237.24 | 1237.24 | MC05 | MC05 | SIMOTICS S Synchronous motor 1FK7-HD PN=1.7kW; UDC=600V M0=6.4Nm (100K); NN=3000rpm; Naturally cooled FRAME SIZE IMB 5 (IM V1, IM V3) FLANGE 1, WITH PT1000 TEMPERATURESENSOR POWER CONNECTOR ROTATABLE RESOLVER 2-POLE (RESOLVER P=1); SHAFT WITH FITTED KEY, TOLERANCE N; WITH HOLDING BRAKE PROTECTION CLASS IP65, | - | 0 | 0
1FK7061-4CF74-1TB2 |  | 1FK7061-4CF74-1TB2 | 1 | UN | 1 | 15 | C | D | N | N | 85015220 | 1 |  | 9.801 | KG | 1237.24 | 1237.24 | MC05 | MC05 | SIMOTICS S Synchronous motor 1FK7-HD PN=1.7kW; UDC=600V M0=6.4Nm (100K); NN=3000rpm; Naturally cooled FRAME SIZE IMB 5 (IM V1, IM V3) FLANGE 1, WITH PT1000 TEMPERATURESENSOR POWER CONNECTOR ROTATABLE RESOLVER 2-POLE (RESOLVER P=1); SHAFT WITH FITTED KEY, TOLERANCE N; WITH HOLDING BRAKE PROTECTION CLASS IP65, FLANGE ON DRIVE END IP67; | - | 0 | 0
1FK7061-4CF74-1TG0 |  | 1FK7061-4CF74-1TG0 | 1 | UN | 1 | 15 | C | D | N | N | 85015220 | 1 |  | 9.502 | KG | 915.47 | 915.47 | MC05 | MC05 | SIMOTICS S Synchronous motor 1FK7-HD PN=1.7kW; UDC=600V M0=6.4Nm (100K); NN=3000rpm; Naturally cooled FRAME SIZE IMB 5 (IM V1, IM V3) FLANGE 1, WITH PT1000 TEMPERATURESENSOR POWER CONNECTOR ROTATABLE RESOLVER 2-POLE (RESOLVER P=1); PLAIN SHAFT, TOLERANCE N; W/O HOLDING BRAKE PROTECTION CLASS IP64; | - | 0 | 0
1FK7061-4CF74-1TG1 |  | 1FK7061-4CF74-1TG1 | 1 | UN | 1 | 15 | C | D | N | N | 85015220 | 1 |  | 9.502 | KG | 977.81 | 977.81 | MC05 | MC05 | SIMOTICS S Synchronous motor 1FK7-HD PN=1.7kW; UDC=600V M0=6.4Nm (100K); NN=3000rpm; Naturally cooled FRAME SIZE IMB 5 (IM V1, IM V3) FLANGE 1, WITH PT1000 TEMPERATURESENSOR POWER CONNECTOR ROTATABLE RESOLVER 2-POLE (RESOLVER P=1); PLAIN SHAFT, TOLERANCE N; W/O HOLDING BRAKE PROTECTION CLASS IP65, | - | 0 | 0
1FK7061-4CF74-1TG2 |  | 1FK7061-4CF74-1TG2 | 1 | UN | 1 | 15 | C | D | N | N | 85015220 | 1 |  | 9.502 | KG | 977.81 | 977.81 | MC05 | MC05 | SIMOTICS S Synchronous motor 1FK7-HD PN=1.7kW; UDC=600V M0=6.4Nm (100K); NN=3000rpm; Naturally cooled FRAME SIZE IMB 5 (IM V1, IM V3) FLANGE 1, WITH PT1000 TEMPERATURESENSOR POWER CONNECTOR ROTATABLE RESOLVER 2-POLE (RESOLVER P=1); PLAIN SHAFT, TOLERANCE N; W/O HOLDING BRAKE PROTECTION CLASS IP65, FLANGE ON DRIVE END IP67; | - | 0 | 0
1FK7061-4CF74-1TH0 |  | 1FK7061-4CF74-1TH0 | 1 | UN | 1 | 15 | C | D | N | N | 85015220 | 1 |  | 9.801 | KG | 1118.91 | 1118.91 | MC05 | MC05 | SIMOTICS S Synchronous motor 1FK7-HD PN=1.7kW; UDC=600V M0=6.4Nm (100K); NN=3000rpm; Naturally cooled FRAME SIZE IMB 5 (IM V1, IM V3) FLANGE 1, WITH PT1000 TEMPERATURESENSOR POWER CONNECTOR ROTATABLE RESOLVER 2-POLE (RESOLVER P=1); PLAIN SHAFT, TOLERANCE N; WITH HOLDING BRAKE PROTECTION CLASS IP64; | - | 0 | 0
1FK7061-4CF74-1TH1 |  | 1FK7061-4CF74-1TH1 | 1 | UN | 1 | 15 | C | D | N | N | 85015220 | 1 |  | 9.801 | KG | 1181.25 | 1181.25 | MC05 | MC05 | SIMOTICS S Synchronous motor 1FK7-HD PN=1.7kW; UDC=600V M0=6.4Nm (100K); NN=3000rpm; Naturally cooled FRAME SIZE IMB 5 (IM V1, IM V3) FLANGE 1, WITH PT1000 TEMPERATURESENSOR POWER CONNECTOR ROTATABLE RESOLVER 2-POLE (RESOLVER P=1); PLAIN SHAFT, TOLERANCE N; WITH HOLDING BRAKE PROTECTION CLASS IP65, | - | 0 | 0
1FK7061-4CF74-1TH2 |  | 1FK7061-4CF74-1TH2 | 1 | UN | 1 | 15 | C | D | N | N | 85015220 | 1 |  | 9.801 | KG | 1181.25 | 1181.25 | MC05 | MC05 | SIMOTICS S Synchronous motor 1FK7-HD PN=1.7kW; UDC=600V M0=6.4Nm (100K); NN=3000rpm; Naturally cooled FRAME SIZE IMB 5 (IM V1, IM V3) FLANGE 1, WITH PT1000 TEMPERATURESENSOR POWER CONNECTOR ROTATABLE RESOLVER 2-POLE (RESOLVER P=1); PLAIN SHAFT, TOLERANCE N; WITH HOLDING BRAKE PROTECTION CLASS IP65, FLANGE ON DRIVE END IP67; | - | 0 | 0
1FK7061-4CH71-1AA0 |  | 1FK7061-4CH71-1AA0 | 1 | UN | 1 | 15 | C | D | N | N | 85015220 | 1 |  | 9.501 | KG | 1363.6 | 1363.6 | MC05 | MC05 | SIMOTICS S Synchronous motor 1FK7-HD PN=2kW; UDC=600V M0=6.4Nm (100K); NN=4500rpm; Naturally cooled FRAME SIZE IMB 5 (IM V1, IM V3) FLANGE 1, WITH KTY TEMPERATURESENSOR POWER CONNECTOR ROTATABLE INCREMENTAL ENCODER SIN/COS 1VPP;2048 S/R W. C-AND D-SPUR (ENCODER IC2048S/R) SHAFT WITH FITTED KEY, TOLERANCE N; W/O HOLDING BRAKE PROTECTION CLASS IP64; | - | 0 | 0
1FK7061-4CH71-1AA1 |  | 1FK7061-4CH71-1AA1 | 1 | UN | 1 | 15 | C | D | N | N | 85015220 | 1 |  | 9.501 | KG | 1425.94 | 1425.94 | MC05 | MC05 | SIMOTICS S Synchronous motor 1FK7-HD PN=2kW; UDC=600V M0=6.4Nm (100K); NN=4500rpm; Naturally cooled FRAME SIZE IMB 5 (IM V1, IM V3) FLANGE 1, WITH KTY TEMPERATURESENSOR POWER CONNECTOR ROTATABLE INCREMENTAL ENCODER SIN/COS 1VPP;2048 S/R W. C-AND D-SPUR (ENCODER IC2048S/R) SHAFT WITH FITTED KEY, TOLERANCE N; W/O HOLDING BRAKE PROTECTION CLASS IP65, | - | 0 | 0
1FK7061-4CH71-1AA2 |  | 1FK7061-4CH71-1AA2 | 1 | UN | 1 | 15 | C | D | N | N | 85015220 | 1 |  | 9.501 | KG | 1425.94 | 1425.94 | MC05 | MC05 | SIMOTICS S Synchronous motor 1FK7-HD PN=2kW; UDC=600V M0=6.4Nm (100K); NN=4500rpm; Naturally cooled FRAME SIZE IMB 5 (IM V1, IM V3) FLANGE 1, WITH KTY TEMPERATURESENSOR POWER CONNECTOR ROTATABLE INCREMENTAL ENCODER SIN/COS 1VPP;2048 S/R W. C-AND D-SPUR (ENCODER IC2048S/R) SHAFT WITH FITTED KEY, TOLERANCE N; W/O HOLDING BRAKE PROTECTION CLASS IP65, FLANGE ON DRIVE END IP67; | - | 0 | 0
1FK7061-4CH71-1AB0 |  | 1FK7061-4CH71-1AB0 | 1 | UN | 1 | 15 | C | D | N | N | 85015220 | 1 |  | 9.8 | KG | 1565.54 | 1565.54 | MC05 | MC05 | SIMOTICS S Synchronous motor 1FK7-HD PN=2kW; UDC=600V M0=6.4Nm (100K); NN=4500rpm; Naturally cooled FRAME SIZE IMB 5 (IM V1, IM V3) FLANGE 1, WITH KTY TEMPERATURESENSOR POWER CONNECTOR ROTATABLE INCREMENTAL ENCODER SIN/COS 1VPP;2048 S/R W. C-AND D-SPUR (ENCODER IC2048S/R) SHAFT WITH FITTED KEY, TOLERANCE N; WITH HOLDING BRAKE PROTECTION CLASS IP64; | - | 0 | 0
1FK7061-4CH71-1AB1 |  | 1FK7061-4CH71-1AB1 | 1 | UN | 1 | 15 | C | D | N | N | 85015220 | 1 |  | 9.8 | KG | 1627.88 | 1627.88 | MC05 | MC05 | SIMOTICS S Synchronous motor 1FK7-HD PN=2kW; UDC=600V M0=6.4Nm (100K); NN=4500rpm; Naturally cooled FRAME SIZE IMB 5 (IM V1, IM V3) FLANGE 1, WITH KTY TEMPERATURESENSOR POWER CONNECTOR ROTATABLE INCREMENTAL ENCODER SIN/COS 1VPP;2048 S/R W. C-AND D-SPUR (ENCODER IC2048S/R) SHAFT WITH FITTED KEY, TOLERANCE N; WITH HOLDING BRAKE PROTECTION CLASS IP65, | - | 0 | 0
1FK7061-4CH71-1AB2 |  | 1FK7061-4CH71-1AB2 | 1 | UN | 1 | 15 | C | D | N | N | 85015220 | 1 |  | 9.8 | KG | 1627.88 | 1627.88 | MC05 | MC05 | SIMOTICS S Synchronous motor 1FK7-HD PN=2kW; UDC=600V M0=6.4Nm (100K); NN=4500rpm; Naturally cooled FRAME SIZE IMB 5 (IM V1, IM V3) FLANGE 1, WITH KTY TEMPERATURESENSOR POWER CONNECTOR ROTATABLE INCREMENTAL ENCODER SIN/COS 1VPP;2048 S/R W. C-AND D-SPUR (ENCODER IC2048S/R) SHAFT WITH FITTED KEY, TOLERANCE N; WITH HOLDING BRAKE PROTECTION CLASS IP65, FLANGE ON DRIVE END IP67; | - | 0 | 0
1FK7061-4CH71-1AG0 |  | 1FK7061-4CH71-1AG0 | 1 | UN | 1 | 15 | C | D | N | N | 85015220 | 1 |  | 9.501 | KG | 1306.11 | 1306.11 | MC05 | MC05 | SIMOTICS S Synchronous motor 1FK7-HD PN=2kW; UDC=600V M0=6.4Nm (100K); NN=4500rpm; Naturally cooled FRAME SIZE IMB 5 (IM V1, IM V3) FLANGE 1, WITH KTY TEMPERATURESENSOR POWER CONNECTOR ROTATABLE INCREMENTAL ENCODER SIN/COS 1VPP;2048 S/R W. C-AND D-SPUR (ENCODER IC2048S/R) PLAIN SHAFT, TOLERANCE N; W/O HOLDING BRAKE PROTECTION CLASS IP64; | - | 0 | 0
1FK7061-4CH71-1AG1 |  | 1FK7061-4CH71-1AG1 | 1 | UN | 1 | 15 | C | D | N | N | 85015220 | 1 |  | 9.501 | KG | 1368.45 | 1368.45 | MC05 | MC05 | SIMOTICS S Synchronous motor 1FK7-HD PN=2kW; UDC=600V M0=6.4Nm (100K); NN=4500rpm; Naturally cooled FRAME SIZE IMB 5 (IM V1, IM V3) FLANGE 1, WITH KTY TEMPERATURESENSOR POWER CONNECTOR ROTATABLE INCREMENTAL ENCODER SIN/COS 1VPP;2048 S/R W. C-AND D-SPUR (ENCODER IC2048S/R) PLAIN SHAFT, TOLERANCE N; W/O HOLDING BRAKE PROTECTION CLASS IP65, | - | 0 | 0
1FK7061-4CH71-1AG2 |  | 1FK7061-4CH71-1AG2 | 1 | UN | 1 | 15 | C | D | N | N | 85015220 | 1 |  | 9.501 | KG | 1368.45 | 1368.45 | MC05 | MC05 | SIMOTICS S Synchronous motor 1FK7-HD PN=2kW; UDC=600V M0=6.4Nm (100K); NN=4500rpm; Naturally cooled FRAME SIZE IMB 5 (IM V1, IM V3) FLANGE 1, WITH KTY TEMPERATURESENSOR POWER CONNECTOR ROTATABLE INCREMENTAL ENCODER SIN/COS 1VPP;2048 S/R W. C-AND D-SPUR (ENCODER IC2048S/R) PLAIN SHAFT, TOLERANCE N; W/O HOLDING BRAKE PROTECTION CLASS IP65, FLANGE ON DRIVE END IP67; | - | 0 | 0
1FK7061-4CH71-1AH0 |  | 1FK7061-4CH71-1AH0 | 1 | UN | 1 | 15 | C | D | N | N | 85015220 | 1 |  | 9.8 | KG | 1509.55 | 1509.55 | MC05 | MC05 | SIMOTICS S Synchronous motor 1FK7-HD PN=2kW; UDC=600V M0=6.4Nm (100K); NN=4500rpm; Naturally cooled FRAME SIZE IMB 5 (IM V1, IM V3) FLANGE 1, WITH KTY TEMPERATURESENSOR POWER CONNECTOR ROTATABLE INCREMENTAL ENCODER SIN/COS 1VPP;2048 S/R W. C-AND D-SPUR (ENCODER IC2048S/R) PLAIN SHAFT, TOLERANCE N; WITH HOLDING BRAKE PROTECTION CLASS IP64; | - | 0 | 0
1FK7061-4CH71-1AH1 |  | 1FK7061-4CH71-1AH1 | 1 | UN | 1 | 15 | C | D | N | N | 85015220 | 1 |  | 9.8 | KG | 1571.89 | 1571.89 | MC05 | MC05 | SIMOTICS S Synchronous motor 1FK7-HD PN=2kW; UDC=600V M0=6.4Nm (100K); NN=4500rpm; Naturally cooled FRAME SIZE IMB 5 (IM V1, IM V3) FLANGE 1, WITH KTY TEMPERATURESENSOR POWER CONNECTOR ROTATABLE INCREMENTAL ENCODER SIN/COS 1VPP;2048 S/R W. C-AND D-SPUR (ENCODER IC2048S/R) PLAIN SHAFT, TOLERANCE N; WITH HOLDING BRAKE PROTECTION CLASS IP65, | - | 0 | 0
1FK7061-4CH71-1AH2 |  | 1FK7061-4CH71-1AH2 | 1 | UN | 1 | 15 | C | D | N | N | 85015220 | 1 |  | 9.8 | KG | 1571.89 | 1571.89 | MC05 | MC05 | SIMOTICS S Synchronous motor 1FK7-HD PN=2kW; UDC=600V M0=6.4Nm (100K); NN=4500rpm; Naturally cooled FRAME SIZE IMB 5 (IM V1, IM V3) FLANGE 1, WITH KTY TEMPERATURESENSOR POWER CONNECTOR ROTATABLE INCREMENTAL ENCODER SIN/COS 1VPP;2048 S/R W. C-AND D-SPUR (ENCODER IC2048S/R) PLAIN SHAFT, TOLERANCE N; WITH HOLDING BRAKE PROTECTION CLASS IP65, FLANGE ON DRIVE END IP67; | - | 0 | 0
1FK7061-4CH71-1BA0 |  | 1FK7061-4CH71-1BA0 | 1 | UN | 1 | 15 | C | D | N | N | 85015220 | 1 |  | 9.501 | KG | 1524.3 | 1524.3 | MC05 | MC05 | SIMOTICS S Synchronous motor 1FK7-HD PN=2kW; UDC=600V M0=6.4Nm (100K); NN=4500rpm; Naturally cooled FRAME SIZE IMB 5 (IM V1, IM V3) FLANGE 1 POWER CONNECTOR ROTATABLE ABSOLUTE ENCODER SINGLETURN 24 BIT WITH DRIVE CLIQ INTERFACE (ENCODER AS24DQI) SHAFT WITH FITTED KEY, TOLERANCE N; W/O HOLDING BRAKE PROTECTION CLASS IP64; | - | 0 | 0
1FK7061-4CH71-1BA1 |  | 1FK7061-4CH71-1BA1 | 1 | UN | 1 | 15 | C | D | N | N | 85015220 | 1 |  | 9.501 | KG | 1586.64 | 1586.64 | MC05 | MC05 | SIMOTICS S Synchronous motor 1FK7-HD PN=2kW; UDC=600V M0=6.4Nm (100K); NN=4500rpm; Naturally cooled FRAME SIZE IMB 5 (IM V1, IM V3) FLANGE 1 POWER CONNECTOR ROTATABLE ABSOLUTE ENCODER SINGLETURN 24 BIT WITH DRIVE CLIQ INTERFACE (ENCODER AS24DQI) SHAFT WITH FITTED KEY, TOLERANCE N; W/O HOLDING BRAKE PROTECTION CLASS IP65, | - | 0 | 0
1FK7061-4CH71-1BA2 |  | 1FK7061-4CH71-1BA2 | 1 | UN | 1 | 15 | C | D | N | N | 85015220 | 1 |  | 9.501 | KG | 1586.64 | 1586.64 | MC05 | MC05 | SIMOTICS S Synchronous motor 1FK7-HD PN=2kW; UDC=600V M0=6.4Nm (100K); NN=4500rpm; Naturally cooled FRAME SIZE IMB 5 (IM V1, IM V3) FLANGE 1 POWER CONNECTOR ROTATABLE ABSOLUTE ENCODER SINGLETURN 24 BIT WITH DRIVE CLIQ INTERFACE (ENCODER AS24DQI) SHAFT WITH FITTED KEY, TOLERANCE N; W/O HOLDING BRAKE PROTECTION CLASS IP65, FLANGE ON DRIVE END IP67; | - | 0 | 0
1FK7061-4CH71-1BB0 |  | 1FK7061-4CH71-1BB0 | 1 | UN | 1 | 15 | C | D | N | N | 85015220 | 1 |  | 9.8 | KG | 1726.24 | 1726.24 | MC05 | MC05 | SIMOTICS S Synchronous motor 1FK7-HD PN=2kW; UDC=600V M0=6.4Nm (100K); NN=4500rpm; Naturally cooled FRAME SIZE IMB 5 (IM V1, IM V3) FLANGE 1 POWER CONNECTOR ROTATABLE ABSOLUTE ENCODER SINGLETURN 24 BIT WITH DRIVE CLIQ INTERFACE (ENCODER AS24DQI) SHAFT WITH FITTED KEY, TOLERANCE N; WITH HOLDING BRAKE PROTECTION CLASS IP64; | - | 0 | 0
1FK7061-4CH71-1BB1 |  | 1FK7061-4CH71-1BB1 | 1 | UN | 1 | 15 | C | D | N | N | 85015220 | 1 |  | 9.8 | KG | 1788.58 | 1788.58 | MC05 | MC05 | SIMOTICS S Synchronous motor 1FK7-HD PN=2kW; UDC=600V M0=6.4Nm (100K); NN=4500rpm; Naturally cooled FRAME SIZE IMB 5 (IM V1, IM V3) FLANGE 1 POWER CONNECTOR ROTATABLE ABSOLUTE ENCODER SINGLETURN 24 BIT WITH DRIVE CLIQ INTERFACE (ENCODER AS24DQI) SHAFT WITH FITTED KEY, TOLERANCE N; WITH HOLDING BRAKE PROTECTION CLASS IP65, | - | 0 | 0
1FK7061-4CH71-1BB2 |  | 1FK7061-4CH71-1BB2 | 1 | UN | 1 | 15 | C | D | N | N | 85015220 | 1 |  | 9.8 | KG | 1788.58 | 1788.58 | MC05 | MC05 | SIMOTICS S Synchronous motor 1FK7-HD PN=2kW; UDC=600V M0=6.4Nm (100K); NN=4500rpm; Naturally cooled FRAME SIZE IMB 5 (IM V1, IM V3) FLANGE 1 POWER CONNECTOR ROTATABLE ABSOLUTE ENCODER SINGLETURN 24 BIT WITH DRIVE CLIQ INTERFACE (ENCODER AS24DQI) SHAFT WITH FITTED KEY, TOLERANCE N; WITH HOLDING BRAKE PROTECTION CLASS IP65, FLANGE ON DRIVE END IP67; | - | 0 | 0
1FK7061-4CH71-1BG0 |  | 1FK7061-4CH71-1BG0 | 1 | UN | 1 | 15 | C | D | N | N | 85015220 | 1 |  | 9.501 | KG | 1466.81 | 1466.81 | MC05 | MC05 | SIMOTICS S Synchronous motor 1FK7-HD PN=2kW; UDC=600V M0=6.4Nm (100K); NN=4500rpm; Naturally cooled FRAME SIZE IMB 5 (IM V1, IM V3) FLANGE 1 POWER CONNECTOR ROTATABLE ABSOLUTE ENCODER SINGLETURN 24 BIT WITH DRIVE CLIQ INTERFACE (ENCODER AS24DQI) PLAIN SHAFT, TOLERANCE N; W/O HOLDING BRAKE PROTECTION CLASS IP64; | - | 0 | 0
1FK7061-4CH71-1BG1 |  | 1FK7061-4CH71-1BG1 | 1 | UN | 1 | 15 | C | D | N | N | 85015220 | 1 |  | 9.501 | KG | 1529.15 | 1529.15 | MC05 | MC05 | SIMOTICS S Synchronous motor 1FK7-HD PN=2kW; UDC=600V M0=6.4Nm (100K); NN=4500rpm; Naturally cooled FRAME SIZE IMB 5 (IM V1, IM V3) FLANGE 1 POWER CONNECTOR ROTATABLE ABSOLUTE ENCODER SINGLETURN 24 BIT WITH DRIVE CLIQ INTERFACE (ENCODER AS24DQI) PLAIN SHAFT, TOLERANCE N; W/O HOLDING BRAKE PROTECTION CLASS IP65, | - | 0 | 0
1FK7061-4CH71-1BG2 |  | 1FK7061-4CH71-1BG2 | 1 | UN | 1 | 15 | C | D | N | N | 85015220 | 1 |  | 9.501 | KG | 1529.15 | 1529.15 | MC05 | MC05 | SIMOTICS S Synchronous motor 1FK7-HD PN=2kW; UDC=600V M0=6.4Nm (100K); NN=4500rpm; Naturally cooled FRAME SIZE IMB 5 (IM V1, IM V3) FLANGE 1 POWER CONNECTOR ROTATABLE ABSOLUTE ENCODER SINGLETURN 24 BIT WITH DRIVE CLIQ INTERFACE (ENCODER AS24DQI) PLAIN SHAFT, TOLERANCE N; W/O HOLDING BRAKE PROTECTION CLASS IP65, FLANGE ON DRIVE END IP67; | - | 0 | 0
1FK7061-4CH71-1BH0 |  | 1FK7061-4CH71-1BH0 | 1 | UN | 1 | 15 | C | D | N | N | 85015220 | 1 |  | 9.8 | KG | 1670.25 | 1670.25 | MC05 | MC05 | SIMOTICS S Synchronous motor 1FK7-HD PN=2kW; UDC=600V M0=6.4Nm (100K); NN=4500rpm; Naturally cooled FRAME SIZE IMB 5 (IM V1, IM V3) FLANGE 1 POWER CONNECTOR ROTATABLE ABSOLUTE ENCODER SINGLETURN 24 BIT WITH DRIVE CLIQ INTERFACE (ENCODER AS24DQI) PLAIN SHAFT, TOLERANCE N; WITH HOLDING BRAKE PROTECTION CLASS IP64; | - | 0 | 0
1FK7061-4CH71-1BH1 |  | 1FK7061-4CH71-1BH1 | 1 | UN | 1 | 15 | C | D | N | N | 85015220 | 1 |  | 9.8 | KG | 1732.59 | 1732.59 | MC05 | MC05 | SIMOTICS S Synchronous motor 1FK7-HD PN=2kW; UDC=600V M0=6.4Nm (100K); NN=4500rpm; Naturally cooled FRAME SIZE IMB 5 (IM V1, IM V3) FLANGE 1 POWER CONNECTOR ROTATABLE ABSOLUTE ENCODER SINGLETURN 24 BIT WITH DRIVE CLIQ INTERFACE (ENCODER AS24DQI) PLAIN SHAFT, TOLERANCE N; WITH HOLDING BRAKE PROTECTION CLASS IP65, | - | 0 | 0
1FK7061-4CH71-1BH2 |  | 1FK7061-4CH71-1BH2 | 1 | UN | 1 | 15 | C | D | N | N | 85015220 | 1 |  | 9.8 | KG | 1732.59 | 1732.59 | MC05 | MC05 | SIMOTICS S Synchronous motor 1FK7-HD PN=2kW; UDC=600V M0=6.4Nm (100K); NN=4500rpm; Naturally cooled FRAME SIZE IMB 5 (IM V1, IM V3) FLANGE 1 POWER CONNECTOR ROTATABLE ABSOLUTE ENCODER SINGLETURN 24 BIT WITH DRIVE CLIQ INTERFACE (ENCODER AS24DQI) PLAIN SHAFT, TOLERANCE N; WITH HOLDING BRAKE PROTECTION CLASS IP65, FLANGE ON DRIVE END IP67; | - | 0 | 0
1FK7061-4CH71-1CA0 |  | 1FK7061-4CH71-1CA0 | 1 | UN | 1 | 15 | C | D | N | N | 85015220 | 1 |  | 9.501 | KG | 1770.46 | 1770.46 | MC05 | MC05 | SIMOTICS S Synchronous motor 1FK7-HD PN=2kW; UDC=600V M0=6.4Nm (100K); NN=4500rpm; Naturally cooled FRAME SIZE IMB 5 (IM V1, IM V3) FLANGE 1 POWER CONNECTOR ROTATABLE ABSOLUTE ENCODER 24 BIT + 12 BIT MULTITURN WITH DRIVE-CLIQ INTERFACE (ENCODER AM24DQI) SHAFT WITH FITTED KEY, TOLERANCE N; W/O HOLDING BRAKE PROTECTION CLASS IP64; | - | 0 | 0
1FK7061-4CH71-1CA1 |  | 1FK7061-4CH71-1CA1 | 1 | UN | 1 | 15 | C | D | N | N | 85015220 | 1 |  | 9.501 | KG | 1832.8 | 1832.8 | MC05 | MC05 | SIMOTICS S Synchronous motor 1FK7-HD PN=2kW; UDC=600V M0=6.4Nm (100K); NN=4500rpm; Naturally cooled FRAME SIZE IMB 5 (IM V1, IM V3) FLANGE 1 POWER CONNECTOR ROTATABLE ABSOLUTE ENCODER 24 BIT + 12 BIT MULTITURN WITH DRIVE-CLIQ INTERFACE (ENCODER AM24DQI) SHAFT WITH FITTED KEY, TOLERANCE N; W/O HOLDING BRAKE PROTECTION CLASS IP65, | - | 0 | 0
1FK7061-4CH71-1CA2 |  | 1FK7061-4CH71-1CA2 | 1 | UN | 1 | 15 | C | D | N | N | 85015220 | 1 |  | 9.501 | KG | 1832.8 | 1832.8 | MC05 | MC05 | SIMOTICS S Synchronous motor 1FK7-HD PN=2kW; UDC=600V M0=6.4Nm (100K); NN=4500rpm; Naturally cooled FRAME SIZE IMB 5 (IM V1, IM V3) FLANGE 1 POWER CONNECTOR ROTATABLE ABSOLUTE ENCODER 24 BIT + 12 BIT MULTITURN WITH DRIVE-CLIQ INTERFACE (ENCODER AM24DQI) SHAFT WITH FITTED KEY, TOLERANCE N; W/O HOLDING BRAKE PROTECTION CLASS IP65, FLANGE ON DRIVE END IP67; | - | 0 | 0
1FK7061-4CH71-1CA2-Z | N16X08 | 1FK7061-4CH71-1CA2-ZN16X08 | 1 | UN | 1 | 15 | C | D | N | N | 85015220 | 1 |  | 9.502 | KG | 2239.05 | 2239.05 | MC05 | MC05 | SIMOTICS S Synchronous motor 1FK7-HD PN=2kW; UDC=600V M0=6.4Nm (100K); NN=4500rpm; Naturally cooled FRAME SIZE IMB 5 (IM V1, IM V3) FLANGE 1 POWER CONNECTOR ROTATABLE ABSOLUTE ENCODER 24 BIT + 12 BIT MULTITURN WITH DRIVE-CLIQ INTERFACE (ENCODER AM24DQI) SHAFT WITH FITTED KEY, TOLERANCE N; W/O HOLDING BRAKE PROTECTION CLASS IP65, FLANGE ON DRIVE END IP67; N16: EXECUTION FOR INCREASED CHEMICAL RESISTANCE X08: PAINT FINISH WHITE ALUMINIUM RAL9006 | - | 0 | 0
1FK7061-4CH71-1CB0 |  | 1FK7061-4CH71-1CB0 | 1 | UN | 1 | 15 | C | D | N | N | 85015220 | 1 |  | 9.8 | KG | 1972.4 | 1972.4 | MC05 | MC05 | SIMOTICS S Synchronous motor 1FK7-HD PN=2kW; UDC=600V M0=6.4Nm (100K); NN=4500rpm; Naturally cooled FRAME SIZE IMB 5 (IM V1, IM V3) FLANGE 1 POWER CONNECTOR ROTATABLE ABSOLUTE ENCODER 24 BIT + 12 BIT MULTITURN WITH DRIVE-CLIQ INTERFACE (ENCODER AM24DQI) SHAFT WITH FITTED KEY, TOLERANCE N; WITH HOLDING BRAKE PROTECTION CLASS IP64; | - | 0 | 0
1FK7061-4CH71-1CB1 |  | 1FK7061-4CH71-1CB1 | 1 | UN | 1 | 15 | C | D | N | N | 85015220 | 1 |  | 9.8 | KG | 2034.74 | 2034.74 | MC05 | MC05 | SIMOTICS S Synchronous motor 1FK7-HD PN=2kW; UDC=600V M0=6.4Nm (100K); NN=4500rpm; Naturally cooled FRAME SIZE IMB 5 (IM V1, IM V3) FLANGE 1 POWER CONNECTOR ROTATABLE ABSOLUTE ENCODER 24 BIT + 12 BIT MULTITURN WITH DRIVE-CLIQ INTERFACE (ENCODER AM24DQI) SHAFT WITH FITTED KEY, TOLERANCE N; WITH HOLDING BRAKE PROTECTION CLASS IP65, | - | 0 | 0
1FK7061-4CH71-1CB2 |  | 1FK7061-4CH71-1CB2 | 1 | UN | 1 | 15 | C | D | N | N | 85015220 | 1 |  | 9.8 | KG | 2034.74 | 2034.74 | MC05 | MC05 | SIMOTICS S Synchronous motor 1FK7-HD PN=2kW; UDC=600V M0=6.4Nm (100K); NN=4500rpm; Naturally cooled FRAME SIZE IMB 5 (IM V1, IM V3) FLANGE 1 POWER CONNECTOR ROTATABLE ABSOLUTE ENCODER 24 BIT + 12 BIT MULTITURN WITH DRIVE-CLIQ INTERFACE (ENCODER AM24DQI) SHAFT WITH FITTED KEY, TOLERANCE N; WITH HOLDING BRAKE PROTECTION CLASS IP65, FLANGE ON DRIVE END IP67; | - | 0 | 0
1FK7061-4CH71-1CG0 |  | 1FK7061-4CH71-1CG0 | 1 | UN | 1 | 15 | C | D | N | N | 85015220 | 1 |  | 9.501 | KG | 1712.97 | 1712.97 | MC05 | MC05 | SIMOTICS S Synchronous motor 1FK7-HD PN=2kW; UDC=600V M0=6.4Nm (100K); NN=4500rpm; Naturally cooled FRAME SIZE IMB 5 (IM V1, IM V3) FLANGE 1 POWER CONNECTOR ROTATABLE ABSOLUTE ENCODER 24 BIT + 12 BIT MULTITURN WITH DRIVE-CLIQ INTERFACE (ENCODER AM24DQI) PLAIN SHAFT, TOLERANCE N; W/O HOLDING BRAKE PROTECTION CLASS IP64; | - | 0 | 0
1FK7061-4CH71-1CG1 |  | 1FK7061-4CH71-1CG1 | 1 | UN | 1 | 15 | C | D | N | N | 85015220 | 1 |  | 9.501 | KG | 1775.31 | 1775.31 | MC05 | MC05 | SIMOTICS S Synchronous motor 1FK7-HD PN=2kW; UDC=600V M0=6.4Nm (100K); NN=4500rpm; Naturally cooled FRAME SIZE IMB 5 (IM V1, IM V3) FLANGE 1 POWER CONNECTOR ROTATABLE ABSOLUTE ENCODER 24 BIT + 12 BIT MULTITURN WITH DRIVE-CLIQ INTERFACE (ENCODER AM24DQI) PLAIN SHAFT, TOLERANCE N; W/O HOLDING BRAKE PROTECTION CLASS IP65, | - | 0 | 0
1FK7061-4CH71-1CG2 |  | 1FK7061-4CH71-1CG2 | 1 | UN | 1 | 15 | C | D | N | N | 85015220 | 1 |  | 9.501 | KG | 1775.31 | 1775.31 | MC05 | MC05 | SIMOTICS S Synchronous motor 1FK7-HD PN=2kW; UDC=600V M0=6.4Nm (100K); NN=4500rpm; Naturally cooled FRAME SIZE IMB 5 (IM V1, IM V3) FLANGE 1 POWER CONNECTOR ROTATABLE ABSOLUTE ENCODER 24 BIT + 12 BIT MULTITURN WITH DRIVE-CLIQ INTERFACE (ENCODER AM24DQI) PLAIN SHAFT, TOLERANCE N; W/O HOLDING BRAKE PROTECTION CLASS IP65, FLANGE ON DRIVE END IP67; | - | 0 | 0
1FK7061-4CH71-1CH0 |  | 1FK7061-4CH71-1CH0 | 1 | UN | 1 | 15 | C | D | N | N | 85015220 | 1 |  | 9.8 | KG | 1916.41 | 1916.41 | MC05 | MC05 | SIMOTICS S Synchronous motor 1FK7-HD PN=2kW; UDC=600V M0=6.4Nm (100K); NN=4500rpm; Naturally cooled FRAME SIZE IMB 5 (IM V1, IM V3) FLANGE 1 POWER CONNECTOR ROTATABLE ABSOLUTE ENCODER 24 BIT + 12 BIT MULTITURN WITH DRIVE-CLIQ INTERFACE (ENCODER AM24DQI) PLAIN SHAFT, TOLERANCE N; WITH HOLDING BRAKE PROTECTION CLASS IP64; | - | 0 | 0
1FK7061-4CH71-1CH1 |  | 1FK7061-4CH71-1CH1 | 1 | UN | 1 | 15 | C | D | N | N | 85015220 | 1 |  | 9.8 | KG | 1978.75 | 1978.75 | MC05 | MC05 | SIMOTICS S Synchronous motor 1FK7-HD PN=2kW; UDC=600V M0=6.4Nm (100K); NN=4500rpm; Naturally cooled FRAME SIZE IMB 5 (IM V1, IM V3) FLANGE 1 POWER CONNECTOR ROTATABLE ABSOLUTE ENCODER 24 BIT + 12 BIT MULTITURN WITH DRIVE-CLIQ INTERFACE (ENCODER AM24DQI) PLAIN SHAFT, TOLERANCE N; WITH HOLDING BRAKE PROTECTION CLASS IP65, | - | 0 | 0
1FK7061-4CH71-1CH2 |  | 1FK7061-4CH71-1CH2 | 1 | UN | 1 | 15 | C | D | N | N | 85015220 | 1 |  | 9.8 | KG | 1978.75 | 1978.75 | MC05 | MC05 | SIMOTICS S Synchronous motor 1FK7-HD PN=2kW; UDC=600V M0=6.4Nm (100K); NN=4500rpm; Naturally cooled FRAME SIZE IMB 5 (IM V1, IM V3) FLANGE 1 POWER CONNECTOR ROTATABLE ABSOLUTE ENCODER 24 BIT + 12 BIT MULTITURN WITH DRIVE-CLIQ INTERFACE (ENCODER AM24DQI) PLAIN SHAFT, TOLERANCE N; WITH HOLDING BRAKE PROTECTION CLASS IP65, FLANGE ON DRIVE END IP67; | - | 0 | 0
1FK7061-4CH71-1EA0 |  | 1FK7061-4CH71-1EA0 | 1 | UN | 1 | 15 | C | D | N | N | 85015220 | 1 |  | 9.501 | KG | 1611.28 | 1611.28 | MC05 | MC05 | SIMOTICS S Synchronous motor 1FK7-HD PN=2kW; UDC=600V M0=6.4Nm (100K); NN=4500rpm; Naturally cooled FRAME SIZE IMB 5 (IM V1, IM V3) FLANGE 1, WITH KTY TEMPERATURESENSOR POWER CONNECTOR ROTATABLE ABSOLUTE ENCODERR 2048 S/R + 4096 UMDREHUNGEN MULTITURN, WITH ENDAT-SCHNITTSTELLE (ENCODER AM2048S/R) SHAFT WITH FITTED KEY, TOLERANCE N; W/O HOLDING BRAKE PROTECTION CLASS IP64; | - | 0 | 0
1FK7061-4CH71-1EA1 |  | 1FK7061-4CH71-1EA1 | 1 | UN | 1 | 15 | C | D | N | N | 85015220 | 1 |  | 9.501 | KG | 1673.62 | 1673.62 | MC05 | MC05 | SIMOTICS S Synchronous motor 1FK7-HD PN=2kW; UDC=600V M0=6.4Nm (100K); NN=4500rpm; Naturally cooled FRAME SIZE IMB 5 (IM V1, IM V3) FLANGE 1, WITH KTY TEMPERATURESENSOR POWER CONNECTOR ROTATABLE ABSOLUTE ENCODERR 2048 S/R + 4096 UMDREHUNGEN MULTITURN, WITH ENDAT-SCHNITTSTELLE (ENCODER AM2048S/R) SHAFT WITH FITTED KEY, TOLERANCE N; W/O HOLDING BRAKE PROTECTION CLASS IP65, | - | 0 | 0
1FK7061-4CH71-1EA2 |  | 1FK7061-4CH71-1EA2 | 1 | UN | 1 | 15 | C | D | N | N | 85015220 | 1 |  | 9.501 | KG | 1673.62 | 1673.62 | MC05 | MC05 | SIMOTICS S Synchronous motor 1FK7-HD PN=2kW; UDC=600V M0=6.4Nm (100K); NN=4500rpm; Naturally cooled FRAME SIZE IMB 5 (IM V1, IM V3) FLANGE 1, WITH KTY TEMPERATURESENSOR POWER CONNECTOR ROTATABLE ABSOLUTE ENCODERR 2048 S/R + 4096 UMDREHUNGEN MULTITURN, WITH ENDAT-SCHNITTSTELLE (ENCODER AM2048S/R) SHAFT WITH FITTED KEY, TOLERANCE N; W/O HOLDING BRAKE PROTECTION CLASS IP65, FLANGE ON DRIVE END IP67; | - | 0 | 0
1FK7061-4CH71-1EB0 |  | 1FK7061-4CH71-1EB0 | 1 | UN | 1 | 15 | C | D | N | N | 85015220 | 1 |  | 9.8 | KG | 1813.22 | 1813.22 | MC05 | MC05 | SIMOTICS S Synchronous motor 1FK7-HD PN=2kW; UDC=600V M0=6.4Nm (100K); NN=4500rpm; Naturally cooled FRAME SIZE IMB 5 (IM V1, IM V3) FLANGE 1, WITH KTY TEMPERATURESENSOR POWER CONNECTOR ROTATABLE ABSOLUTE ENCODERR 2048 S/R + 4096 UMDREHUNGEN MULTITURN, WITH ENDAT-SCHNITTSTELLE (ENCODER AM2048S/R) SHAFT WITH FITTED KEY, TOLERANCE N; WITH HOLDING BRAKE PROTECTION CLASS IP64; | - | 0 | 0
1FK7061-4CH71-1EB1 |  | 1FK7061-4CH71-1EB1 | 1 | UN | 1 | 15 | C | D | N | N | 85015220 | 1 |  | 9.8 | KG | 1875.56 | 1875.56 | MC05 | MC05 | SIMOTICS S Synchronous motor 1FK7-HD PN=2kW; UDC=600V M0=6.4Nm (100K); NN=4500rpm; Naturally cooled FRAME SIZE IMB 5 (IM V1, IM V3) FLANGE 1, WITH KTY TEMPERATURESENSOR POWER CONNECTOR ROTATABLE ABSOLUTE ENCODERR 2048 S/R + 4096 UMDREHUNGEN MULTITURN, WITH ENDAT-SCHNITTSTELLE (ENCODER AM2048S/R) SHAFT WITH FITTED KEY, TOLERANCE N; WITH HOLDING BRAKE PROTECTION CLASS IP65, | - | 0 | 0
1FK7061-4CH71-1EB2 |  | 1FK7061-4CH71-1EB2 | 1 | UN | 1 | 15 | C | D | N | N | 85015220 | 1 |  | 9.8 | KG | 1875.56 | 1875.56 | MC05 | MC05 | SIMOTICS S Synchronous motor 1FK7-HD PN=2kW; UDC=600V M0=6.4Nm (100K); NN=4500rpm; Naturally cooled FRAME SIZE IMB 5 (IM V1, IM V3) FLANGE 1, WITH KTY TEMPERATURESENSOR POWER CONNECTOR ROTATABLE ABSOLUTE ENCODERR 2048 S/R + 4096 UMDREHUNGEN MULTITURN, WITH ENDAT-SCHNITTSTELLE (ENCODER AM2048S/R) SHAFT WITH FITTED KEY, TOLERANCE N; WITH HOLDING BRAKE PROTECTION CLASS IP65, FLANGE ON DRIVE END IP67; | - | 0 | 0
1FK7061-4CH71-1EG0 |  | 1FK7061-4CH71-1EG0 | 1 | UN | 1 | 15 | C | D | N | N | 85015220 | 1 |  | 9.501 | KG | 1553.79 | 1553.79 | MC05 | MC05 | SIMOTICS S Synchronous motor 1FK7-HD PN=2kW; UDC=600V M0=6.4Nm (100K); NN=4500rpm; Naturally cooled FRAME SIZE IMB 5 (IM V1, IM V3) FLANGE 1, WITH KTY TEMPERATURESENSOR POWER CONNECTOR ROTATABLE ABSOLUTE ENCODERR 2048 S/R + 4096 UMDREHUNGEN MULTITURN, WITH ENDAT-SCHNITTSTELLE (ENCODER AM2048S/R) PLAIN SHAFT, TOLERANCE N; W/O HOLDING BRAKE PROTECTION CLASS IP64; | - | 0 | 0
1FK7061-4CH71-1EG1 |  | 1FK7061-4CH71-1EG1 | 1 | UN | 1 | 15 | C | D | N | N | 85015220 | 1 |  | 9.501 | KG | 1616.13 | 1616.13 | MC05 | MC05 | SIMOTICS S Synchronous motor 1FK7-HD PN=2kW; UDC=600V M0=6.4Nm (100K); NN=4500rpm; Naturally cooled FRAME SIZE IMB 5 (IM V1, IM V3) FLANGE 1, WITH KTY TEMPERATURESENSOR POWER CONNECTOR ROTATABLE ABSOLUTE ENCODERR 2048 S/R + 4096 UMDREHUNGEN MULTITURN, WITH ENDAT-SCHNITTSTELLE (ENCODER AM2048S/R) PLAIN SHAFT, TOLERANCE N; W/O HOLDING BRAKE PROTECTION CLASS IP65, | - | 0 | 0
1FK7061-4CH71-1EG2 |  | 1FK7061-4CH71-1EG2 | 1 | UN | 1 | 15 | C | D | N | N | 85015220 | 1 |  | 9.501 | KG | 1616.13 | 1616.13 | MC05 | MC05 | SIMOTICS S Synchronous motor 1FK7-HD PN=2kW; UDC=600V M0=6.4Nm (100K); NN=4500rpm; Naturally cooled FRAME SIZE IMB 5 (IM V1, IM V3) FLANGE 1, WITH KTY TEMPERATURESENSOR POWER CONNECTOR ROTATABLE ABSOLUTE ENCODERR 2048 S/R + 4096 UMDREHUNGEN MULTITURN, WITH ENDAT-SCHNITTSTELLE (ENCODER AM2048S/R) PLAIN SHAFT, TOLERANCE N; W/O HOLDING BRAKE PROTECTION CLASS IP65, FLANGE ON DRIVE END IP67; | - | 0 | 0
1FK7061-4CH71-1EH0 |  | 1FK7061-4CH71-1EH0 | 1 | UN | 1 | 15 | C | D | N | N | 85015220 | 1 |  | 9.8 | KG | 1757.23 | 1757.23 | MC05 | MC05 | SIMOTICS S Synchronous motor 1FK7-HD PN=2kW; UDC=600V M0=6.4Nm (100K); NN=4500rpm; Naturally cooled FRAME SIZE IMB 5 (IM V1, IM V3) FLANGE 1, WITH KTY TEMPERATURESENSOR POWER CONNECTOR ROTATABLE ABSOLUTE ENCODERR 2048 S/R + 4096 UMDREHUNGEN MULTITURN, WITH ENDAT-SCHNITTSTELLE (ENCODER AM2048S/R) PLAIN SHAFT, TOLERANCE N; WITH HOLDING BRAKE PROTECTION CLASS IP64; | - | 0 | 0
1FK7061-4CH71-1EH1 |  | 1FK7061-4CH71-1EH1 | 1 | UN | 1 | 15 | C | D | N | N | 85015220 | 1 |  | 9.8 | KG | 1819.57 | 1819.57 | MC05 | MC05 | SIMOTICS S Synchronous motor 1FK7-HD PN=2kW; UDC=600V M0=6.4Nm (100K); NN=4500rpm; Naturally cooled FRAME SIZE IMB 5 (IM V1, IM V3) FLANGE 1, WITH KTY TEMPERATURESENSOR POWER CONNECTOR ROTATABLE ABSOLUTE ENCODERR 2048 S/R + 4096 UMDREHUNGEN MULTITURN, WITH ENDAT-SCHNITTSTELLE (ENCODER AM2048S/R) PLAIN SHAFT, TOLERANCE N; WITH HOLDING BRAKE PROTECTION CLASS IP65, | - | 0 | 0
1FK7061-4CH71-1EH2 |  | 1FK7061-4CH71-1EH2 | 1 | UN | 1 | 15 | C | D | N | N | 85015220 | 1 |  | 9.8 | KG | 1819.57 | 1819.57 | MC05 | MC05 | SIMOTICS S Synchronous motor 1FK7-HD PN=2kW; UDC=600V M0=6.4Nm (100K); NN=4500rpm; Naturally cooled FRAME SIZE IMB 5 (IM V1, IM V3) FLANGE 1, WITH KTY TEMPERATURESENSOR POWER CONNECTOR ROTATABLE ABSOLUTE ENCODERR 2048 S/R + 4096 UMDREHUNGEN MULTITURN, WITH ENDAT-SCHNITTSTELLE (ENCODER AM2048S/R) PLAIN SHAFT, TOLERANCE N; WITH HOLDING BRAKE PROTECTION CLASS IP65, FLANGE ON DRIVE END IP67; | - | 0 | 0
1FK7061-4CH71-1PA0 |  | 1FK7061-4CH71-1PA0 | 1 | UN | 1 | 15 | C | D | N | N | 85015220 | 1 |  | 9.601 | KG | 1133.66 | 1133.66 | MC05 | MC05 | SIMOTICS S Synchronous motor 1FK7-HD PN=2kW; UDC=600V M0=6.4Nm (100K); NN=4500rpm; Naturally cooled FRAME SIZE IMB 5 (IM V1, IM V3) FLANGE 1 POWER CONNECTOR ROTATABLE RESOLVER 2-POLE, WITH DRIVE CLIQ-INTERFACE SHAFT WITH FITTED KEY, TOLERANCE N; W/O HOLDING BRAKE PROTECTION CLASS IP64; | - | 0 | 0
1FK7061-4CH71-1PA1 |  | 1FK7061-4CH71-1PA1 | 1 | UN | 1 | 15 | C | D | N | N | 85015220 | 1 |  | 9.601 | KG | 1196 | 1196 | MC05 | MC05 | SIMOTICS S Synchronous motor 1FK7-HD PN=2kW; UDC=600V M0=6.4Nm (100K); NN=4500rpm; Naturally cooled FRAME SIZE IMB 5 (IM V1, IM V3) FLANGE 1 POWER CONNECTOR ROTATABLE RESOLVER 2-POLE, WITH DRIVE CLIQ-INTERFACE SHAFT WITH FITTED KEY, TOLERANCE N; W/O HOLDING BRAKE PROTECTION CLASS IP65, | - | 0 | 0
1FK7061-4CH71-1PA2 |  | 1FK7061-4CH71-1PA2 | 1 | UN | 1 | 15 | C | D | N | N | 85015220 | 1 |  | 9.601 | KG | 1196 | 1196 | MC05 | MC05 | SIMOTICS S Synchronous motor 1FK7-HD PN=2kW; UDC=600V M0=6.4Nm (100K); NN=4500rpm; Naturally cooled FRAME SIZE IMB 5 (IM V1, IM V3) FLANGE 1 POWER CONNECTOR ROTATABLE RESOLVER 2-POLE, WITH DRIVE CLIQ-INTERFACE SHAFT WITH FITTED KEY, TOLERANCE N; W/O HOLDING BRAKE PROTECTION CLASS IP65, FLANGE ON DRIVE END IP67; | - | 0 | 0
1FK7061-4CH71-1PB0 |  | 1FK7061-4CH71-1PB0 | 1 | UN | 1 | 15 | C | D | N | N | 85015220 | 1 |  | 9.9 | KG | 1335.6 | 1335.6 | MC05 | MC05 | SIMOTICS S Synchronous motor 1FK7-HD PN=2kW; UDC=600V M0=6.4Nm (100K); NN=4500rpm; Naturally cooled FRAME SIZE IMB 5 (IM V1, IM V3) FLANGE 1 POWER CONNECTOR ROTATABLE RESOLVER 2-POLE, WITH DRIVE CLIQ-INTERFACE SHAFT WITH FITTED KEY, TOLERANCE N; WITH HOLDING BRAKE PROTECTION CLASS IP64; | - | 0 | 0
1FK7061-4CH71-1PB1 |  | 1FK7061-4CH71-1PB1 | 1 | UN | 1 | 15 | C | D | N | N | 85015220 | 1 |  | 9.9 | KG | 1397.94 | 1397.94 | MC05 | MC05 | SIMOTICS S Synchronous motor 1FK7-HD PN=2kW; UDC=600V M0=6.4Nm (100K); NN=4500rpm; Naturally cooled FRAME SIZE IMB 5 (IM V1, IM V3) FLANGE 1 POWER CONNECTOR ROTATABLE RESOLVER 2-POLE, WITH DRIVE CLIQ-INTERFACE SHAFT WITH FITTED KEY, TOLERANCE N; WITH HOLDING BRAKE PROTECTION CLASS IP65, | - | 0 | 0
1FK7061-4CH71-1PB2 |  | 1FK7061-4CH71-1PB2 | 1 | UN | 1 | 15 | C | D | N | N | 85015220 | 1 |  | 9.9 | KG | 1397.94 | 1397.94 | MC05 | MC05 | SIMOTICS S Synchronous motor 1FK7-HD PN=2kW; UDC=600V M0=6.4Nm (100K); NN=4500rpm; Naturally cooled FRAME SIZE IMB 5 (IM V1, IM V3) FLANGE 1 POWER CONNECTOR ROTATABLE RESOLVER 2-POLE, WITH DRIVE CLIQ-INTERFACE SHAFT WITH FITTED KEY, TOLERANCE N; WITH HOLDING BRAKE PROTECTION CLASS IP65, FLANGE ON DRIVE END IP67; | - | 0 | 0
1FK7061-4CH71-1PG0 |  | 1FK7061-4CH71-1PG0 | 1 | UN | 1 | 15 | C | D | N | N | 85015220 | 1 |  | 9.601 | KG | 1076.17 | 1076.17 | MC05 | MC05 | SIMOTICS S Synchronous motor 1FK7-HD PN=2kW; UDC=600V M0=6.4Nm (100K); NN=4500rpm; Naturally cooled FRAME SIZE IMB 5 (IM V1, IM V3) FLANGE 1 POWER CONNECTOR ROTATABLE RESOLVER 2-POLE, WITH DRIVE CLIQ-INTERFACE PLAIN SHAFT, TOLERANCE N; W/O HOLDING BRAKE PROTECTION CLASS IP64; | - | 0 | 0
1FK7061-4CH71-1PG1 |  | 1FK7061-4CH71-1PG1 | 1 | UN | 1 | 15 | C | D | N | N | 85015220 | 1 |  | 9.601 | KG | 1138.51 | 1138.51 | MC05 | MC05 | SIMOTICS S Synchronous motor 1FK7-HD PN=2kW; UDC=600V M0=6.4Nm (100K); NN=4500rpm; Naturally cooled FRAME SIZE IMB 5 (IM V1, IM V3) FLANGE 1 POWER CONNECTOR ROTATABLE RESOLVER 2-POLE, WITH DRIVE CLIQ-INTERFACE PLAIN SHAFT, TOLERANCE N; W/O HOLDING BRAKE PROTECTION CLASS IP65, | - | 0 | 0
1FK7061-4CH71-1PG2 |  | 1FK7061-4CH71-1PG2 | 1 | UN | 1 | 15 | C | D | N | N | 85015220 | 1 |  | 9.601 | KG | 1138.51 | 1138.51 | MC05 | MC05 | SIMOTICS S Synchronous motor 1FK7-HD PN=2kW; UDC=600V M0=6.4Nm (100K); NN=4500rpm; Naturally cooled FRAME SIZE IMB 5 (IM V1, IM V3) FLANGE 1 POWER CONNECTOR ROTATABLE RESOLVER 2-POLE, WITH DRIVE CLIQ-INTERFACE PLAIN SHAFT, TOLERANCE N; W/O HOLDING BRAKE PROTECTION CLASS IP65, FLANGE ON DRIVE END IP67; | - | 0 | 0
1FK7061-4CH71-1PH0 |  | 1FK7061-4CH71-1PH0 | 1 | UN | 1 | 15 | C | D | N | N | 85015220 | 1 |  | 9.9 | KG | 1279.61 | 1279.61 | MC05 | MC05 | SIMOTICS S Synchronous motor 1FK7-HD PN=2kW; UDC=600V M0=6.4Nm (100K); NN=4500rpm; Naturally cooled FRAME SIZE IMB 5 (IM V1, IM V3) FLANGE 1 POWER CONNECTOR ROTATABLE RESOLVER 2-POLE, WITH DRIVE CLIQ-INTERFACE PLAIN SHAFT, TOLERANCE N; WITH HOLDING BRAKE PROTECTION CLASS IP64; | - | 0 | 0
1FK7061-4CH71-1PH1 |  | 1FK7061-4CH71-1PH1 | 1 | UN | 1 | 15 | C | D | N | N | 85015220 | 1 |  | 9.9 | KG | 1341.95 | 1341.95 | MC05 | MC05 | SIMOTICS S Synchronous motor 1FK7-HD PN=2kW; UDC=600V M0=6.4Nm (100K); NN=4500rpm; Naturally cooled FRAME SIZE IMB 5 (IM V1, IM V3) FLANGE 1 POWER CONNECTOR ROTATABLE RESOLVER 2-POLE, WITH DRIVE CLIQ-INTERFACE PLAIN SHAFT, TOLERANCE N; WITH HOLDING BRAKE PROTECTION CLASS IP65, | - | 0 | 0
1FK7061-4CH71-1PH2 |  | 1FK7061-4CH71-1PH2 | 1 | UN | 1 | 15 | C | D | N | N | 85015220 | 1 |  | 9.9 | KG | 1341.95 | 1341.95 | MC05 | MC05 | SIMOTICS S Synchronous motor 1FK7-HD PN=2kW; UDC=600V M0=6.4Nm (100K); NN=4500rpm; Naturally cooled FRAME SIZE IMB 5 (IM V1, IM V3) FLANGE 1 POWER CONNECTOR ROTATABLE RESOLVER 2-POLE, WITH DRIVE CLIQ-INTERFACE PLAIN SHAFT, TOLERANCE N; WITH HOLDING BRAKE PROTECTION CLASS IP65, FLANGE ON DRIVE END IP67; | - | 0 | 0
1FK7061-4CH71-1QA0 |  | 1FK7061-4CH71-1QA0 | 1 | UN | 1 | 15 | C | D | N | N | 85015220 | 1 |  | 9.501 | KG | 1202.36 | 1202.36 | MC05 | MC05 | SIMOTICS S Synchronous motor 1FK7-HD PN=2kW; UDC=600V M0=6.4Nm (100K); NN=4500rpm; Naturally cooled FRAME SIZE IMB 5 (IM V1, IM V3) FLANGE 1 POWER CONNECTOR ROTATABLE ABSOLUTE ENCODER SINGLETURN 20 BIT WITH DRIVE-CLIQ INTERFACE (ENCODER AS20DQI) SHAFT WITH FITTED KEY, TOLERANCE N; W/O HOLDING BRAKE PROTECTION CLASS IP64; | - | 0 | 0
1FK7061-4CH71-1QA1 |  | 1FK7061-4CH71-1QA1 | 1 | UN | 1 | 15 | C | D | N | N | 85015220 | 1 |  | 9.501 | KG | 1264.7 | 1264.7 | MC05 | MC05 | SIMOTICS S Synchronous motor 1FK7-HD PN=2kW; UDC=600V M0=6.4Nm (100K); NN=4500rpm; Naturally cooled FRAME SIZE IMB 5 (IM V1, IM V3) FLANGE 1 POWER CONNECTOR ROTATABLE ABSOLUTE ENCODER SINGLETURN 20 BIT WITH DRIVE-CLIQ INTERFACE (ENCODER AS20DQI) SHAFT WITH FITTED KEY, TOLERANCE N; W/O HOLDING BRAKE PROTECTION CLASS IP65, | - | 0 | 0
1FK7061-4CH71-1QA2 |  | 1FK7061-4CH71-1QA2 | 1 | UN | 1 | 15 | C | D | N | N | 85015220 | 1 |  | 9.501 | KG | 1264.7 | 1264.7 | MC05 | MC05 | SIMOTICS S Synchronous motor 1FK7-HD PN=2kW; UDC=600V M0=6.4Nm (100K); NN=4500rpm; Naturally cooled FRAME SIZE IMB 5 (IM V1, IM V3) FLANGE 1 POWER CONNECTOR ROTATABLE ABSOLUTE ENCODER SINGLETURN 20 BIT WITH DRIVE-CLIQ INTERFACE (ENCODER AS20DQI) SHAFT WITH FITTED KEY, TOLERANCE N; W/O HOLDING BRAKE PROTECTION CLASS IP65, FLANGE ON DRIVE END IP67; | - | 0 | 0
1FK7061-4CH71-1QB0 |  | 1FK7061-4CH71-1QB0 | 1 | UN | 1 | 15 | C | D | N | N | 85015220 | 1 |  | 9.8 | KG | 1404.3 | 1404.3 | MC05 | MC05 | SIMOTICS S Synchronous motor 1FK7-HD PN=2kW; UDC=600V M0=6.4Nm (100K); NN=4500rpm; Naturally cooled FRAME SIZE IMB 5 (IM V1, IM V3) FLANGE 1 POWER CONNECTOR ROTATABLE ABSOLUTE ENCODER SINGLETURN 20 BIT WITH DRIVE-CLIQ INTERFACE (ENCODER AS20DQI) SHAFT WITH FITTED KEY, TOLERANCE N; WITH HOLDING BRAKE PROTECTION CLASS IP64; | - | 0 | 0
1FK7061-4CH71-1QB1 |  | 1FK7061-4CH71-1QB1 | 1 | UN | 1 | 15 | C | D | N | N | 85015220 | 1 |  | 9.8 | KG | 1466.64 | 1466.64 | MC05 | MC05 | SIMOTICS S Synchronous motor 1FK7-HD PN=2kW; UDC=600V M0=6.4Nm (100K); NN=4500rpm; Naturally cooled FRAME SIZE IMB 5 (IM V1, IM V3) FLANGE 1 POWER CONNECTOR ROTATABLE ABSOLUTE ENCODER SINGLETURN 20 BIT WITH DRIVE-CLIQ INTERFACE (ENCODER AS20DQI) SHAFT WITH FITTED KEY, TOLERANCE N; WITH HOLDING BRAKE PROTECTION CLASS IP65, | - | 0 | 0
1FK7061-4CH71-1QB2 |  | 1FK7061-4CH71-1QB2 | 1 | UN | 1 | 15 | C | D | N | N | 85015220 | 1 |  | 9.8 | KG | 1466.64 | 1466.64 | MC05 | MC05 | SIMOTICS S Synchronous motor 1FK7-HD PN=2kW; UDC=600V M0=6.4Nm (100K); NN=4500rpm; Naturally cooled FRAME SIZE IMB 5 (IM V1, IM V3) FLANGE 1 POWER CONNECTOR ROTATABLE ABSOLUTE ENCODER SINGLETURN 20 BIT WITH DRIVE-CLIQ INTERFACE (ENCODER AS20DQI) SHAFT WITH FITTED KEY, TOLERANCE N; WITH HOLDING BRAKE PROTECTION CLASS IP65, FLANGE ON DRIVE END IP67; | - | 0 | 0
1FK7061-4CH71-1QG0 |  | 1FK7061-4CH71-1QG0 | 1 | UN | 1 | 15 | C | D | N | N | 85015220 | 1 |  | 9.501 | KG | 1144.87 | 1144.87 | MC05 | MC05 | SIMOTICS S Synchronous motor 1FK7-HD PN=2kW; UDC=600V M0=6.4Nm (100K); NN=4500rpm; Naturally cooled FRAME SIZE IMB 5 (IM V1, IM V3) FLANGE 1 POWER CONNECTOR ROTATABLE ABSOLUTE ENCODER SINGLETURN 20 BIT WITH DRIVE-CLIQ INTERFACE (ENCODER AS20DQI) PLAIN SHAFT, TOLERANCE N; W/O HOLDING BRAKE PROTECTION CLASS IP64; | - | 0 | 0
1FK7061-4CH71-1QG1 |  | 1FK7061-4CH71-1QG1 | 1 | UN | 1 | 15 | C | D | N | N | 85015220 | 1 |  | 9.501 | KG | 1207.21 | 1207.21 | MC05 | MC05 | SIMOTICS S Synchronous motor 1FK7-HD PN=2kW; UDC=600V M0=6.4Nm (100K); NN=4500rpm; Naturally cooled FRAME SIZE IMB 5 (IM V1, IM V3) FLANGE 1 POWER CONNECTOR ROTATABLE ABSOLUTE ENCODER SINGLETURN 20 BIT WITH DRIVE-CLIQ INTERFACE (ENCODER AS20DQI) PLAIN SHAFT, TOLERANCE N; W/O HOLDING BRAKE PROTECTION CLASS IP65, | - | 0 | 0
1FK7061-4CH71-1QG2 |  | 1FK7061-4CH71-1QG2 | 1 | UN | 1 | 15 | C | D | N | N | 85015220 | 1 |  | 9.501 | KG | 1207.21 | 1207.21 | MC05 | MC05 | SIMOTICS S Synchronous motor 1FK7-HD PN=2kW; UDC=600V M0=6.4Nm (100K); NN=4500rpm; Naturally cooled FRAME SIZE IMB 5 (IM V1, IM V3) FLANGE 1 POWER CONNECTOR ROTATABLE ABSOLUTE ENCODER SINGLETURN 20 BIT WITH DRIVE-CLIQ INTERFACE (ENCODER AS20DQI) PLAIN SHAFT, TOLERANCE N; W/O HOLDING BRAKE PROTECTION CLASS IP65, FLANGE ON DRIVE END IP67; | - | 0 | 0
1FK7061-4CH71-1QH0 |  | 1FK7061-4CH71-1QH0 | 1 | UN | 1 | 15 | C | D | N | N | 85015220 | 1 |  | 9.8 | KG | 1348.31 | 1348.31 | MC05 | MC05 | SIMOTICS S Synchronous motor 1FK7-HD PN=2kW; UDC=600V M0=6.4Nm (100K); NN=4500rpm; Naturally cooled FRAME SIZE IMB 5 (IM V1, IM V3) FLANGE 1 POWER CONNECTOR ROTATABLE ABSOLUTE ENCODER SINGLETURN 20 BIT WITH DRIVE-CLIQ INTERFACE (ENCODER AS20DQI) PLAIN SHAFT, TOLERANCE N; WITH HOLDING BRAKE PROTECTION CLASS IP64; | - | 0 | 0
1FK7061-4CH71-1QH1 |  | 1FK7061-4CH71-1QH1 | 1 | UN | 1 | 15 | C | D | N | N | 85015220 | 1 |  | 9.8 | KG | 1410.65 | 1410.65 | MC05 | MC05 | SIMOTICS S Synchronous motor 1FK7-HD PN=2kW; UDC=600V M0=6.4Nm (100K); NN=4500rpm; Naturally cooled FRAME SIZE IMB 5 (IM V1, IM V3) FLANGE 1 POWER CONNECTOR ROTATABLE ABSOLUTE ENCODER SINGLETURN 20 BIT WITH DRIVE-CLIQ INTERFACE (ENCODER AS20DQI) PLAIN SHAFT, TOLERANCE N; WITH HOLDING BRAKE PROTECTION CLASS IP65, | - | 0 | 0
1FK7061-4CH71-1QH2 |  | 1FK7061-4CH71-1QH2 | 1 | UN | 1 | 15 | C | D | N | N | 85015220 | 1 |  | 9.8 | KG | 1410.65 | 1410.65 | MC05 | MC05 | SIMOTICS S Synchronous motor 1FK7-HD PN=2kW; UDC=600V M0=6.4Nm (100K); NN=4500rpm; Naturally cooled FRAME SIZE IMB 5 (IM V1, IM V3) FLANGE 1 POWER CONNECTOR ROTATABLE ABSOLUTE ENCODER SINGLETURN 20 BIT WITH DRIVE-CLIQ INTERFACE (ENCODER AS20DQI) PLAIN SHAFT, TOLERANCE N; WITH HOLDING BRAKE PROTECTION CLASS IP65, FLANGE ON DRIVE END IP67; | - | 0 | 0
1FK7061-4CH71-1RA0 |  | 1FK7061-4CH71-1RA0 | 1 | UN | 1 | 15 | C | D | N | N | 85015220 | 1 |  | 9.501 | KG | 1451.73 | 1451.73 | MC05 | MC05 | SIMOTICS S Synchronous motor 1FK7-HD PN=2kW; UDC=600V M0=6.4Nm (100K); NN=4500rpm; Naturally cooled FRAME SIZE IMB 5 (IM V1, IM V3) FLANGE 1 POWER CONNECTOR ROTATABLE ABSOLUTE ENCODER 20 BIT + 12 BIT MULTITURN WITH DRIVE-CLIQ INTERFACE (ENCODER AM20DQI) SHAFT WITH FITTED KEY, TOLERANCE N; W/O HOLDING BRAKE PROTECTION CLASS IP64; | - | 0 | 0
1FK7061-4CH71-1RA1 |  | 1FK7061-4CH71-1RA1 | 1 | UN | 1 | 15 | C | D | N | N | 85015220 | 1 |  | 9.501 | KG | 1514.07 | 1514.07 | MC05 | MC05 | SIMOTICS S Synchronous motor 1FK7-HD PN=2kW; UDC=600V M0=6.4Nm (100K); NN=4500rpm; Naturally cooled FRAME SIZE IMB 5 (IM V1, IM V3) FLANGE 1 POWER CONNECTOR ROTATABLE ABSOLUTE ENCODER 20 BIT + 12 BIT MULTITURN WITH DRIVE-CLIQ INTERFACE (ENCODER AM20DQI) SHAFT WITH FITTED KEY, TOLERANCE N; W/O HOLDING BRAKE PROTECTION CLASS IP65, | - | 0 | 0
1FK7061-4CH71-1RA2 |  | 1FK7061-4CH71-1RA2 | 1 | UN | 1 | 15 | C | D | N | N | 85015220 | 1 |  | 9.501 | KG | 1514.07 | 1514.07 | MC05 | MC05 | SIMOTICS S Synchronous motor 1FK7-HD PN=2kW; UDC=600V M0=6.4Nm (100K); NN=4500rpm; Naturally cooled FRAME SIZE IMB 5 (IM V1, IM V3) FLANGE 1 POWER CONNECTOR ROTATABLE ABSOLUTE ENCODER 20 BIT + 12 BIT MULTITURN WITH DRIVE-CLIQ INTERFACE (ENCODER AM20DQI) SHAFT WITH FITTED KEY, TOLERANCE N; W/O HOLDING BRAKE PROTECTION CLASS IP65, FLANGE ON DRIVE END IP67; | - | 0 | 0
1FK7061-4CH71-1RA2-Z | N16X08 | 1FK7061-4CH71-1RA2-ZN16X08 | 1 | UN | 1 | 15 | C | D | N | N | 85015220 | 1 |  | 9.502 | KG | 1920.32 | 1920.32 | MC05 | MC05 | SIMOTICS S Synchronous motor 1FK7-HD PN=2kW; UDC=600V M0=6.4Nm (100K); NN=4500rpm; Naturally cooled FRAME SIZE IMB 5 (IM V1, IM V3) FLANGE 1 POWER CONNECTOR ROTATABLE ABSOLUTE ENCODER 20 BIT + 12 BIT MULTITURN WITH DRIVE-CLIQ INTERFACE (ENCODER AM20DQI) SHAFT WITH FITTED KEY, TOLERANCE N; W/O HOLDING BRAKE PROTECTION CLASS IP65, FLANGE ON DRIVE END IP67; N16: EXECUTION FOR INCREASED CHEMICAL RESISTANCE X08: PAINT FINISH WHITE ALUMINIUM RAL9006 | - | 0 | 0
1FK7061-4CH71-1RB0 |  | 1FK7061-4CH71-1RB0 | 1 | UN | 1 | 15 | C | D | N | N | 85015220 | 1 |  | 9.8 | KG | 1653.67 | 1653.67 | MC05 | MC05 | SIMOTICS S Synchronous motor 1FK7-HD PN=2kW; UDC=600V M0=6.4Nm (100K); NN=4500rpm; Naturally cooled FRAME SIZE IMB 5 (IM V1, IM V3) FLANGE 1 POWER CONNECTOR ROTATABLE ABSOLUTE ENCODER 20 BIT + 12 BIT MULTITURN WITH DRIVE-CLIQ INTERFACE (ENCODER AM20DQI) SHAFT WITH FITTED KEY, TOLERANCE N; WITH HOLDING BRAKE PROTECTION CLASS IP64; | - | 0 | 0
1FK7061-4CH71-1RB1 |  | 1FK7061-4CH71-1RB1 | 1 | UN | 1 | 15 | C | D | N | N | 85015220 | 1 |  | 9.8 | KG | 1716.01 | 1716.01 | MC05 | MC05 | SIMOTICS S Synchronous motor 1FK7-HD PN=2kW; UDC=600V M0=6.4Nm (100K); NN=4500rpm; Naturally cooled FRAME SIZE IMB 5 (IM V1, IM V3) FLANGE 1 POWER CONNECTOR ROTATABLE ABSOLUTE ENCODER 20 BIT + 12 BIT MULTITURN WITH DRIVE-CLIQ INTERFACE (ENCODER AM20DQI) SHAFT WITH FITTED KEY, TOLERANCE N; WITH HOLDING BRAKE PROTECTION CLASS IP65, | - | 0 | 0
1FK7061-4CH71-1RB2 |  | 1FK7061-4CH71-1RB2 | 1 | UN | 1 | 15 | C | D | N | N | 85015220 | 1 |  | 9.8 | KG | 1716.01 | 1716.01 | MC05 | MC05 | SIMOTICS S Synchronous motor 1FK7-HD PN=2kW; UDC=600V M0=6.4Nm (100K); NN=4500rpm; Naturally cooled FRAME SIZE IMB 5 (IM V1, IM V3) FLANGE 1 POWER CONNECTOR ROTATABLE ABSOLUTE ENCODER 20 BIT + 12 BIT MULTITURN WITH DRIVE-CLIQ INTERFACE (ENCODER AM20DQI) SHAFT WITH FITTED KEY, TOLERANCE N; WITH HOLDING BRAKE PROTECTION CLASS IP65, FLANGE ON DRIVE END IP67; | - | 0 | 0
1FK7061-4CH71-1RG0 |  | 1FK7061-4CH71-1RG0 | 1 | UN | 1 | 15 | C | D | N | N | 85015220 | 1 |  | 9.501 | KG | 1394.24 | 1394.24 | MC05 | MC05 | SIMOTICS S Synchronous motor 1FK7-HD PN=2kW; UDC=600V M0=6.4Nm (100K); NN=4500rpm; Naturally cooled FRAME SIZE IMB 5 (IM V1, IM V3) FLANGE 1 POWER CONNECTOR ROTATABLE ABSOLUTE ENCODER 20 BIT + 12 BIT MULTITURN WITH DRIVE-CLIQ INTERFACE (ENCODER AM20DQI) PLAIN SHAFT, TOLERANCE N; W/O HOLDING BRAKE PROTECTION CLASS IP64; | - | 0 | 0
1FK7061-4CH71-1RG1 |  | 1FK7061-4CH71-1RG1 | 1 | UN | 1 | 15 | C | D | N | N | 85015220 | 1 |  | 9.501 | KG | 1456.58 | 1456.58 | MC05 | MC05 | SIMOTICS S Synchronous motor 1FK7-HD PN=2kW; UDC=600V M0=6.4Nm (100K); NN=4500rpm; Naturally cooled FRAME SIZE IMB 5 (IM V1, IM V3) FLANGE 1 POWER CONNECTOR ROTATABLE ABSOLUTE ENCODER 20 BIT + 12 BIT MULTITURN WITH DRIVE-CLIQ INTERFACE (ENCODER AM20DQI) PLAIN SHAFT, TOLERANCE N; W/O HOLDING BRAKE PROTECTION CLASS IP65, | - | 0 | 0
1FK7061-4CH71-1RG2 |  | 1FK7061-4CH71-1RG2 | 1 | UN | 1 | 15 | C | D | N | N | 85015220 | 1 |  | 9.501 | KG | 1456.58 | 1456.58 | MC05 | MC05 | SIMOTICS S Synchronous motor 1FK7-HD PN=2kW; UDC=600V M0=6.4Nm (100K); NN=4500rpm; Naturally cooled FRAME SIZE IMB 5 (IM V1, IM V3) FLANGE 1 POWER CONNECTOR ROTATABLE ABSOLUTE ENCODER 20 BIT + 12 BIT MULTITURN WITH DRIVE-CLIQ INTERFACE (ENCODER AM20DQI) PLAIN SHAFT, TOLERANCE N; W/O HOLDING BRAKE PROTECTION CLASS IP65, FLANGE ON DRIVE END IP67; | - | 0 | 0
1FK7061-4CH71-1RH0 |  | 1FK7061-4CH71-1RH0 | 1 | UN | 1 | 15 | C | D | N | N | 85015220 | 1 |  | 9.8 | KG | 1597.68 | 1597.68 | MC05 | MC05 | SIMOTICS S Synchronous motor 1FK7-HD PN=2kW; UDC=600V M0=6.4Nm (100K); NN=4500rpm; Naturally cooled FRAME SIZE IMB 5 (IM V1, IM V3) FLANGE 1 POWER CONNECTOR ROTATABLE ABSOLUTE ENCODER 20 BIT + 12 BIT MULTITURN WITH DRIVE-CLIQ INTERFACE (ENCODER AM20DQI) PLAIN SHAFT, TOLERANCE N; WITH HOLDING BRAKE PROTECTION CLASS IP64; | - | 0 | 0
1FK7061-4CH71-1RH0-Z | N05 | 1FK7061-4CH71-1RH0-ZN05 | 1 | UN | 1 | 15 | C | D | N | N | 85015220 | 1 |  | 9.801 | KG | 1801.12 | 1801.12 | MC05 | MC05 | SIMOTICS S Synchronous motor 1FK7-HD PN=2kW; UDC=600V M0=6.4Nm (100K); NN=4500rpm; Naturally cooled FRAME SIZE IMB 5 (IM V1, IM V3) FLANGE 1 POWER CONNECTOR ROTATABLE ABSOLUTE ENCODER 20 BIT + 12 BIT MULTITURN WITH DRIVE-CLIQ INTERFACE (ENCODER AM20DQI) PLAIN SHAFT, TOLERANCE N; WITH HOLDING BRAKE PROTECTION CLASS IP64; N05: Compatibility of the shaft extension dimensions with 1FT506X (Configuration information to be considered, see notification number 14361688) | - | 0 | 0
1FK7061-4CH71-1RH0-Z | X05 | 1FK7061-4CH71-1RH0-ZX05 | 1 | UN | 1 | 15 | C | D | N | N | 85015220 | 1 |  | 9.801 | KG | 1660.02 | 1660.02 | MC05 | MC05 | SIMOTICS S Synchronous motor 1FK7-HD PN=2kW; UDC=600V M0=6.4Nm (100K); NN=4500rpm; Naturally cooled FRAME SIZE IMB 5 (IM V1, IM V3) FLANGE 1 POWER CONNECTOR ROTATABLE ABSOLUTE ENCODER 20 BIT + 12 BIT MULTITURN WITH DRIVE-CLIQ INTERFACE (ENCODER AM20DQI) PLAIN SHAFT, TOLERANCE N; WITH HOLDING BRAKE PROTECTION CLASS IP64; X05: PAINT FINISH SKY BLUE RAL5015 | - | 0 | 0
1FK7061-4CH71-1RH1 |  | 1FK7061-4CH71-1RH1 | 1 | UN | 1 | 15 | C | D | N | N | 85015220 | 1 |  | 9.8 | KG | 1660.02 | 1660.02 | MC05 | MC05 | SIMOTICS S Synchronous motor 1FK7-HD PN=2kW; UDC=600V M0=6.4Nm (100K); NN=4500rpm; Naturally cooled FRAME SIZE IMB 5 (IM V1, IM V3) FLANGE 1 POWER CONNECTOR ROTATABLE ABSOLUTE ENCODER 20 BIT + 12 BIT MULTITURN WITH DRIVE-CLIQ INTERFACE (ENCODER AM20DQI) PLAIN SHAFT, TOLERANCE N; WITH HOLDING BRAKE PROTECTION CLASS IP65, | - | 0 | 0
1FK7061-4CH71-1RH1-Z | N05 | 1FK7061-4CH71-1RH1-ZN05 | 1 | UN | 1 | 15 | C | D | N | N | 85015220 | 1 |  | 9.801 | KG | 1863.46 | 1863.46 | MC05 | MC05 | SIMOTICS S Synchronous motor 1FK7-HD PN=2kW; UDC=600V M0=6.4Nm (100K); NN=4500rpm; Naturally cooled FRAME SIZE IMB 5 (IM V1, IM V3) FLANGE 1 POWER CONNECTOR ROTATABLE ABSOLUTE ENCODER 20 BIT + 12 BIT MULTITURN WITH DRIVE-CLIQ INTERFACE (ENCODER AM20DQI) PLAIN SHAFT, TOLERANCE N; WITH HOLDING BRAKE PROTECTION CLASS IP65, N05: Compatibility of the shaft extension dimensions with 1FT506X (Configuration information to be considered, see notification number 14361688) | - | 0 | 0
1FK7061-4CH71-1RH2 |  | 1FK7061-4CH71-1RH2 | 1 | UN | 1 | 15 | C | D | N | N | 85015220 | 1 |  | 9.8 | KG | 1660.02 | 1660.02 | MC05 | MC05 | SIMOTICS S Synchronous motor 1FK7-HD PN=2kW; UDC=600V M0=6.4Nm (100K); NN=4500rpm; Naturally cooled FRAME SIZE IMB 5 (IM V1, IM V3) FLANGE 1 POWER CONNECTOR ROTATABLE ABSOLUTE ENCODER 20 BIT + 12 BIT MULTITURN WITH DRIVE-CLIQ INTERFACE (ENCODER AM20DQI) PLAIN SHAFT, TOLERANCE N; WITH HOLDING BRAKE PROTECTION CLASS IP65, FLANGE ON DRIVE END IP67; | - | 0 | 0
1FK7061-4CH71-1SA0 |  | 1FK7061-4CH71-1SA0 | 1 | UN | 1 | 15 | C | D | N | N | 85015220 | 1 |  | 9.502 | KG | 972.96 | 972.96 | MC05 | MC05 | SIMOTICS S Synchronous motor 1FK7-HD PN=2kW; UDC=600V M0=6.4Nm (100K); NN=4500rpm; Naturally cooled FRAME SIZE IMB 5 (IM V1, IM V3) FLANGE 1, WITH KTY TEMPERATURESENSOR POWER CONNECTOR ROTATABLE RESOLVER MULTI-POLE (RESOLVER P=3); SHAFT WITH FITTED KEY, TOLERANCE N; W/O HOLDING BRAKE PROTECTION CLASS IP64; | - | 0 | 0
1FK7061-4CH71-1SA1 |  | 1FK7061-4CH71-1SA1 | 1 | UN | 1 | 15 | C | D | N | N | 85015220 | 1 |  | 9.502 | KG | 1035.3 | 1035.3 | MC05 | MC05 | SIMOTICS S Synchronous motor 1FK7-HD PN=2kW; UDC=600V M0=6.4Nm (100K); NN=4500rpm; Naturally cooled FRAME SIZE IMB 5 (IM V1, IM V3) FLANGE 1, WITH KTY TEMPERATURESENSOR POWER CONNECTOR ROTATABLE RESOLVER MULTI-POLE (RESOLVER P=3); SHAFT WITH FITTED KEY, TOLERANCE N; W/O HOLDING BRAKE PROTECTION CLASS IP65, | - | 0 | 0
1FK7061-4CH71-1SA2 |  | 1FK7061-4CH71-1SA2 | 1 | UN | 1 | 15 | C | D | N | N | 85015220 | 1 |  | 9.502 | KG | 1035.3 | 1035.3 | MC05 | MC05 | SIMOTICS S Synchronous motor 1FK7-HD PN=2kW; UDC=600V M0=6.4Nm (100K); NN=4500rpm; Naturally cooled FRAME SIZE IMB 5 (IM V1, IM V3) FLANGE 1, WITH KTY TEMPERATURESENSOR POWER CONNECTOR ROTATABLE RESOLVER MULTI-POLE (RESOLVER P=3); SHAFT WITH FITTED KEY, TOLERANCE N; W/O HOLDING BRAKE PROTECTION CLASS IP65, FLANGE ON DRIVE END IP67; | - | 0 | 0
1FK7061-4CH71-1SB0 |  | 1FK7061-4CH71-1SB0 | 1 | UN | 1 | 15 | C | D | N | N | 85015220 | 1 |  | 9.801 | KG | 1174.9 | 1174.9 | MC05 | MC05 | SIMOTICS S Synchronous motor 1FK7-HD PN=2kW; UDC=600V M0=6.4Nm (100K); NN=4500rpm; Naturally cooled FRAME SIZE IMB 5 (IM V1, IM V3) FLANGE 1, WITH KTY TEMPERATURESENSOR POWER CONNECTOR ROTATABLE RESOLVER MULTI-POLE (RESOLVER P=3); SHAFT WITH FITTED KEY, TOLERANCE N; WITH HOLDING BRAKE PROTECTION CLASS IP64; | - | 0 | 0
1FK7061-4CH71-1SB1 |  | 1FK7061-4CH71-1SB1 | 1 | UN | 1 | 15 | C | D | N | N | 85015220 | 1 |  | 9.801 | KG | 1237.24 | 1237.24 | MC05 | MC05 | SIMOTICS S Synchronous motor 1FK7-HD PN=2kW; UDC=600V M0=6.4Nm (100K); NN=4500rpm; Naturally cooled FRAME SIZE IMB 5 (IM V1, IM V3) FLANGE 1, WITH KTY TEMPERATURESENSOR POWER CONNECTOR ROTATABLE RESOLVER MULTI-POLE (RESOLVER P=3); SHAFT WITH FITTED KEY, TOLERANCE N; WITH HOLDING BRAKE PROTECTION CLASS IP65, | - | 0 | 0
1FK7061-4CH71-1SB2 |  | 1FK7061-4CH71-1SB2 | 1 | UN | 1 | 15 | C | D | N | N | 85015220 | 1 |  | 9.801 | KG | 1237.24 | 1237.24 | MC05 | MC05 | SIMOTICS S Synchronous motor 1FK7-HD PN=2kW; UDC=600V M0=6.4Nm (100K); NN=4500rpm; Naturally cooled FRAME SIZE IMB 5 (IM V1, IM V3) FLANGE 1, WITH KTY TEMPERATURESENSOR POWER CONNECTOR ROTATABLE RESOLVER MULTI-POLE (RESOLVER P=3); SHAFT WITH FITTED KEY, TOLERANCE N; WITH HOLDING BRAKE PROTECTION CLASS IP65, FLANGE ON DRIVE END IP67; | - | 0 | 0
1FK7061-4CH71-1SG0 |  | 1FK7061-4CH71-1SG0 | 1 | UN | 1 | 15 | C | D | N | N | 85015220 | 1 |  | 9.502 | KG | 915.47 | 915.47 | MC05 | MC05 | SIMOTICS S Synchronous motor 1FK7-HD PN=2kW; UDC=600V M0=6.4Nm (100K); NN=4500rpm; Naturally cooled FRAME SIZE IMB 5 (IM V1, IM V3) FLANGE 1, WITH KTY TEMPERATURESENSOR POWER CONNECTOR ROTATABLE RESOLVER MULTI-POLE (RESOLVER P=3); PLAIN SHAFT, TOLERANCE N; W/O HOLDING BRAKE PROTECTION CLASS IP64; | - | 0 | 0
1FK7061-4CH71-1SG1 |  | 1FK7061-4CH71-1SG1 | 1 | UN | 1 | 15 | C | D | N | N | 85015220 | 1 |  | 9.502 | KG | 977.81 | 977.81 | MC05 | MC05 | SIMOTICS S Synchronous motor 1FK7-HD PN=2kW; UDC=600V M0=6.4Nm (100K); NN=4500rpm; Naturally cooled FRAME SIZE IMB 5 (IM V1, IM V3) FLANGE 1, WITH KTY TEMPERATURESENSOR POWER CONNECTOR ROTATABLE RESOLVER MULTI-POLE (RESOLVER P=3); PLAIN SHAFT, TOLERANCE N; W/O HOLDING BRAKE PROTECTION CLASS IP65, | - | 0 | 0
1FK7061-4CH71-1SG2 |  | 1FK7061-4CH71-1SG2 | 1 | UN | 1 | 15 | C | D | N | N | 85015220 | 1 |  | 9.502 | KG | 977.81 | 977.81 | MC05 | MC05 | SIMOTICS S Synchronous motor 1FK7-HD PN=2kW; UDC=600V M0=6.4Nm (100K); NN=4500rpm; Naturally cooled FRAME SIZE IMB 5 (IM V1, IM V3) FLANGE 1, WITH KTY TEMPERATURESENSOR POWER CONNECTOR ROTATABLE RESOLVER MULTI-POLE (RESOLVER P=3); PLAIN SHAFT, TOLERANCE N; W/O HOLDING BRAKE PROTECTION CLASS IP65, FLANGE ON DRIVE END IP67; | - | 0 | 0
1FK7061-4CH71-1SH0 |  | 1FK7061-4CH71-1SH0 | 1 | UN | 1 | 15 | C | D | N | N | 85015220 | 1 |  | 9.801 | KG | 1118.91 | 1118.91 | MC05 | MC05 | SIMOTICS S Synchronous motor 1FK7-HD PN=2kW; UDC=600V M0=6.4Nm (100K); NN=4500rpm; Naturally cooled FRAME SIZE IMB 5 (IM V1, IM V3) FLANGE 1, WITH KTY TEMPERATURESENSOR POWER CONNECTOR ROTATABLE RESOLVER MULTI-POLE (RESOLVER P=3); PLAIN SHAFT, TOLERANCE N; WITH HOLDING BRAKE PROTECTION CLASS IP64; | - | 0 | 0
1FK7061-4CH71-1SH1 |  | 1FK7061-4CH71-1SH1 | 1 | UN | 1 | 15 | C | D | N | N | 85015220 | 1 |  | 9.801 | KG | 1181.25 | 1181.25 | MC05 | MC05 | SIMOTICS S Synchronous motor 1FK7-HD PN=2kW; UDC=600V M0=6.4Nm (100K); NN=4500rpm; Naturally cooled FRAME SIZE IMB 5 (IM V1, IM V3) FLANGE 1, WITH KTY TEMPERATURESENSOR POWER CONNECTOR ROTATABLE RESOLVER MULTI-POLE (RESOLVER P=3); PLAIN SHAFT, TOLERANCE N; WITH HOLDING BRAKE PROTECTION CLASS IP65, | - | 0 | 0
1FK7061-4CH71-1SH2 |  | 1FK7061-4CH71-1SH2 | 1 | UN | 1 | 15 | C | D | N | N | 85015220 | 1 |  | 9.801 | KG | 1181.25 | 1181.25 | MC05 | MC05 | SIMOTICS S Synchronous motor 1FK7-HD PN=2kW; UDC=600V M0=6.4Nm (100K); NN=4500rpm; Naturally cooled FRAME SIZE IMB 5 (IM V1, IM V3) FLANGE 1, WITH KTY TEMPERATURESENSOR POWER CONNECTOR ROTATABLE RESOLVER MULTI-POLE (RESOLVER P=3); PLAIN SHAFT, TOLERANCE N; WITH HOLDING BRAKE PROTECTION CLASS IP65, FLANGE ON DRIVE END IP67; | - | 0 | 0
1FK7061-4CH71-1TA0 |  | 1FK7061-4CH71-1TA0 | 1 | UN | 1 | 15 | C | D | N | N | 85015220 | 1 |  | 9.502 | KG | 972.96 | 972.96 | MC05 | MC05 | SIMOTICS S Synchronous motor 1FK7-HD PN=2kW; UDC=600V M0=6.4Nm (100K); NN=4500rpm; Naturally cooled FRAME SIZE IMB 5 (IM V1, IM V3) FLANGE 1, WITH KTY TEMPERATURESENSOR POWER CONNECTOR ROTATABLE RESOLVER 2-POLE (RESOLVER P=1); SHAFT WITH FITTED KEY, TOLERANCE N; W/O HOLDING BRAKE PROTECTION CLASS IP64; | - | 0 | 0
1FK7061-4CH71-1TA1 |  | 1FK7061-4CH71-1TA1 | 1 | UN | 1 | 15 | C | D | N | N | 85015220 | 1 |  | 9.502 | KG | 1035.3 | 1035.3 | MC05 | MC05 | SIMOTICS S Synchronous motor 1FK7-HD PN=2kW; UDC=600V M0=6.4Nm (100K); NN=4500rpm; Naturally cooled FRAME SIZE IMB 5 (IM V1, IM V3) FLANGE 1, WITH KTY TEMPERATURESENSOR POWER CONNECTOR ROTATABLE RESOLVER 2-POLE (RESOLVER P=1); SHAFT WITH FITTED KEY, TOLERANCE N; W/O HOLDING BRAKE PROTECTION CLASS IP65, | - | 0 | 0
1FK7061-4CH71-1TA2 |  | 1FK7061-4CH71-1TA2 | 1 | UN | 1 | 15 | C | D | N | N | 85015220 | 1 |  | 9.502 | KG | 1035.3 | 1035.3 | MC05 | MC05 | SIMOTICS S Synchronous motor 1FK7-HD PN=2kW; UDC=600V M0=6.4Nm (100K); NN=4500rpm; Naturally cooled FRAME SIZE IMB 5 (IM V1, IM V3) FLANGE 1, WITH KTY TEMPERATURESENSOR POWER CONNECTOR ROTATABLE RESOLVER 2-POLE (RESOLVER P=1); SHAFT WITH FITTED KEY, TOLERANCE N; W/O HOLDING BRAKE PROTECTION CLASS IP65, FLANGE ON DRIVE END IP67; | - | 0 | 0
1FK7061-4CH71-1TB0 |  | 1FK7061-4CH71-1TB0 | 1 | UN | 1 | 15 | C | D | N | N | 85015220 | 1 |  | 9.801 | KG | 1174.9 | 1174.9 | MC05 | MC05 | SIMOTICS S Synchronous motor 1FK7-HD PN=2kW; UDC=600V M0=6.4Nm (100K); NN=4500rpm; Naturally cooled FRAME SIZE IMB 5 (IM V1, IM V3) FLANGE 1, WITH KTY TEMPERATURESENSOR POWER CONNECTOR ROTATABLE RESOLVER 2-POLE (RESOLVER P=1); SHAFT WITH FITTED KEY, TOLERANCE N; WITH HOLDING BRAKE PROTECTION CLASS IP64; | - | 0 | 0
1FK7061-4CH71-1TB1 |  | 1FK7061-4CH71-1TB1 | 1 | UN | 1 | 15 | C | D | N | N | 85015220 | 1 |  | 9.801 | KG | 1237.24 | 1237.24 | MC05 | MC05 | SIMOTICS S Synchronous motor 1FK7-HD PN=2kW; UDC=600V M0=6.4Nm (100K); NN=4500rpm; Naturally cooled FRAME SIZE IMB 5 (IM V1, IM V3) FLANGE 1, WITH KTY TEMPERATURESENSOR POWER CONNECTOR ROTATABLE RESOLVER 2-POLE (RESOLVER P=1); SHAFT WITH FITTED KEY, TOLERANCE N; WITH HOLDING BRAKE PROTECTION CLASS IP65, | - | 0 | 0
1FK7061-4CH71-1TB2 |  | 1FK7061-4CH71-1TB2 | 1 | UN | 1 | 15 | C | D | N | N | 85015220 | 1 |  | 9.801 | KG | 1237.24 | 1237.24 | MC05 | MC05 | SIMOTICS S Synchronous motor 1FK7-HD PN=2kW; UDC=600V M0=6.4Nm (100K); NN=4500rpm; Naturally cooled FRAME SIZE IMB 5 (IM V1, IM V3) FLANGE 1, WITH KTY TEMPERATURESENSOR POWER CONNECTOR ROTATABLE RESOLVER 2-POLE (RESOLVER P=1); SHAFT WITH FITTED KEY, TOLERANCE N; WITH HOLDING BRAKE PROTECTION CLASS IP65, FLANGE ON DRIVE END IP67; | - | 0 | 0
1FK7061-4CH71-1TG0 |  | 1FK7061-4CH71-1TG0 | 1 | UN | 1 | 15 | C | D | N | N | 85015220 | 1 |  | 9.502 | KG | 915.47 | 915.47 | MC05 | MC05 | SIMOTICS S Synchronous motor 1FK7-HD PN=2kW; UDC=600V M0=6.4Nm (100K); NN=4500rpm; Naturally cooled FRAME SIZE IMB 5 (IM V1, IM V3) FLANGE 1, WITH KTY TEMPERATURESENSOR POWER CONNECTOR ROTATABLE RESOLVER 2-POLE (RESOLVER P=1); PLAIN SHAFT, TOLERANCE N; W/O HOLDING BRAKE PROTECTION CLASS IP64; | - | 0 | 0
1FK7061-4CH71-1TG1 |  | 1FK7061-4CH71-1TG1 | 1 | UN | 1 | 15 | C | D | N | N | 85015220 | 1 |  | 9.502 | KG | 977.81 | 977.81 | MC05 | MC05 | SIMOTICS S Synchronous motor 1FK7-HD PN=2kW; UDC=600V M0=6.4Nm (100K); NN=4500rpm; Naturally cooled FRAME SIZE IMB 5 (IM V1, IM V3) FLANGE 1, WITH KTY TEMPERATURESENSOR POWER CONNECTOR ROTATABLE RESOLVER 2-POLE (RESOLVER P=1); PLAIN SHAFT, TOLERANCE N; W/O HOLDING BRAKE PROTECTION CLASS IP65, | - | 0 | 0
1FK7061-4CH71-1TG2 |  | 1FK7061-4CH71-1TG2 | 1 | UN | 1 | 15 | C | D | N | N | 85015220 | 1 |  | 9.502 | KG | 977.81 | 977.81 | MC05 | MC05 | SIMOTICS S Synchronous motor 1FK7-HD PN=2kW; UDC=600V M0=6.4Nm (100K); NN=4500rpm; Naturally cooled FRAME SIZE IMB 5 (IM V1, IM V3) FLANGE 1, WITH KTY TEMPERATURESENSOR POWER CONNECTOR ROTATABLE RESOLVER 2-POLE (RESOLVER P=1); PLAIN SHAFT, TOLERANCE N; W/O HOLDING BRAKE PROTECTION CLASS IP65, FLANGE ON DRIVE END IP67; | - | 0 | 0
1FK7061-4CH71-1TH0 |  | 1FK7061-4CH71-1TH0 | 1 | UN | 1 | 15 | C | D | N | N | 85015220 | 1 |  | 9.801 | KG | 1118.91 | 1118.91 | MC05 | MC05 | SIMOTICS S Synchronous motor 1FK7-HD PN=2kW; UDC=600V M0=6.4Nm (100K); NN=4500rpm; Naturally cooled FRAME SIZE IMB 5 (IM V1, IM V3) FLANGE 1, WITH KTY TEMPERATURESENSOR POWER CONNECTOR ROTATABLE RESOLVER 2-POLE (RESOLVER P=1); PLAIN SHAFT, TOLERANCE N; WITH HOLDING BRAKE PROTECTION CLASS IP64; | - | 0 | 0
1FK7061-4CH71-1TH1 |  | 1FK7061-4CH71-1TH1 | 1 | UN | 1 | 15 | C | D | N | N | 85015220 | 1 |  | 9.801 | KG | 1181.25 | 1181.25 | MC05 | MC05 | SIMOTICS S Synchronous motor 1FK7-HD PN=2kW; UDC=600V M0=6.4Nm (100K); NN=4500rpm; Naturally cooled FRAME SIZE IMB 5 (IM V1, IM V3) FLANGE 1, WITH KTY TEMPERATURESENSOR POWER CONNECTOR ROTATABLE RESOLVER 2-POLE (RESOLVER P=1); PLAIN SHAFT, TOLERANCE N; WITH HOLDING BRAKE PROTECTION CLASS IP65, | - | 0 | 0
1FK7061-4CH71-1TH2 |  | 1FK7061-4CH71-1TH2 | 1 | UN | 1 | 15 | C | D | N | N | 85015220 | 1 |  | 9.801 | KG | 1181.25 | 1181.25 | MC05 | MC05 | SIMOTICS S Synchronous motor 1FK7-HD PN=2kW; UDC=600V M0=6.4Nm (100K); NN=4500rpm; Naturally cooled FRAME SIZE IMB 5 (IM V1, IM V3) FLANGE 1, WITH KTY TEMPERATURESENSOR POWER CONNECTOR ROTATABLE RESOLVER 2-POLE (RESOLVER P=1); PLAIN SHAFT, TOLERANCE N; WITH HOLDING BRAKE PROTECTION CLASS IP65, FLANGE ON DRIVE END IP67; | - | 0 | 0
1FK7061-4CH71-1UA0 |  | 1FK7061-4CH71-1UA0 | 1 | UN | 1 | 15 | C | D | N | N | 85015220 | 1 |  | 9.502 | KG | 1133.66 | 1133.66 | MC05 | MC05 | SIMOTICS S Synchronous motor 1FK7-HD PN=2kW; UDC=600V M0=6.4Nm (100K); NN=4500rpm; Naturally cooled FRAME SIZE IMB 5 (IM V1, IM V3) FLANGE 1 POWER CONNECTOR ROTATABLE RESOLVER MULTI-POLE WITH DRIVE-CLIQ INTERFACE; SHAFT WITH FITTED KEY, TOLERANCE N; W/O HOLDING BRAKE PROTECTION CLASS IP64; | - | 0 | 0
1FK7061-4CH71-1UA1 |  | 1FK7061-4CH71-1UA1 | 1 | UN | 1 | 15 | C | D | N | N | 85015220 | 1 |  | 9.502 | KG | 1196 | 1196 | MC05 | MC05 | SIMOTICS S Synchronous motor 1FK7-HD PN=2kW; UDC=600V M0=6.4Nm (100K); NN=4500rpm; Naturally cooled FRAME SIZE IMB 5 (IM V1, IM V3) FLANGE 1 POWER CONNECTOR ROTATABLE RESOLVER MULTI-POLE WITH DRIVE-CLIQ INTERFACE; SHAFT WITH FITTED KEY, TOLERANCE N; W/O HOLDING BRAKE PROTECTION CLASS IP65, | - | 0 | 0
1FK7061-4CH71-1UA2 |  | 1FK7061-4CH71-1UA2 | 1 | UN | 1 | 15 | C | D | N | N | 85015220 | 1 |  | 9.502 | KG | 1196 | 1196 | MC05 | MC05 | SIMOTICS S Synchronous motor 1FK7-HD PN=2kW; UDC=600V M0=6.4Nm (100K); NN=4500rpm; Naturally cooled FRAME SIZE IMB 5 (IM V1, IM V3) FLANGE 1 POWER CONNECTOR ROTATABLE RESOLVER MULTI-POLE WITH DRIVE-CLIQ INTERFACE; SHAFT WITH FITTED KEY, TOLERANCE N; W/O HOLDING BRAKE PROTECTION CLASS IP65, FLANGE ON DRIVE END IP67; | - | 0 | 0
1FK7061-4CH71-1UB0 |  | 1FK7061-4CH71-1UB0 | 1 | UN | 1 | 15 | C | D | N | N | 85015220 | 1 |  | 9.801 | KG | 1335.6 | 1335.6 | MC05 | MC05 | SIMOTICS S Synchronous motor 1FK7-HD PN=2kW; UDC=600V M0=6.4Nm (100K); NN=4500rpm; Naturally cooled FRAME SIZE IMB 5 (IM V1, IM V3) FLANGE 1 POWER CONNECTOR ROTATABLE RESOLVER MULTI-POLE WITH DRIVE-CLIQ INTERFACE; SHAFT WITH FITTED KEY, TOLERANCE N; WITH HOLDING BRAKE PROTECTION CLASS IP64; | - | 0 | 0
1FK7061-4CH71-1UB1 |  | 1FK7061-4CH71-1UB1 | 1 | UN | 1 | 15 | C | D | N | N | 85015220 | 1 |  | 9.801 | KG | 1397.94 | 1397.94 | MC05 | MC05 | SIMOTICS S Synchronous motor 1FK7-HD PN=2kW; UDC=600V M0=6.4Nm (100K); NN=4500rpm; Naturally cooled FRAME SIZE IMB 5 (IM V1, IM V3) FLANGE 1 POWER CONNECTOR ROTATABLE RESOLVER MULTI-POLE WITH DRIVE-CLIQ INTERFACE; SHAFT WITH FITTED KEY, TOLERANCE N; WITH HOLDING BRAKE PROTECTION CLASS IP65, | - | 0 | 0
1FK7061-4CH71-1UB2 |  | 1FK7061-4CH71-1UB2 | 1 | UN | 1 | 15 | C | D | N | N | 85015220 | 1 |  | 9.801 | KG | 1397.94 | 1397.94 | MC05 | MC05 | SIMOTICS S Synchronous motor 1FK7-HD PN=2kW; UDC=600V M0=6.4Nm (100K); NN=4500rpm; Naturally cooled FRAME SIZE IMB 5 (IM V1, IM V3) FLANGE 1 POWER CONNECTOR ROTATABLE RESOLVER MULTI-POLE WITH DRIVE-CLIQ INTERFACE; SHAFT WITH FITTED KEY, TOLERANCE N; WITH HOLDING BRAKE PROTECTION CLASS IP65, FLANGE ON DRIVE END IP67; | - | 0 | 0
1FK7061-4CH71-1UG0 |  | 1FK7061-4CH71-1UG0 | 1 | UN | 1 | 15 | C | D | N | N | 85015220 | 1 |  | 9.502 | KG | 1076.17 | 1076.17 | MC05 | MC05 | SIMOTICS S Synchronous motor 1FK7-HD PN=2kW; UDC=600V M0=6.4Nm (100K); NN=4500rpm; Naturally cooled FRAME SIZE IMB 5 (IM V1, IM V3) FLANGE 1 POWER CONNECTOR ROTATABLE RESOLVER MULTI-POLE WITH DRIVE-CLIQ INTERFACE; PLAIN SHAFT, TOLERANCE N; W/O HOLDING BRAKE PROTECTION CLASS IP64; | - | 0 | 0
1FK7061-4CH71-1UG1 |  | 1FK7061-4CH71-1UG1 | 1 | UN | 1 | 15 | C | D | N | N | 85015220 | 1 |  | 9.502 | KG | 1138.51 | 1138.51 | MC05 | MC05 | SIMOTICS S Synchronous motor 1FK7-HD PN=2kW; UDC=600V M0=6.4Nm (100K); NN=4500rpm; Naturally cooled FRAME SIZE IMB 5 (IM V1, IM V3) FLANGE 1 POWER CONNECTOR ROTATABLE RESOLVER MULTI-POLE WITH DRIVE-CLIQ INTERFACE; PLAIN SHAFT, TOLERANCE N; W/O HOLDING BRAKE PROTECTION CLASS IP65, | - | 0 | 0
1FK7061-4CH71-1UG2 |  | 1FK7061-4CH71-1UG2 | 1 | UN | 1 | 15 | C | D | N | N | 85015220 | 1 |  | 9.502 | KG | 1138.51 | 1138.51 | MC05 | MC05 | SIMOTICS S Synchronous motor 1FK7-HD PN=2kW; UDC=600V M0=6.4Nm (100K); NN=4500rpm; Naturally cooled FRAME SIZE IMB 5 (IM V1, IM V3) FLANGE 1 POWER CONNECTOR ROTATABLE RESOLVER MULTI-POLE WITH DRIVE-CLIQ INTERFACE; PLAIN SHAFT, TOLERANCE N; W/O HOLDING BRAKE PROTECTION CLASS IP65, FLANGE ON DRIVE END IP67; | - | 0 | 0
1FK7061-4CH71-1UH0 |  | 1FK7061-4CH71-1UH0 | 1 | UN | 1 | 15 | C | D | N | N | 85015220 | 1 |  | 9.801 | KG | 1279.61 | 1279.61 | MC05 | MC05 | SIMOTICS S Synchronous motor 1FK7-HD PN=2kW; UDC=600V M0=6.4Nm (100K); NN=4500rpm; Naturally cooled FRAME SIZE IMB 5 (IM V1, IM V3) FLANGE 1 POWER CONNECTOR ROTATABLE RESOLVER MULTI-POLE WITH DRIVE-CLIQ INTERFACE; PLAIN SHAFT, TOLERANCE N; WITH HOLDING BRAKE PROTECTION CLASS IP64; | - | 0 | 0
1FK7061-4CH71-1UH1 |  | 1FK7061-4CH71-1UH1 | 1 | UN | 1 | 15 | C | D | N | N | 85015220 | 1 |  | 9.801 | KG | 1341.95 | 1341.95 | MC05 | MC05 | SIMOTICS S Synchronous motor 1FK7-HD PN=2kW; UDC=600V M0=6.4Nm (100K); NN=4500rpm; Naturally cooled FRAME SIZE IMB 5 (IM V1, IM V3) FLANGE 1 POWER CONNECTOR ROTATABLE RESOLVER MULTI-POLE WITH DRIVE-CLIQ INTERFACE; PLAIN SHAFT, TOLERANCE N; WITH HOLDING BRAKE PROTECTION CLASS IP65, | - | 0 | 0
1FK7061-4CH71-1UH2 |  | 1FK7061-4CH71-1UH2 | 1 | UN | 1 | 15 | C | D | N | N | 85015220 | 1 |  | 9.801 | KG | 1341.95 | 1341.95 | MC05 | MC05 | SIMOTICS S Synchronous motor 1FK7-HD PN=2kW; UDC=600V M0=6.4Nm (100K); NN=4500rpm; Naturally cooled FRAME SIZE IMB 5 (IM V1, IM V3) FLANGE 1 POWER CONNECTOR ROTATABLE RESOLVER MULTI-POLE WITH DRIVE-CLIQ INTERFACE; PLAIN SHAFT, TOLERANCE N; WITH HOLDING BRAKE PROTECTION CLASS IP65, FLANGE ON DRIVE END IP67; | - | 0 | 0
1FK7061-4CH74-1AA0 |  | 1FK7061-4CH74-1AA0 | 1 | UN | 1 | 15 | C | D | N | N | 85015220 | 1 |  | 9.501 | KG | 1363.6 | 1363.6 | MC05 | MC05 | SIMOTICS S Synchronous motor 1FK7-HD PN=2kW; UDC=600V M0=6.4Nm (100K); NN=4500rpm; Naturally cooled FRAME SIZE IMB 5 (IM V1, IM V3) FLANGE 1, WITH PT1000 TEMPERATURESENSOR POWER CONNECTOR ROTATABLE INCREMENTAL ENCODER SIN/COS 1VPP;2048 S/R W. C-AND D-SPUR (ENCODER IC2048S/R) SHAFT WITH FITTED KEY, TOLERANCE N; W/O HOLDING BRAKE PROTECTION CLASS IP64; | - | 0 | 0
1FK7061-4CH74-1AA1 |  | 1FK7061-4CH74-1AA1 | 1 | UN | 1 | 15 | C | D | N | N | 85015220 | 1 |  | 9.501 | KG | 1425.94 | 1425.94 | MC05 | MC05 | SIMOTICS S Synchronous motor 1FK7-HD PN=2kW; UDC=600V M0=6.4Nm (100K); NN=4500rpm; Naturally cooled FRAME SIZE IMB 5 (IM V1, IM V3) FLANGE 1, WITH PT1000 TEMPERATURESENSOR POWER CONNECTOR ROTATABLE INCREMENTAL ENCODER SIN/COS 1VPP;2048 S/R W. C-AND D-SPUR (ENCODER IC2048S/R) SHAFT WITH FITTED KEY, TOLERANCE N; W/O HOLDING BRAKE PROTECTION CLASS IP65, | - | 0 | 0
1FK7061-4CH74-1AA2 |  | 1FK7061-4CH74-1AA2 | 1 | UN | 1 | 15 | C | D | N | N | 85015220 | 1 |  | 9.501 | KG | 1425.94 | 1425.94 | MC05 | MC05 | SIMOTICS S Synchronous motor 1FK7-HD PN=2kW; UDC=600V M0=6.4Nm (100K); NN=4500rpm; Naturally cooled FRAME SIZE IMB 5 (IM V1, IM V3) FLANGE 1, WITH PT1000 TEMPERATURESENSOR POWER CONNECTOR ROTATABLE INCREMENTAL ENCODER SIN/COS 1VPP;2048 S/R W. C-AND D-SPUR (ENCODER IC2048S/R) SHAFT WITH FITTED KEY, TOLERANCE N; W/O HOLDING BRAKE PROTECTION CLASS IP65, FLANGE ON DRIVE END IP67; | - | 0 | 0
1FK7061-4CH74-1AB0 |  | 1FK7061-4CH74-1AB0 | 1 | UN | 1 | 15 | C | D | N | N | 85015220 | 1 |  | 9.8 | KG | 1565.54 | 1565.54 | MC05 | MC05 | SIMOTICS S Synchronous motor 1FK7-HD PN=2kW; UDC=600V M0=6.4Nm (100K); NN=4500rpm; Naturally cooled FRAME SIZE IMB 5 (IM V1, IM V3) FLANGE 1, WITH PT1000 TEMPERATURESENSOR POWER CONNECTOR ROTATABLE INCREMENTAL ENCODER SIN/COS 1VPP;2048 S/R W. C-AND D-SPUR (ENCODER IC2048S/R) SHAFT WITH FITTED KEY, TOLERANCE N; WITH HOLDING BRAKE PROTECTION CLASS IP64; | - | 0 | 0
1FK7061-4CH74-1AB1 |  | 1FK7061-4CH74-1AB1 | 1 | UN | 1 | 15 | C | D | N | N | 85015220 | 1 |  | 9.8 | KG | 1627.88 | 1627.88 | MC05 | MC05 | SIMOTICS S Synchronous motor 1FK7-HD PN=2kW; UDC=600V M0=6.4Nm (100K); NN=4500rpm; Naturally cooled FRAME SIZE IMB 5 (IM V1, IM V3) FLANGE 1, WITH PT1000 TEMPERATURESENSOR POWER CONNECTOR ROTATABLE INCREMENTAL ENCODER SIN/COS 1VPP;2048 S/R W. C-AND D-SPUR (ENCODER IC2048S/R) SHAFT WITH FITTED KEY, TOLERANCE N; WITH HOLDING BRAKE PROTECTION CLASS IP65, | - | 0 | 0
1FK7061-4CH74-1AB2 |  | 1FK7061-4CH74-1AB2 | 1 | UN | 1 | 15 | C | D | N | N | 85015220 | 1 |  | 9.8 | KG | 1627.88 | 1627.88 | MC05 | MC05 | SIMOTICS S Synchronous motor 1FK7-HD PN=2kW; UDC=600V M0=6.4Nm (100K); NN=4500rpm; Naturally cooled FRAME SIZE IMB 5 (IM V1, IM V3) FLANGE 1, WITH PT1000 TEMPERATURESENSOR POWER CONNECTOR ROTATABLE INCREMENTAL ENCODER SIN/COS 1VPP;2048 S/R W. C-AND D-SPUR (ENCODER IC2048S/R) SHAFT WITH FITTED KEY, TOLERANCE N; WITH HOLDING BRAKE PROTECTION CLASS IP65, FLANGE ON DRIVE END IP67; | - | 0 | 0
1FK7061-4CH74-1AG0 |  | 1FK7061-4CH74-1AG0 | 1 | UN | 1 | 15 | C | D | N | N | 85015220 | 1 |  | 9.501 | KG | 1306.11 | 1306.11 | MC05 | MC05 | SIMOTICS S Synchronous motor 1FK7-HD PN=2kW; UDC=600V M0=6.4Nm (100K); NN=4500rpm; Naturally cooled FRAME SIZE IMB 5 (IM V1, IM V3) FLANGE 1, WITH PT1000 TEMPERATURESENSOR POWER CONNECTOR ROTATABLE INCREMENTAL ENCODER SIN/COS 1VPP;2048 S/R W. C-AND D-SPUR (ENCODER IC2048S/R) PLAIN SHAFT, TOLERANCE N; W/O HOLDING BRAKE PROTECTION CLASS IP64; | - | 0 | 0
1FK7061-4CH74-1AG1 |  | 1FK7061-4CH74-1AG1 | 1 | UN | 1 | 15 | C | D | N | N | 85015220 | 1 |  | 9.501 | KG | 1368.45 | 1368.45 | MC05 | MC05 | SIMOTICS S Synchronous motor 1FK7-HD PN=2kW; UDC=600V M0=6.4Nm (100K); NN=4500rpm; Naturally cooled FRAME SIZE IMB 5 (IM V1, IM V3) FLANGE 1, WITH PT1000 TEMPERATURESENSOR POWER CONNECTOR ROTATABLE INCREMENTAL ENCODER SIN/COS 1VPP;2048 S/R W. C-AND D-SPUR (ENCODER IC2048S/R) PLAIN SHAFT, TOLERANCE N; W/O HOLDING BRAKE PROTECTION CLASS IP65, | - | 0 | 0
1FK7061-4CH74-1AG2 |  | 1FK7061-4CH74-1AG2 | 1 | UN | 1 | 15 | C | D | N | N | 85015220 | 1 |  | 9.501 | KG | 1368.45 | 1368.45 | MC05 | MC05 | SIMOTICS S Synchronous motor 1FK7-HD PN=2kW; UDC=600V M0=6.4Nm (100K); NN=4500rpm; Naturally cooled FRAME SIZE IMB 5 (IM V1, IM V3) FLANGE 1, WITH PT1000 TEMPERATURESENSOR POWER CONNECTOR ROTATABLE INCREMENTAL ENCODER SIN/COS 1VPP;2048 S/R W. C-AND D-SPUR (ENCODER IC2048S/R) PLAIN SHAFT, TOLERANCE N; W/O HOLDING BRAKE PROTECTION CLASS IP65, FLANGE ON DRIVE END IP67; | - | 0 | 0
1FK7061-4CH74-1AH0 |  | 1FK7061-4CH74-1AH0 | 1 | UN | 1 | 15 | C | D | N | N | 85015220 | 1 |  | 9.8 | KG | 1509.55 | 1509.55 | MC05 | MC05 | SIMOTICS S Synchronous motor 1FK7-HD PN=2kW; UDC=600V M0=6.4Nm (100K); NN=4500rpm; Naturally cooled FRAME SIZE IMB 5 (IM V1, IM V3) FLANGE 1, WITH PT1000 TEMPERATURESENSOR POWER CONNECTOR ROTATABLE INCREMENTAL ENCODER SIN/COS 1VPP;2048 S/R W. C-AND D-SPUR (ENCODER IC2048S/R) PLAIN SHAFT, TOLERANCE N; WITH HOLDING BRAKE PROTECTION CLASS IP64; | - | 0 | 0
1FK7061-4CH74-1AH1 |  | 1FK7061-4CH74-1AH1 | 1 | UN | 1 | 15 | C | D | N | N | 85015220 | 1 |  | 9.8 | KG | 1571.89 | 1571.89 | MC05 | MC05 | SIMOTICS S Synchronous motor 1FK7-HD PN=2kW; UDC=600V M0=6.4Nm (100K); NN=4500rpm; Naturally cooled FRAME SIZE IMB 5 (IM V1, IM V3) FLANGE 1, WITH PT1000 TEMPERATURESENSOR POWER CONNECTOR ROTATABLE INCREMENTAL ENCODER SIN/COS 1VPP;2048 S/R W. C-AND D-SPUR (ENCODER IC2048S/R) PLAIN SHAFT, TOLERANCE N; WITH HOLDING BRAKE PROTECTION CLASS IP65, | - | 0 | 0
1FK7061-4CH74-1AH2 |  | 1FK7061-4CH74-1AH2 | 1 | UN | 1 | 15 | C | D | N | N | 85015220 | 1 |  | 9.8 | KG | 1571.89 | 1571.89 | MC05 | MC05 | SIMOTICS S Synchronous motor 1FK7-HD PN=2kW; UDC=600V M0=6.4Nm (100K); NN=4500rpm; Naturally cooled FRAME SIZE IMB 5 (IM V1, IM V3) FLANGE 1, WITH PT1000 TEMPERATURESENSOR POWER CONNECTOR ROTATABLE INCREMENTAL ENCODER SIN/COS 1VPP;2048 S/R W. C-AND D-SPUR (ENCODER IC2048S/R) PLAIN SHAFT, TOLERANCE N; WITH HOLDING BRAKE PROTECTION CLASS IP65, FLANGE ON DRIVE END IP67; | - | 0 | 0
1FK7061-4CH74-1EA0 |  | 1FK7061-4CH74-1EA0 | 1 | UN | 1 | 15 | C | D | N | N | 85015220 | 1 |  | 9.501 | KG | 1611.28 | 1611.28 | MC05 | MC05 | SIMOTICS S Synchronous motor 1FK7-HD PN=2kW; UDC=600V M0=6.4Nm (100K); NN=4500rpm; Naturally cooled FRAME SIZE IMB 5 (IM V1, IM V3) FLANGE 1, WITH PT1000 TEMPERATURESENSOR POWER CONNECTOR ROTATABLE ABSOLUTE ENCODERR 2048 S/R + 4096 UMDREHUNGEN MULTITURN, WITH ENDAT-SCHNITTSTELLE (ENCODER AM2048S/R) SHAFT WITH FITTED KEY, TOLERANCE N; W/O HOLDING BRAKE PROTECTION CLASS IP64; | - | 0 | 0
1FK7061-4CH74-1EA1 |  | 1FK7061-4CH74-1EA1 | 1 | UN | 1 | 15 | C | D | N | N | 85015220 | 1 |  | 9.501 | KG | 1673.62 | 1673.62 | MC05 | MC05 | SIMOTICS S Synchronous motor 1FK7-HD PN=2kW; UDC=600V M0=6.4Nm (100K); NN=4500rpm; Naturally cooled FRAME SIZE IMB 5 (IM V1, IM V3) FLANGE 1, WITH PT1000 TEMPERATURESENSOR POWER CONNECTOR ROTATABLE ABSOLUTE ENCODERR 2048 S/R + 4096 UMDREHUNGEN MULTITURN, WITH ENDAT-SCHNITTSTELLE (ENCODER AM2048S/R) SHAFT WITH FITTED KEY, TOLERANCE N; W/O HOLDING BRAKE PROTECTION CLASS IP65, | - | 0 | 0
1FK7061-4CH74-1EA2 |  | 1FK7061-4CH74-1EA2 | 1 | UN | 1 | 15 | C | D | N | N | 85015220 | 1 |  | 9.501 | KG | 1673.62 | 1673.62 | MC05 | MC05 | SIMOTICS S Synchronous motor 1FK7-HD PN=2kW; UDC=600V M0=6.4Nm (100K); NN=4500rpm; Naturally cooled FRAME SIZE IMB 5 (IM V1, IM V3) FLANGE 1, WITH PT1000 TEMPERATURESENSOR POWER CONNECTOR ROTATABLE ABSOLUTE ENCODERR 2048 S/R + 4096 UMDREHUNGEN MULTITURN, WITH ENDAT-SCHNITTSTELLE (ENCODER AM2048S/R) SHAFT WITH FITTED KEY, TOLERANCE N; W/O HOLDING BRAKE PROTECTION CLASS IP65, FLANGE ON DRIVE END IP67; | - | 0 | 0
1FK7061-4CH74-1EB0 |  | 1FK7061-4CH74-1EB0 | 1 | UN | 1 | 15 | C | D | N | N | 85015220 | 1 |  | 9.8 | KG | 1813.22 | 1813.22 | MC05 | MC05 | SIMOTICS S Synchronous motor 1FK7-HD PN=2kW; UDC=600V M0=6.4Nm (100K); NN=4500rpm; Naturally cooled FRAME SIZE IMB 5 (IM V1, IM V3) FLANGE 1, WITH PT1000 TEMPERATURESENSOR POWER CONNECTOR ROTATABLE ABSOLUTE ENCODERR 2048 S/R + 4096 UMDREHUNGEN MULTITURN, WITH ENDAT-SCHNITTSTELLE (ENCODER AM2048S/R) SHAFT WITH FITTED KEY, TOLERANCE N; WITH HOLDING BRAKE PROTECTION CLASS IP64; | - | 0 | 0
1FK7061-4CH74-1EB1 |  | 1FK7061-4CH74-1EB1 | 1 | UN | 1 | 15 | C | D | N | N | 85015220 | 1 |  | 9.8 | KG | 1875.56 | 1875.56 | MC05 | MC05 | SIMOTICS S Synchronous motor 1FK7-HD PN=2kW; UDC=600V M0=6.4Nm (100K); NN=4500rpm; Naturally cooled FRAME SIZE IMB 5 (IM V1, IM V3) FLANGE 1, WITH PT1000 TEMPERATURESENSOR POWER CONNECTOR ROTATABLE ABSOLUTE ENCODERR 2048 S/R + 4096 UMDREHUNGEN MULTITURN, WITH ENDAT-SCHNITTSTELLE (ENCODER AM2048S/R) SHAFT WITH FITTED KEY, TOLERANCE N; WITH HOLDING BRAKE PROTECTION CLASS IP65, | - | 0 | 0
1FK7061-4CH74-1EB2 |  | 1FK7061-4CH74-1EB2 | 1 | UN | 1 | 15 | C | D | N | N | 85015220 | 1 |  | 9.8 | KG | 1875.56 | 1875.56 | MC05 | MC05 | SIMOTICS S Synchronous motor 1FK7-HD PN=2kW; UDC=600V M0=6.4Nm (100K); NN=4500rpm; Naturally cooled FRAME SIZE IMB 5 (IM V1, IM V3) FLANGE 1, WITH PT1000 TEMPERATURESENSOR POWER CONNECTOR ROTATABLE ABSOLUTE ENCODERR 2048 S/R + 4096 UMDREHUNGEN MULTITURN, WITH ENDAT-SCHNITTSTELLE (ENCODER AM2048S/R) SHAFT WITH FITTED KEY, TOLERANCE N; WITH HOLDING BRAKE PROTECTION CLASS IP65, FLANGE ON DRIVE END IP67; | - | 0 | 0
1FK7061-4CH74-1EG0 |  | 1FK7061-4CH74-1EG0 | 1 | UN | 1 | 15 | C | D | N | N | 85015220 | 1 |  | 9.501 | KG | 1553.79 | 1553.79 | MC05 | MC05 | SIMOTICS S Synchronous motor 1FK7-HD PN=2kW; UDC=600V M0=6.4Nm (100K); NN=4500rpm; Naturally cooled FRAME SIZE IMB 5 (IM V1, IM V3) FLANGE 1, WITH PT1000 TEMPERATURESENSOR POWER CONNECTOR ROTATABLE ABSOLUTE ENCODERR 2048 S/R + 4096 UMDREHUNGEN MULTITURN, WITH ENDAT-SCHNITTSTELLE (ENCODER AM2048S/R) PLAIN SHAFT, TOLERANCE N; W/O HOLDING BRAKE PROTECTION CLASS IP64; | - | 0 | 0
1FK7061-4CH74-1EG1 |  | 1FK7061-4CH74-1EG1 | 1 | UN | 1 | 15 | C | D | N | N | 85015220 | 1 |  | 9.501 | KG | 1616.13 | 1616.13 | MC05 | MC05 | SIMOTICS S Synchronous motor 1FK7-HD PN=2kW; UDC=600V M0=6.4Nm (100K); NN=4500rpm; Naturally cooled FRAME SIZE IMB 5 (IM V1, IM V3) FLANGE 1, WITH PT1000 TEMPERATURESENSOR POWER CONNECTOR ROTATABLE ABSOLUTE ENCODERR 2048 S/R + 4096 UMDREHUNGEN MULTITURN, WITH ENDAT-SCHNITTSTELLE (ENCODER AM2048S/R) PLAIN SHAFT, TOLERANCE N; W/O HOLDING BRAKE PROTECTION CLASS IP65, | - | 0 | 0
1FK7061-4CH74-1EG2 |  | 1FK7061-4CH74-1EG2 | 1 | UN | 1 | 15 | C | D | N | N | 85015220 | 1 |  | 9.501 | KG | 1616.13 | 1616.13 | MC05 | MC05 | SIMOTICS S Synchronous motor 1FK7-HD PN=2kW; UDC=600V M0=6.4Nm (100K); NN=4500rpm; Naturally cooled FRAME SIZE IMB 5 (IM V1, IM V3) FLANGE 1, WITH PT1000 TEMPERATURESENSOR POWER CONNECTOR ROTATABLE ABSOLUTE ENCODERR 2048 S/R + 4096 UMDREHUNGEN MULTITURN, WITH ENDAT-SCHNITTSTELLE (ENCODER AM2048S/R) PLAIN SHAFT, TOLERANCE N; W/O HOLDING BRAKE PROTECTION CLASS IP65, FLANGE ON DRIVE END IP67; | - | 0 | 0
1FK7061-4CH74-1EH0 |  | 1FK7061-4CH74-1EH0 | 1 | UN | 1 | 15 | C | D | N | N | 85015220 | 1 |  | 9.8 | KG | 1757.23 | 1757.23 | MC05 | MC05 | SIMOTICS S Synchronous motor 1FK7-HD PN=2kW; UDC=600V M0=6.4Nm (100K); NN=4500rpm; Naturally cooled FRAME SIZE IMB 5 (IM V1, IM V3) FLANGE 1, WITH PT1000 TEMPERATURESENSOR POWER CONNECTOR ROTATABLE ABSOLUTE ENCODERR 2048 S/R + 4096 UMDREHUNGEN MULTITURN, WITH ENDAT-SCHNITTSTELLE (ENCODER AM2048S/R) PLAIN SHAFT, TOLERANCE N; WITH HOLDING BRAKE PROTECTION CLASS IP64; | - | 0 | 0
1FK7061-4CH74-1EH1 |  | 1FK7061-4CH74-1EH1 | 1 | UN | 1 | 15 | C | D | N | N | 85015220 | 1 |  | 9.8 | KG | 1819.57 | 1819.57 | MC05 | MC05 | SIMOTICS S Synchronous motor 1FK7-HD PN=2kW; UDC=600V M0=6.4Nm (100K); NN=4500rpm; Naturally cooled FRAME SIZE IMB 5 (IM V1, IM V3) FLANGE 1, WITH PT1000 TEMPERATURESENSOR POWER CONNECTOR ROTATABLE ABSOLUTE ENCODERR 2048 S/R + 4096 UMDREHUNGEN MULTITURN, WITH ENDAT-SCHNITTSTELLE (ENCODER AM2048S/R) PLAIN SHAFT, TOLERANCE N; WITH HOLDING BRAKE PROTECTION CLASS IP65, | - | 0 | 0
1FK7061-4CH74-1EH2 |  | 1FK7061-4CH74-1EH2 | 1 | UN | 1 | 15 | C | D | N | N | 85015220 | 1 |  | 9.8 | KG | 1819.57 | 1819.57 | MC05 | MC05 | SIMOTICS S Synchronous motor 1FK7-HD PN=2kW; UDC=600V M0=6.4Nm (100K); NN=4500rpm; Naturally cooled FRAME SIZE IMB 5 (IM V1, IM V3) FLANGE 1, WITH PT1000 TEMPERATURESENSOR POWER CONNECTOR ROTATABLE ABSOLUTE ENCODERR 2048 S/R + 4096 UMDREHUNGEN MULTITURN, WITH ENDAT-SCHNITTSTELLE (ENCODER AM2048S/R) PLAIN SHAFT, TOLERANCE N; WITH HOLDING BRAKE PROTECTION CLASS IP65, FLANGE ON DRIVE END IP67; | - | 0 | 0
1FK7061-4CH74-1SA0 |  | 1FK7061-4CH74-1SA0 | 1 | UN | 1 | 15 | C | D | N | N | 85015220 | 1 |  | 9.502 | KG | 972.96 | 972.96 | MC05 | MC05 | SIMOTICS S Synchronous motor 1FK7-HD PN=2kW; UDC=600V M0=6.4Nm (100K); NN=4500rpm; Naturally cooled FRAME SIZE IMB 5 (IM V1, IM V3) FLANGE 1, WITH PT1000 TEMPERATURESENSOR POWER CONNECTOR ROTATABLE RESOLVER MULTI-POLE (RESOLVER P=3); SHAFT WITH FITTED KEY, TOLERANCE N; W/O HOLDING BRAKE PROTECTION CLASS IP64; | - | 0 | 0
1FK7061-4CH74-1SA1 |  | 1FK7061-4CH74-1SA1 | 1 | UN | 1 | 15 | C | D | N | N | 85015220 | 1 |  | 9.502 | KG | 1035.3 | 1035.3 | MC05 | MC05 | SIMOTICS S Synchronous motor 1FK7-HD PN=2kW; UDC=600V M0=6.4Nm (100K); NN=4500rpm; Naturally cooled FRAME SIZE IMB 5 (IM V1, IM V3) FLANGE 1, WITH PT1000 TEMPERATURESENSOR POWER CONNECTOR ROTATABLE RESOLVER MULTI-POLE (RESOLVER P=3); SHAFT WITH FITTED KEY, TOLERANCE N; W/O HOLDING BRAKE PROTECTION CLASS IP65, | - | 0 | 0
1FK7061-4CH74-1SA2 |  | 1FK7061-4CH74-1SA2 | 1 | UN | 1 | 15 | C | D | N | N | 85015220 | 1 |  | 9.502 | KG | 1035.3 | 1035.3 | MC05 | MC05 | SIMOTICS S Synchronous motor 1FK7-HD PN=2kW; UDC=600V M0=6.4Nm (100K); NN=4500rpm; Naturally cooled FRAME SIZE IMB 5 (IM V1, IM V3) FLANGE 1, WITH PT1000 TEMPERATURESENSOR POWER CONNECTOR ROTATABLE RESOLVER MULTI-POLE (RESOLVER P=3); SHAFT WITH FITTED KEY, TOLERANCE N; W/O HOLDING BRAKE PROTECTION CLASS IP65, FLANGE ON DRIVE END IP67; | - | 0 | 0
1FK7061-4CH74-1SB0 |  | 1FK7061-4CH74-1SB0 | 1 | UN | 1 | 15 | C | D | N | N | 85015220 | 1 |  | 9.801 | KG | 1174.9 | 1174.9 | MC05 | MC05 | SIMOTICS S Synchronous motor 1FK7-HD PN=2kW; UDC=600V M0=6.4Nm (100K); NN=4500rpm; Naturally cooled FRAME SIZE IMB 5 (IM V1, IM V3) FLANGE 1, WITH PT1000 TEMPERATURESENSOR POWER CONNECTOR ROTATABLE RESOLVER MULTI-POLE (RESOLVER P=3); SHAFT WITH FITTED KEY, TOLERANCE N; WITH HOLDING BRAKE PROTECTION CLASS IP64; | - | 0 | 0
1FK7061-4CH74-1SB1 |  | 1FK7061-4CH74-1SB1 | 1 | UN | 1 | 15 | C | D | N | N | 85015220 | 1 |  | 9.801 | KG | 1237.24 | 1237.24 | MC05 | MC05 | SIMOTICS S Synchronous motor 1FK7-HD PN=2kW; UDC=600V M0=6.4Nm (100K); NN=4500rpm; Naturally cooled FRAME SIZE IMB 5 (IM V1, IM V3) FLANGE 1, WITH PT1000 TEMPERATURESENSOR POWER CONNECTOR ROTATABLE RESOLVER MULTI-POLE (RESOLVER P=3); SHAFT WITH FITTED KEY, TOLERANCE N; WITH HOLDING BRAKE PROTECTION CLASS IP65, | - | 0 | 0
1FK7061-4CH74-1SB2 |  | 1FK7061-4CH74-1SB2 | 1 | UN | 1 | 15 | C | D | N | N | 85015220 | 1 |  | 9.801 | KG | 1237.24 | 1237.24 | MC05 | MC05 | SIMOTICS S Synchronous motor 1FK7-HD PN=2kW; UDC=600V M0=6.4Nm (100K); NN=4500rpm; Naturally cooled FRAME SIZE IMB 5 (IM V1, IM V3) FLANGE 1, WITH PT1000 TEMPERATURESENSOR POWER CONNECTOR ROTATABLE RESOLVER MULTI-POLE (RESOLVER P=3); SHAFT WITH FITTED KEY, TOLERANCE N; WITH HOLDING BRAKE PROTECTION CLASS IP65, FLANGE ON DRIVE END IP67; | - | 0 | 0
1FK7061-4CH74-1SG0 |  | 1FK7061-4CH74-1SG0 | 1 | UN | 1 | 15 | C | D | N | N | 85015220 | 1 |  | 9.502 | KG | 915.47 | 915.47 | MC05 | MC05 | SIMOTICS S Synchronous motor 1FK7-HD PN=2kW; UDC=600V M0=6.4Nm (100K); NN=4500rpm; Naturally cooled FRAME SIZE IMB 5 (IM V1, IM V3) FLANGE 1, WITH PT1000 TEMPERATURESENSOR POWER CONNECTOR ROTATABLE RESOLVER MULTI-POLE (RESOLVER P=3); PLAIN SHAFT, TOLERANCE N; W/O HOLDING BRAKE PROTECTION CLASS IP64; | - | 0 | 0
1FK7061-4CH74-1SG1 |  | 1FK7061-4CH74-1SG1 | 1 | UN | 1 | 15 | C | D | N | N | 85015220 | 1 |  | 9.502 | KG | 977.81 | 977.81 | MC05 | MC05 | SIMOTICS S Synchronous motor 1FK7-HD PN=2kW; UDC=600V M0=6.4Nm (100K); NN=4500rpm; Naturally cooled FRAME SIZE IMB 5 (IM V1, IM V3) FLANGE 1, WITH PT1000 TEMPERATURESENSOR POWER CONNECTOR ROTATABLE RESOLVER MULTI-POLE (RESOLVER P=3); PLAIN SHAFT, TOLERANCE N; W/O HOLDING BRAKE PROTECTION CLASS IP65, | - | 0 | 0
1FK7061-4CH74-1SG2 |  | 1FK7061-4CH74-1SG2 | 1 | UN | 1 | 15 | C | D | N | N | 85015220 | 1 |  | 9.502 | KG | 977.81 | 977.81 | MC05 | MC05 | SIMOTICS S Synchronous motor 1FK7-HD PN=2kW; UDC=600V M0=6.4Nm (100K); NN=4500rpm; Naturally cooled FRAME SIZE IMB 5 (IM V1, IM V3) FLANGE 1, WITH PT1000 TEMPERATURESENSOR POWER CONNECTOR ROTATABLE RESOLVER MULTI-POLE (RESOLVER P=3); PLAIN SHAFT, TOLERANCE N; W/O HOLDING BRAKE PROTECTION CLASS IP65, FLANGE ON DRIVE END IP67; | - | 0 | 0
1FK7061-4CH74-1SH0 |  | 1FK7061-4CH74-1SH0 | 1 | UN | 1 | 15 | C | D | N | N | 85015220 | 1 |  | 9.801 | KG | 1118.91 | 1118.91 | MC05 | MC05 | SIMOTICS S Synchronous motor 1FK7-HD PN=2kW; UDC=600V M0=6.4Nm (100K); NN=4500rpm; Naturally cooled FRAME SIZE IMB 5 (IM V1, IM V3) FLANGE 1, WITH PT1000 TEMPERATURESENSOR POWER CONNECTOR ROTATABLE RESOLVER MULTI-POLE (RESOLVER P=3); PLAIN SHAFT, TOLERANCE N; WITH HOLDING BRAKE PROTECTION CLASS IP64; | - | 0 | 0
1FK7061-4CH74-1SH1 |  | 1FK7061-4CH74-1SH1 | 1 | UN | 1 | 15 | C | D | N | N | 85015220 | 1 |  | 9.801 | KG | 1181.25 | 1181.25 | MC05 | MC05 | SIMOTICS S Synchronous motor 1FK7-HD PN=2kW; UDC=600V M0=6.4Nm (100K); NN=4500rpm; Naturally cooled FRAME SIZE IMB 5 (IM V1, IM V3) FLANGE 1, WITH PT1000 TEMPERATURESENSOR POWER CONNECTOR ROTATABLE RESOLVER MULTI-POLE (RESOLVER P=3); PLAIN SHAFT, TOLERANCE N; WITH HOLDING BRAKE PROTECTION CLASS IP65, | - | 0 | 0
1FK7061-4CH74-1SH2 |  | 1FK7061-4CH74-1SH2 | 1 | UN | 1 | 15 | C | D | N | N | 85015220 | 1 |  | 9.801 | KG | 1181.25 | 1181.25 | MC05 | MC05 | SIMOTICS S Synchronous motor 1FK7-HD PN=2kW; UDC=600V M0=6.4Nm (100K); NN=4500rpm; Naturally cooled FRAME SIZE IMB 5 (IM V1, IM V3) FLANGE 1, WITH PT1000 TEMPERATURESENSOR POWER CONNECTOR ROTATABLE RESOLVER MULTI-POLE (RESOLVER P=3); PLAIN SHAFT, TOLERANCE N; WITH HOLDING BRAKE PROTECTION CLASS IP65, FLANGE ON DRIVE END IP67; | - | 0 | 0
1FK7061-4CH74-1TA0 |  | 1FK7061-4CH74-1TA0 | 1 | UN | 1 | 15 | C | D | N | N | 85015220 | 1 |  | 9.502 | KG | 972.96 | 972.96 | MC05 | MC05 | SIMOTICS S Synchronous motor 1FK7-HD PN=2kW; UDC=600V M0=6.4Nm (100K); NN=4500rpm; Naturally cooled FRAME SIZE IMB 5 (IM V1, IM V3) FLANGE 1, WITH PT1000 TEMPERATURESENSOR POWER CONNECTOR ROTATABLE RESOLVER 2-POLE (RESOLVER P=1); SHAFT WITH FITTED KEY, TOLERANCE N; W/O HOLDING BRAKE PROTECTION CLASS IP64; | - | 0 | 0
1FK7061-4CH74-1TA1 |  | 1FK7061-4CH74-1TA1 | 1 | UN | 1 | 15 | C | D | N | N | 85015220 | 1 |  | 9.502 | KG | 1035.3 | 1035.3 | MC05 | MC05 | SIMOTICS S Synchronous motor 1FK7-HD PN=2kW; UDC=600V M0=6.4Nm (100K); NN=4500rpm; Naturally cooled FRAME SIZE IMB 5 (IM V1, IM V3) FLANGE 1, WITH PT1000 TEMPERATURESENSOR POWER CONNECTOR ROTATABLE RESOLVER 2-POLE (RESOLVER P=1); SHAFT WITH FITTED KEY, TOLERANCE N; W/O HOLDING BRAKE PROTECTION CLASS IP65, | - | 0 | 0
1FK7061-4CH74-1TA2 |  | 1FK7061-4CH74-1TA2 | 1 | UN | 1 | 15 | C | D | N | N | 85015220 | 1 |  | 9.502 | KG | 1035.3 | 1035.3 | MC05 | MC05 | SIMOTICS S Synchronous motor 1FK7-HD PN=2kW; UDC=600V M0=6.4Nm (100K); NN=4500rpm; Naturally cooled FRAME SIZE IMB 5 (IM V1, IM V3) FLANGE 1, WITH PT1000 TEMPERATURESENSOR POWER CONNECTOR ROTATABLE RESOLVER 2-POLE (RESOLVER P=1); SHAFT WITH FITTED KEY, TOLERANCE N; W/O HOLDING BRAKE PROTECTION CLASS IP65, FLANGE ON DRIVE END IP67; | - | 0 | 0
1FK7061-4CH74-1TB0 |  | 1FK7061-4CH74-1TB0 | 1 | UN | 1 | 15 | C | D | N | N | 85015220 | 1 |  | 9.801 | KG | 1174.9 | 1174.9 | MC05 | MC05 | SIMOTICS S Synchronous motor 1FK7-HD PN=2kW; UDC=600V M0=6.4Nm (100K); NN=4500rpm; Naturally cooled FRAME SIZE IMB 5 (IM V1, IM V3) FLANGE 1, WITH PT1000 TEMPERATURESENSOR POWER CONNECTOR ROTATABLE RESOLVER 2-POLE (RESOLVER P=1); SHAFT WITH FITTED KEY, TOLERANCE N; WITH HOLDING BRAKE PROTECTION CLASS IP64; | - | 0 | 0
1FK7061-4CH74-1TB1 |  | 1FK7061-4CH74-1TB1 | 1 | UN | 1 | 15 | C | D | N | N | 85015220 | 1 |  | 9.801 | KG | 1237.24 | 1237.24 | MC05 | MC05 | SIMOTICS S Synchronous motor 1FK7-HD PN=2kW; UDC=600V M0=6.4Nm (100K); NN=4500rpm; Naturally cooled FRAME SIZE IMB 5 (IM V1, IM V3) FLANGE 1, WITH PT1000 TEMPERATURESENSOR POWER CONNECTOR ROTATABLE RESOLVER 2-POLE (RESOLVER P=1); SHAFT WITH FITTED KEY, TOLERANCE N; WITH HOLDING BRAKE PROTECTION CLASS IP65, | - | 0 | 0
1FK7061-4CH74-1TB2 |  | 1FK7061-4CH74-1TB2 | 1 | UN | 1 | 15 | C | D | N | N | 85015220 | 1 |  | 9.801 | KG | 1237.24 | 1237.24 | MC05 | MC05 | SIMOTICS S Synchronous motor 1FK7-HD PN=2kW; UDC=600V M0=6.4Nm (100K); NN=4500rpm; Naturally cooled FRAME SIZE IMB 5 (IM V1, IM V3) FLANGE 1, WITH PT1000 TEMPERATURESENSOR POWER CONNECTOR ROTATABLE RESOLVER 2-POLE (RESOLVER P=1); SHAFT WITH FITTED KEY, TOLERANCE N; WITH HOLDING BRAKE PROTECTION CLASS IP65, FLANGE ON DRIVE END IP67; | - | 0 | 0
1FK7061-4CH74-1TG0 |  | 1FK7061-4CH74-1TG0 | 1 | UN | 1 | 15 | C | D | N | N | 85015220 | 1 |  | 9.502 | KG | 915.47 | 915.47 | MC05 | MC05 | SIMOTICS S Synchronous motor 1FK7-HD PN=2kW; UDC=600V M0=6.4Nm (100K); NN=4500rpm; Naturally cooled FRAME SIZE IMB 5 (IM V1, IM V3) FLANGE 1, WITH PT1000 TEMPERATURESENSOR POWER CONNECTOR ROTATABLE RESOLVER 2-POLE (RESOLVER P=1); PLAIN SHAFT, TOLERANCE N; W/O HOLDING BRAKE PROTECTION CLASS IP64; | - | 0 | 0
1FK7061-4CH74-1TG1 |  | 1FK7061-4CH74-1TG1 | 1 | UN | 1 | 15 | C | D | N | N | 85015220 | 1 |  | 9.502 | KG | 977.81 | 977.81 | MC05 | MC05 | SIMOTICS S Synchronous motor 1FK7-HD PN=2kW; UDC=600V M0=6.4Nm (100K); NN=4500rpm; Naturally cooled FRAME SIZE IMB 5 (IM V1, IM V3) FLANGE 1, WITH PT1000 TEMPERATURESENSOR POWER CONNECTOR ROTATABLE RESOLVER 2-POLE (RESOLVER P=1); PLAIN SHAFT, TOLERANCE N; W/O HOLDING BRAKE PROTECTION CLASS IP65, | - | 0 | 0
1FK7061-4CH74-1TG2 |  | 1FK7061-4CH74-1TG2 | 1 | UN | 1 | 15 | C | D | N | N | 85015220 | 1 |  | 9.502 | KG | 977.81 | 977.81 | MC05 | MC05 | SIMOTICS S Synchronous motor 1FK7-HD PN=2kW; UDC=600V M0=6.4Nm (100K); NN=4500rpm; Naturally cooled FRAME SIZE IMB 5 (IM V1, IM V3) FLANGE 1, WITH PT1000 TEMPERATURESENSOR POWER CONNECTOR ROTATABLE RESOLVER 2-POLE (RESOLVER P=1); PLAIN SHAFT, TOLERANCE N; W/O HOLDING BRAKE PROTECTION CLASS IP65, FLANGE ON DRIVE END IP67; | - | 0 | 0
1FK7061-4CH74-1TH0 |  | 1FK7061-4CH74-1TH0 | 1 | UN | 1 | 15 | C | D | N | N | 85015220 | 1 |  | 9.801 | KG | 1118.91 | 1118.91 | MC05 | MC05 | SIMOTICS S Synchronous motor 1FK7-HD PN=2kW; UDC=600V M0=6.4Nm (100K); NN=4500rpm; Naturally cooled FRAME SIZE IMB 5 (IM V1, IM V3) FLANGE 1, WITH PT1000 TEMPERATURESENSOR POWER CONNECTOR ROTATABLE RESOLVER 2-POLE (RESOLVER P=1); PLAIN SHAFT, TOLERANCE N; WITH HOLDING BRAKE PROTECTION CLASS IP64; | - | 0 | 0
1FK7061-4CH74-1TH1 |  | 1FK7061-4CH74-1TH1 | 1 | UN | 1 | 15 | C | D | N | N | 85015220 | 1 |  | 9.801 | KG | 1181.25 | 1181.25 | MC05 | MC05 | SIMOTICS S Synchronous motor 1FK7-HD PN=2kW; UDC=600V M0=6.4Nm (100K); NN=4500rpm; Naturally cooled FRAME SIZE IMB 5 (IM V1, IM V3) FLANGE 1, WITH PT1000 TEMPERATURESENSOR POWER CONNECTOR ROTATABLE RESOLVER 2-POLE (RESOLVER P=1); PLAIN SHAFT, TOLERANCE N; WITH HOLDING BRAKE PROTECTION CLASS IP65, | - | 0 | 0
1FK7061-4CH74-1TH2 |  | 1FK7061-4CH74-1TH2 | 1 | UN | 1 | 15 | C | D | N | N | 85015220 | 1 |  | 9.801 | KG | 1181.25 | 1181.25 | MC05 | MC05 | SIMOTICS S Synchronous motor 1FK7-HD PN=2kW; UDC=600V M0=6.4Nm (100K); NN=4500rpm; Naturally cooled FRAME SIZE IMB 5 (IM V1, IM V3) FLANGE 1, WITH PT1000 TEMPERATURESENSOR POWER CONNECTOR ROTATABLE RESOLVER 2-POLE (RESOLVER P=1); PLAIN SHAFT, TOLERANCE N; WITH HOLDING BRAKE PROTECTION CLASS IP65, FLANGE ON DRIVE END IP67; | - | 0 | 0
1FK7061-7AF71-1AA0 |  | 1FK7061-7AF71-1AA0 | 1 | UN | 1 | 60 | X | D | N | N | 85015220 | 1 |  | 10.003 | KG | 1709.11 | 1709.11 | MC05 | MC05 | SIMOTICS S Synchronous servo motor 1FK7 High Dynamic, 6.4Nm 100K, 3000rpm, 1.70kW Naturally cooled IM B5 (V1, V3) power/signal connectors Connector can be rotated by 270Â° INCREM. ENCODER, SIN/COS 1 VPP 2048 P/REV (ENCODER I-2048); SHAFT WITH FITTED KEY, TOLERANCE N; W/O HOLDING BRAKE DEGREE OF PROTECTION IP64 | - | 0 | 0
1FK7061-7AF71-1AA2 |  | 1FK7061-7AF71-1AA2 | 1 | UN | 1 | 60 | X | D | N | N | 85015220 | 1 |  | 10.003 | KG | 1785.08 | 1785.08 | MC05 | MC05 | SIMOTICS S Synchronous servo motor 1FK7 High Dynamic, 6.4Nm 100K, 3000rpm, 1.70kW Naturally cooled IM B5 (V1, V3) power/signal connectors Connector can be rotated by 270Â° INCREM. ENCODER, SIN/COS 1 VPP 2048 P/REV (ENCODER I-2048); SHAFT WITH FITTED KEY, TOLERANCE N; W/O HOLDING BRAKE DEGREE OF PROTECTION IP65 FLANGE ON DRIVE END IP67 | - | 0 | 0
1FK7061-7AF71-1AA3 |  | 1FK7061-7AF71-1AA3 | 1 | UN | 1 | 60 | X | D | N | N | 85015220 | 1 |  | 10.003 | KG | 1745.92 | 1745.92 | MC05 | MC05 | SIMOTICS S Synchronous servo motor 1FK7 High Dynamic, 6.4Nm 100K, 3000rpm, 1.70kW Naturally cooled IM B5 (V1, V3) power/signal connectors Connector can be rotated by 270Â° INCREM. ENCODER, SIN/COS 1 VPP 2048 P/REV (ENCODER I-2048); SHAFT WITH FITTED KEY, TOLERANCE N; W/O HOLDING BRAKE DEGREE OF PROTECTION IP64; PAINT FINISH RAL7016 | - | 0 | 0
1FK7061-7AF71-1AA5 |  | 1FK7061-7AF71-1AA5 | 1 | UN | 1 | 60 | X | D | N | N | 85015220 | 1 |  | 10.003 | KG | 1821.87 | 1821.87 | MC05 | MC05 | SIMOTICS S Synchronous servo motor 1FK7 High Dynamic, 6.4Nm 100K, 3000rpm, 1.70kW Naturally cooled IM B5 (V1, V3) power/signal connectors Connector can be rotated by 270Â° INCREM. ENCODER, SIN/COS 1 VPP 2048 P/REV (ENCODER I-2048); SHAFT WITH FITTED KEY, TOLERANCE N; W/O HOLDING BRAKE DEGREE OF PROTECTION IP65 AS FLANGE IP67; PAINT FINISH RAL7016 | - | 0 | 0
1FK7061-7AF71-1AA8 |  | 1FK7061-7AF71-1AA8 | 1 | UN | 1 | 60 | X | D | N | N | 85015220 | 1 |  | 10.003 | KG | 1903.08 | 1903.08 | MC05 | MC05 | SIMOTICS S Synchronous servo motor 1FK7 High Dynamic, 6.4Nm 100K, 3000rpm, 1.70kW Naturally cooled IM B5 (V1, V3) power/signal connectors Connector can be rotated by 270Â° INCREM. ENCODER, SIN/COS 1 VPP 2048 P/REV (ENCODER I-2048); SHAFT WITH FITTED KEY, TOLERANCE N; W/O HOLDING BRAKE DEGREE OF PROTECTION IP65 IP67 D-END FLANGE; RAL7016 COATING; METALLIC RATING PLATE AT MOTOR | - | 0 | 0
1FK7061-7AF71-1AB0 |  | 1FK7061-7AF71-1AB0 | 1 | UN | 1 | 60 | X | D | N | N | 85015220 | 1 |  | 11.302 | KG | 1955.14 | 1955.14 | MC05 | MC05 | SIMOTICS S Synchronous servo motor 1FK7 High Dynamic, 6.4Nm 100K, 3000rpm, 1.70kW Naturally cooled IM B5 (V1, V3) power/signal connectors Connector can be rotated by 270Â° INCREM. ENCODER, SIN/COS 1 VPP 2048 P/REV (ENCODER I-2048); SHAFT WITH FITTED KEY, TOLERANCE N; WITH HOLDING BRAKE DEGREE OF PROTECTION IP64 | - | 0 | 0
1FK7061-7AF71-1AB2 |  | 1FK7061-7AF71-1AB2 | 1 | UN | 1 | 60 | X | D | N | N | 85015220 | 1 |  | 11.302 | KG | 2031.11 | 2031.11 | MC05 | MC05 | SIMOTICS S Synchronous servo motor 1FK7 High Dynamic, 6.4Nm 100K, 3000rpm, 1.70kW Naturally cooled IM B5 (V1, V3) power/signal connectors Connector can be rotated by 270Â° INCREM. ENCODER, SIN/COS 1 VPP 2048 P/REV (ENCODER I-2048); SHAFT WITH FITTED KEY, TOLERANCE N; WITH HOLDING BRAKE DEGREE OF PROTECTION IP65 FLANGE ON DRIVE END IP67 | - | 0 | 0
1FK7061-7AF71-1AB3 |  | 1FK7061-7AF71-1AB3 | 1 | UN | 1 | 60 | X | D | N | N | 85015220 | 1 |  | 11.302 | KG | 1991.95 | 1991.95 | MC05 | MC05 | SIMOTICS S Synchronous servo motor 1FK7 High Dynamic, 6.4Nm 100K, 3000rpm, 1.70kW Naturally cooled IM B5 (V1, V3) power/signal connectors Connector can be rotated by 270Â° INCREM. ENCODER, SIN/COS 1 VPP 2048 P/REV (ENCODER I-2048); SHAFT WITH FITTED KEY, TOLERANCE N; WITH HOLDING BRAKE DEGREE OF PROTECTION IP64; PAINT FINISH RAL7016 | - | 0 | 0
1FK7061-7AF71-1AB5 |  | 1FK7061-7AF71-1AB5 | 1 | UN | 1 | 60 | X | D | N | N | 85015220 | 1 |  | 11.302 | KG | 2067.9 | 2067.9 | MC05 | MC05 | SIMOTICS S Synchronous servo motor 1FK7 High Dynamic, 6.4Nm 100K, 3000rpm, 1.70kW Naturally cooled IM B5 (V1, V3) power/signal connectors Connector can be rotated by 270Â° INCREM. ENCODER, SIN/COS 1 VPP 2048 P/REV (ENCODER I-2048); SHAFT WITH FITTED KEY, TOLERANCE N; WITH HOLDING BRAKE DEGREE OF PROTECTION IP65 AS FLANGE IP67; PAINT FINISH RAL7016 | - | 0 | 0
1FK7061-7AF71-1AB8 |  | 1FK7061-7AF71-1AB8 | 1 | UN | 1 | 60 | X | D | N | N | 85015220 | 1 |  | 11.302 | KG | 2149.11 | 2149.11 | MC05 | MC05 | SIMOTICS S Synchronous servo motor 1FK7 High Dynamic, 6.4Nm 100K, 3000rpm, 1.70kW Naturally cooled IM B5 (V1, V3) power/signal connectors Connector can be rotated by 270Â° INCREM. ENCODER, SIN/COS 1 VPP 2048 P/REV (ENCODER I-2048); SHAFT WITH FITTED KEY, TOLERANCE N; WITH HOLDING BRAKE DEGREE OF PROTECTION IP65 IP67 D-END FLANGE; RAL7016 COATING; METALLIC RATING PLATE AT MOTOR | - | 0 | 0
1FK7061-7AF71-1AG0 |  | 1FK7061-7AF71-1AG0 | 1 | UN | 1 | 60 | X | D | N | N | 85015220 | 1 |  | 10.003 | KG | 1639.06 | 1639.06 | MC05 | MC05 | SIMOTICS S Synchronous servo motor 1FK7 High Dynamic, 6.4Nm 100K, 3000rpm, 1.70kW Naturally cooled IM B5 (V1, V3) power/signal connectors Connector can be rotated by 270Â° INCREM. ENCODER, SIN/COS 1 VPP 2048 P/REV (ENCODER I-2048); PLAIN SHAFT, TOLERANCE N; W/O HOLDING BRAKE DEGREE OF PROTECTION IP64 | - | 0 | 0
1FK7061-7AF71-1AG2 |  | 1FK7061-7AF71-1AG2 | 1 | UN | 1 | 60 | X | D | N | N | 85015220 | 1 |  | 10.003 | KG | 1715.03 | 1715.03 | MC05 | MC05 | SIMOTICS S Synchronous servo motor 1FK7 High Dynamic, 6.4Nm 100K, 3000rpm, 1.70kW Naturally cooled IM B5 (V1, V3) power/signal connectors Connector can be rotated by 270Â° INCREM. ENCODER, SIN/COS 1 VPP 2048 P/REV (ENCODER I-2048); PLAIN SHAFT, TOLERANCE N; W/O HOLDING BRAKE DEGREE OF PROTECTION IP65 FLANGE ON DRIVE END IP67 | - | 0 | 0
1FK7061-7AF71-1AG3 |  | 1FK7061-7AF71-1AG3 | 1 | UN | 1 | 60 | X | D | N | N | 85015220 | 1 |  | 10.003 | KG | 1675.87 | 1675.87 | MC05 | MC05 | SIMOTICS S Synchronous servo motor 1FK7 High Dynamic, 6.4Nm 100K, 3000rpm, 1.70kW Naturally cooled IM B5 (V1, V3) power/signal connectors Connector can be rotated by 270Â° INCREM. ENCODER, SIN/COS 1 VPP 2048 P/REV (ENCODER I-2048); PLAIN SHAFT, TOLERANCE N; W/O HOLDING BRAKE DEGREE OF PROTECTION IP64; PAINT FINISH RAL7016 | - | 0 | 0
1FK7061-7AF71-1AG5 |  | 1FK7061-7AF71-1AG5 | 1 | UN | 1 | 60 | X | D | N | N | 85015220 | 1 |  | 10.003 | KG | 1751.82 | 1751.82 | MC05 | MC05 | SIMOTICS S Synchronous servo motor 1FK7 High Dynamic, 6.4Nm 100K, 3000rpm, 1.70kW Naturally cooled IM B5 (V1, V3) power/signal connectors Connector can be rotated by 270Â° INCREM. ENCODER, SIN/COS 1 VPP 2048 P/REV (ENCODER I-2048); PLAIN SHAFT, TOLERANCE N; W/O HOLDING BRAKE DEGREE OF PROTECTION IP65 AS FLANGE IP67; PAINT FINISH RAL7016 | - | 0 | 0
1FK7061-7AF71-1AG8 |  | 1FK7061-7AF71-1AG8 | 1 | UN | 1 | 60 | X | D | N | N | 85015220 | 1 |  | 10.003 | KG | 1833.03 | 1833.03 | MC05 | MC05 | SIMOTICS S Synchronous servo motor 1FK7 High Dynamic, 6.4Nm 100K, 3000rpm, 1.70kW Naturally cooled IM B5 (V1, V3) power/signal connectors Connector can be rotated by 270Â° INCREM. ENCODER, SIN/COS 1 VPP 2048 P/REV (ENCODER I-2048); PLAIN SHAFT, TOLERANCE N; W/O HOLDING BRAKE DEGREE OF PROTECTION IP65 IP67 D-END FLANGE; RAL7016 COATING; METALLIC RATING PLATE AT MOTOR | - | 0 | 0
1FK7061-7AF71-1AH0 |  | 1FK7061-7AF71-1AH0 | 1 | UN | 1 | 60 | X | D | N | N | 85015220 | 1 |  | 11.302 | KG | 1886.88 | 1886.88 | MC05 | MC05 | SIMOTICS S Synchronous servo motor 1FK7 High Dynamic, 6.4Nm 100K, 3000rpm, 1.70kW Naturally cooled IM B5 (V1, V3) power/signal connectors Connector can be rotated by 270Â° INCREM. ENCODER, SIN/COS 1 VPP 2048 P/REV (ENCODER I-2048); PLAIN SHAFT, TOLERANCE N; WITH HOLDING BRAKE DEGREE OF PROTECTION IP64 | - | 0 | 0
1FK7061-7AF71-1AH2 |  | 1FK7061-7AF71-1AH2 | 1 | UN | 1 | 60 | X | D | N | N | 85015220 | 1 |  | 11.302 | KG | 1962.85 | 1962.85 | MC05 | MC05 | SIMOTICS S Synchronous servo motor 1FK7 High Dynamic, 6.4Nm 100K, 3000rpm, 1.70kW Naturally cooled IM B5 (V1, V3) power/signal connectors Connector can be rotated by 270Â° INCREM. ENCODER, SIN/COS 1 VPP 2048 P/REV (ENCODER I-2048); PLAIN SHAFT, TOLERANCE N; WITH HOLDING BRAKE DEGREE OF PROTECTION IP65 FLANGE ON DRIVE END IP67 | - | 0 | 0
1FK7061-7AF71-1AH3 |  | 1FK7061-7AF71-1AH3 | 1 | UN | 1 | 60 | X | D | N | N | 85015220 | 1 |  | 11.302 | KG | 1923.69 | 1923.69 | MC05 | MC05 | SIMOTICS S Synchronous servo motor 1FK7 High Dynamic, 6.4Nm 100K, 3000rpm, 1.70kW Naturally cooled IM B5 (V1, V3) power/signal connectors Connector can be rotated by 270Â° INCREM. ENCODER, SIN/COS 1 VPP 2048 P/REV (ENCODER I-2048); PLAIN SHAFT, TOLERANCE N; WITH HOLDING BRAKE DEGREE OF PROTECTION IP64; PAINT FINISH RAL7016 | - | 0 | 0
1FK7061-7AF71-1AH5 |  | 1FK7061-7AF71-1AH5 | 1 | UN | 1 | 60 | X | D | N | N | 85015220 | 1 |  | 11.302 | KG | 1999.64 | 1999.64 | MC05 | MC05 | SIMOTICS S Synchronous servo motor 1FK7 High Dynamic, 6.4Nm 100K, 3000rpm, 1.70kW Naturally cooled IM B5 (V1, V3) power/signal connectors Connector can be rotated by 270Â° INCREM. ENCODER, SIN/COS 1 VPP 2048 P/REV (ENCODER I-2048); PLAIN SHAFT, TOLERANCE N; WITH HOLDING BRAKE DEGREE OF PROTECTION IP65 AS FLANGE IP67; PAINT FINISH RAL7016 | - | 0 | 0
1FK7061-7AF71-1AH8 |  | 1FK7061-7AF71-1AH8 | 1 | UN | 1 | 60 | X | D | N | N | 85015220 | 1 |  | 11.302 | KG | 2080.85 | 2080.85 | MC05 | MC05 | SIMOTICS S Synchronous servo motor 1FK7 High Dynamic, 6.4Nm 100K, 3000rpm, 1.70kW Naturally cooled IM B5 (V1, V3) power/signal connectors Connector can be rotated by 270Â° INCREM. ENCODER, SIN/COS 1 VPP 2048 P/REV (ENCODER I-2048); PLAIN SHAFT, TOLERANCE N; WITH HOLDING BRAKE DEGREE OF PROTECTION IP65 IP67 D-END FLANGE; RAL7016 COATING; METALLIC RATING PLATE AT MOTOR | - | 0 | 0
1FK7061-7AF71-1DA0 |  | 1FK7061-7AF71-1DA0 | 1 | UN | 1 | 60 | X | D | N | N | 85015220 | 1 |  | 10.003 | KG | 1904.9 | 1904.9 | MC05 | MC05 | SIMOTICS S Synchronous servo motor 1FK7 High Dynamic, 6.4Nm 100K, 3000rpm, 1.70kW Naturally cooled IM B5 (V1, V3) power/signal connectors Connector can be rotated by 270Â° INCREMENTAL ENCODER 2048 P/REV (ENCODER I-2048) WITH DRIVE-CLIQ INTERFACE; SHAFT WITH FITTED KEY, TOLERANCE N; W/O HOLDING BRAKE DEGREE OF PROTECTION IP64 | - | 0 | 0
1FK7061-7AF71-1DA2 |  | 1FK7061-7AF71-1DA2 | 1 | UN | 1 | 60 | X | D | N | N | 85015220 | 1 |  | 10.003 | KG | 1980.87 | 1980.87 | MC05 | MC05 | SIMOTICS S Synchronous servo motor 1FK7 High Dynamic, 6.4Nm 100K, 3000rpm, 1.70kW Naturally cooled IM B5 (V1, V3) power/signal connectors Connector can be rotated by 270Â° INCREMENTAL ENCODER 2048 P/REV (ENCODER I-2048) WITH DRIVE-CLIQ INTERFACE; SHAFT WITH FITTED KEY, TOLERANCE N; W/O HOLDING BRAKE DEGREE OF PROTECTION IP65 FLANGE ON DRIVE END IP67 | - | 0 | 0
1FK7061-7AF71-1DA3 |  | 1FK7061-7AF71-1DA3 | 1 | UN | 1 | 60 | X | D | N | N | 85015220 | 1 |  | 10.003 | KG | 1941.71 | 1941.71 | MC05 | MC05 | SIMOTICS S Synchronous servo motor 1FK7 High Dynamic, 6.4Nm 100K, 3000rpm, 1.70kW Naturally cooled IM B5 (V1, V3) power/signal connectors Connector can be rotated by 270Â° INCREMENTAL ENCODER 2048 P/REV (ENCODER I-2048) WITH DRIVE-CLIQ INTERFACE; SHAFT WITH FITTED KEY, TOLERANCE N; W/O HOLDING BRAKE DEGREE OF PROTECTION IP64; PAINT FINISH RAL7016 | - | 0 | 0
1FK7061-7AF71-1DA5 |  | 1FK7061-7AF71-1DA5 | 1 | UN | 1 | 60 | X | D | N | N | 85015220 | 1 |  | 10.003 | KG | 2017.66 | 2017.66 | MC05 | MC05 | SIMOTICS S Synchronous servo motor 1FK7 High Dynamic, 6.4Nm 100K, 3000rpm, 1.70kW Naturally cooled IM B5 (V1, V3) power/signal connectors Connector can be rotated by 270Â° INCREMENTAL ENCODER 2048 P/REV (ENCODER I-2048) WITH DRIVE-CLIQ INTERFACE; SHAFT WITH FITTED KEY, TOLERANCE N; W/O HOLDING BRAKE DEGREE OF PROTECTION IP65 AS FLANGE IP67; PAINT FINISH RAL7016 | - | 0 | 0
1FK7061-7AF71-1DA8 |  | 1FK7061-7AF71-1DA8 | 1 | UN | 1 | 60 | X | D | N | N | 85015220 | 1 |  | 10.003 | KG | 2098.87 | 2098.87 | MC05 | MC05 | SIMOTICS S Synchronous servo motor 1FK7 High Dynamic, 6.4Nm 100K, 3000rpm, 1.70kW Naturally cooled IM B5 (V1, V3) power/signal connectors Connector can be rotated by 270Â° INCREMENTAL ENCODER 2048 P/REV (ENCODER I-2048) WITH DRIVE-CLIQ INTERFACE; SHAFT WITH FITTED KEY, TOLERANCE N; W/O HOLDING BRAKE DEGREE OF PROTECTION IP65 IP67 D-END FLANGE; RAL7016 COATING; METALLIC RATING PLATE AT MOTOR | - | 0 | 0
1FK7061-7AF71-1DB0 |  | 1FK7061-7AF71-1DB0 | 1 | UN | 1 | 60 | X | D | N | N | 85015220 | 1 |  | 11.302 | KG | 2150.93 | 2150.93 | MC05 | MC05 | SIMOTICS S Synchronous servo motor 1FK7 High Dynamic, 6.4Nm 100K, 3000rpm, 1.70kW Naturally cooled IM B5 (V1, V3) power/signal connectors Connector can be rotated by 270Â° INCREMENTAL ENCODER 2048 P/REV (ENCODER I-2048) WITH DRIVE-CLIQ INTERFACE; SHAFT WITH FITTED KEY, TOLERANCE N; WITH HOLDING BRAKE DEGREE OF PROTECTION IP64 | - | 0 | 0
1FK7061-7AF71-1DB2 |  | 1FK7061-7AF71-1DB2 | 1 | UN | 1 | 60 | X | D | N | N | 85015220 | 1 |  | 11.302 | KG | 2226.9 | 2226.9 | MC05 | MC05 | SIMOTICS S Synchronous servo motor 1FK7 High Dynamic, 6.4Nm 100K, 3000rpm, 1.70kW Naturally cooled IM B5 (V1, V3) power/signal connectors Connector can be rotated by 270Â° INCREMENTAL ENCODER 2048 P/REV (ENCODER I-2048) WITH DRIVE-CLIQ INTERFACE; SHAFT WITH FITTED KEY, TOLERANCE N; WITH HOLDING BRAKE DEGREE OF PROTECTION IP65 FLANGE ON DRIVE END IP67 | - | 0 | 0
1FK7061-7AF71-1DB3 |  | 1FK7061-7AF71-1DB3 | 1 | UN | 1 | 60 | X | D | N | N | 85015220 | 1 |  | 11.302 | KG | 2187.74 | 2187.74 | MC05 | MC05 | SIMOTICS S Synchronous servo motor 1FK7 High Dynamic, 6.4Nm 100K, 3000rpm, 1.70kW Naturally cooled IM B5 (V1, V3) power/signal connectors Connector can be rotated by 270Â° INCREMENTAL ENCODER 2048 P/REV (ENCODER I-2048) WITH DRIVE-CLIQ INTERFACE; SHAFT WITH FITTED KEY, TOLERANCE N; WITH HOLDING BRAKE DEGREE OF PROTECTION IP64; PAINT FINISH RAL7016 | - | 0 | 0
1FK7061-7AF71-1DB5 |  | 1FK7061-7AF71-1DB5 | 1 | UN | 1 | 60 | X | D | N | N | 85015220 | 1 |  | 11.302 | KG | 2263.69 | 2263.69 | MC05 | MC05 | SIMOTICS S Synchronous servo motor 1FK7 High Dynamic, 6.4Nm 100K, 3000rpm, 1.70kW Naturally cooled IM B5 (V1, V3) power/signal connectors Connector can be rotated by 270Â° INCREMENTAL ENCODER 2048 P/REV (ENCODER I-2048) WITH DRIVE-CLIQ INTERFACE; SHAFT WITH FITTED KEY, TOLERANCE N; WITH HOLDING BRAKE DEGREE OF PROTECTION IP65 AS FLANGE IP67; PAINT FINISH RAL7016 | - | 0 | 0
1FK7061-7AF71-1DB8 |  | 1FK7061-7AF71-1DB8 | 1 | UN | 1 | 60 | X | D | N | N | 85015220 | 1 |  | 11.302 | KG | 2344.9 | 2344.9 | MC05 | MC05 | SIMOTICS S Synchronous servo motor 1FK7 High Dynamic, 6.4Nm 100K, 3000rpm, 1.70kW Naturally cooled IM B5 (V1, V3) power/signal connectors Connector can be rotated by 270Â° INCREMENTAL ENCODER 2048 P/REV (ENCODER I-2048) WITH DRIVE-CLIQ INTERFACE; SHAFT WITH FITTED KEY, TOLERANCE N; WITH HOLDING BRAKE DEGREE OF PROTECTION IP65 IP67 D-END FLANGE; RAL7016 COATING; METALLIC RATING PLATE AT MOTOR | - | 0 | 0
1FK7061-7AF71-1DG0 |  | 1FK7061-7AF71-1DG0 | 1 | UN | 1 | 60 | X | D | N | N | 85015220 | 1 |  | 10.003 | KG | 1834.85 | 1834.85 | MC05 | MC05 | SIMOTICS S Synchronous servo motor 1FK7 High Dynamic, 6.4Nm 100K, 3000rpm, 1.70kW Naturally cooled IM B5 (V1, V3) power/signal connectors Connector can be rotated by 270Â° INCREMENTAL ENCODER 2048 P/REV (ENCODER I-2048) WITH DRIVE-CLIQ INTERFACE; PLAIN SHAFT, TOLERANCE N; W/O HOLDING BRAKE DEGREE OF PROTECTION IP64 | - | 0 | 0
1FK7061-7AF71-1DG2 |  | 1FK7061-7AF71-1DG2 | 1 | UN | 1 | 60 | X | D | N | N | 85015220 | 1 |  | 10.003 | KG | 1910.82 | 1910.82 | MC05 | MC05 | SIMOTICS S Synchronous servo motor 1FK7 High Dynamic, 6.4Nm 100K, 3000rpm, 1.70kW Naturally cooled IM B5 (V1, V3) power/signal connectors Connector can be rotated by 270Â° INCREMENTAL ENCODER 2048 P/REV (ENCODER I-2048) WITH DRIVE-CLIQ INTERFACE; PLAIN SHAFT, TOLERANCE N; W/O HOLDING BRAKE DEGREE OF PROTECTION IP65 FLANGE ON DRIVE END IP67 | - | 0 | 0
1FK7061-7AF71-1DG3 |  | 1FK7061-7AF71-1DG3 | 1 | UN | 1 | 60 | X | D | N | N | 85015220 | 1 |  | 10.003 | KG | 1871.66 | 1871.66 | MC05 | MC05 | SIMOTICS S Synchronous servo motor 1FK7 High Dynamic, 6.4Nm 100K, 3000rpm, 1.70kW Naturally cooled IM B5 (V1, V3) power/signal connectors Connector can be rotated by 270Â° INCREMENTAL ENCODER 2048 P/REV (ENCODER I-2048) WITH DRIVE-CLIQ INTERFACE; PLAIN SHAFT, TOLERANCE N; W/O HOLDING BRAKE DEGREE OF PROTECTION IP64; PAINT FINISH RAL7016 | - | 0 | 0
1FK7061-7AF71-1DG5 |  | 1FK7061-7AF71-1DG5 | 1 | UN | 1 | 60 | X | D | N | N | 85015220 | 1 |  | 10.003 | KG | 1947.61 | 1947.61 | MC05 | MC05 | SIMOTICS S Synchronous servo motor 1FK7 High Dynamic, 6.4Nm 100K, 3000rpm, 1.70kW Naturally cooled IM B5 (V1, V3) power/signal connectors Connector can be rotated by 270Â° INCREMENTAL ENCODER 2048 P/REV (ENCODER I-2048) WITH DRIVE-CLIQ INTERFACE; PLAIN SHAFT, TOLERANCE N; W/O HOLDING BRAKE DEGREE OF PROTECTION IP65 AS FLANGE IP67; PAINT FINISH RAL7016 | - | 0 | 0
1FK7061-7AF71-1DG8 |  | 1FK7061-7AF71-1DG8 | 1 | UN | 1 | 60 | X | D | N | N | 85015220 | 1 |  | 10.003 | KG | 2028.82 | 2028.82 | MC05 | MC05 | SIMOTICS S Synchronous servo motor 1FK7 High Dynamic, 6.4Nm 100K, 3000rpm, 1.70kW Naturally cooled IM B5 (V1, V3) power/signal connectors Connector can be rotated by 270Â° INCREMENTAL ENCODER 2048 P/REV (ENCODER I-2048) WITH DRIVE-CLIQ INTERFACE; PLAIN SHAFT, TOLERANCE N; W/O HOLDING BRAKE DEGREE OF PROTECTION IP65 IP67 D-END FLANGE; RAL7016 COATING; METALLIC RATING PLATE AT MOTOR | - | 0 | 0
1FK7061-7AF71-1DH0 |  | 1FK7061-7AF71-1DH0 | 1 | UN | 1 | 60 | X | D | N | N | 85015220 | 1 |  | 11.302 | KG | 2082.67 | 2082.67 | MC05 | MC05 | SIMOTICS S Synchronous servo motor 1FK7 High Dynamic, 6.4Nm 100K, 3000rpm, 1.70kW Naturally cooled IM B5 (V1, V3) power/signal connectors Connector can be rotated by 270Â° INCREMENTAL ENCODER 2048 P/REV (ENCODER I-2048) WITH DRIVE-CLIQ INTERFACE; PLAIN SHAFT, TOLERANCE N; WITH HOLDING BRAKE DEGREE OF PROTECTION IP64 | - | 0 | 0
1FK7061-7AF71-1DH2 |  | 1FK7061-7AF71-1DH2 | 1 | UN | 1 | 60 | X | D | N | N | 85015220 | 1 |  | 11.302 | KG | 2158.64 | 2158.64 | MC05 | MC05 | SIMOTICS S Synchronous servo motor 1FK7 High Dynamic, 6.4Nm 100K, 3000rpm, 1.70kW Naturally cooled IM B5 (V1, V3) power/signal connectors Connector can be rotated by 270Â° INCREMENTAL ENCODER 2048 P/REV (ENCODER I-2048) WITH DRIVE-CLIQ INTERFACE; PLAIN SHAFT, TOLERANCE N; WITH HOLDING BRAKE DEGREE OF PROTECTION IP65 FLANGE ON DRIVE END IP67 | - | 0 | 0
1FK7061-7AF71-1DH3 |  | 1FK7061-7AF71-1DH3 | 1 | UN | 1 | 60 | X | D | N | N | 85015220 | 1 |  | 11.302 | KG | 2119.48 | 2119.48 | MC05 | MC05 | SIMOTICS S Synchronous servo motor 1FK7 High Dynamic, 6.4Nm 100K, 3000rpm, 1.70kW Naturally cooled IM B5 (V1, V3) power/signal connectors Connector can be rotated by 270Â° INCREMENTAL ENCODER 2048 P/REV (ENCODER I-2048) WITH DRIVE-CLIQ INTERFACE; PLAIN SHAFT, TOLERANCE N; WITH HOLDING BRAKE DEGREE OF PROTECTION IP64; PAINT FINISH RAL7016 | - | 0 | 0
1FK7061-7AF71-1DH5 |  | 1FK7061-7AF71-1DH5 | 1 | UN | 1 | 60 | X | D | N | N | 85015220 | 1 |  | 11.302 | KG | 2195.43 | 2195.43 | MC05 | MC05 | SIMOTICS S Synchronous servo motor 1FK7 High Dynamic, 6.4Nm 100K, 3000rpm, 1.70kW Naturally cooled IM B5 (V1, V3) power/signal connectors Connector can be rotated by 270Â° INCREMENTAL ENCODER 2048 P/REV (ENCODER I-2048) WITH DRIVE-CLIQ INTERFACE; PLAIN SHAFT, TOLERANCE N; WITH HOLDING BRAKE DEGREE OF PROTECTION IP65 AS FLANGE IP67; PAINT FINISH RAL7016 | - | 0 | 0
1FK7061-7AF71-1DH8 |  | 1FK7061-7AF71-1DH8 | 1 | UN | 1 | 60 | X | D | N | N | 85015220 | 1 |  | 11.302 | KG | 2276.64 | 2276.64 | MC05 | MC05 | SIMOTICS S Synchronous servo motor 1FK7 High Dynamic, 6.4Nm 100K, 3000rpm, 1.70kW Naturally cooled IM B5 (V1, V3) power/signal connectors Connector can be rotated by 270Â° INCREMENTAL ENCODER 2048 P/REV (ENCODER I-2048) WITH DRIVE-CLIQ INTERFACE; PLAIN SHAFT, TOLERANCE N; WITH HOLDING BRAKE DEGREE OF PROTECTION IP65 IP67 D-END FLANGE; RAL7016 COATING; METALLIC RATING PLATE AT MOTOR | - | 0 | 0
1FK7061-7AF71-1EA0 |  | 1FK7061-7AF71-1EA0 | 1 | UN | 1 | 60 | X | D | N | N | 85015220 | 1 |  | 10.003 | KG | 2010.87 | 2010.87 | MC05 | MC05 | SIMOTICS S Synchronous servo motor 1FK7 High Dynamic, 6.4Nm 100K, 3000rpm, 1.70kW Naturally cooled IM B5 (V1, V3) power/signal connectors Connector can be rotated by 270Â° ABSOLUTE ENCODER ENDAT 2048 P/REV (ENCODER A-2048); PERFORMANCE REDUCTION BY 10% DUE TO ABSOLUTE ENCODER; SHAFT WITH FITTED KEY, TOLERANCE N; W/O HOLDING BRAKE DEGREE OF PROTECTION IP64 | - | 0 | 0
1FK7061-7AF71-1EA2 |  | 1FK7061-7AF71-1EA2 | 1 | UN | 1 | 60 | X | D | N | N | 85015220 | 1 |  | 10.003 | KG | 2086.84 | 2086.84 | MC05 | MC05 | SIMOTICS S Synchronous servo motor 1FK7 High Dynamic, 6.4Nm 100K, 3000rpm, 1.70kW Naturally cooled IM B5 (V1, V3) power/signal connectors Connector can be rotated by 270Â° ABSOLUTE ENCODER ENDAT 2048 P/REV (ENCODER A-2048); PERFORMANCE REDUCTION BY 10% DUE TO ABSOLUTE ENCODER; SHAFT WITH FITTED KEY, TOLERANCE N; W/O HOLDING BRAKE DEGREE OF PROTECTION IP65 FLANGE ON DRIVE END IP67 | - | 0 | 0
1FK7061-7AF71-1EA3 |  | 1FK7061-7AF71-1EA3 | 1 | UN | 1 | 60 | X | D | N | N | 85015220 | 1 |  | 10.003 | KG | 2047.68 | 2047.68 | MC05 | MC05 | SIMOTICS S Synchronous servo motor 1FK7 High Dynamic, 6.4Nm 100K, 3000rpm, 1.70kW Naturally cooled IM B5 (V1, V3) power/signal connectors Connector can be rotated by 270Â° ABSOLUTE ENCODER ENDAT 2048 P/REV (ENCODER A-2048); PERFORMANCE REDUCTION BY 10% DUE TO ABSOLUTE ENCODER; SHAFT WITH FITTED KEY, TOLERANCE N; W/O HOLDING BRAKE DEGREE OF PROTECTION IP64; PAINT FINISH RAL7016 | - | 0 | 0
1FK7061-7AF71-1EA5 |  | 1FK7061-7AF71-1EA5 | 1 | UN | 1 | 60 | X | D | N | N | 85015220 | 1 |  | 10.003 | KG | 2123.63 | 2123.63 | MC05 | MC05 | SIMOTICS S Synchronous servo motor 1FK7 High Dynamic, 6.4Nm 100K, 3000rpm, 1.70kW Naturally cooled IM B5 (V1, V3) power/signal connectors Connector can be rotated by 270Â° ABSOLUTE ENCODER ENDAT 2048 P/REV (ENCODER A-2048); PERFORMANCE REDUCTION BY 10% DUE TO ABSOLUTE ENCODER; SHAFT WITH FITTED KEY, TOLERANCE N; W/O HOLDING BRAKE DEGREE OF PROTECTION IP65 AS FLANGE IP67; PAINT FINISH RAL7016 | - | 0 | 0
1FK7061-7AF71-1EA8 |  | 1FK7061-7AF71-1EA8 | 1 | UN | 1 | 60 | X | D | N | N | 85015220 | 1 |  | 10.003 | KG | 2204.84 | 2204.84 | MC05 | MC05 | SIMOTICS S Synchronous servo motor 1FK7 High Dynamic, 6.4Nm 100K, 3000rpm, 1.70kW Naturally cooled IM B5 (V1, V3) power/signal connectors Connector can be rotated by 270Â° ABSOLUTE ENCODER ENDAT 2048 P/REV (ENCODER A-2048); PERFORMANCE REDUCTION BY 10% DUE TO ABSOLUTE ENCODER; SHAFT WITH FITTED KEY, TOLERANCE N; W/O HOLDING BRAKE DEGREE OF PROTECTION IP65 IP67 D-END FLANGE; RAL7016 COATING; METALLIC RATING PLATE AT MOTOR | - | 0 | 0
1FK7061-7AF71-1EB0 |  | 1FK7061-7AF71-1EB0 | 1 | UN | 1 | 60 | X | D | N | N | 85015220 | 1 |  | 11.302 | KG | 2256.9 | 2256.9 | MC05 | MC05 | SIMOTICS S Synchronous servo motor 1FK7 High Dynamic, 6.4Nm 100K, 3000rpm, 1.70kW Naturally cooled IM B5 (V1, V3) power/signal connectors Connector can be rotated by 270Â° ABSOLUTE ENCODER ENDAT 2048 P/REV (ENCODER A-2048); PERFORMANCE REDUCTION BY 10% DUE TO ABSOLUTE ENCODER; SHAFT WITH FITTED KEY, TOLERANCE N; WITH HOLDING BRAKE DEGREE OF PROTECTION IP64 | - | 0 | 0
1FK7061-7AF71-1EB2 |  | 1FK7061-7AF71-1EB2 | 1 | UN | 1 | 60 | X | D | N | N | 85015220 | 1 |  | 11.302 | KG | 2332.87 | 2332.87 | MC05 | MC05 | SIMOTICS S Synchronous servo motor 1FK7 High Dynamic, 6.4Nm 100K, 3000rpm, 1.70kW Naturally cooled IM B5 (V1, V3) power/signal connectors Connector can be rotated by 270Â° ABSOLUTE ENCODER ENDAT 2048 P/REV (ENCODER A-2048); PERFORMANCE REDUCTION BY 10% DUE TO ABSOLUTE ENCODER; SHAFT WITH FITTED KEY, TOLERANCE N; WITH HOLDING BRAKE DEGREE OF PROTECTION IP65 FLANGE ON DRIVE END IP67 | - | 0 | 0
1FK7061-7AF71-1EB3 |  | 1FK7061-7AF71-1EB3 | 1 | UN | 1 | 60 | X | D | N | N | 85015220 | 1 |  | 11.302 | KG | 2293.71 | 2293.71 | MC05 | MC05 | SIMOTICS S Synchronous servo motor 1FK7 High Dynamic, 6.4Nm 100K, 3000rpm, 1.70kW Naturally cooled IM B5 (V1, V3) power/signal connectors Connector can be rotated by 270Â° ABSOLUTE ENCODER ENDAT 2048 P/REV (ENCODER A-2048); PERFORMANCE REDUCTION BY 10% DUE TO ABSOLUTE ENCODER; SHAFT WITH FITTED KEY, TOLERANCE N; WITH HOLDING BRAKE DEGREE OF PROTECTION IP64; PAINT FINISH RAL7016 | - | 0 | 0
1FK7061-7AF71-1EB5 |  | 1FK7061-7AF71-1EB5 | 1 | UN | 1 | 60 | X | D | N | N | 85015220 | 1 |  | 11.302 | KG | 2369.66 | 2369.66 | MC05 | MC05 | SIMOTICS S Synchronous servo motor 1FK7 High Dynamic, 6.4Nm 100K, 3000rpm, 1.70kW Naturally cooled IM B5 (V1, V3) power/signal connectors Connector can be rotated by 270Â° ABSOLUTE ENCODER ENDAT 2048 P/REV (ENCODER A-2048); PERFORMANCE REDUCTION BY 10% DUE TO ABSOLUTE ENCODER; SHAFT WITH FITTED KEY, TOLERANCE N; WITH HOLDING BRAKE DEGREE OF PROTECTION IP65 AS FLANGE IP67; PAINT FINISH RAL7016 | - | 0 | 0
1FK7061-7AF71-1EB8 |  | 1FK7061-7AF71-1EB8 | 1 | UN | 1 | 60 | X | D | N | N | 85015220 | 1 |  | 11.302 | KG | 2450.87 | 2450.87 | MC05 | MC05 | SIMOTICS S Synchronous servo motor 1FK7 High Dynamic, 6.4Nm 100K, 3000rpm, 1.70kW Naturally cooled IM B5 (V1, V3) power/signal connectors Connector can be rotated by 270Â° ABSOLUTE ENCODER ENDAT 2048 P/REV (ENCODER A-2048); PERFORMANCE REDUCTION BY 10% DUE TO ABSOLUTE ENCODER; SHAFT WITH FITTED KEY, TOLERANCE N; WITH HOLDING BRAKE DEGREE OF PROTECTION IP65 IP67 D-END FLANGE; RAL7016 COATING; METALLIC RATING PLATE AT MOTOR | - | 0 | 0
1FK7061-7AF71-1EG0 |  | 1FK7061-7AF71-1EG0 | 1 | UN | 1 | 60 | X | D | N | N | 85015220 | 1 |  | 10.003 | KG | 1940.82 | 1940.82 | MC05 | MC05 | SIMOTICS S Synchronous servo motor 1FK7 High Dynamic, 6.4Nm 100K, 3000rpm, 1.70kW Naturally cooled IM B5 (V1, V3) power/signal connectors Connector can be rotated by 270Â° ABSOLUTE ENCODER ENDAT 2048 P/REV (ENCODER A-2048); PERFORMANCE REDUCTION BY 10% DUE TO ABSOLUTE ENCODER; PLAIN SHAFT, TOLERANCE N; W/O HOLDING BRAKE DEGREE OF PROTECTION IP64 | - | 0 | 0
1FK7061-7AF71-1EG2 |  | 1FK7061-7AF71-1EG2 | 1 | UN | 1 | 60 | X | D | N | N | 85015220 | 1 |  | 10.003 | KG | 2016.79 | 2016.79 | MC05 | MC05 | SIMOTICS S Synchronous servo motor 1FK7 High Dynamic, 6.4Nm 100K, 3000rpm, 1.70kW Naturally cooled IM B5 (V1, V3) power/signal connectors Connector can be rotated by 270Â° ABSOLUTE ENCODER ENDAT 2048 P/REV (ENCODER A-2048); PERFORMANCE REDUCTION BY 10% DUE TO ABSOLUTE ENCODER; PLAIN SHAFT, TOLERANCE N; W/O HOLDING BRAKE DEGREE OF PROTECTION IP65 FLANGE ON DRIVE END IP67 | - | 0 | 0
1FK7061-7AF71-1EG3 |  | 1FK7061-7AF71-1EG3 | 1 | UN | 1 | 60 | X | D | N | N | 85015220 | 1 |  | 10.003 | KG | 1977.63 | 1977.63 | MC05 | MC05 | SIMOTICS S Synchronous servo motor 1FK7 High Dynamic, 6.4Nm 100K, 3000rpm, 1.70kW Naturally cooled IM B5 (V1, V3) power/signal connectors Connector can be rotated by 270Â° ABSOLUTE ENCODER ENDAT 2048 P/REV (ENCODER A-2048); PERFORMANCE REDUCTION BY 10% DUE TO ABSOLUTE ENCODER; PLAIN SHAFT, TOLERANCE N; W/O HOLDING BRAKE DEGREE OF PROTECTION IP64; PAINT FINISH RAL7016 | - | 0 | 0
1FK7061-7AF71-1EG5 |  | 1FK7061-7AF71-1EG5 | 1 | UN | 1 | 60 | X | D | N | N | 85015220 | 1 |  | 10.003 | KG | 2053.58 | 2053.58 | MC05 | MC05 | SIMOTICS S Synchronous servo motor 1FK7 High Dynamic, 6.4Nm 100K, 3000rpm, 1.70kW Naturally cooled IM B5 (V1, V3) power/signal connectors Connector can be rotated by 270Â° ABSOLUTE ENCODER ENDAT 2048 P/REV (ENCODER A-2048); PERFORMANCE REDUCTION BY 10% DUE TO ABSOLUTE ENCODER; PLAIN SHAFT, TOLERANCE N; W/O HOLDING BRAKE DEGREE OF PROTECTION IP65 AS FLANGE IP67; PAINT FINISH RAL7016 | - | 0 | 0
1FK7061-7AF71-1EG8 |  | 1FK7061-7AF71-1EG8 | 1 | UN | 1 | 60 | X | D | N | N | 85015220 | 1 |  | 10.003 | KG | 2134.79 | 2134.79 | MC05 | MC05 | SIMOTICS S Synchronous servo motor 1FK7 High Dynamic, 6.4Nm 100K, 3000rpm, 1.70kW Naturally cooled IM B5 (V1, V3) power/signal connectors Connector can be rotated by 270Â° ABSOLUTE ENCODER ENDAT 2048 P/REV (ENCODER A-2048); PERFORMANCE REDUCTION BY 10% DUE TO ABSOLUTE ENCODER; PLAIN SHAFT, TOLERANCE N; W/O HOLDING BRAKE DEGREE OF PROTECTION IP65 IP67 D-END FLANGE; RAL7016 COATING; METALLIC RATING PLATE AT MOTOR | - | 0 | 0
1FK7061-7AF71-1EH0 |  | 1FK7061-7AF71-1EH0 | 1 | UN | 1 | 60 | X | D | N | N | 85015220 | 1 |  | 11.302 | KG | 2188.64 | 2188.64 | MC05 | MC05 | SIMOTICS S Synchronous servo motor 1FK7 High Dynamic, 6.4Nm 100K, 3000rpm, 1.70kW Naturally cooled IM B5 (V1, V3) power/signal connectors Connector can be rotated by 270Â° ABSOLUTE ENCODER ENDAT 2048 P/REV (ENCODER A-2048); PERFORMANCE REDUCTION BY 10% DUE TO ABSOLUTE ENCODER; PLAIN SHAFT, TOLERANCE N; WITH HOLDING BRAKE DEGREE OF PROTECTION IP64 | - | 0 | 0
1FK7061-7AF71-1EH2 |  | 1FK7061-7AF71-1EH2 | 1 | UN | 1 | 60 | X | D | N | N | 85015220 | 1 |  | 11.302 | KG | 2264.61 | 2264.61 | MC05 | MC05 | SIMOTICS S Synchronous servo motor 1FK7 High Dynamic, 6.4Nm 100K, 3000rpm, 1.70kW Naturally cooled IM B5 (V1, V3) power/signal connectors Connector can be rotated by 270Â° ABSOLUTE ENCODER ENDAT 2048 P/REV (ENCODER A-2048); PERFORMANCE REDUCTION BY 10% DUE TO ABSOLUTE ENCODER; PLAIN SHAFT, TOLERANCE N; WITH HOLDING BRAKE DEGREE OF PROTECTION IP65 FLANGE ON DRIVE END IP67 | - | 0 | 0
1FK7061-7AF71-1EH3 |  | 1FK7061-7AF71-1EH3 | 1 | UN | 1 | 60 | X | D | N | N | 85015220 | 1 |  | 11.302 | KG | 2225.45 | 2225.45 | MC05 | MC05 | SIMOTICS S Synchronous servo motor 1FK7 High Dynamic, 6.4Nm 100K, 3000rpm, 1.70kW Naturally cooled IM B5 (V1, V3) power/signal connectors Connector can be rotated by 270Â° ABSOLUTE ENCODER ENDAT 2048 P/REV (ENCODER A-2048); PERFORMANCE REDUCTION BY 10% DUE TO ABSOLUTE ENCODER; PLAIN SHAFT, TOLERANCE N; WITH HOLDING BRAKE DEGREE OF PROTECTION IP64; PAINT FINISH RAL7016 | - | 0 | 0
1FK7061-7AF71-1EH5 |  | 1FK7061-7AF71-1EH5 | 1 | UN | 1 | 60 | X | D | N | N | 85015220 | 1 |  | 11.302 | KG | 2301.4 | 2301.4 | MC05 | MC05 | SIMOTICS S Synchronous servo motor 1FK7 High Dynamic, 6.4Nm 100K, 3000rpm, 1.70kW Naturally cooled IM B5 (V1, V3) power/signal connectors Connector can be rotated by 270Â° ABSOLUTE ENCODER ENDAT 2048 P/REV (ENCODER A-2048); PERFORMANCE REDUCTION BY 10% DUE TO ABSOLUTE ENCODER; PLAIN SHAFT, TOLERANCE N; WITH HOLDING BRAKE DEGREE OF PROTECTION IP65 AS FLANGE IP67; PAINT FINISH RAL7016 | - | 0 | 0
1FK7061-7AF71-1EH8 |  | 1FK7061-7AF71-1EH8 | 1 | UN | 1 | 60 | X | D | N | N | 85015220 | 1 |  | 11.302 | KG | 2382.61 | 2382.61 | MC05 | MC05 | SIMOTICS S Synchronous servo motor 1FK7 High Dynamic, 6.4Nm 100K, 3000rpm, 1.70kW Naturally cooled IM B5 (V1, V3) power/signal connectors Connector can be rotated by 270Â° ABSOLUTE ENCODER ENDAT 2048 P/REV (ENCODER A-2048); PERFORMANCE REDUCTION BY 10% DUE TO ABSOLUTE ENCODER; PLAIN SHAFT, TOLERANCE N; WITH HOLDING BRAKE DEGREE OF PROTECTION IP65 IP67 D-END FLANGE; RAL7016 COATING; METALLIC RATING PLATE AT MOTOR | - | 0 | 0
1FK7061-7AF71-1FA0 |  | 1FK7061-7AF71-1FA0 | 1 | UN | 1 | 60 | X | D | N | N | 85015220 | 1 |  | 10.003 | KG | 2204.82 | 2204.82 | MC05 | MC05 | SIMOTICS S Synchronous servo motor 1FK7 High Dynamic, 6.4Nm 100K, 3000rpm, 1.70kW Naturally cooled IM B5 (V1, V3) power/signal connectors Connector can be rotated by 270Â° ABSOLUTE ENCODER 2048 P/REV (ENCODER A-2048) WITH DRIVE-CLIQ INTERFACE; PERFORMANCE REDUCTION BY 10% DUE TO ABSOLUTE ENCODER; SHAFT WITH FITTED KEY, TOLERANCE N; W/O HOLDING BRAKE DEGREE OF PROTECTION IP64 | - | 0 | 0
1FK7061-7AF71-1FA2 |  | 1FK7061-7AF71-1FA2 | 1 | UN | 1 | 60 | X | D | N | N | 85015220 | 1 |  | 10.003 | KG | 2280.79 | 2280.79 | MC05 | MC05 | SIMOTICS S Synchronous servo motor 1FK7 High Dynamic, 6.4Nm 100K, 3000rpm, 1.70kW Naturally cooled IM B5 (V1, V3) power/signal connectors Connector can be rotated by 270Â° ABSOLUTE ENCODER 2048 P/REV (ENCODER A-2048) WITH DRIVE-CLIQ INTERFACE; PERFORMANCE REDUCTION BY 10% DUE TO ABSOLUTE ENCODER; SHAFT WITH FITTED KEY, TOLERANCE N; W/O HOLDING BRAKE DEGREE OF PROTECTION IP65 FLANGE ON DRIVE END IP67 | - | 0 | 0
1FK7061-7AF71-1FA3 |  | 1FK7061-7AF71-1FA3 | 1 | UN | 1 | 60 | X | D | N | N | 85015220 | 1 |  | 10.003 | KG | 2241.63 | 2241.63 | MC05 | MC05 | SIMOTICS S Synchronous servo motor 1FK7 High Dynamic, 6.4Nm 100K, 3000rpm, 1.70kW Naturally cooled IM B5 (V1, V3) power/signal connectors Connector can be rotated by 270Â° ABSOLUTE ENCODER 2048 P/REV (ENCODER A-2048) WITH DRIVE-CLIQ INTERFACE; PERFORMANCE REDUCTION BY 10% DUE TO ABSOLUTE ENCODER; SHAFT WITH FITTED KEY, TOLERANCE N; W/O HOLDING BRAKE DEGREE OF PROTECTION IP64; PAINT FINISH RAL7016 | - | 0 | 0
1FK7061-7AF71-1FA5 |  | 1FK7061-7AF71-1FA5 | 1 | UN | 1 | 60 | X | D | N | N | 85015220 | 1 |  | 10.003 | KG | 2317.58 | 2317.58 | MC05 | MC05 | SIMOTICS S Synchronous servo motor 1FK7 High Dynamic, 6.4Nm 100K, 3000rpm, 1.70kW Naturally cooled IM B5 (V1, V3) power/signal connectors Connector can be rotated by 270Â° ABSOLUTE ENCODER 2048 P/REV (ENCODER A-2048) WITH DRIVE-CLIQ INTERFACE; PERFORMANCE REDUCTION BY 10% DUE TO ABSOLUTE ENCODER; SHAFT WITH FITTED KEY, TOLERANCE N; W/O HOLDING BRAKE DEGREE OF PROTECTION IP65 AS FLANGE IP67; PAINT FINISH RAL7016 | - | 0 | 0
1FK7061-7AF71-1FA8 |  | 1FK7061-7AF71-1FA8 | 1 | UN | 1 | 60 | X | D | N | N | 85015220 | 1 |  | 10.003 | KG | 2398.79 | 2398.79 | MC05 | MC05 | SIMOTICS S Synchronous servo motor 1FK7 High Dynamic, 6.4Nm 100K, 3000rpm, 1.70kW Naturally cooled IM B5 (V1, V3) power/signal connectors Connector can be rotated by 270Â° ABSOLUTE ENCODER 2048 P/REV (ENCODER A-2048) WITH DRIVE-CLIQ INTERFACE; PERFORMANCE REDUCTION BY 10% DUE TO ABSOLUTE ENCODER; SHAFT WITH FITTED KEY, TOLERANCE N; W/O HOLDING BRAKE DEGREE OF PROTECTION IP65 IP67 D-END FLANGE; RAL7016 COATING; METALLIC RATING PLATE AT MOTOR | - | 0 | 0
1FK7061-7AF71-1FB0 |  | 1FK7061-7AF71-1FB0 | 1 | UN | 1 | 60 | X | D | N | N | 85015220 | 1 |  | 11.302 | KG | 2450.85 | 2450.85 | MC05 | MC05 | SIMOTICS S Synchronous servo motor 1FK7 High Dynamic, 6.4Nm 100K, 3000rpm, 1.70kW Naturally cooled IM B5 (V1, V3) power/signal connectors Connector can be rotated by 270Â° ABSOLUTE ENCODER 2048 P/REV (ENCODER A-2048) WITH DRIVE-CLIQ INTERFACE; PERFORMANCE REDUCTION BY 10% DUE TO ABSOLUTE ENCODER; SHAFT WITH FITTED KEY, TOLERANCE N; WITH HOLDING BRAKE DEGREE OF PROTECTION IP64 | - | 0 | 0
1FK7061-7AF71-1FB2 |  | 1FK7061-7AF71-1FB2 | 1 | UN | 1 | 60 | X | D | N | N | 85015220 | 1 |  | 11.302 | KG | 2526.82 | 2526.82 | MC05 | MC05 | SIMOTICS S Synchronous servo motor 1FK7 High Dynamic, 6.4Nm 100K, 3000rpm, 1.70kW Naturally cooled IM B5 (V1, V3) power/signal connectors Connector can be rotated by 270Â° ABSOLUTE ENCODER 2048 P/REV (ENCODER A-2048) WITH DRIVE-CLIQ INTERFACE; PERFORMANCE REDUCTION BY 10% DUE TO ABSOLUTE ENCODER; SHAFT WITH FITTED KEY, TOLERANCE N; WITH HOLDING BRAKE DEGREE OF PROTECTION IP65 FLANGE ON DRIVE END IP67 | - | 0 | 0
1FK7061-7AF71-1FB3 |  | 1FK7061-7AF71-1FB3 | 1 | UN | 1 | 60 | X | D | N | N | 85015220 | 1 |  | 11.302 | KG | 2487.66 | 2487.66 | MC05 | MC05 | SIMOTICS S Synchronous servo motor 1FK7 High Dynamic, 6.4Nm 100K, 3000rpm, 1.70kW Naturally cooled IM B5 (V1, V3) power/signal connectors Connector can be rotated by 270Â° ABSOLUTE ENCODER 2048 P/REV (ENCODER A-2048) WITH DRIVE-CLIQ INTERFACE; PERFORMANCE REDUCTION BY 10% DUE TO ABSOLUTE ENCODER; SHAFT WITH FITTED KEY, TOLERANCE N; WITH HOLDING BRAKE DEGREE OF PROTECTION IP64; PAINT FINISH RAL7016 | - | 0 | 0
1FK7061-7AF71-1FB5 |  | 1FK7061-7AF71-1FB5 | 1 | UN | 1 | 60 | X | D | N | N | 85015220 | 1 |  | 11.302 | KG | 2563.61 | 2563.61 | MC05 | MC05 | SIMOTICS S Synchronous servo motor 1FK7 High Dynamic, 6.4Nm 100K, 3000rpm, 1.70kW Naturally cooled IM B5 (V1, V3) power/signal connectors Connector can be rotated by 270Â° ABSOLUTE ENCODER 2048 P/REV (ENCODER A-2048) WITH DRIVE-CLIQ INTERFACE; PERFORMANCE REDUCTION BY 10% DUE TO ABSOLUTE ENCODER; SHAFT WITH FITTED KEY, TOLERANCE N; WITH HOLDING BRAKE DEGREE OF PROTECTION IP65 AS FLANGE IP67; PAINT FINISH RAL7016 | - | 0 | 0
1FK7061-7AF71-1FB8 |  | 1FK7061-7AF71-1FB8 | 1 | UN | 1 | 60 | X | D | N | N | 85015220 | 1 |  | 11.302 | KG | 2644.82 | 2644.82 | MC05 | MC05 | SIMOTICS S Synchronous servo motor 1FK7 High Dynamic, 6.4Nm 100K, 3000rpm, 1.70kW Naturally cooled IM B5 (V1, V3) power/signal connectors Connector can be rotated by 270Â° ABSOLUTE ENCODER 2048 P/REV (ENCODER A-2048) WITH DRIVE-CLIQ INTERFACE; PERFORMANCE REDUCTION BY 10% DUE TO ABSOLUTE ENCODER; SHAFT WITH FITTED KEY, TOLERANCE N; WITH HOLDING BRAKE DEGREE OF PROTECTION IP65 IP67 D-END FLANGE; RAL7016 COATING; METALLIC RATING PLATE AT MOTOR | - | 0 | 0
1FK7061-7AF71-1FG0 |  | 1FK7061-7AF71-1FG0 | 1 | UN | 1 | 60 | X | D | N | N | 85015220 | 1 |  | 10.003 | KG | 2134.77 | 2134.77 | MC05 | MC05 | SIMOTICS S Synchronous servo motor 1FK7 High Dynamic, 6.4Nm 100K, 3000rpm, 1.70kW Naturally cooled IM B5 (V1, V3) power/signal connectors Connector can be rotated by 270Â° ABSOLUTE ENCODER 2048 P/REV (ENCODER A-2048) WITH DRIVE-CLIQ INTERFACE; PERFORMANCE REDUCTION BY 10% DUE TO ABSOLUTE ENCODER; PLAIN SHAFT, TOLERANCE N; W/O HOLDING BRAKE DEGREE OF PROTECTION IP64 | - | 0 | 0
1FK7061-7AF71-1FG2 |  | 1FK7061-7AF71-1FG2 | 1 | UN | 1 | 60 | X | D | N | N | 85015220 | 1 |  | 10.003 | KG | 2210.74 | 2210.74 | MC05 | MC05 | SIMOTICS S Synchronous servo motor 1FK7 High Dynamic, 6.4Nm 100K, 3000rpm, 1.70kW Naturally cooled IM B5 (V1, V3) power/signal connectors Connector can be rotated by 270Â° ABSOLUTE ENCODER 2048 P/REV (ENCODER A-2048) WITH DRIVE-CLIQ INTERFACE; PERFORMANCE REDUCTION BY 10% DUE TO ABSOLUTE ENCODER; PLAIN SHAFT, TOLERANCE N; W/O HOLDING BRAKE DEGREE OF PROTECTION IP65 FLANGE ON DRIVE END IP67 | - | 0 | 0
1FK7061-7AF71-1FG3 |  | 1FK7061-7AF71-1FG3 | 1 | UN | 1 | 60 | X | D | N | N | 85015220 | 1 |  | 10.003 | KG | 2171.58 | 2171.58 | MC05 | MC05 | SIMOTICS S Synchronous servo motor 1FK7 High Dynamic, 6.4Nm 100K, 3000rpm, 1.70kW Naturally cooled IM B5 (V1, V3) power/signal connectors Connector can be rotated by 270Â° ABSOLUTE ENCODER 2048 P/REV (ENCODER A-2048) WITH DRIVE-CLIQ INTERFACE; PERFORMANCE REDUCTION BY 10% DUE TO ABSOLUTE ENCODER; PLAIN SHAFT, TOLERANCE N; W/O HOLDING BRAKE DEGREE OF PROTECTION IP64; PAINT FINISH RAL7016 | - | 0 | 0
1FK7061-7AF71-1FG5 |  | 1FK7061-7AF71-1FG5 | 1 | UN | 1 | 60 | X | D | N | N | 85015220 | 1 |  | 10.003 | KG | 2247.53 | 2247.53 | MC05 | MC05 | SIMOTICS S Synchronous servo motor 1FK7 High Dynamic, 6.4Nm 100K, 3000rpm, 1.70kW Naturally cooled IM B5 (V1, V3) power/signal connectors Connector can be rotated by 270Â° ABSOLUTE ENCODER 2048 P/REV (ENCODER A-2048) WITH DRIVE-CLIQ INTERFACE; PERFORMANCE REDUCTION BY 10% DUE TO ABSOLUTE ENCODER; PLAIN SHAFT, TOLERANCE N; W/O HOLDING BRAKE DEGREE OF PROTECTION IP65 AS FLANGE IP67; PAINT FINISH RAL7016 | - | 0 | 0
1FK7061-7AF71-1FG8 |  | 1FK7061-7AF71-1FG8 | 1 | UN | 1 | 60 | X | D | N | N | 85015220 | 1 |  | 10.003 | KG | 2328.74 | 2328.74 | MC05 | MC05 | SIMOTICS S Synchronous servo motor 1FK7 High Dynamic, 6.4Nm 100K, 3000rpm, 1.70kW Naturally cooled IM B5 (V1, V3) power/signal connectors Connector can be rotated by 270Â° ABSOLUTE ENCODER 2048 P/REV (ENCODER A-2048) WITH DRIVE-CLIQ INTERFACE; PERFORMANCE REDUCTION BY 10% DUE TO ABSOLUTE ENCODER; PLAIN SHAFT, TOLERANCE N; W/O HOLDING BRAKE DEGREE OF PROTECTION IP65 IP67 D-END FLANGE; RAL7016 COATING; METALLIC RATING PLATE AT MOTOR | - | 0 | 0
1FK7061-7AF71-1FH0 |  | 1FK7061-7AF71-1FH0 | 1 | UN | 1 | 60 | X | D | N | N | 85015220 | 1 |  | 11.302 | KG | 2382.59 | 2382.59 | MC05 | MC05 | SIMOTICS S Synchronous servo motor 1FK7 High Dynamic, 6.4Nm 100K, 3000rpm, 1.70kW Naturally cooled IM B5 (V1, V3) power/signal connectors Connector can be rotated by 270Â° ABSOLUTE ENCODER 2048 P/REV (ENCODER A-2048) WITH DRIVE-CLIQ INTERFACE; PERFORMANCE REDUCTION BY 10% DUE TO ABSOLUTE ENCODER; PLAIN SHAFT, TOLERANCE N; WITH HOLDING BRAKE DEGREE OF PROTECTION IP64 | - | 0 | 0
1FK7061-7AF71-1FH2 |  | 1FK7061-7AF71-1FH2 | 1 | UN | 1 | 60 | X | D | N | N | 85015220 | 1 |  | 11.302 | KG | 2458.56 | 2458.56 | MC05 | MC05 | SIMOTICS S Synchronous servo motor 1FK7 High Dynamic, 6.4Nm 100K, 3000rpm, 1.70kW Naturally cooled IM B5 (V1, V3) power/signal connectors Connector can be rotated by 270Â° ABSOLUTE ENCODER 2048 P/REV (ENCODER A-2048) WITH DRIVE-CLIQ INTERFACE; PERFORMANCE REDUCTION BY 10% DUE TO ABSOLUTE ENCODER; PLAIN SHAFT, TOLERANCE N; WITH HOLDING BRAKE DEGREE OF PROTECTION IP65 FLANGE ON DRIVE END IP67 | - | 0 | 0
1FK7061-7AF71-1FH3 |  | 1FK7061-7AF71-1FH3 | 1 | UN | 1 | 60 | X | D | N | N | 85015220 | 1 |  | 11.302 | KG | 2419.4 | 2419.4 | MC05 | MC05 | SIMOTICS S Synchronous servo motor 1FK7 High Dynamic, 6.4Nm 100K, 3000rpm, 1.70kW Naturally cooled IM B5 (V1, V3) power/signal connectors Connector can be rotated by 270Â° ABSOLUTE ENCODER 2048 P/REV (ENCODER A-2048) WITH DRIVE-CLIQ INTERFACE; PERFORMANCE REDUCTION BY 10% DUE TO ABSOLUTE ENCODER; PLAIN SHAFT, TOLERANCE N; WITH HOLDING BRAKE DEGREE OF PROTECTION IP64; PAINT FINISH RAL7016 | - | 0 | 0
1FK7061-7AF71-1FH5 |  | 1FK7061-7AF71-1FH5 | 1 | UN | 1 | 60 | X | D | N | N | 85015220 | 1 |  | 11.302 | KG | 2495.35 | 2495.35 | MC05 | MC05 | SIMOTICS S Synchronous servo motor 1FK7 High Dynamic, 6.4Nm 100K, 3000rpm, 1.70kW Naturally cooled IM B5 (V1, V3) power/signal connectors Connector can be rotated by 270Â° ABSOLUTE ENCODER 2048 P/REV (ENCODER A-2048) WITH DRIVE-CLIQ INTERFACE; PERFORMANCE REDUCTION BY 10% DUE TO ABSOLUTE ENCODER; PLAIN SHAFT, TOLERANCE N; WITH HOLDING BRAKE DEGREE OF PROTECTION IP65 AS FLANGE IP67; PAINT FINISH RAL7016 | - | 0 | 0
1FK7061-7AF71-1FH8 |  | 1FK7061-7AF71-1FH8 | 1 | UN | 1 | 60 | X | D | N | N | 85015220 | 1 |  | 11.302 | KG | 2576.56 | 2576.56 | MC05 | MC05 | SIMOTICS S Synchronous servo motor 1FK7 High Dynamic, 6.4Nm 100K, 3000rpm, 1.70kW Naturally cooled IM B5 (V1, V3) power/signal connectors Connector can be rotated by 270Â° ABSOLUTE ENCODER 2048 P/REV (ENCODER A-2048) WITH DRIVE-CLIQ INTERFACE; PERFORMANCE REDUCTION BY 10% DUE TO ABSOLUTE ENCODER; PLAIN SHAFT, TOLERANCE N; WITH HOLDING BRAKE DEGREE OF PROTECTION IP65 IP67 D-END FLANGE; RAL7016 COATING; METALLIC RATING PLATE AT MOTOR | - | 0 | 0
1FK7061-7AF71-1GA0 |  | 1FK7061-7AF71-1GA0 | 1 | UN | 1 | 60 | X | D | N | N | 85015220 | 1 |  | 10.003 | KG | 1590.6 | 1590.6 | MC05 | MC05 | SIMOTICS S Synchronous servo motor 1FK7 High Dynamic, 6.4Nm 100K, 3000rpm, 1.70kW Naturally cooled IM B5 (V1, V3) power/signal connectors Connector can be rotated by 270Â° BASIC ABSOLUTE ENCODER 32 P/REV (ENCODER A-32); PERFORMANCE REDUCTION BY 10% DUE TO ABSOLUTE ENCODER; SHAFT WITH FITTED KEY, TOLERANCE N; W/O HOLDING BRAKE DEGREE OF PROTECTION IP64 | - | 0 | 0
1FK7061-7AF71-1GA2 |  | 1FK7061-7AF71-1GA2 | 1 | UN | 1 | 60 | X | D | N | N | 85015220 | 1 |  | 10.003 | KG | 1666.57 | 1666.57 | MC05 | MC05 | SIMOTICS S Synchronous servo motor 1FK7 High Dynamic, 6.4Nm 100K, 3000rpm, 1.70kW Naturally cooled IM B5 (V1, V3) power/signal connectors Connector can be rotated by 270Â° BASIC ABSOLUTE ENCODER 32 P/REV (ENCODER A-32); PERFORMANCE REDUCTION BY 10% DUE TO ABSOLUTE ENCODER; SHAFT WITH FITTED KEY, TOLERANCE N; W/O HOLDING BRAKE DEGREE OF PROTECTION IP65 FLANGE ON DRIVE END IP67 | - | 0 | 0
1FK7061-7AF71-1GA3 |  | 1FK7061-7AF71-1GA3 | 1 | UN | 1 | 60 | X | D | N | N | 85015220 | 1 |  | 10.003 | KG | 1627.41 | 1627.41 | MC05 | MC05 | SIMOTICS S Synchronous servo motor 1FK7 High Dynamic, 6.4Nm 100K, 3000rpm, 1.70kW Naturally cooled IM B5 (V1, V3) power/signal connectors Connector can be rotated by 270Â° BASIC ABSOLUTE ENCODER 32 P/REV (ENCODER A-32); PERFORMANCE REDUCTION BY 10% DUE TO ABSOLUTE ENCODER; SHAFT WITH FITTED KEY, TOLERANCE N; W/O HOLDING BRAKE DEGREE OF PROTECTION IP64; PAINT FINISH RAL7016 | - | 0 | 0
1FK7061-7AF71-1GA5 |  | 1FK7061-7AF71-1GA5 | 1 | UN | 1 | 60 | X | D | N | N | 85015220 | 1 |  | 10.003 | KG | 1703.36 | 1703.36 | MC05 | MC05 | SIMOTICS S Synchronous servo motor 1FK7 High Dynamic, 6.4Nm 100K, 3000rpm, 1.70kW Naturally cooled IM B5 (V1, V3) power/signal connectors Connector can be rotated by 270Â° BASIC ABSOLUTE ENCODER 32 P/REV (ENCODER A-32); PERFORMANCE REDUCTION BY 10% DUE TO ABSOLUTE ENCODER; SHAFT WITH FITTED KEY, TOLERANCE N; W/O HOLDING BRAKE DEGREE OF PROTECTION IP65 AS FLANGE IP67; PAINT FINISH RAL7016 | - | 0 | 0
1FK7061-7AF71-1GA8 |  | 1FK7061-7AF71-1GA8 | 1 | UN | 1 | 60 | X | D | N | N | 85015220 | 1 |  | 10.003 | KG | 1784.57 | 1784.57 | MC05 | MC05 | SIMOTICS S Synchronous servo motor 1FK7 High Dynamic, 6.4Nm 100K, 3000rpm, 1.70kW Naturally cooled IM B5 (V1, V3) power/signal connectors Connector can be rotated by 270Â° BASIC ABSOLUTE ENCODER 32 P/REV (ENCODER A-32); PERFORMANCE REDUCTION BY 10% DUE TO ABSOLUTE ENCODER; SHAFT WITH FITTED KEY, TOLERANCE N; W/O HOLDING BRAKE DEGREE OF PROTECTION IP65 IP67 D-END FLANGE; RAL7016 COATING; METALLIC RATING PLATE AT MOTOR | - | 0 | 0
1FK7061-7AF71-1GB0 |  | 1FK7061-7AF71-1GB0 | 1 | UN | 1 | 60 | X | D | N | N | 85015220 | 1 |  | 11.302 | KG | 1836.63 | 1836.63 | MC05 | MC05 | SIMOTICS S Synchronous servo motor 1FK7 High Dynamic, 6.4Nm 100K, 3000rpm, 1.70kW Naturally cooled IM B5 (V1, V3) power/signal connectors Connector can be rotated by 270Â° BASIC ABSOLUTE ENCODER 32 P/REV (ENCODER A-32); PERFORMANCE REDUCTION BY 10% DUE TO ABSOLUTE ENCODER; SHAFT WITH FITTED KEY, TOLERANCE N; WITH HOLDING BRAKE DEGREE OF PROTECTION IP64 | - | 0 | 0
1FK7061-7AF71-1GB2 |  | 1FK7061-7AF71-1GB2 | 1 | UN | 1 | 60 | X | D | N | N | 85015220 | 1 |  | 11.302 | KG | 1912.6 | 1912.6 | MC05 | MC05 | SIMOTICS S Synchronous servo motor 1FK7 High Dynamic, 6.4Nm 100K, 3000rpm, 1.70kW Naturally cooled IM B5 (V1, V3) power/signal connectors Connector can be rotated by 270Â° BASIC ABSOLUTE ENCODER 32 P/REV (ENCODER A-32); PERFORMANCE REDUCTION BY 10% DUE TO ABSOLUTE ENCODER; SHAFT WITH FITTED KEY, TOLERANCE N; WITH HOLDING BRAKE DEGREE OF PROTECTION IP65 FLANGE ON DRIVE END IP67 | - | 0 | 0
1FK7061-7AF71-1GB3 |  | 1FK7061-7AF71-1GB3 | 1 | UN | 1 | 60 | X | D | N | N | 85015220 | 1 |  | 11.302 | KG | 1873.44 | 1873.44 | MC05 | MC05 | SIMOTICS S Synchronous servo motor 1FK7 High Dynamic, 6.4Nm 100K, 3000rpm, 1.70kW Naturally cooled IM B5 (V1, V3) power/signal connectors Connector can be rotated by 270Â° BASIC ABSOLUTE ENCODER 32 P/REV (ENCODER A-32); PERFORMANCE REDUCTION BY 10% DUE TO ABSOLUTE ENCODER; SHAFT WITH FITTED KEY, TOLERANCE N; WITH HOLDING BRAKE DEGREE OF PROTECTION IP64; PAINT FINISH RAL7016 | - | 0 | 0
1FK7061-7AF71-1GB5 |  | 1FK7061-7AF71-1GB5 | 1 | UN | 1 | 60 | X | D | N | N | 85015220 | 1 |  | 11.302 | KG | 1949.39 | 1949.39 | MC05 | MC05 | SIMOTICS S Synchronous servo motor 1FK7 High Dynamic, 6.4Nm 100K, 3000rpm, 1.70kW Naturally cooled IM B5 (V1, V3) power/signal connectors Connector can be rotated by 270Â° BASIC ABSOLUTE ENCODER 32 P/REV (ENCODER A-32); PERFORMANCE REDUCTION BY 10% DUE TO ABSOLUTE ENCODER; SHAFT WITH FITTED KEY, TOLERANCE N; WITH HOLDING BRAKE DEGREE OF PROTECTION IP65 AS FLANGE IP67; PAINT FINISH RAL7016 | - | 0 | 0
1FK7061-7AF71-1GB8 |  | 1FK7061-7AF71-1GB8 | 1 | UN | 1 | 60 | X | D | N | N | 85015220 | 1 |  | 11.302 | KG | 2030.6 | 2030.6 | MC05 | MC05 | SIMOTICS S Synchronous servo motor 1FK7 High Dynamic, 6.4Nm 100K, 3000rpm, 1.70kW Naturally cooled IM B5 (V1, V3) power/signal connectors Connector can be rotated by 270Â° BASIC ABSOLUTE ENCODER 32 P/REV (ENCODER A-32); PERFORMANCE REDUCTION BY 10% DUE TO ABSOLUTE ENCODER; SHAFT WITH FITTED KEY, TOLERANCE N; WITH HOLDING BRAKE DEGREE OF PROTECTION IP65 IP67 D-END FLANGE; RAL7016 COATING; METALLIC RATING PLATE AT MOTOR | - | 0 | 0
1FK7061-7AF71-1GG0 |  | 1FK7061-7AF71-1GG0 | 1 | UN | 1 | 60 | X | D | N | N | 85015220 | 1 |  | 10.003 | KG | 1520.55 | 1520.55 | MC05 | MC05 | SIMOTICS S Synchronous servo motor 1FK7 High Dynamic, 6.4Nm 100K, 3000rpm, 1.70kW Naturally cooled IM B5 (V1, V3) power/signal connectors Connector can be rotated by 270Â° BASIC ABSOLUTE ENCODER 32 P/REV (ENCODER A-32); PERFORMANCE REDUCTION BY 10% DUE TO ABSOLUTE ENCODER; PLAIN SHAFT, TOLERANCE N; W/O HOLDING BRAKE DEGREE OF PROTECTION IP64 | - | 0 | 0
1FK7061-7AF71-1GG2 |  | 1FK7061-7AF71-1GG2 | 1 | UN | 1 | 60 | X | D | N | N | 85015220 | 1 |  | 10.003 | KG | 1596.52 | 1596.52 | MC05 | MC05 | SIMOTICS S Synchronous servo motor 1FK7 High Dynamic, 6.4Nm 100K, 3000rpm, 1.70kW Naturally cooled IM B5 (V1, V3) power/signal connectors Connector can be rotated by 270Â° BASIC ABSOLUTE ENCODER 32 P/REV (ENCODER A-32); PERFORMANCE REDUCTION BY 10% DUE TO ABSOLUTE ENCODER; PLAIN SHAFT, TOLERANCE N; W/O HOLDING BRAKE DEGREE OF PROTECTION IP65 FLANGE ON DRIVE END IP67 | - | 0 | 0
1FK7061-7AF71-1GG3 |  | 1FK7061-7AF71-1GG3 | 1 | UN | 1 | 60 | X | D | N | N | 85015220 | 1 | 4025515001782 | 10.003 | KG | 1557.36 | 1557.36 | MC05 | MC05 | SIMOTICS S Synchronous servo motor 1FK7 High Dynamic, 6.4Nm 100K, 3000rpm, 1.70kW Naturally cooled IM B5 (V1, V3) power/signal connectors Connector can be rotated by 270Â° BASIC ABSOLUTE ENCODER 32 P/REV (ENCODER A-32); PERFORMANCE REDUCTION BY 10% DUE TO ABSOLUTE ENCODER; PLAIN SHAFT, TOLERANCE N; W/O HOLDING BRAKE DEGREE OF PROTECTION IP64; PAINT FINISH RAL7016 | - | 0 | 7
1FK7061-7AF71-1GG5 |  | 1FK7061-7AF71-1GG5 | 1 | UN | 1 | 60 | X | D | N | N | 85015220 | 1 |  | 10.003 | KG | 1633.31 | 1633.31 | MC05 | MC05 | SIMOTICS S Synchronous servo motor 1FK7 High Dynamic, 6.4Nm 100K, 3000rpm, 1.70kW Naturally cooled IM B5 (V1, V3) power/signal connectors Connector can be rotated by 270Â° BASIC ABSOLUTE ENCODER 32 P/REV (ENCODER A-32); PERFORMANCE REDUCTION BY 10% DUE TO ABSOLUTE ENCODER; PLAIN SHAFT, TOLERANCE N; W/O HOLDING BRAKE DEGREE OF PROTECTION IP65 AS FLANGE IP67; PAINT FINISH RAL7016 | - | 0 | 0
1FK7061-7AF71-1GG8 |  | 1FK7061-7AF71-1GG8 | 1 | UN | 1 | 60 | X | D | N | N | 85015220 | 1 |  | 10.003 | KG | 1714.52 | 1714.52 | MC05 | MC05 | SIMOTICS S Synchronous servo motor 1FK7 High Dynamic, 6.4Nm 100K, 3000rpm, 1.70kW Naturally cooled IM B5 (V1, V3) power/signal connectors Connector can be rotated by 270Â° BASIC ABSOLUTE ENCODER 32 P/REV (ENCODER A-32); PERFORMANCE REDUCTION BY 10% DUE TO ABSOLUTE ENCODER; PLAIN SHAFT, TOLERANCE N; W/O HOLDING BRAKE DEGREE OF PROTECTION IP65 IP67 D-END FLANGE; RAL7016 COATING; METALLIC RATING PLATE AT MOTOR | - | 0 | 0
1FK7061-7AF71-1GH0 |  | 1FK7061-7AF71-1GH0 | 1 | UN | 1 | 60 | X | D | N | N | 85015220 | 1 |  | 11.302 | KG | 1768.37 | 1768.37 | MC05 | MC05 | SIMOTICS S Synchronous servo motor 1FK7 High Dynamic, 6.4Nm 100K, 3000rpm, 1.70kW Naturally cooled IM B5 (V1, V3) power/signal connectors Connector can be rotated by 270Â° BASIC ABSOLUTE ENCODER 32 P/REV (ENCODER A-32); PERFORMANCE REDUCTION BY 10% DUE TO ABSOLUTE ENCODER; PLAIN SHAFT, TOLERANCE N; WITH HOLDING BRAKE DEGREE OF PROTECTION IP64 | - | 0 | 0
1FK7061-7AF71-1GH2 |  | 1FK7061-7AF71-1GH2 | 1 | UN | 1 | 60 | X | D | N | N | 85015220 | 1 |  | 11.302 | KG | 1844.34 | 1844.34 | MC05 | MC05 | SIMOTICS S Synchronous servo motor 1FK7 High Dynamic, 6.4Nm 100K, 3000rpm, 1.70kW Naturally cooled IM B5 (V1, V3) power/signal connectors Connector can be rotated by 270Â° BASIC ABSOLUTE ENCODER 32 P/REV (ENCODER A-32); PERFORMANCE REDUCTION BY 10% DUE TO ABSOLUTE ENCODER; PLAIN SHAFT, TOLERANCE N; WITH HOLDING BRAKE DEGREE OF PROTECTION IP65 FLANGE ON DRIVE END IP67 | - | 0 | 0
1FK7061-7AF71-1GH3 |  | 1FK7061-7AF71-1GH3 | 1 | UN | 1 | 60 | X | D | N | N | 85015220 | 1 |  | 11.302 | KG | 1805.18 | 1805.18 | MC05 | MC05 | SIMOTICS S Synchronous servo motor 1FK7 High Dynamic, 6.4Nm 100K, 3000rpm, 1.70kW Naturally cooled IM B5 (V1, V3) power/signal connectors Connector can be rotated by 270Â° BASIC ABSOLUTE ENCODER 32 P/REV (ENCODER A-32); PERFORMANCE REDUCTION BY 10% DUE TO ABSOLUTE ENCODER; PLAIN SHAFT, TOLERANCE N; WITH HOLDING BRAKE DEGREE OF PROTECTION IP64; PAINT FINISH RAL7016 | - | 0 | 0
1FK7061-7AF71-1GH5 |  | 1FK7061-7AF71-1GH5 | 1 | UN | 1 | 60 | X | D | N | N | 85015220 | 1 |  | 11.302 | KG | 1881.13 | 1881.13 | MC05 | MC05 | SIMOTICS S Synchronous servo motor 1FK7 High Dynamic, 6.4Nm 100K, 3000rpm, 1.70kW Naturally cooled IM B5 (V1, V3) power/signal connectors Connector can be rotated by 270Â° BASIC ABSOLUTE ENCODER 32 P/REV (ENCODER A-32); PERFORMANCE REDUCTION BY 10% DUE TO ABSOLUTE ENCODER; PLAIN SHAFT, TOLERANCE N; WITH HOLDING BRAKE DEGREE OF PROTECTION IP65 AS FLANGE IP67; PAINT FINISH RAL7016 | - | 0 | 0
1FK7061-7AF71-1GH8 |  | 1FK7061-7AF71-1GH8 | 1 | UN | 1 | 60 | X | D | N | N | 85015220 | 1 |  | 11.302 | KG | 1962.34 | 1962.34 | MC05 | MC05 | SIMOTICS S Synchronous servo motor 1FK7 High Dynamic, 6.4Nm 100K, 3000rpm, 1.70kW Naturally cooled IM B5 (V1, V3) power/signal connectors Connector can be rotated by 270Â° BASIC ABSOLUTE ENCODER 32 P/REV (ENCODER A-32); PERFORMANCE REDUCTION BY 10% DUE TO ABSOLUTE ENCODER; PLAIN SHAFT, TOLERANCE N; WITH HOLDING BRAKE DEGREE OF PROTECTION IP65 IP67 D-END FLANGE; RAL7016 COATING; METALLIC RATING PLATE AT MOTOR | - | 0 | 0
1FK7061-7AF71-1KA0 |  | 1FK7061-7AF71-1KA0 | 1 | UN | 1 | 60 | X | D | N | N | 85015220 | 1 |  | 10.003 | KG | 1784.57 | 1784.57 | MC05 | MC05 | SIMOTICS S Synchronous servo motor 1FK7 High Dynamic, 6.4Nm 100K, 3000rpm, 1.70kW Naturally cooled IM B5 (V1, V3) power/signal connectors Connector can be rotated by 270Â° BASIC ABSOLUTE ENCODER 32 P/REV (ENCODER A-32) WITH DRIVE-CLIQ INTERFACE; PERFORMANCE REDUCTION BY 10% DUE TO ABSOLUTE ENCODER; SHAFT WITH FITTED KEY, TOLERANCE N; W/O HOLDING BRAKE DEGREE OF PROTECTION IP64 | - | 0 | 0
1FK7061-7AF71-1KA2 |  | 1FK7061-7AF71-1KA2 | 1 | UN | 1 | 60 | X | D | N | N | 85015220 | 1 |  | 10.003 | KG | 1860.54 | 1860.54 | MC05 | MC05 | SIMOTICS S Synchronous servo motor 1FK7 High Dynamic, 6.4Nm 100K, 3000rpm, 1.70kW Naturally cooled IM B5 (V1, V3) power/signal connectors Connector can be rotated by 270Â° BASIC ABSOLUTE ENCODER 32 P/REV (ENCODER A-32) WITH DRIVE-CLIQ INTERFACE; PERFORMANCE REDUCTION BY 10% DUE TO ABSOLUTE ENCODER; SHAFT WITH FITTED KEY, TOLERANCE N; W/O HOLDING BRAKE DEGREE OF PROTECTION IP65 FLANGE ON DRIVE END IP67 | - | 0 | 0
1FK7061-7AF71-1KA3 |  | 1FK7061-7AF71-1KA3 | 1 | UN | 1 | 60 | X | D | N | N | 85015220 | 1 |  | 10.003 | KG | 1821.38 | 1821.38 | MC05 | MC05 | SIMOTICS S Synchronous servo motor 1FK7 High Dynamic, 6.4Nm 100K, 3000rpm, 1.70kW Naturally cooled IM B5 (V1, V3) power/signal connectors Connector can be rotated by 270Â° BASIC ABSOLUTE ENCODER 32 P/REV (ENCODER A-32) WITH DRIVE-CLIQ INTERFACE; PERFORMANCE REDUCTION BY 10% DUE TO ABSOLUTE ENCODER; SHAFT WITH FITTED KEY, TOLERANCE N; W/O HOLDING BRAKE DEGREE OF PROTECTION IP64; PAINT FINISH RAL7016 | - | 0 | 0
1FK7061-7AF71-1KA5 |  | 1FK7061-7AF71-1KA5 | 1 | UN | 1 | 60 | X | D | N | N | 85015220 | 1 |  | 10.003 | KG | 1897.33 | 1897.33 | MC05 | MC05 | SIMOTICS S Synchronous servo motor 1FK7 High Dynamic, 6.4Nm 100K, 3000rpm, 1.70kW Naturally cooled IM B5 (V1, V3) power/signal connectors Connector can be rotated by 270Â° BASIC ABSOLUTE ENCODER 32 P/REV (ENCODER A-32) WITH DRIVE-CLIQ INTERFACE; PERFORMANCE REDUCTION BY 10% DUE TO ABSOLUTE ENCODER; SHAFT WITH FITTED KEY, TOLERANCE N; W/O HOLDING BRAKE DEGREE OF PROTECTION IP65 AS FLANGE IP67; PAINT FINISH RAL7016 | - | 0 | 0
1FK7061-7AF71-1KA8 |  | 1FK7061-7AF71-1KA8 | 1 | UN | 1 | 60 | X | D | N | N | 85015220 | 1 |  | 10.003 | KG | 1978.54 | 1978.54 | MC05 | MC05 | SIMOTICS S Synchronous servo motor 1FK7 High Dynamic, 6.4Nm 100K, 3000rpm, 1.70kW Naturally cooled IM B5 (V1, V3) power/signal connectors Connector can be rotated by 270Â° BASIC ABSOLUTE ENCODER 32 P/REV (ENCODER A-32) WITH DRIVE-CLIQ INTERFACE; PERFORMANCE REDUCTION BY 10% DUE TO ABSOLUTE ENCODER; SHAFT WITH FITTED KEY, TOLERANCE N; W/O HOLDING BRAKE DEGREE OF PROTECTION IP65 IP67 D-END FLANGE; RAL7016 COATING; METALLIC RATING PLATE AT MOTOR | - | 0 | 0
1FK7061-7AF71-1KB0 |  | 1FK7061-7AF71-1KB0 | 1 | UN | 1 | 60 | X | D | N | N | 85015220 | 1 |  | 11.302 | KG | 2030.6 | 2030.6 | MC05 | MC05 | SIMOTICS S Synchronous servo motor 1FK7 High Dynamic, 6.4Nm 100K, 3000rpm, 1.70kW Naturally cooled IM B5 (V1, V3) power/signal connectors Connector can be rotated by 270Â° BASIC ABSOLUTE ENCODER 32 P/REV (ENCODER A-32) WITH DRIVE-CLIQ INTERFACE; PERFORMANCE REDUCTION BY 10% DUE TO ABSOLUTE ENCODER; SHAFT WITH FITTED KEY, TOLERANCE N; WITH HOLDING BRAKE DEGREE OF PROTECTION IP64 | - | 0 | 0
1FK7061-7AF71-1KB2 |  | 1FK7061-7AF71-1KB2 | 1 | UN | 1 | 60 | X | D | N | N | 85015220 | 1 |  | 11.302 | KG | 2106.57 | 2106.57 | MC05 | MC05 | SIMOTICS S Synchronous servo motor 1FK7 High Dynamic, 6.4Nm 100K, 3000rpm, 1.70kW Naturally cooled IM B5 (V1, V3) power/signal connectors Connector can be rotated by 270Â° BASIC ABSOLUTE ENCODER 32 P/REV (ENCODER A-32) WITH DRIVE-CLIQ INTERFACE; PERFORMANCE REDUCTION BY 10% DUE TO ABSOLUTE ENCODER; SHAFT WITH FITTED KEY, TOLERANCE N; WITH HOLDING BRAKE DEGREE OF PROTECTION IP65 FLANGE ON DRIVE END IP67 | - | 0 | 0
1FK7061-7AF71-1KB3 |  | 1FK7061-7AF71-1KB3 | 1 | UN | 1 | 60 | X | D | N | N | 85015220 | 1 |  | 11.302 | KG | 2067.41 | 2067.41 | MC05 | MC05 | SIMOTICS S Synchronous servo motor 1FK7 High Dynamic, 6.4Nm 100K, 3000rpm, 1.70kW Naturally cooled IM B5 (V1, V3) power/signal connectors Connector can be rotated by 270Â° BASIC ABSOLUTE ENCODER 32 P/REV (ENCODER A-32) WITH DRIVE-CLIQ INTERFACE; PERFORMANCE REDUCTION BY 10% DUE TO ABSOLUTE ENCODER; SHAFT WITH FITTED KEY, TOLERANCE N; WITH HOLDING BRAKE DEGREE OF PROTECTION IP64; PAINT FINISH RAL7016 | - | 0 | 0
1FK7061-7AF71-1KB5 |  | 1FK7061-7AF71-1KB5 | 1 | UN | 1 | 60 | X | D | N | N | 85015220 | 1 |  | 11.302 | KG | 2143.36 | 2143.36 | MC05 | MC05 | SIMOTICS S Synchronous servo motor 1FK7 High Dynamic, 6.4Nm 100K, 3000rpm, 1.70kW Naturally cooled IM B5 (V1, V3) power/signal connectors Connector can be rotated by 270Â° BASIC ABSOLUTE ENCODER 32 P/REV (ENCODER A-32) WITH DRIVE-CLIQ INTERFACE; PERFORMANCE REDUCTION BY 10% DUE TO ABSOLUTE ENCODER; SHAFT WITH FITTED KEY, TOLERANCE N; WITH HOLDING BRAKE DEGREE OF PROTECTION IP65 AS FLANGE IP67; PAINT FINISH RAL7016 | - | 0 | 0
1FK7061-7AF71-1KB8 |  | 1FK7061-7AF71-1KB8 | 1 | UN | 1 | 60 | X | D | N | N | 85015220 | 1 |  | 11.302 | KG | 2224.57 | 2224.57 | MC05 | MC05 | SIMOTICS S Synchronous servo motor 1FK7 High Dynamic, 6.4Nm 100K, 3000rpm, 1.70kW Naturally cooled IM B5 (V1, V3) power/signal connectors Connector can be rotated by 270Â° BASIC ABSOLUTE ENCODER 32 P/REV (ENCODER A-32) WITH DRIVE-CLIQ INTERFACE; PERFORMANCE REDUCTION BY 10% DUE TO ABSOLUTE ENCODER; SHAFT WITH FITTED KEY, TOLERANCE N; WITH HOLDING BRAKE DEGREE OF PROTECTION IP65 IP67 D-END FLANGE; RAL7016 COATING; METALLIC RATING PLATE AT MOTOR | - | 0 | 0
1FK7061-7AF71-1KG0 |  | 1FK7061-7AF71-1KG0 | 1 | UN | 1 | 60 | X | D | N | N | 85015220 | 1 |  | 10.003 | KG | 1714.52 | 1714.52 | MC05 | MC05 | SIMOTICS S Synchronous servo motor 1FK7 High Dynamic, 6.4Nm 100K, 3000rpm, 1.70kW Naturally cooled IM B5 (V1, V3) power/signal connectors Connector can be rotated by 270Â° BASIC ABSOLUTE ENCODER 32 P/REV (ENCODER A-32) WITH DRIVE-CLIQ INTERFACE; PERFORMANCE REDUCTION BY 10% DUE TO ABSOLUTE ENCODER; PLAIN SHAFT, TOLERANCE N; W/O HOLDING BRAKE DEGREE OF PROTECTION IP64 | - | 0 | 0
1FK7061-7AF71-1KG2 |  | 1FK7061-7AF71-1KG2 | 1 | UN | 1 | 60 | X | D | N | N | 85015220 | 1 |  | 10.003 | KG | 1790.49 | 1790.49 | MC05 | MC05 | SIMOTICS S Synchronous servo motor 1FK7 High Dynamic, 6.4Nm 100K, 3000rpm, 1.70kW Naturally cooled IM B5 (V1, V3) power/signal connectors Connector can be rotated by 270Â° BASIC ABSOLUTE ENCODER 32 P/REV (ENCODER A-32) WITH DRIVE-CLIQ INTERFACE; PERFORMANCE REDUCTION BY 10% DUE TO ABSOLUTE ENCODER; PLAIN SHAFT, TOLERANCE N; W/O HOLDING BRAKE DEGREE OF PROTECTION IP65 FLANGE ON DRIVE END IP67 | - | 0 | 0
1FK7061-7AF71-1KG3 |  | 1FK7061-7AF71-1KG3 | 1 | UN | 1 | 60 | X | D | N | N | 85015220 | 1 |  | 10.003 | KG | 1751.33 | 1751.33 | MC05 | MC05 | SIMOTICS S Synchronous servo motor 1FK7 High Dynamic, 6.4Nm 100K, 3000rpm, 1.70kW Naturally cooled IM B5 (V1, V3) power/signal connectors Connector can be rotated by 270Â° BASIC ABSOLUTE ENCODER 32 P/REV (ENCODER A-32) WITH DRIVE-CLIQ INTERFACE; PERFORMANCE REDUCTION BY 10% DUE TO ABSOLUTE ENCODER; PLAIN SHAFT, TOLERANCE N; W/O HOLDING BRAKE DEGREE OF PROTECTION IP64; PAINT FINISH RAL7016 | - | 0 | 0
1FK7061-7AF71-1KG5 |  | 1FK7061-7AF71-1KG5 | 1 | UN | 1 | 60 | X | D | N | N | 85015220 | 1 |  | 10.003 | KG | 1827.28 | 1827.28 | MC05 | MC05 | SIMOTICS S Synchronous servo motor 1FK7 High Dynamic, 6.4Nm 100K, 3000rpm, 1.70kW Naturally cooled IM B5 (V1, V3) power/signal connectors Connector can be rotated by 270Â° BASIC ABSOLUTE ENCODER 32 P/REV (ENCODER A-32) WITH DRIVE-CLIQ INTERFACE; PERFORMANCE REDUCTION BY 10% DUE TO ABSOLUTE ENCODER; PLAIN SHAFT, TOLERANCE N; W/O HOLDING BRAKE DEGREE OF PROTECTION IP65 AS FLANGE IP67; PAINT FINISH RAL7016 | - | 0 | 0
1FK7061-7AF71-1KG8 |  | 1FK7061-7AF71-1KG8 | 1 | UN | 1 | 60 | X | D | N | N | 85015220 | 1 |  | 10.003 | KG | 1908.49 | 1908.49 | MC05 | MC05 | SIMOTICS S Synchronous servo motor 1FK7 High Dynamic, 6.4Nm 100K, 3000rpm, 1.70kW Naturally cooled IM B5 (V1, V3) power/signal connectors Connector can be rotated by 270Â° BASIC ABSOLUTE ENCODER 32 P/REV (ENCODER A-32) WITH DRIVE-CLIQ INTERFACE; PERFORMANCE REDUCTION BY 10% DUE TO ABSOLUTE ENCODER; PLAIN SHAFT, TOLERANCE N; W/O HOLDING BRAKE DEGREE OF PROTECTION IP65 IP67 D-END FLANGE; RAL7016 COATING; METALLIC RATING PLATE AT MOTOR | - | 0 | 0
1FK7061-7AF71-1KH0 |  | 1FK7061-7AF71-1KH0 | 1 | UN | 1 | 60 | X | D | N | N | 85015220 | 1 |  | 11.302 | KG | 1962.34 | 1962.34 | MC05 | MC05 | SIMOTICS S Synchronous servo motor 1FK7 High Dynamic, 6.4Nm 100K, 3000rpm, 1.70kW Naturally cooled IM B5 (V1, V3) power/signal connectors Connector can be rotated by 270Â° BASIC ABSOLUTE ENCODER 32 P/REV (ENCODER A-32) WITH DRIVE-CLIQ INTERFACE; PERFORMANCE REDUCTION BY 10% DUE TO ABSOLUTE ENCODER; PLAIN SHAFT, TOLERANCE N; WITH HOLDING BRAKE DEGREE OF PROTECTION IP64 | - | 0 | 0
1FK7061-7AF71-1KH2 |  | 1FK7061-7AF71-1KH2 | 1 | UN | 1 | 60 | X | D | N | N | 85015220 | 1 |  | 11.302 | KG | 2038.31 | 2038.31 | MC05 | MC05 | SIMOTICS S Synchronous servo motor 1FK7 High Dynamic, 6.4Nm 100K, 3000rpm, 1.70kW Naturally cooled IM B5 (V1, V3) power/signal connectors Connector can be rotated by 270Â° BASIC ABSOLUTE ENCODER 32 P/REV (ENCODER A-32) WITH DRIVE-CLIQ INTERFACE; PERFORMANCE REDUCTION BY 10% DUE TO ABSOLUTE ENCODER; PLAIN SHAFT, TOLERANCE N; WITH HOLDING BRAKE DEGREE OF PROTECTION IP65 FLANGE ON DRIVE END IP67 | - | 0 | 0
1FK7061-7AF71-1KH3 |  | 1FK7061-7AF71-1KH3 | 1 | UN | 1 | 60 | X | D | N | N | 85015220 | 1 |  | 11.302 | KG | 1999.15 | 1999.15 | MC05 | MC05 | SIMOTICS S Synchronous servo motor 1FK7 High Dynamic, 6.4Nm 100K, 3000rpm, 1.70kW Naturally cooled IM B5 (V1, V3) power/signal connectors Connector can be rotated by 270Â° BASIC ABSOLUTE ENCODER 32 P/REV (ENCODER A-32) WITH DRIVE-CLIQ INTERFACE; PERFORMANCE REDUCTION BY 10% DUE TO ABSOLUTE ENCODER; PLAIN SHAFT, TOLERANCE N; WITH HOLDING BRAKE DEGREE OF PROTECTION IP64; PAINT FINISH RAL7016 | - | 0 | 0
1FK7061-7AF71-1KH5 |  | 1FK7061-7AF71-1KH5 | 1 | UN | 1 | 60 | X | D | N | N | 85015220 | 1 |  | 11.302 | KG | 2075.1 | 2075.1 | MC05 | MC05 | SIMOTICS S Synchronous servo motor 1FK7 High Dynamic, 6.4Nm 100K, 3000rpm, 1.70kW Naturally cooled IM B5 (V1, V3) power/signal connectors Connector can be rotated by 270Â° BASIC ABSOLUTE ENCODER 32 P/REV (ENCODER A-32) WITH DRIVE-CLIQ INTERFACE; PERFORMANCE REDUCTION BY 10% DUE TO ABSOLUTE ENCODER; PLAIN SHAFT, TOLERANCE N; WITH HOLDING BRAKE DEGREE OF PROTECTION IP65 AS FLANGE IP67; PAINT FINISH RAL7016 | - | 0 | 0
1FK7061-7AF71-1KH8 |  | 1FK7061-7AF71-1KH8 | 1 | UN | 1 | 60 | X | D | N | N | 85015220 | 1 |  | 11.302 | KG | 2156.31 | 2156.31 | MC05 | MC05 | SIMOTICS S Synchronous servo motor 1FK7 High Dynamic, 6.4Nm 100K, 3000rpm, 1.70kW Naturally cooled IM B5 (V1, V3) power/signal connectors Connector can be rotated by 270Â° BASIC ABSOLUTE ENCODER 32 P/REV (ENCODER A-32) WITH DRIVE-CLIQ INTERFACE; PERFORMANCE REDUCTION BY 10% DUE TO ABSOLUTE ENCODER; PLAIN SHAFT, TOLERANCE N; WITH HOLDING BRAKE DEGREE OF PROTECTION IP65 IP67 D-END FLANGE; RAL7016 COATING; METALLIC RATING PLATE AT MOTOR | - | 0 | 0
1FK7061-7AF71-1PA0 |  | 1FK7061-7AF71-1PA0 | 1 | UN | 1 | 60 | X | D | N | N | 85015220 | 1 |  | 10.003 | KG | 1428.97 | 1428.97 | MC05 | MC05 | SIMOTICS S Synchronous servo motor 1FK7 High Dynamic, 6.4Nm 100K, 3000rpm, 1.70kW Naturally cooled IM B5 (V1, V3) power/signal connectors Connector can be rotated by 270Â° RESOLVER 2-POLE (RESOLVER P=1) WITH DRIVE-CLIQ INTERFACE; SHAFT WITH FITTED KEY, TOLERANCE N; W/O HOLDING BRAKE DEGREE OF PROTECTION IP64 | - | 0 | 0
1FK7061-7AF71-1PA2 |  | 1FK7061-7AF71-1PA2 | 1 | UN | 1 | 60 | X | D | N | N | 85015220 | 1 |  | 10.003 | KG | 1504.94 | 1504.94 | MC05 | MC05 | SIMOTICS S Synchronous servo motor 1FK7 High Dynamic, 6.4Nm 100K, 3000rpm, 1.70kW Naturally cooled IM B5 (V1, V3) power/signal connectors Connector can be rotated by 270Â° RESOLVER 2-POLE (RESOLVER P=1) WITH DRIVE-CLIQ INTERFACE; SHAFT WITH FITTED KEY, TOLERANCE N; W/O HOLDING BRAKE DEGREE OF PROTECTION IP65 FLANGE ON DRIVE END IP67 | - | 0 | 0
1FK7061-7AF71-1PA3 |  | 1FK7061-7AF71-1PA3 | 1 | UN | 1 | 60 | X | D | N | N | 85015220 | 1 |  | 10.003 | KG | 1465.78 | 1465.78 | MC05 | MC05 | SIMOTICS S Synchronous servo motor 1FK7 High Dynamic, 6.4Nm 100K, 3000rpm, 1.70kW Naturally cooled IM B5 (V1, V3) power/signal connectors Connector can be rotated by 270Â° RESOLVER 2-POLE (RESOLVER P=1) WITH DRIVE-CLIQ INTERFACE; SHAFT WITH FITTED KEY, TOLERANCE N; W/O HOLDING BRAKE DEGREE OF PROTECTION IP64; PAINT FINISH RAL7016 | - | 0 | 0
1FK7061-7AF71-1PA5 |  | 1FK7061-7AF71-1PA5 | 1 | UN | 1 | 60 | X | D | N | N | 85015220 | 1 |  | 10.003 | KG | 1541.73 | 1541.73 | MC05 | MC05 | SIMOTICS S Synchronous servo motor 1FK7 High Dynamic, 6.4Nm 100K, 3000rpm, 1.70kW Naturally cooled IM B5 (V1, V3) power/signal connectors Connector can be rotated by 270Â° RESOLVER 2-POLE (RESOLVER P=1) WITH DRIVE-CLIQ INTERFACE; SHAFT WITH FITTED KEY, TOLERANCE N; W/O HOLDING BRAKE DEGREE OF PROTECTION IP65 AS FLANGE IP67; PAINT FINISH RAL7016 | - | 0 | 0
1FK7061-7AF71-1PA8 |  | 1FK7061-7AF71-1PA8 | 1 | UN | 1 | 60 | X | D | N | N | 85015220 | 1 |  | 10.003 | KG | 1622.94 | 1622.94 | MC05 | MC05 | SIMOTICS S Synchronous servo motor 1FK7 High Dynamic, 6.4Nm 100K, 3000rpm, 1.70kW Naturally cooled IM B5 (V1, V3) power/signal connectors Connector can be rotated by 270Â° RESOLVER 2-POLE (RESOLVER P=1) WITH DRIVE-CLIQ INTERFACE; SHAFT WITH FITTED KEY, TOLERANCE N; W/O HOLDING BRAKE DEGREE OF PROTECTION IP65 IP67 D-END FLANGE; RAL7016 COATING; METALLIC RATING PLATE AT MOTOR | - | 0 | 0
1FK7061-7AF71-1PB0 |  | 1FK7061-7AF71-1PB0 | 1 | UN | 1 | 60 | X | D | N | N | 85015220 | 1 |  | 11.302 | KG | 1675 | 1675 | MC05 | MC05 | SIMOTICS S Synchronous servo motor 1FK7 High Dynamic, 6.4Nm 100K, 3000rpm, 1.70kW Naturally cooled IM B5 (V1, V3) power/signal connectors Connector can be rotated by 270Â° RESOLVER 2-POLE (RESOLVER P=1) WITH DRIVE-CLIQ INTERFACE; SHAFT WITH FITTED KEY, TOLERANCE N; WITH HOLDING BRAKE DEGREE OF PROTECTION IP64 | - | 0 | 0
1FK7061-7AF71-1PB2 |  | 1FK7061-7AF71-1PB2 | 1 | UN | 1 | 60 | X | D | N | N | 85015220 | 1 |  | 11.302 | KG | 1750.97 | 1750.97 | MC05 | MC05 | SIMOTICS S Synchronous servo motor 1FK7 High Dynamic, 6.4Nm 100K, 3000rpm, 1.70kW Naturally cooled IM B5 (V1, V3) power/signal connectors Connector can be rotated by 270Â° RESOLVER 2-POLE (RESOLVER P=1) WITH DRIVE-CLIQ INTERFACE; SHAFT WITH FITTED KEY, TOLERANCE N; WITH HOLDING BRAKE DEGREE OF PROTECTION IP65 FLANGE ON DRIVE END IP67 | - | 0 | 0
1FK7061-7AF71-1PB3 |  | 1FK7061-7AF71-1PB3 | 1 | UN | 1 | 60 | X | D | N | N | 85015220 | 1 |  | 11.302 | KG | 1711.81 | 1711.81 | MC05 | MC05 | SIMOTICS S Synchronous servo motor 1FK7 High Dynamic, 6.4Nm 100K, 3000rpm, 1.70kW Naturally cooled IM B5 (V1, V3) power/signal connectors Connector can be rotated by 270Â° RESOLVER 2-POLE (RESOLVER P=1) WITH DRIVE-CLIQ INTERFACE; SHAFT WITH FITTED KEY, TOLERANCE N; WITH HOLDING BRAKE DEGREE OF PROTECTION IP64; PAINT FINISH RAL7016 | - | 0 | 0
1FK7061-7AF71-1PB5 |  | 1FK7061-7AF71-1PB5 | 1 | UN | 1 | 60 | X | D | N | N | 85015220 | 1 |  | 11.302 | KG | 1787.76 | 1787.76 | MC05 | MC05 | SIMOTICS S Synchronous servo motor 1FK7 High Dynamic, 6.4Nm 100K, 3000rpm, 1.70kW Naturally cooled IM B5 (V1, V3) power/signal connectors Connector can be rotated by 270Â° RESOLVER 2-POLE (RESOLVER P=1) WITH DRIVE-CLIQ INTERFACE; SHAFT WITH FITTED KEY, TOLERANCE N; WITH HOLDING BRAKE DEGREE OF PROTECTION IP65 AS FLANGE IP67; PAINT FINISH RAL7016 | - | 0 | 0
1FK7061-7AF71-1PB8 |  | 1FK7061-7AF71-1PB8 | 1 | UN | 1 | 60 | X | D | N | N | 85015220 | 1 |  | 11.302 | KG | 1868.97 | 1868.97 | MC05 | MC05 | SIMOTICS S Synchronous servo motor 1FK7 High Dynamic, 6.4Nm 100K, 3000rpm, 1.70kW Naturally cooled IM B5 (V1, V3) power/signal connectors Connector can be rotated by 270Â° RESOLVER 2-POLE (RESOLVER P=1) WITH DRIVE-CLIQ INTERFACE; SHAFT WITH FITTED KEY, TOLERANCE N; WITH HOLDING BRAKE DEGREE OF PROTECTION IP65 IP67 D-END FLANGE; RAL7016 COATING; METALLIC RATING PLATE AT MOTOR | - | 0 | 0
1FK7061-7AF71-1PG0 |  | 1FK7061-7AF71-1PG0 | 1 | UN | 1 | 60 | X | D | N | N | 85015220 | 1 |  | 10.003 | KG | 1358.92 | 1358.92 | MC05 | MC05 | SIMOTICS S Synchronous servo motor 1FK7 High Dynamic, 6.4Nm 100K, 3000rpm, 1.70kW Naturally cooled IM B5 (V1, V3) power/signal connectors Connector can be rotated by 270Â° RESOLVER 2-POLE (RESOLVER P=1) WITH DRIVE-CLIQ INTERFACE; PLAIN SHAFT, TOLERANCE N; W/O HOLDING BRAKE DEGREE OF PROTECTION IP64 | - | 0 | 0
1FK7061-7AF71-1PG2 |  | 1FK7061-7AF71-1PG2 | 1 | UN | 1 | 60 | X | D | N | N | 85015220 | 1 |  | 10.003 | KG | 1434.89 | 1434.89 | MC05 | MC05 | SIMOTICS S Synchronous servo motor 1FK7 High Dynamic, 6.4Nm 100K, 3000rpm, 1.70kW Naturally cooled IM B5 (V1, V3) power/signal connectors Connector can be rotated by 270Â° RESOLVER 2-POLE (RESOLVER P=1) WITH DRIVE-CLIQ INTERFACE; PLAIN SHAFT, TOLERANCE N; W/O HOLDING BRAKE DEGREE OF PROTECTION IP65 FLANGE ON DRIVE END IP67 | - | 0 | 0
1FK7061-7AF71-1PG3 |  | 1FK7061-7AF71-1PG3 | 1 | UN | 1 | 60 | X | D | N | N | 85015220 | 1 |  | 10.003 | KG | 1395.73 | 1395.73 | MC05 | MC05 | SIMOTICS S Synchronous servo motor 1FK7 High Dynamic, 6.4Nm 100K, 3000rpm, 1.70kW Naturally cooled IM B5 (V1, V3) power/signal connectors Connector can be rotated by 270Â° RESOLVER 2-POLE (RESOLVER P=1) WITH DRIVE-CLIQ INTERFACE; PLAIN SHAFT, TOLERANCE N; W/O HOLDING BRAKE DEGREE OF PROTECTION IP64; PAINT FINISH RAL7016 | - | 0 | 0
1FK7061-7AF71-1PG5 |  | 1FK7061-7AF71-1PG5 | 1 | UN | 1 | 60 | X | D | N | N | 85015220 | 1 |  | 10.003 | KG | 1471.68 | 1471.68 | MC05 | MC05 | SIMOTICS S Synchronous servo motor 1FK7 High Dynamic, 6.4Nm 100K, 3000rpm, 1.70kW Naturally cooled IM B5 (V1, V3) power/signal connectors Connector can be rotated by 270Â° RESOLVER 2-POLE (RESOLVER P=1) WITH DRIVE-CLIQ INTERFACE; PLAIN SHAFT, TOLERANCE N; W/O HOLDING BRAKE DEGREE OF PROTECTION IP65 AS FLANGE IP67; PAINT FINISH RAL7016 | - | 0 | 0
1FK7061-7AF71-1PG8 |  | 1FK7061-7AF71-1PG8 | 1 | UN | 1 | 60 | X | D | N | N | 85015220 | 1 |  | 10.003 | KG | 1552.89 | 1552.89 | MC05 | MC05 | SIMOTICS S Synchronous servo motor 1FK7 High Dynamic, 6.4Nm 100K, 3000rpm, 1.70kW Naturally cooled IM B5 (V1, V3) power/signal connectors Connector can be rotated by 270Â° RESOLVER 2-POLE (RESOLVER P=1) WITH DRIVE-CLIQ INTERFACE; PLAIN SHAFT, TOLERANCE N; W/O HOLDING BRAKE DEGREE OF PROTECTION IP65 IP67 D-END FLANGE; RAL7016 COATING; METALLIC RATING PLATE AT MOTOR | - | 0 | 0
1FK7061-7AF71-1PH0 |  | 1FK7061-7AF71-1PH0 | 1 | UN | 1 | 60 | X | D | N | N | 85015220 | 1 |  | 11.302 | KG | 1606.74 | 1606.74 | MC05 | MC05 | SIMOTICS S Synchronous servo motor 1FK7 High Dynamic, 6.4Nm 100K, 3000rpm, 1.70kW Naturally cooled IM B5 (V1, V3) power/signal connectors Connector can be rotated by 270Â° RESOLVER 2-POLE (RESOLVER P=1) WITH DRIVE-CLIQ INTERFACE; PLAIN SHAFT, TOLERANCE N; WITH HOLDING BRAKE DEGREE OF PROTECTION IP64 | - | 0 | 0
1FK7061-7AF71-1PH2 |  | 1FK7061-7AF71-1PH2 | 1 | UN | 1 | 60 | X | D | N | N | 85015220 | 1 |  | 11.302 | KG | 1682.71 | 1682.71 | MC05 | MC05 | SIMOTICS S Synchronous servo motor 1FK7 High Dynamic, 6.4Nm 100K, 3000rpm, 1.70kW Naturally cooled IM B5 (V1, V3) power/signal connectors Connector can be rotated by 270Â° RESOLVER 2-POLE (RESOLVER P=1) WITH DRIVE-CLIQ INTERFACE; PLAIN SHAFT, TOLERANCE N; WITH HOLDING BRAKE DEGREE OF PROTECTION IP65 FLANGE ON DRIVE END IP67 | - | 0 | 0
1FK7061-7AF71-1PH3 |  | 1FK7061-7AF71-1PH3 | 1 | UN | 1 | 60 | X | D | N | N | 85015220 | 1 |  | 11.302 | KG | 1643.55 | 1643.55 | MC05 | MC05 | SIMOTICS S Synchronous servo motor 1FK7 High Dynamic, 6.4Nm 100K, 3000rpm, 1.70kW Naturally cooled IM B5 (V1, V3) power/signal connectors Connector can be rotated by 270Â° RESOLVER 2-POLE (RESOLVER P=1) WITH DRIVE-CLIQ INTERFACE; PLAIN SHAFT, TOLERANCE N; WITH HOLDING BRAKE DEGREE OF PROTECTION IP64; PAINT FINISH RAL7016 | - | 0 | 0
1FK7061-7AF71-1PH5 |  | 1FK7061-7AF71-1PH5 | 1 | UN | 1 | 60 | X | D | N | N | 85015220 | 1 |  | 11.302 | KG | 1719.5 | 1719.5 | MC05 | MC05 | SIMOTICS S Synchronous servo motor 1FK7 High Dynamic, 6.4Nm 100K, 3000rpm, 1.70kW Naturally cooled IM B5 (V1, V3) power/signal connectors Connector can be rotated by 270Â° RESOLVER 2-POLE (RESOLVER P=1) WITH DRIVE-CLIQ INTERFACE; PLAIN SHAFT, TOLERANCE N; WITH HOLDING BRAKE DEGREE OF PROTECTION IP65 AS FLANGE IP67; PAINT FINISH RAL7016 | - | 0 | 0
1FK7061-7AF71-1PH8 |  | 1FK7061-7AF71-1PH8 | 1 | UN | 1 | 60 | X | D | N | N | 85015220 | 1 |  | 11.302 | KG | 1800.71 | 1800.71 | MC05 | MC05 | SIMOTICS S Synchronous servo motor 1FK7 High Dynamic, 6.4Nm 100K, 3000rpm, 1.70kW Naturally cooled IM B5 (V1, V3) power/signal connectors Connector can be rotated by 270Â° RESOLVER 2-POLE (RESOLVER P=1) WITH DRIVE-CLIQ INTERFACE; PLAIN SHAFT, TOLERANCE N; WITH HOLDING BRAKE DEGREE OF PROTECTION IP65 IP67 D-END FLANGE; RAL7016 COATING; METALLIC RATING PLATE AT MOTOR | - | 0 | 0
1FK7061-7AF71-1SA0 |  | 1FK7061-7AF71-1SA0 | 1 | UN | 1 | 60 | X | D | N | N | 85015220 | 1 |  | 10.003 | KG | 1233.23 | 1233.23 | MC05 | MC05 | SIMOTICS S Synchronous servo motor 1FK7 High Dynamic, 6.4Nm 100K, 3000rpm, 1.70kW Naturally cooled IM B5 (V1, V3) power/signal connectors Connector can be rotated by 270Â° RESOLVER MULTI-POLE (RESOLVER P=3); SHAFT WITH FITTED KEY, TOLERANCE N; W/O HOLDING BRAKE DEGREE OF PROTECTION IP64 | - | 0 | 0
1FK7061-7AF71-1SA2 |  | 1FK7061-7AF71-1SA2 | 1 | UN | 1 | 60 | X | D | N | N | 85015220 | 1 |  | 10.003 | KG | 1309.2 | 1309.2 | MC05 | MC05 | SIMOTICS S Synchronous servo motor 1FK7 High Dynamic, 6.4Nm 100K, 3000rpm, 1.70kW Naturally cooled IM B5 (V1, V3) power/signal connectors Connector can be rotated by 270Â° RESOLVER MULTI-POLE (RESOLVER P=3); SHAFT WITH FITTED KEY, TOLERANCE N; W/O HOLDING BRAKE DEGREE OF PROTECTION IP65 FLANGE ON DRIVE END IP67 | - | 0 | 0
1FK7061-7AF71-1SA3 |  | 1FK7061-7AF71-1SA3 | 1 | UN | 1 | 60 | X | D | N | N | 85015220 | 1 |  | 10.003 | KG | 1270.04 | 1270.04 | MC05 | MC05 | SIMOTICS S Synchronous servo motor 1FK7 High Dynamic, 6.4Nm 100K, 3000rpm, 1.70kW Naturally cooled IM B5 (V1, V3) power/signal connectors Connector can be rotated by 270Â° RESOLVER MULTI-POLE (RESOLVER P=3); SHAFT WITH FITTED KEY, TOLERANCE N; W/O HOLDING BRAKE DEGREE OF PROTECTION IP64; PAINT FINISH RAL7016 | - | 0 | 0
1FK7061-7AF71-1SA5 |  | 1FK7061-7AF71-1SA5 | 1 | UN | 1 | 60 | X | D | N | N | 85015220 | 1 |  | 10.003 | KG | 1345.99 | 1345.99 | MC05 | MC05 | SIMOTICS S Synchronous servo motor 1FK7 High Dynamic, 6.4Nm 100K, 3000rpm, 1.70kW Naturally cooled IM B5 (V1, V3) power/signal connectors Connector can be rotated by 270Â° RESOLVER MULTI-POLE (RESOLVER P=3); SHAFT WITH FITTED KEY, TOLERANCE N; W/O HOLDING BRAKE DEGREE OF PROTECTION IP65 AS FLANGE IP67; PAINT FINISH RAL7016 | - | 0 | 0
1FK7061-7AF71-1SA8 |  | 1FK7061-7AF71-1SA8 | 1 | UN | 1 | 60 | X | D | N | N | 85015220 | 1 |  | 10.003 | KG | 1427.2 | 1427.2 | MC05 | MC05 | SIMOTICS S Synchronous servo motor 1FK7 High Dynamic, 6.4Nm 100K, 3000rpm, 1.70kW Naturally cooled IM B5 (V1, V3) power/signal connectors Connector can be rotated by 270Â° RESOLVER MULTI-POLE (RESOLVER P=3); SHAFT WITH FITTED KEY, TOLERANCE N; W/O HOLDING BRAKE DEGREE OF PROTECTION IP65 IP67 D-END FLANGE; RAL7016 COATING; METALLIC RATING PLATE AT MOTOR | - | 0 | 0
1FK7061-7AF71-1SB0 |  | 1FK7061-7AF71-1SB0 | 1 | UN | 1 | 60 | X | D | N | N | 85015220 | 1 |  | 11.302 | KG | 1479.26 | 1479.26 | MC05 | MC05 | SIMOTICS S Synchronous servo motor 1FK7 High Dynamic, 6.4Nm 100K, 3000rpm, 1.70kW Naturally cooled IM B5 (V1, V3) power/signal connectors Connector can be rotated by 270Â° RESOLVER MULTI-POLE (RESOLVER P=3); SHAFT WITH FITTED KEY, TOLERANCE N; WITH HOLDING BRAKE DEGREE OF PROTECTION IP64 | - | 0 | 0
1FK7061-7AF71-1SB2 |  | 1FK7061-7AF71-1SB2 | 1 | UN | 1 | 60 | X | D | N | N | 85015220 | 1 |  | 11.302 | KG | 1555.23 | 1555.23 | MC05 | MC05 | SIMOTICS S Synchronous servo motor 1FK7 High Dynamic, 6.4Nm 100K, 3000rpm, 1.70kW Naturally cooled IM B5 (V1, V3) power/signal connectors Connector can be rotated by 270Â° RESOLVER MULTI-POLE (RESOLVER P=3); SHAFT WITH FITTED KEY, TOLERANCE N; WITH HOLDING BRAKE DEGREE OF PROTECTION IP65 FLANGE ON DRIVE END IP67 | - | 0 | 0
1FK7061-7AF71-1SB3 |  | 1FK7061-7AF71-1SB3 | 1 | UN | 1 | 60 | X | D | N | N | 85015220 | 1 |  | 11.302 | KG | 1516.07 | 1516.07 | MC05 | MC05 | SIMOTICS S Synchronous servo motor 1FK7 High Dynamic, 6.4Nm 100K, 3000rpm, 1.70kW Naturally cooled IM B5 (V1, V3) power/signal connectors Connector can be rotated by 270Â° RESOLVER MULTI-POLE (RESOLVER P=3); SHAFT WITH FITTED KEY, TOLERANCE N; WITH HOLDING BRAKE DEGREE OF PROTECTION IP64; PAINT FINISH RAL7016 | - | 0 | 0
1FK7061-7AF71-1SB5 |  | 1FK7061-7AF71-1SB5 | 1 | UN | 1 | 60 | X | D | N | N | 85015220 | 1 |  | 11.302 | KG | 1592.02 | 1592.02 | MC05 | MC05 | SIMOTICS S Synchronous servo motor 1FK7 High Dynamic, 6.4Nm 100K, 3000rpm, 1.70kW Naturally cooled IM B5 (V1, V3) power/signal connectors Connector can be rotated by 270Â° RESOLVER MULTI-POLE (RESOLVER P=3); SHAFT WITH FITTED KEY, TOLERANCE N; WITH HOLDING BRAKE DEGREE OF PROTECTION IP65 AS FLANGE IP67; PAINT FINISH RAL7016 | - | 0 | 0
1FK7061-7AF71-1SB8 |  | 1FK7061-7AF71-1SB8 | 1 | UN | 1 | 60 | X | D | N | N | 85015220 | 1 |  | 11.302 | KG | 1673.23 | 1673.23 | MC05 | MC05 | SIMOTICS S Synchronous servo motor 1FK7 High Dynamic, 6.4Nm 100K, 3000rpm, 1.70kW Naturally cooled IM B5 (V1, V3) power/signal connectors Connector can be rotated by 270Â° RESOLVER MULTI-POLE (RESOLVER P=3); SHAFT WITH FITTED KEY, TOLERANCE N; WITH HOLDING BRAKE DEGREE OF PROTECTION IP65 IP67 D-END FLANGE; RAL7016 COATING; METALLIC RATING PLATE AT MOTOR | - | 0 | 0
1FK7061-7AF71-1SG0 |  | 1FK7061-7AF71-1SG0 | 1 | UN | 1 | 60 | X | D | N | N | 85015220 | 1 |  | 10.003 | KG | 1163.18 | 1163.18 | MC05 | MC05 | SIMOTICS S Synchronous servo motor 1FK7 High Dynamic, 6.4Nm 100K, 3000rpm, 1.70kW Naturally cooled IM B5 (V1, V3) power/signal connectors Connector can be rotated by 270Â° RESOLVER MULTI-POLE (RESOLVER P=3); PLAIN SHAFT, TOLERANCE N; W/O HOLDING BRAKE DEGREE OF PROTECTION IP64 | - | 0 | 0
1FK7061-7AF71-1SG2 |  | 1FK7061-7AF71-1SG2 | 1 | UN | 1 | 60 | X | D | N | N | 85015220 | 1 |  | 10.003 | KG | 1239.15 | 1239.15 | MC05 | MC05 | SIMOTICS S Synchronous servo motor 1FK7 High Dynamic, 6.4Nm 100K, 3000rpm, 1.70kW Naturally cooled IM B5 (V1, V3) power/signal connectors Connector can be rotated by 270Â° RESOLVER MULTI-POLE (RESOLVER P=3); PLAIN SHAFT, TOLERANCE N; W/O HOLDING BRAKE DEGREE OF PROTECTION IP65 FLANGE ON DRIVE END IP67 | - | 0 | 0
1FK7061-7AF71-1SG3 |  | 1FK7061-7AF71-1SG3 | 1 | UN | 1 | 60 | X | D | N | N | 85015220 | 1 |  | 10.003 | KG | 1199.99 | 1199.99 | MC05 | MC05 | SIMOTICS S Synchronous servo motor 1FK7 High Dynamic, 6.4Nm 100K, 3000rpm, 1.70kW Naturally cooled IM B5 (V1, V3) power/signal connectors Connector can be rotated by 270Â° RESOLVER MULTI-POLE (RESOLVER P=3); PLAIN SHAFT, TOLERANCE N; W/O HOLDING BRAKE DEGREE OF PROTECTION IP64; PAINT FINISH RAL7016 | - | 0 | 0
1FK7061-7AF71-1SG5 |  | 1FK7061-7AF71-1SG5 | 1 | UN | 1 | 60 | X | D | N | N | 85015220 | 1 |  | 10.003 | KG | 1275.94 | 1275.94 | MC05 | MC05 | SIMOTICS S Synchronous servo motor 1FK7 High Dynamic, 6.4Nm 100K, 3000rpm, 1.70kW Naturally cooled IM B5 (V1, V3) power/signal connectors Connector can be rotated by 270Â° RESOLVER MULTI-POLE (RESOLVER P=3); PLAIN SHAFT, TOLERANCE N; W/O HOLDING BRAKE DEGREE OF PROTECTION IP65 AS FLANGE IP67; PAINT FINISH RAL7016 | - | 0 | 0
1FK7061-7AF71-1SG8 |  | 1FK7061-7AF71-1SG8 | 1 | UN | 1 | 60 | X | D | N | N | 85015220 | 1 |  | 10.003 | KG | 1357.15 | 1357.15 | MC05 | MC05 | SIMOTICS S Synchronous servo motor 1FK7 High Dynamic, 6.4Nm 100K, 3000rpm, 1.70kW Naturally cooled IM B5 (V1, V3) power/signal connectors Connector can be rotated by 270Â° RESOLVER MULTI-POLE (RESOLVER P=3); PLAIN SHAFT, TOLERANCE N; W/O HOLDING BRAKE DEGREE OF PROTECTION IP65 IP67 D-END FLANGE; RAL7016 COATING; METALLIC RATING PLATE AT MOTOR | - | 0 | 0
1FK7061-7AF71-1SH0 |  | 1FK7061-7AF71-1SH0 | 1 | UN | 1 | 60 | X | D | N | N | 85015220 | 1 |  | 11.302 | KG | 1411 | 1411 | MC05 | MC05 | SIMOTICS S Synchronous servo motor 1FK7 High Dynamic, 6.4Nm 100K, 3000rpm, 1.70kW Naturally cooled IM B5 (V1, V3) power/signal connectors Connector can be rotated by 270Â° RESOLVER MULTI-POLE (RESOLVER P=3); PLAIN SHAFT, TOLERANCE N; WITH HOLDING BRAKE DEGREE OF PROTECTION IP64 | - | 0 | 0
1FK7061-7AF71-1SH2 |  | 1FK7061-7AF71-1SH2 | 1 | UN | 1 | 60 | X | D | N | N | 85015220 | 1 |  | 11.302 | KG | 1486.97 | 1486.97 | MC05 | MC05 | SIMOTICS S Synchronous servo motor 1FK7 High Dynamic, 6.4Nm 100K, 3000rpm, 1.70kW Naturally cooled IM B5 (V1, V3) power/signal connectors Connector can be rotated by 270Â° RESOLVER MULTI-POLE (RESOLVER P=3); PLAIN SHAFT, TOLERANCE N; WITH HOLDING BRAKE DEGREE OF PROTECTION IP65 FLANGE ON DRIVE END IP67 | - | 0 | 0
1FK7061-7AF71-1SH3 |  | 1FK7061-7AF71-1SH3 | 1 | UN | 1 | 60 | X | D | N | N | 85015220 | 1 |  | 11.302 | KG | 1447.81 | 1447.81 | MC05 | MC05 | SIMOTICS S Synchronous servo motor 1FK7 High Dynamic, 6.4Nm 100K, 3000rpm, 1.70kW Naturally cooled IM B5 (V1, V3) power/signal connectors Connector can be rotated by 270Â° RESOLVER MULTI-POLE (RESOLVER P=3); PLAIN SHAFT, TOLERANCE N; WITH HOLDING BRAKE DEGREE OF PROTECTION IP64; PAINT FINISH RAL7016 | - | 0 | 0
1FK7061-7AF71-1SH5 |  | 1FK7061-7AF71-1SH5 | 1 | UN | 1 | 60 | X | D | N | N | 85015220 | 1 |  | 11.302 | KG | 1523.76 | 1523.76 | MC05 | MC05 | SIMOTICS S Synchronous servo motor 1FK7 High Dynamic, 6.4Nm 100K, 3000rpm, 1.70kW Naturally cooled IM B5 (V1, V3) power/signal connectors Connector can be rotated by 270Â° RESOLVER MULTI-POLE (RESOLVER P=3); PLAIN SHAFT, TOLERANCE N; WITH HOLDING BRAKE DEGREE OF PROTECTION IP65 AS FLANGE IP67; PAINT FINISH RAL7016 | - | 0 | 0
1FK7061-7AF71-1SH8 |  | 1FK7061-7AF71-1SH8 | 1 | UN | 1 | 60 | X | D | N | N | 85015220 | 1 |  | 11.302 | KG | 1604.97 | 1604.97 | MC05 | MC05 | SIMOTICS S Synchronous servo motor 1FK7 High Dynamic, 6.4Nm 100K, 3000rpm, 1.70kW Naturally cooled IM B5 (V1, V3) power/signal connectors Connector can be rotated by 270Â° RESOLVER MULTI-POLE (RESOLVER P=3); PLAIN SHAFT, TOLERANCE N; WITH HOLDING BRAKE DEGREE OF PROTECTION IP65 IP67 D-END FLANGE; RAL7016 COATING; METALLIC RATING PLATE AT MOTOR | - | 0 | 0
1FK7061-7AF71-1TA0 |  | 1FK7061-7AF71-1TA0 | 1 | UN | 1 | 60 | X | D | N | N | 85015220 | 1 |  | 10.003 | KG | 1233.23 | 1233.23 | MC05 | MC05 | SIMOTICS S Synchronous servo motor 1FK7 High Dynamic, 6.4Nm 100K, 3000rpm, 1.70kW Naturally cooled IM B5 (V1, V3) power/signal connectors Connector can be rotated by 270Â° RESOLVER 2-POLE (RESOLVER P=1); SHAFT WITH FITTED KEY, TOLERANCE N; W/O HOLDING BRAKE DEGREE OF PROTECTION IP64 | - | 0 | 0
1FK7061-7AF71-1TA2 |  | 1FK7061-7AF71-1TA2 | 1 | UN | 1 | 60 | X | D | N | N | 85015220 | 1 |  | 10.003 | KG | 1309.2 | 1309.2 | MC05 | MC05 | SIMOTICS S Synchronous servo motor 1FK7 High Dynamic, 6.4Nm 100K, 3000rpm, 1.70kW Naturally cooled IM B5 (V1, V3) power/signal connectors Connector can be rotated by 270Â° RESOLVER 2-POLE (RESOLVER P=1); SHAFT WITH FITTED KEY, TOLERANCE N; W/O HOLDING BRAKE DEGREE OF PROTECTION IP65 FLANGE ON DRIVE END IP67 | - | 0 | 0
1FK7061-7AF71-1TA3 |  | 1FK7061-7AF71-1TA3 | 1 | UN | 1 | 60 | X | D | N | N | 85015220 | 1 |  | 10.003 | KG | 1270.04 | 1270.04 | MC05 | MC05 | SIMOTICS S Synchronous servo motor 1FK7 High Dynamic, 6.4Nm 100K, 3000rpm, 1.70kW Naturally cooled IM B5 (V1, V3) power/signal connectors Connector can be rotated by 270Â° RESOLVER 2-POLE (RESOLVER P=1); SHAFT WITH FITTED KEY, TOLERANCE N; W/O HOLDING BRAKE DEGREE OF PROTECTION IP64; PAINT FINISH RAL7016 | - | 0 | 0
1FK7061-7AF71-1TA5 |  | 1FK7061-7AF71-1TA5 | 1 | UN | 1 | 60 | X | D | N | N | 85015220 | 1 |  | 10.003 | KG | 1345.99 | 1345.99 | MC05 | MC05 | SIMOTICS S Synchronous servo motor 1FK7 High Dynamic, 6.4Nm 100K, 3000rpm, 1.70kW Naturally cooled IM B5 (V1, V3) power/signal connectors Connector can be rotated by 270Â° RESOLVER 2-POLE (RESOLVER P=1); SHAFT WITH FITTED KEY, TOLERANCE N; W/O HOLDING BRAKE DEGREE OF PROTECTION IP65 AS FLANGE IP67; PAINT FINISH RAL7016 | - | 0 | 0
1FK7061-7AF71-1TA8 |  | 1FK7061-7AF71-1TA8 | 1 | UN | 1 | 60 | X | D | N | N | 85015220 | 1 |  | 10.003 | KG | 1427.2 | 1427.2 | MC05 | MC05 | SIMOTICS S Synchronous servo motor 1FK7 High Dynamic, 6.4Nm 100K, 3000rpm, 1.70kW Naturally cooled IM B5 (V1, V3) power/signal connectors Connector can be rotated by 270Â° RESOLVER 2-POLE (RESOLVER P=1); SHAFT WITH FITTED KEY, TOLERANCE N; W/O HOLDING BRAKE DEGREE OF PROTECTION IP65 IP67 D-END FLANGE; RAL7016 COATING; METALLIC RATING PLATE AT MOTOR | - | 0 | 0
1FK7061-7AF71-1TB0 |  | 1FK7061-7AF71-1TB0 | 1 | UN | 1 | 60 | X | D | N | N | 85015220 | 1 |  | 11.302 | KG | 1479.26 | 1479.26 | MC05 | MC05 | SIMOTICS S Synchronous servo motor 1FK7 High Dynamic, 6.4Nm 100K, 3000rpm, 1.70kW Naturally cooled IM B5 (V1, V3) power/signal connectors Connector can be rotated by 270Â° RESOLVER 2-POLE (RESOLVER P=1); SHAFT WITH FITTED KEY, TOLERANCE N; WITH HOLDING BRAKE DEGREE OF PROTECTION IP64 | - | 0 | 0
1FK7061-7AF71-1TB2 |  | 1FK7061-7AF71-1TB2 | 1 | UN | 1 | 60 | X | D | N | N | 85015220 | 1 |  | 11.302 | KG | 1555.23 | 1555.23 | MC05 | MC05 | SIMOTICS S Synchronous servo motor 1FK7 High Dynamic, 6.4Nm 100K, 3000rpm, 1.70kW Naturally cooled IM B5 (V1, V3) power/signal connectors Connector can be rotated by 270Â° RESOLVER 2-POLE (RESOLVER P=1); SHAFT WITH FITTED KEY, TOLERANCE N; WITH HOLDING BRAKE DEGREE OF PROTECTION IP65 FLANGE ON DRIVE END IP67 | - | 0 | 0
1FK7061-7AF71-1TB3 |  | 1FK7061-7AF71-1TB3 | 1 | UN | 1 | 60 | X | D | N | N | 85015220 | 1 |  | 11.302 | KG | 1516.07 | 1516.07 | MC05 | MC05 | SIMOTICS S Synchronous servo motor 1FK7 High Dynamic, 6.4Nm 100K, 3000rpm, 1.70kW Naturally cooled IM B5 (V1, V3) power/signal connectors Connector can be rotated by 270Â° RESOLVER 2-POLE (RESOLVER P=1); SHAFT WITH FITTED KEY, TOLERANCE N; WITH HOLDING BRAKE DEGREE OF PROTECTION IP64; PAINT FINISH RAL7016 | - | 0 | 0
1FK7061-7AF71-1TB5 |  | 1FK7061-7AF71-1TB5 | 1 | UN | 1 | 60 | X | D | N | N | 85015220 | 1 |  | 11.302 | KG | 1592.02 | 1592.02 | MC05 | MC05 | SIMOTICS S Synchronous servo motor 1FK7 High Dynamic, 6.4Nm 100K, 3000rpm, 1.70kW Naturally cooled IM B5 (V1, V3) power/signal connectors Connector can be rotated by 270Â° RESOLVER 2-POLE (RESOLVER P=1); SHAFT WITH FITTED KEY, TOLERANCE N; WITH HOLDING BRAKE DEGREE OF PROTECTION IP65 AS FLANGE IP67; PAINT FINISH RAL7016 | - | 0 | 0
1FK7061-7AF71-1TB8 |  | 1FK7061-7AF71-1TB8 | 1 | UN | 1 | 60 | X | D | N | N | 85015220 | 1 |  | 11.302 | KG | 1673.23 | 1673.23 | MC05 | MC05 | SIMOTICS S Synchronous servo motor 1FK7 High Dynamic, 6.4Nm 100K, 3000rpm, 1.70kW Naturally cooled IM B5 (V1, V3) power/signal connectors Connector can be rotated by 270Â° RESOLVER 2-POLE (RESOLVER P=1); SHAFT WITH FITTED KEY, TOLERANCE N; WITH HOLDING BRAKE DEGREE OF PROTECTION IP65 IP67 D-END FLANGE; RAL7016 COATING; METALLIC RATING PLATE AT MOTOR | - | 0 | 0
1FK7061-7AF71-1TG0 |  | 1FK7061-7AF71-1TG0 | 1 | UN | 1 | 60 | X | D | N | N | 85015220 | 1 |  | 10.003 | KG | 1163.18 | 1163.18 | MC05 | MC05 | SIMOTICS S Synchronous servo motor 1FK7 High Dynamic, 6.4Nm 100K, 3000rpm, 1.70kW Naturally cooled IM B5 (V1, V3) power/signal connectors Connector can be rotated by 270Â° RESOLVER 2-POLE (RESOLVER P=1); PLAIN SHAFT, TOLERANCE N; W/O HOLDING BRAKE DEGREE OF PROTECTION IP64 | - | 0 | 0
1FK7061-7AF71-1TG2 |  | 1FK7061-7AF71-1TG2 | 1 | UN | 1 | 60 | X | D | N | N | 85015220 | 1 |  | 10.003 | KG | 1239.15 | 1239.15 | MC05 | MC05 | SIMOTICS S Synchronous servo motor 1FK7 High Dynamic, 6.4Nm 100K, 3000rpm, 1.70kW Naturally cooled IM B5 (V1, V3) power/signal connectors Connector can be rotated by 270Â° RESOLVER 2-POLE (RESOLVER P=1); PLAIN SHAFT, TOLERANCE N; W/O HOLDING BRAKE DEGREE OF PROTECTION IP65 FLANGE ON DRIVE END IP67 | - | 0 | 0
1FK7061-7AF71-1TG3 |  | 1FK7061-7AF71-1TG3 | 1 | UN | 1 | 60 | X | D | N | N | 85015220 | 1 |  | 10.003 | KG | 1199.99 | 1199.99 | MC05 | MC05 | SIMOTICS S Synchronous servo motor 1FK7 High Dynamic, 6.4Nm 100K, 3000rpm, 1.70kW Naturally cooled IM B5 (V1, V3) power/signal connectors Connector can be rotated by 270Â° RESOLVER 2-POLE (RESOLVER P=1); PLAIN SHAFT, TOLERANCE N; W/O HOLDING BRAKE DEGREE OF PROTECTION IP64; PAINT FINISH RAL7016 | - | 0 | 0
1FK7061-7AF71-1TG5 |  | 1FK7061-7AF71-1TG5 | 1 | UN | 1 | 60 | X | D | N | N | 85015220 | 1 |  | 10.003 | KG | 1275.94 | 1275.94 | MC05 | MC05 | SIMOTICS S Synchronous servo motor 1FK7 High Dynamic, 6.4Nm 100K, 3000rpm, 1.70kW Naturally cooled IM B5 (V1, V3) power/signal connectors Connector can be rotated by 270Â° RESOLVER 2-POLE (RESOLVER P=1); PLAIN SHAFT, TOLERANCE N; W/O HOLDING BRAKE DEGREE OF PROTECTION IP65 AS FLANGE IP67; PAINT FINISH RAL7016 | - | 0 | 0
1FK7061-7AF71-1TG8 |  | 1FK7061-7AF71-1TG8 | 1 | UN | 1 | 60 | X | D | N | N | 85015220 | 1 |  | 10.003 | KG | 1357.15 | 1357.15 | MC05 | MC05 | SIMOTICS S Synchronous servo motor 1FK7 High Dynamic, 6.4Nm 100K, 3000rpm, 1.70kW Naturally cooled IM B5 (V1, V3) power/signal connectors Connector can be rotated by 270Â° RESOLVER 2-POLE (RESOLVER P=1); PLAIN SHAFT, TOLERANCE N; W/O HOLDING BRAKE DEGREE OF PROTECTION IP65 IP67 D-END FLANGE; RAL7016 COATING; METALLIC RATING PLATE AT MOTOR | - | 0 | 0
1FK7061-7AF71-1TH0 |  | 1FK7061-7AF71-1TH0 | 1 | UN | 1 | 60 | X | D | N | N | 85015220 | 1 |  | 11.302 | KG | 1411 | 1411 | MC05 | MC05 | SIMOTICS S Synchronous servo motor 1FK7 High Dynamic, 6.4Nm 100K, 3000rpm, 1.70kW Naturally cooled IM B5 (V1, V3) power/signal connectors Connector can be rotated by 270Â° RESOLVER 2-POLE (RESOLVER P=1); PLAIN SHAFT, TOLERANCE N; WITH HOLDING BRAKE DEGREE OF PROTECTION IP64 | - | 0 | 0
1FK7061-7AF71-1TH2 |  | 1FK7061-7AF71-1TH2 | 1 | UN | 1 | 60 | X | D | N | N | 85015220 | 1 |  | 11.302 | KG | 1486.97 | 1486.97 | MC05 | MC05 | SIMOTICS S Synchronous servo motor 1FK7 High Dynamic, 6.4Nm 100K, 3000rpm, 1.70kW Naturally cooled IM B5 (V1, V3) power/signal connectors Connector can be rotated by 270Â° RESOLVER 2-POLE (RESOLVER P=1); PLAIN SHAFT, TOLERANCE N; WITH HOLDING BRAKE DEGREE OF PROTECTION IP65 FLANGE ON DRIVE END IP67 | - | 0 | 0
1FK7061-7AF71-1TH3 |  | 1FK7061-7AF71-1TH3 | 1 | UN | 1 | 60 | X | D | N | N | 85015220 | 1 |  | 11.302 | KG | 1447.81 | 1447.81 | MC05 | MC05 | SIMOTICS S Synchronous servo motor 1FK7 High Dynamic, 6.4Nm 100K, 3000rpm, 1.70kW Naturally cooled IM B5 (V1, V3) power/signal connectors Connector can be rotated by 270Â° RESOLVER 2-POLE (RESOLVER P=1); PLAIN SHAFT, TOLERANCE N; WITH HOLDING BRAKE DEGREE OF PROTECTION IP64; PAINT FINISH RAL7016 | - | 0 | 0
1FK7061-7AF71-1TH5 |  | 1FK7061-7AF71-1TH5 | 1 | UN | 1 | 60 | X | D | N | N | 85015220 | 1 |  | 11.302 | KG | 1523.76 | 1523.76 | MC05 | MC05 | SIMOTICS S Synchronous servo motor 1FK7 High Dynamic, 6.4Nm 100K, 3000rpm, 1.70kW Naturally cooled IM B5 (V1, V3) power/signal connectors Connector can be rotated by 270Â° RESOLVER 2-POLE (RESOLVER P=1); PLAIN SHAFT, TOLERANCE N; WITH HOLDING BRAKE DEGREE OF PROTECTION IP65 AS FLANGE IP67; PAINT FINISH RAL7016 | - | 0 | 0
1FK7061-7AF71-1TH8 |  | 1FK7061-7AF71-1TH8 | 1 | UN | 1 | 60 | X | D | N | N | 85015220 | 1 |  | 11.302 | KG | 1604.97 | 1604.97 | MC05 | MC05 | SIMOTICS S Synchronous servo motor 1FK7 High Dynamic, 6.4Nm 100K, 3000rpm, 1.70kW Naturally cooled IM B5 (V1, V3) power/signal connectors Connector can be rotated by 270Â° RESOLVER 2-POLE (RESOLVER P=1); PLAIN SHAFT, TOLERANCE N; WITH HOLDING BRAKE DEGREE OF PROTECTION IP65 IP67 D-END FLANGE; RAL7016 COATING; METALLIC RATING PLATE AT MOTOR | - | 0 | 0
1FK7061-7AF71-1UA0 |  | 1FK7061-7AF71-1UA0 | 1 | UN | 1 | 60 | X | D | N | N | 85015220 | 1 |  | 10.003 | KG | 1428.97 | 1428.97 | MC05 | MC05 | SIMOTICS S Synchronous servo motor 1FK7 High Dynamic, 6.4Nm 100K, 3000rpm, 1.70kW Naturally cooled IM B5 (V1, V3) power/signal connectors Connector can be rotated by 270Â° RESOLVER MULTI-POLE (RESOLVER P=3) WITH DRIVE-CLIQ INTERFACE; SHAFT WITH FITTED KEY, TOLERANCE N; W/O HOLDING BRAKE DEGREE OF PROTECTION IP64 | - | 0 | 0
1FK7061-7AF71-1UA2 |  | 1FK7061-7AF71-1UA2 | 1 | UN | 1 | 60 | X | D | N | N | 85015220 | 1 |  | 10.003 | KG | 1504.94 | 1504.94 | MC05 | MC05 | SIMOTICS S Synchronous servo motor 1FK7 High Dynamic, 6.4Nm 100K, 3000rpm, 1.70kW Naturally cooled IM B5 (V1, V3) power/signal connectors Connector can be rotated by 270Â° RESOLVER MULTI-POLE (RESOLVER P=3) WITH DRIVE-CLIQ INTERFACE; SHAFT WITH FITTED KEY, TOLERANCE N; W/O HOLDING BRAKE DEGREE OF PROTECTION IP65 FLANGE ON DRIVE END IP67 | - | 0 | 0
1FK7061-7AF71-1UA3 |  | 1FK7061-7AF71-1UA3 | 1 | UN | 1 | 60 | X | D | N | N | 85015220 | 1 |  | 10.003 | KG | 1465.78 | 1465.78 | MC05 | MC05 | SIMOTICS S Synchronous servo motor 1FK7 High Dynamic, 6.4Nm 100K, 3000rpm, 1.70kW Naturally cooled IM B5 (V1, V3) power/signal connectors Connector can be rotated by 270Â° RESOLVER MULTI-POLE (RESOLVER P=3) WITH DRIVE-CLIQ INTERFACE; SHAFT WITH FITTED KEY, TOLERANCE N; W/O HOLDING BRAKE DEGREE OF PROTECTION IP64; PAINT FINISH RAL7016 | - | 0 | 0
1FK7061-7AF71-1UA5 |  | 1FK7061-7AF71-1UA5 | 1 | UN | 1 | 60 | X | D | N | N | 85015220 | 1 |  | 10.003 | KG | 1541.73 | 1541.73 | MC05 | MC05 | SIMOTICS S Synchronous servo motor 1FK7 High Dynamic, 6.4Nm 100K, 3000rpm, 1.70kW Naturally cooled IM B5 (V1, V3) power/signal connectors Connector can be rotated by 270Â° RESOLVER MULTI-POLE (RESOLVER P=3) WITH DRIVE-CLIQ INTERFACE; SHAFT WITH FITTED KEY, TOLERANCE N; W/O HOLDING BRAKE DEGREE OF PROTECTION IP65 AS FLANGE IP67; PAINT FINISH RAL7016 | - | 0 | 0
1FK7061-7AF71-1UA8 |  | 1FK7061-7AF71-1UA8 | 1 | UN | 1 | 60 | X | D | N | N | 85015220 | 1 |  | 10.003 | KG | 1622.94 | 1622.94 | MC05 | MC05 | SIMOTICS S Synchronous servo motor 1FK7 High Dynamic, 6.4Nm 100K, 3000rpm, 1.70kW Naturally cooled IM B5 (V1, V3) power/signal connectors Connector can be rotated by 270Â° RESOLVER MULTI-POLE (RESOLVER P=3) WITH DRIVE-CLIQ INTERFACE; SHAFT WITH FITTED KEY, TOLERANCE N; W/O HOLDING BRAKE DEGREE OF PROTECTION IP65 IP67 D-END FLANGE; RAL7016 COATING; METALLIC RATING PLATE AT MOTOR | - | 0 | 0
1FK7061-7AF71-1UB0 |  | 1FK7061-7AF71-1UB0 | 1 | UN | 1 | 60 | X | D | N | N | 85015220 | 1 |  | 11.302 | KG | 1675 | 1675 | MC05 | MC05 | SIMOTICS S Synchronous servo motor 1FK7 High Dynamic, 6.4Nm 100K, 3000rpm, 1.70kW Naturally cooled IM B5 (V1, V3) power/signal connectors Connector can be rotated by 270Â° RESOLVER MULTI-POLE (RESOLVER P=3) WITH DRIVE-CLIQ INTERFACE; SHAFT WITH FITTED KEY, TOLERANCE N; WITH HOLDING BRAKE DEGREE OF PROTECTION IP64 | - | 0 | 0
1FK7061-7AF71-1UB2 |  | 1FK7061-7AF71-1UB2 | 1 | UN | 1 | 60 | X | D | N | N | 85015220 | 1 |  | 11.302 | KG | 1750.97 | 1750.97 | MC05 | MC05 | SIMOTICS S Synchronous servo motor 1FK7 High Dynamic, 6.4Nm 100K, 3000rpm, 1.70kW Naturally cooled IM B5 (V1, V3) power/signal connectors Connector can be rotated by 270Â° RESOLVER MULTI-POLE (RESOLVER P=3) WITH DRIVE-CLIQ INTERFACE; SHAFT WITH FITTED KEY, TOLERANCE N; WITH HOLDING BRAKE DEGREE OF PROTECTION IP65 FLANGE ON DRIVE END IP67 | - | 0 | 0
1FK7061-7AF71-1UB3 |  | 1FK7061-7AF71-1UB3 | 1 | UN | 1 | 60 | X | D | N | N | 85015220 | 1 |  | 11.302 | KG | 1711.81 | 1711.81 | MC05 | MC05 | SIMOTICS S Synchronous servo motor 1FK7 High Dynamic, 6.4Nm 100K, 3000rpm, 1.70kW Naturally cooled IM B5 (V1, V3) power/signal connectors Connector can be rotated by 270Â° RESOLVER MULTI-POLE (RESOLVER P=3) WITH DRIVE-CLIQ INTERFACE; SHAFT WITH FITTED KEY, TOLERANCE N; WITH HOLDING BRAKE DEGREE OF PROTECTION IP64; PAINT FINISH RAL7016 | - | 0 | 0
1FK7061-7AF71-1UB5 |  | 1FK7061-7AF71-1UB5 | 1 | UN | 1 | 60 | X | D | N | N | 85015220 | 1 |  | 11.302 | KG | 1787.76 | 1787.76 | MC05 | MC05 | SIMOTICS S Synchronous servo motor 1FK7 High Dynamic, 6.4Nm 100K, 3000rpm, 1.70kW Naturally cooled IM B5 (V1, V3) power/signal connectors Connector can be rotated by 270Â° RESOLVER MULTI-POLE (RESOLVER P=3) WITH DRIVE-CLIQ INTERFACE; SHAFT WITH FITTED KEY, TOLERANCE N; WITH HOLDING BRAKE DEGREE OF PROTECTION IP65 AS FLANGE IP67; PAINT FINISH RAL7016 | - | 0 | 0
1FK7061-7AF71-1UB8 |  | 1FK7061-7AF71-1UB8 | 1 | UN | 1 | 60 | X | D | N | N | 85015220 | 1 |  | 11.302 | KG | 1868.97 | 1868.97 | MC05 | MC05 | SIMOTICS S Synchronous servo motor 1FK7 High Dynamic, 6.4Nm 100K, 3000rpm, 1.70kW Naturally cooled IM B5 (V1, V3) power/signal connectors Connector can be rotated by 270Â° RESOLVER MULTI-POLE (RESOLVER P=3) WITH DRIVE-CLIQ INTERFACE; SHAFT WITH FITTED KEY, TOLERANCE N; WITH HOLDING BRAKE DEGREE OF PROTECTION IP65 IP67 D-END FLANGE; RAL7016 COATING; METALLIC RATING PLATE AT MOTOR | - | 0 | 0
1FK7061-7AF71-1UG0 |  | 1FK7061-7AF71-1UG0 | 1 | UN | 1 | 60 | X | D | N | N | 85015220 | 1 |  | 10.003 | KG | 1358.92 | 1358.92 | MC05 | MC05 | SIMOTICS S Synchronous servo motor 1FK7 High Dynamic, 6.4Nm 100K, 3000rpm, 1.70kW Naturally cooled IM B5 (V1, V3) power/signal connectors Connector can be rotated by 270Â° RESOLVER MULTI-POLE (RESOLVER P=3) WITH DRIVE-CLIQ INTERFACE; PLAIN SHAFT, TOLERANCE N; W/O HOLDING BRAKE DEGREE OF PROTECTION IP64 | - | 0 | 0
1FK7061-7AF71-1UG2 |  | 1FK7061-7AF71-1UG2 | 1 | UN | 1 | 60 | X | D | N | N | 85015220 | 1 |  | 10.003 | KG | 1434.89 | 1434.89 | MC05 | MC05 | SIMOTICS S Synchronous servo motor 1FK7 High Dynamic, 6.4Nm 100K, 3000rpm, 1.70kW Naturally cooled IM B5 (V1, V3) power/signal connectors Connector can be rotated by 270Â° RESOLVER MULTI-POLE (RESOLVER P=3) WITH DRIVE-CLIQ INTERFACE; PLAIN SHAFT, TOLERANCE N; W/O HOLDING BRAKE DEGREE OF PROTECTION IP65 FLANGE ON DRIVE END IP67 | - | 0 | 0
1FK7061-7AF71-1UG3 |  | 1FK7061-7AF71-1UG3 | 1 | UN | 1 | 60 | X | D | N | N | 85015220 | 1 |  | 10.003 | KG | 1395.73 | 1395.73 | MC05 | MC05 | SIMOTICS S Synchronous servo motor 1FK7 High Dynamic, 6.4Nm 100K, 3000rpm, 1.70kW Naturally cooled IM B5 (V1, V3) power/signal connectors Connector can be rotated by 270Â° RESOLVER MULTI-POLE (RESOLVER P=3) WITH DRIVE-CLIQ INTERFACE; PLAIN SHAFT, TOLERANCE N; W/O HOLDING BRAKE DEGREE OF PROTECTION IP64; PAINT FINISH RAL7016 | - | 0 | 0
1FK7061-7AF71-1UG5 |  | 1FK7061-7AF71-1UG5 | 1 | UN | 1 | 60 | X | D | N | N | 85015220 | 1 |  | 10.003 | KG | 1471.68 | 1471.68 | MC05 | MC05 | SIMOTICS S Synchronous servo motor 1FK7 High Dynamic, 6.4Nm 100K, 3000rpm, 1.70kW Naturally cooled IM B5 (V1, V3) power/signal connectors Connector can be rotated by 270Â° RESOLVER MULTI-POLE (RESOLVER P=3) WITH DRIVE-CLIQ INTERFACE; PLAIN SHAFT, TOLERANCE N; W/O HOLDING BRAKE DEGREE OF PROTECTION IP65 AS FLANGE IP67; PAINT FINISH RAL7016 | - | 0 | 0
1FK7061-7AF71-1UG8 |  | 1FK7061-7AF71-1UG8 | 1 | UN | 1 | 60 | X | D | N | N | 85015220 | 1 |  | 10.003 | KG | 1552.89 | 1552.89 | MC05 | MC05 | SIMOTICS S Synchronous servo motor 1FK7 High Dynamic, 6.4Nm 100K, 3000rpm, 1.70kW Naturally cooled IM B5 (V1, V3) power/signal connectors Connector can be rotated by 270Â° RESOLVER MULTI-POLE (RESOLVER P=3) WITH DRIVE-CLIQ INTERFACE; PLAIN SHAFT, TOLERANCE N; W/O HOLDING BRAKE DEGREE OF PROTECTION IP65 IP67 D-END FLANGE; RAL7016 COATING; METALLIC RATING PLATE AT MOTOR | - | 0 | 0
1FK7061-7AF71-1UH0 |  | 1FK7061-7AF71-1UH0 | 1 | UN | 1 | 60 | X | D | N | N | 85015220 | 1 |  | 11.302 | KG | 1606.74 | 1606.74 | MC05 | MC05 | SIMOTICS S Synchronous servo motor 1FK7 High Dynamic, 6.4Nm 100K, 3000rpm, 1.70kW Naturally cooled IM B5 (V1, V3) power/signal connectors Connector can be rotated by 270Â° RESOLVER MULTI-POLE (RESOLVER P=3) WITH DRIVE-CLIQ INTERFACE; PLAIN SHAFT, TOLERANCE N; WITH HOLDING BRAKE DEGREE OF PROTECTION IP64 | - | 0 | 0
1FK7061-7AF71-1UH2 |  | 1FK7061-7AF71-1UH2 | 1 | UN | 1 | 60 | X | D | N | N | 85015220 | 1 |  | 11.302 | KG | 1682.71 | 1682.71 | MC05 | MC05 | SIMOTICS S Synchronous servo motor 1FK7 High Dynamic, 6.4Nm 100K, 3000rpm, 1.70kW Naturally cooled IM B5 (V1, V3) power/signal connectors Connector can be rotated by 270Â° RESOLVER MULTI-POLE (RESOLVER P=3) WITH DRIVE-CLIQ INTERFACE; PLAIN SHAFT, TOLERANCE N; WITH HOLDING BRAKE DEGREE OF PROTECTION IP65 FLANGE ON DRIVE END IP67 | - | 0 | 0
1FK7061-7AF71-1UH3 |  | 1FK7061-7AF71-1UH3 | 1 | UN | 1 | 60 | X | D | N | N | 85015220 | 1 |  | 11.302 | KG | 1643.55 | 1643.55 | MC05 | MC05 | SIMOTICS S Synchronous servo motor 1FK7 High Dynamic, 6.4Nm 100K, 3000rpm, 1.70kW Naturally cooled IM B5 (V1, V3) power/signal connectors Connector can be rotated by 270Â° RESOLVER MULTI-POLE (RESOLVER P=3) WITH DRIVE-CLIQ INTERFACE; PLAIN SHAFT, TOLERANCE N; WITH HOLDING BRAKE DEGREE OF PROTECTION IP64; PAINT FINISH RAL7016 | - | 0 | 0
1FK7061-7AF71-1UH5 |  | 1FK7061-7AF71-1UH5 | 1 | UN | 1 | 60 | X | D | N | N | 85015220 | 1 |  | 11.302 | KG | 1719.5 | 1719.5 | MC05 | MC05 | SIMOTICS S Synchronous servo motor 1FK7 High Dynamic, 6.4Nm 100K, 3000rpm, 1.70kW Naturally cooled IM B5 (V1, V3) power/signal connectors Connector can be rotated by 270Â° RESOLVER MULTI-POLE (RESOLVER P=3) WITH DRIVE-CLIQ INTERFACE; PLAIN SHAFT, TOLERANCE N; WITH HOLDING BRAKE DEGREE OF PROTECTION IP65 AS FLANGE IP67; PAINT FINISH RAL7016 | - | 0 | 0
1FK7061-7AF71-1UH8 |  | 1FK7061-7AF71-1UH8 | 1 | UN | 1 | 60 | X | D | N | N | 85015220 | 1 |  | 11.302 | KG | 1800.71 | 1800.71 | MC05 | MC05 | SIMOTICS S Synchronous servo motor 1FK7 High Dynamic, 6.4Nm 100K, 3000rpm, 1.70kW Naturally cooled IM B5 (V1, V3) power/signal connectors Connector can be rotated by 270Â° RESOLVER MULTI-POLE (RESOLVER P=3) WITH DRIVE-CLIQ INTERFACE; PLAIN SHAFT, TOLERANCE N; WITH HOLDING BRAKE DEGREE OF PROTECTION IP65 IP67 D-END FLANGE; RAL7016 COATING; METALLIC RATING PLATE AT MOTOR | - | 0 | 0
1FK7061-7AH71-1AA0 |  | 1FK7061-7AH71-1AA0 | 1 | UN | 1 | 60 | X | D | N | N | 85015220 | 1 |  | 10.003 | KG | 1709.11 | 1709.11 | MC05 | MC05 | SIMOTICS S Synchronous servo motor 1FK7 High Dynamic, 6.4Nm 100K, 4500rpm, 2.03kW Naturally cooled IM B5 (V1, V3) power/signal connectors Connector can be rotated by 270Â° INCREM. ENCODER, SIN/COS 1 VPP 2048 P/REV (ENCODER I-2048); SHAFT WITH FITTED KEY, TOLERANCE N; W/O HOLDING BRAKE DEGREE OF PROTECTION IP64 | - | 0 | 0
1FK7061-7AH71-1AA2 |  | 1FK7061-7AH71-1AA2 | 1 | UN | 1 | 60 | X | D | N | N | 85015220 | 1 |  | 10.003 | KG | 1785.08 | 1785.08 | MC05 | MC05 | SIMOTICS S Synchronous servo motor 1FK7 High Dynamic, 6.4Nm 100K, 4500rpm, 2.03kW Naturally cooled IM B5 (V1, V3) power/signal connectors Connector can be rotated by 270Â° INCREM. ENCODER, SIN/COS 1 VPP 2048 P/REV (ENCODER I-2048); SHAFT WITH FITTED KEY, TOLERANCE N; W/O HOLDING BRAKE DEGREE OF PROTECTION IP65 FLANGE ON DRIVE END IP67 | - | 0 | 0
1FK7061-7AH71-1AA3 |  | 1FK7061-7AH71-1AA3 | 1 | UN | 1 | 60 | X | D | N | N | 85015220 | 1 |  | 10.003 | KG | 1745.92 | 1745.92 | MC05 | MC05 | SIMOTICS S Synchronous servo motor 1FK7 High Dynamic, 6.4Nm 100K, 4500rpm, 2.03kW Naturally cooled IM B5 (V1, V3) power/signal connectors Connector can be rotated by 270Â° INCREM. ENCODER, SIN/COS 1 VPP 2048 P/REV (ENCODER I-2048); SHAFT WITH FITTED KEY, TOLERANCE N; W/O HOLDING BRAKE DEGREE OF PROTECTION IP64; PAINT FINISH RAL7016 | - | 0 | 0
1FK7061-7AH71-1AA5 |  | 1FK7061-7AH71-1AA5 | 1 | UN | 1 | 60 | X | D | N | N | 85015220 | 1 |  | 10.003 | KG | 1821.87 | 1821.87 | MC05 | MC05 | SIMOTICS S Synchronous servo motor 1FK7 High Dynamic, 6.4Nm 100K, 4500rpm, 2.03kW Naturally cooled IM B5 (V1, V3) power/signal connectors Connector can be rotated by 270Â° INCREM. ENCODER, SIN/COS 1 VPP 2048 P/REV (ENCODER I-2048); SHAFT WITH FITTED KEY, TOLERANCE N; W/O HOLDING BRAKE DEGREE OF PROTECTION IP65 AS FLANGE IP67; PAINT FINISH RAL7016 | - | 0 | 0
1FK7061-7AH71-1AA8 |  | 1FK7061-7AH71-1AA8 | 1 | UN | 1 | 60 | X | D | N | N | 85015220 | 1 |  | 10.003 | KG | 1903.08 | 1903.08 | MC05 | MC05 | SIMOTICS S Synchronous servo motor 1FK7 High Dynamic, 6.4Nm 100K, 4500rpm, 2.03kW Naturally cooled IM B5 (V1, V3) power/signal connectors Connector can be rotated by 270Â° INCREM. ENCODER, SIN/COS 1 VPP 2048 P/REV (ENCODER I-2048); SHAFT WITH FITTED KEY, TOLERANCE N; W/O HOLDING BRAKE DEGREE OF PROTECTION IP65 IP67 D-END FLANGE; RAL7016 COATING; METALLIC RATING PLATE AT MOTOR | - | 0 | 0
1FK7061-7AH71-1AB0 |  | 1FK7061-7AH71-1AB0 | 1 | UN | 1 | 60 | X | D | N | N | 85015220 | 1 |  | 11.302 | KG | 1955.14 | 1955.14 | MC05 | MC05 | SIMOTICS S Synchronous servo motor 1FK7 High Dynamic, 6.4Nm 100K, 4500rpm, 2.03kW Naturally cooled IM B5 (V1, V3) power/signal connectors Connector can be rotated by 270Â° INCREM. ENCODER, SIN/COS 1 VPP 2048 P/REV (ENCODER I-2048); SHAFT WITH FITTED KEY, TOLERANCE N; WITH HOLDING BRAKE DEGREE OF PROTECTION IP64 | - | 0 | 0
1FK7061-7AH71-1AB2 |  | 1FK7061-7AH71-1AB2 | 1 | UN | 1 | 60 | X | D | N | N | 85015220 | 1 |  | 11.302 | KG | 2031.11 | 2031.11 | MC05 | MC05 | SIMOTICS S Synchronous servo motor 1FK7 High Dynamic, 6.4Nm 100K, 4500rpm, 2.03kW Naturally cooled IM B5 (V1, V3) power/signal connectors Connector can be rotated by 270Â° INCREM. ENCODER, SIN/COS 1 VPP 2048 P/REV (ENCODER I-2048); SHAFT WITH FITTED KEY, TOLERANCE N; WITH HOLDING BRAKE DEGREE OF PROTECTION IP65 FLANGE ON DRIVE END IP67 | - | 0 | 0
1FK7061-7AH71-1AB3 |  | 1FK7061-7AH71-1AB3 | 1 | UN | 1 | 60 | X | D | N | N | 85015220 | 1 |  | 11.302 | KG | 1991.95 | 1991.95 | MC05 | MC05 | SIMOTICS S Synchronous servo motor 1FK7 High Dynamic, 6.4Nm 100K, 4500rpm, 2.03kW Naturally cooled IM B5 (V1, V3) power/signal connectors Connector can be rotated by 270Â° INCREM. ENCODER, SIN/COS 1 VPP 2048 P/REV (ENCODER I-2048); SHAFT WITH FITTED KEY, TOLERANCE N; WITH HOLDING BRAKE DEGREE OF PROTECTION IP64; PAINT FINISH RAL7016 | - | 0 | 0
1FK7061-7AH71-1AB5 |  | 1FK7061-7AH71-1AB5 | 1 | UN | 1 | 60 | X | D | N | N | 85015220 | 1 |  | 11.302 | KG | 2067.9 | 2067.9 | MC05 | MC05 | SIMOTICS S Synchronous servo motor 1FK7 High Dynamic, 6.4Nm 100K, 4500rpm, 2.03kW Naturally cooled IM B5 (V1, V3) power/signal connectors Connector can be rotated by 270Â° INCREM. ENCODER, SIN/COS 1 VPP 2048 P/REV (ENCODER I-2048); SHAFT WITH FITTED KEY, TOLERANCE N; WITH HOLDING BRAKE DEGREE OF PROTECTION IP65 AS FLANGE IP67; PAINT FINISH RAL7016 | - | 0 | 0
1FK7061-7AH71-1AB8 |  | 1FK7061-7AH71-1AB8 | 1 | UN | 1 | 60 | X | D | N | N | 85015220 | 1 |  | 11.302 | KG | 2149.11 | 2149.11 | MC05 | MC05 | SIMOTICS S Synchronous servo motor 1FK7 High Dynamic, 6.4Nm 100K, 4500rpm, 2.03kW Naturally cooled IM B5 (V1, V3) power/signal connectors Connector can be rotated by 270Â° INCREM. ENCODER, SIN/COS 1 VPP 2048 P/REV (ENCODER I-2048); SHAFT WITH FITTED KEY, TOLERANCE N; WITH HOLDING BRAKE DEGREE OF PROTECTION IP65 IP67 D-END FLANGE; RAL7016 COATING; METALLIC RATING PLATE AT MOTOR | - | 0 | 0
1FK7061-7AH71-1AG0 |  | 1FK7061-7AH71-1AG0 | 1 | UN | 1 | 60 | X | D | N | N | 85015220 | 1 |  | 10.003 | KG | 1639.06 | 1639.06 | MC05 | MC05 | SIMOTICS S Synchronous servo motor 1FK7 High Dynamic, 6.4Nm 100K, 4500rpm, 2.03kW Naturally cooled IM B5 (V1, V3) power/signal connectors Connector can be rotated by 270Â° INCREM. ENCODER, SIN/COS 1 VPP 2048 P/REV (ENCODER I-2048); PLAIN SHAFT, TOLERANCE N; W/O HOLDING BRAKE DEGREE OF PROTECTION IP64 | - | 0 | 0
1FK7061-7AH71-1AG2 |  | 1FK7061-7AH71-1AG2 | 1 | UN | 1 | 60 | X | D | N | N | 85015220 | 1 |  | 10.003 | KG | 1715.03 | 1715.03 | MC05 | MC05 | SIMOTICS S Synchronous servo motor 1FK7 High Dynamic, 6.4Nm 100K, 4500rpm, 2.03kW Naturally cooled IM B5 (V1, V3) power/signal connectors Connector can be rotated by 270Â° INCREM. ENCODER, SIN/COS 1 VPP 2048 P/REV (ENCODER I-2048); PLAIN SHAFT, TOLERANCE N; W/O HOLDING BRAKE DEGREE OF PROTECTION IP65 FLANGE ON DRIVE END IP67 | - | 0 | 0
1FK7061-7AH71-1AG3 |  | 1FK7061-7AH71-1AG3 | 1 | UN | 1 | 60 | X | D | N | N | 85015220 | 1 |  | 10.003 | KG | 1675.87 | 1675.87 | MC05 | MC05 | SIMOTICS S Synchronous servo motor 1FK7 High Dynamic, 6.4Nm 100K, 4500rpm, 2.03kW Naturally cooled IM B5 (V1, V3) power/signal connectors Connector can be rotated by 270Â° INCREM. ENCODER, SIN/COS 1 VPP 2048 P/REV (ENCODER I-2048); PLAIN SHAFT, TOLERANCE N; W/O HOLDING BRAKE DEGREE OF PROTECTION IP64; PAINT FINISH RAL7016 | - | 0 | 0
1FK7061-7AH71-1AG5 |  | 1FK7061-7AH71-1AG5 | 1 | UN | 1 | 60 | X | D | N | N | 85015220 | 1 |  | 10.003 | KG | 1751.82 | 1751.82 | MC05 | MC05 | SIMOTICS S Synchronous servo motor 1FK7 High Dynamic, 6.4Nm 100K, 4500rpm, 2.03kW Naturally cooled IM B5 (V1, V3) power/signal connectors Connector can be rotated by 270Â° INCREM. ENCODER, SIN/COS 1 VPP 2048 P/REV (ENCODER I-2048); PLAIN SHAFT, TOLERANCE N; W/O HOLDING BRAKE DEGREE OF PROTECTION IP65 AS FLANGE IP67; PAINT FINISH RAL7016 | - | 0 | 0
1FK7061-7AH71-1AG8 |  | 1FK7061-7AH71-1AG8 | 1 | UN | 1 | 60 | X | D | N | N | 85015220 | 1 |  | 10.003 | KG | 1833.03 | 1833.03 | MC05 | MC05 | SIMOTICS S Synchronous servo motor 1FK7 High Dynamic, 6.4Nm 100K, 4500rpm, 2.03kW Naturally cooled IM B5 (V1, V3) power/signal connectors Connector can be rotated by 270Â° INCREM. ENCODER, SIN/COS 1 VPP 2048 P/REV (ENCODER I-2048); PLAIN SHAFT, TOLERANCE N; W/O HOLDING BRAKE DEGREE OF PROTECTION IP65 IP67 D-END FLANGE; RAL7016 COATING; METALLIC RATING PLATE AT MOTOR | - | 0 | 0
1FK7061-7AH71-1AH0 |  | 1FK7061-7AH71-1AH0 | 1 | UN | 1 | 60 | X | D | N | N | 85015220 | 1 |  | 11.302 | KG | 1886.88 | 1886.88 | MC05 | MC05 | SIMOTICS S Synchronous servo motor 1FK7 High Dynamic, 6.4Nm 100K, 4500rpm, 2.03kW Naturally cooled IM B5 (V1, V3) power/signal connectors Connector can be rotated by 270Â° INCREM. ENCODER, SIN/COS 1 VPP 2048 P/REV (ENCODER I-2048); PLAIN SHAFT, TOLERANCE N; WITH HOLDING BRAKE DEGREE OF PROTECTION IP64 | - | 0 | 0
1FK7061-7AH71-1AH2 |  | 1FK7061-7AH71-1AH2 | 1 | UN | 1 | 60 | X | D | N | N | 85015220 | 1 |  | 11.302 | KG | 1962.85 | 1962.85 | MC05 | MC05 | SIMOTICS S Synchronous servo motor 1FK7 High Dynamic, 6.4Nm 100K, 4500rpm, 2.03kW Naturally cooled IM B5 (V1, V3) power/signal connectors Connector can be rotated by 270Â° INCREM. ENCODER, SIN/COS 1 VPP 2048 P/REV (ENCODER I-2048); PLAIN SHAFT, TOLERANCE N; WITH HOLDING BRAKE DEGREE OF PROTECTION IP65 FLANGE ON DRIVE END IP67 | - | 0 | 0
1FK7061-7AH71-1AH3 |  | 1FK7061-7AH71-1AH3 | 1 | UN | 1 | 60 | X | D | N | N | 85015220 | 1 |  | 11.302 | KG | 1923.69 | 1923.69 | MC05 | MC05 | SIMOTICS S Synchronous servo motor 1FK7 High Dynamic, 6.4Nm 100K, 4500rpm, 2.03kW Naturally cooled IM B5 (V1, V3) power/signal connectors Connector can be rotated by 270Â° INCREM. ENCODER, SIN/COS 1 VPP 2048 P/REV (ENCODER I-2048); PLAIN SHAFT, TOLERANCE N; WITH HOLDING BRAKE DEGREE OF PROTECTION IP64; PAINT FINISH RAL7016 | - | 0 | 0
1FK7061-7AH71-1AH5 |  | 1FK7061-7AH71-1AH5 | 1 | UN | 1 | 60 | X | D | N | N | 85015220 | 1 |  | 11.302 | KG | 1999.64 | 1999.64 | MC05 | MC05 | SIMOTICS S Synchronous servo motor 1FK7 High Dynamic, 6.4Nm 100K, 4500rpm, 2.03kW Naturally cooled IM B5 (V1, V3) power/signal connectors Connector can be rotated by 270Â° INCREM. ENCODER, SIN/COS 1 VPP 2048 P/REV (ENCODER I-2048); PLAIN SHAFT, TOLERANCE N; WITH HOLDING BRAKE DEGREE OF PROTECTION IP65 AS FLANGE IP67; PAINT FINISH RAL7016 | - | 0 | 0
1FK7061-7AH71-1AH8 |  | 1FK7061-7AH71-1AH8 | 1 | UN | 1 | 60 | X | D | N | N | 85015220 | 1 |  | 11.302 | KG | 2080.85 | 2080.85 | MC05 | MC05 | SIMOTICS S Synchronous servo motor 1FK7 High Dynamic, 6.4Nm 100K, 4500rpm, 2.03kW Naturally cooled IM B5 (V1, V3) power/signal connectors Connector can be rotated by 270Â° INCREM. ENCODER, SIN/COS 1 VPP 2048 P/REV (ENCODER I-2048); PLAIN SHAFT, TOLERANCE N; WITH HOLDING BRAKE DEGREE OF PROTECTION IP65 IP67 D-END FLANGE; RAL7016 COATING; METALLIC RATING PLATE AT MOTOR | - | 0 | 0
1FK7061-7AH71-1DA0 |  | 1FK7061-7AH71-1DA0 | 1 | UN | 1 | 60 | X | D | N | N | 85015220 | 1 |  | 10.003 | KG | 1904.9 | 1904.9 | MC05 | MC05 | SIMOTICS S Synchronous servo motor 1FK7 High Dynamic, 6.4Nm 100K, 4500rpm, 2.03kW Naturally cooled IM B5 (V1, V3) power/signal connectors Connector can be rotated by 270Â° INCREMENTAL ENCODER 2048 P/REV (ENCODER I-2048) WITH DRIVE-CLIQ INTERFACE; SHAFT WITH FITTED KEY, TOLERANCE N; W/O HOLDING BRAKE DEGREE OF PROTECTION IP64 | - | 0 | 0
1FK7061-7AH71-1DA2 |  | 1FK7061-7AH71-1DA2 | 1 | UN | 1 | 60 | X | D | N | N | 85015220 | 1 |  | 10.003 | KG | 1980.87 | 1980.87 | MC05 | MC05 | SIMOTICS S Synchronous servo motor 1FK7 High Dynamic, 6.4Nm 100K, 4500rpm, 2.03kW Naturally cooled IM B5 (V1, V3) power/signal connectors Connector can be rotated by 270Â° INCREMENTAL ENCODER 2048 P/REV (ENCODER I-2048) WITH DRIVE-CLIQ INTERFACE; SHAFT WITH FITTED KEY, TOLERANCE N; W/O HOLDING BRAKE DEGREE OF PROTECTION IP65 FLANGE ON DRIVE END IP67 | - | 0 | 0
1FK7061-7AH71-1DA3 |  | 1FK7061-7AH71-1DA3 | 1 | UN | 1 | 60 | X | D | N | N | 85015220 | 1 |  | 10.003 | KG | 1941.71 | 1941.71 | MC05 | MC05 | SIMOTICS S Synchronous servo motor 1FK7 High Dynamic, 6.4Nm 100K, 4500rpm, 2.03kW Naturally cooled IM B5 (V1, V3) power/signal connectors Connector can be rotated by 270Â° INCREMENTAL ENCODER 2048 P/REV (ENCODER I-2048) WITH DRIVE-CLIQ INTERFACE; SHAFT WITH FITTED KEY, TOLERANCE N; W/O HOLDING BRAKE DEGREE OF PROTECTION IP64; PAINT FINISH RAL7016 | - | 0 | 0
1FK7061-7AH71-1DA5 |  | 1FK7061-7AH71-1DA5 | 1 | UN | 1 | 60 | X | D | N | N | 85015220 | 1 |  | 10.003 | KG | 2017.66 | 2017.66 | MC05 | MC05 | SIMOTICS S Synchronous servo motor 1FK7 High Dynamic, 6.4Nm 100K, 4500rpm, 2.03kW Naturally cooled IM B5 (V1, V3) power/signal connectors Connector can be rotated by 270Â° INCREMENTAL ENCODER 2048 P/REV (ENCODER I-2048) WITH DRIVE-CLIQ INTERFACE; SHAFT WITH FITTED KEY, TOLERANCE N; W/O HOLDING BRAKE DEGREE OF PROTECTION IP65 AS FLANGE IP67; PAINT FINISH RAL7016 | - | 0 | 0
1FK7061-7AH71-1DA8 |  | 1FK7061-7AH71-1DA8 | 1 | UN | 1 | 60 | X | D | N | N | 85015220 | 1 |  | 10.003 | KG | 2098.87 | 2098.87 | MC05 | MC05 | SIMOTICS S Synchronous servo motor 1FK7 High Dynamic, 6.4Nm 100K, 4500rpm, 2.03kW Naturally cooled IM B5 (V1, V3) power/signal connectors Connector can be rotated by 270Â° INCREMENTAL ENCODER 2048 P/REV (ENCODER I-2048) WITH DRIVE-CLIQ INTERFACE; SHAFT WITH FITTED KEY, TOLERANCE N; W/O HOLDING BRAKE DEGREE OF PROTECTION IP65 IP67 D-END FLANGE; RAL7016 COATING; METALLIC RATING PLATE AT MOTOR | - | 0 | 0
1FK7061-7AH71-1DB0 |  | 1FK7061-7AH71-1DB0 | 1 | UN | 1 | 60 | X | D | N | N | 85015220 | 1 |  | 11.302 | KG | 2150.93 | 2150.93 | MC05 | MC05 | SIMOTICS S Synchronous servo motor 1FK7 High Dynamic, 6.4Nm 100K, 4500rpm, 2.03kW Naturally cooled IM B5 (V1, V3) power/signal connectors Connector can be rotated by 270Â° INCREMENTAL ENCODER 2048 P/REV (ENCODER I-2048) WITH DRIVE-CLIQ INTERFACE; SHAFT WITH FITTED KEY, TOLERANCE N; WITH HOLDING BRAKE DEGREE OF PROTECTION IP64 | - | 0 | 0
1FK7061-7AH71-1DB2 |  | 1FK7061-7AH71-1DB2 | 1 | UN | 1 | 60 | X | D | N | N | 85015220 | 1 |  | 11.302 | KG | 2226.9 | 2226.9 | MC05 | MC05 | SIMOTICS S Synchronous servo motor 1FK7 High Dynamic, 6.4Nm 100K, 4500rpm, 2.03kW Naturally cooled IM B5 (V1, V3) power/signal connectors Connector can be rotated by 270Â° INCREMENTAL ENCODER 2048 P/REV (ENCODER I-2048) WITH DRIVE-CLIQ INTERFACE; SHAFT WITH FITTED KEY, TOLERANCE N; WITH HOLDING BRAKE DEGREE OF PROTECTION IP65 FLANGE ON DRIVE END IP67 | - | 0 | 0
1FK7061-7AH71-1DB3 |  | 1FK7061-7AH71-1DB3 | 1 | UN | 1 | 60 | X | D | N | N | 85015220 | 1 |  | 11.302 | KG | 2187.74 | 2187.74 | MC05 | MC05 | SIMOTICS S Synchronous servo motor 1FK7 High Dynamic, 6.4Nm 100K, 4500rpm, 2.03kW Naturally cooled IM B5 (V1, V3) power/signal connectors Connector can be rotated by 270Â° INCREMENTAL ENCODER 2048 P/REV (ENCODER I-2048) WITH DRIVE-CLIQ INTERFACE; SHAFT WITH FITTED KEY, TOLERANCE N; WITH HOLDING BRAKE DEGREE OF PROTECTION IP64; PAINT FINISH RAL7016 | - | 0 | 0
1FK7061-7AH71-1DB5 |  | 1FK7061-7AH71-1DB5 | 1 | UN | 1 | 60 | X | D | N | N | 85015220 | 1 |  | 11.302 | KG | 2263.69 | 2263.69 | MC05 | MC05 | SIMOTICS S Synchronous servo motor 1FK7 High Dynamic, 6.4Nm 100K, 4500rpm, 2.03kW Naturally cooled IM B5 (V1, V3) power/signal connectors Connector can be rotated by 270Â° INCREMENTAL ENCODER 2048 P/REV (ENCODER I-2048) WITH DRIVE-CLIQ INTERFACE; SHAFT WITH FITTED KEY, TOLERANCE N; WITH HOLDING BRAKE DEGREE OF PROTECTION IP65 AS FLANGE IP67; PAINT FINISH RAL7016 | - | 0 | 0
1FK7061-7AH71-1DB8 |  | 1FK7061-7AH71-1DB8 | 1 | UN | 1 | 60 | X | D | N | N | 85015220 | 1 |  | 11.302 | KG | 2344.9 | 2344.9 | MC05 | MC05 | SIMOTICS S Synchronous servo motor 1FK7 High Dynamic, 6.4Nm 100K, 4500rpm, 2.03kW Naturally cooled IM B5 (V1, V3) power/signal connectors Connector can be rotated by 270Â° INCREMENTAL ENCODER 2048 P/REV (ENCODER I-2048) WITH DRIVE-CLIQ INTERFACE; SHAFT WITH FITTED KEY, TOLERANCE N; WITH HOLDING BRAKE DEGREE OF PROTECTION IP65 IP67 D-END FLANGE; RAL7016 COATING; METALLIC RATING PLATE AT MOTOR | - | 0 | 0
1FK7061-7AH71-1DG0 |  | 1FK7061-7AH71-1DG0 | 1 | UN | 1 | 60 | X | D | N | N | 85015220 | 1 |  | 10.003 | KG | 1834.85 | 1834.85 | MC05 | MC05 | SIMOTICS S Synchronous servo motor 1FK7 High Dynamic, 6.4Nm 100K, 4500rpm, 2.03kW Naturally cooled IM B5 (V1, V3) power/signal connectors Connector can be rotated by 270Â° INCREMENTAL ENCODER 2048 P/REV (ENCODER I-2048) WITH DRIVE-CLIQ INTERFACE; PLAIN SHAFT, TOLERANCE N; W/O HOLDING BRAKE DEGREE OF PROTECTION IP64 | - | 0 | 0
1FK7061-7AH71-1DG2 |  | 1FK7061-7AH71-1DG2 | 1 | UN | 1 | 60 | X | D | N | N | 85015220 | 1 |  | 10.003 | KG | 1910.82 | 1910.82 | MC05 | MC05 | SIMOTICS S Synchronous servo motor 1FK7 High Dynamic, 6.4Nm 100K, 4500rpm, 2.03kW Naturally cooled IM B5 (V1, V3) power/signal connectors Connector can be rotated by 270Â° INCREMENTAL ENCODER 2048 P/REV (ENCODER I-2048) WITH DRIVE-CLIQ INTERFACE; PLAIN SHAFT, TOLERANCE N; W/O HOLDING BRAKE DEGREE OF PROTECTION IP65 FLANGE ON DRIVE END IP67 | - | 0 | 0
1FK7061-7AH71-1DG3 |  | 1FK7061-7AH71-1DG3 | 1 | UN | 1 | 60 | X | D | N | N | 85015220 | 1 |  | 10.003 | KG | 1871.66 | 1871.66 | MC05 | MC05 | SIMOTICS S Synchronous servo motor 1FK7 High Dynamic, 6.4Nm 100K, 4500rpm, 2.03kW Naturally cooled IM B5 (V1, V3) power/signal connectors Connector can be rotated by 270Â° INCREMENTAL ENCODER 2048 P/REV (ENCODER I-2048) WITH DRIVE-CLIQ INTERFACE; PLAIN SHAFT, TOLERANCE N; W/O HOLDING BRAKE DEGREE OF PROTECTION IP64; PAINT FINISH RAL7016 | - | 0 | 0
1FK7061-7AH71-1DG5 |  | 1FK7061-7AH71-1DG5 | 1 | UN | 1 | 60 | X | D | N | N | 85015220 | 1 |  | 10.003 | KG | 1947.61 | 1947.61 | MC05 | MC05 | SIMOTICS S Synchronous servo motor 1FK7 High Dynamic, 6.4Nm 100K, 4500rpm, 2.03kW Naturally cooled IM B5 (V1, V3) power/signal connectors Connector can be rotated by 270Â° INCREMENTAL ENCODER 2048 P/REV (ENCODER I-2048) WITH DRIVE-CLIQ INTERFACE; PLAIN SHAFT, TOLERANCE N; W/O HOLDING BRAKE DEGREE OF PROTECTION IP65 AS FLANGE IP67; PAINT FINISH RAL7016 | - | 0 | 0
1FK7061-7AH71-1DG8 |  | 1FK7061-7AH71-1DG8 | 1 | UN | 1 | 60 | X | D | N | N | 85015220 | 1 |  | 10.003 | KG | 2028.82 | 2028.82 | MC05 | MC05 | SIMOTICS S Synchronous servo motor 1FK7 High Dynamic, 6.4Nm 100K, 4500rpm, 2.03kW Naturally cooled IM B5 (V1, V3) power/signal connectors Connector can be rotated by 270Â° INCREMENTAL ENCODER 2048 P/REV (ENCODER I-2048) WITH DRIVE-CLIQ INTERFACE; PLAIN SHAFT, TOLERANCE N; W/O HOLDING BRAKE DEGREE OF PROTECTION IP65 IP67 D-END FLANGE; RAL7016 COATING; METALLIC RATING PLATE AT MOTOR | - | 0 | 0
1FK7061-7AH71-1DH0 |  | 1FK7061-7AH71-1DH0 | 1 | UN | 1 | 60 | X | D | N | N | 85015220 | 1 |  | 11.302 | KG | 2082.67 | 2082.67 | MC05 | MC05 | SIMOTICS S Synchronous servo motor 1FK7 High Dynamic, 6.4Nm 100K, 4500rpm, 2.03kW Naturally cooled IM B5 (V1, V3) power/signal connectors Connector can be rotated by 270Â° INCREMENTAL ENCODER 2048 P/REV (ENCODER I-2048) WITH DRIVE-CLIQ INTERFACE; PLAIN SHAFT, TOLERANCE N; WITH HOLDING BRAKE DEGREE OF PROTECTION IP64 | - | 0 | 0
1FK7061-7AH71-1DH2 |  | 1FK7061-7AH71-1DH2 | 1 | UN | 1 | 60 | X | D | N | N | 85015220 | 1 |  | 11.302 | KG | 2158.64 | 2158.64 | MC05 | MC05 | SIMOTICS S Synchronous servo motor 1FK7 High Dynamic, 6.4Nm 100K, 4500rpm, 2.03kW Naturally cooled IM B5 (V1, V3) power/signal connectors Connector can be rotated by 270Â° INCREMENTAL ENCODER 2048 P/REV (ENCODER I-2048) WITH DRIVE-CLIQ INTERFACE; PLAIN SHAFT, TOLERANCE N; WITH HOLDING BRAKE DEGREE OF PROTECTION IP65 FLANGE ON DRIVE END IP67 | - | 0 | 0
1FK7061-7AH71-1DH3 |  | 1FK7061-7AH71-1DH3 | 1 | UN | 1 | 60 | X | D | N | N | 85015220 | 1 |  | 11.302 | KG | 2119.48 | 2119.48 | MC05 | MC05 | SIMOTICS S Synchronous servo motor 1FK7 High Dynamic, 6.4Nm 100K, 4500rpm, 2.03kW Naturally cooled IM B5 (V1, V3) power/signal connectors Connector can be rotated by 270Â° INCREMENTAL ENCODER 2048 P/REV (ENCODER I-2048) WITH DRIVE-CLIQ INTERFACE; PLAIN SHAFT, TOLERANCE N; WITH HOLDING BRAKE DEGREE OF PROTECTION IP64; PAINT FINISH RAL7016 | - | 0 | 0
1FK7061-7AH71-1DH5 |  | 1FK7061-7AH71-1DH5 | 1 | UN | 1 | 60 | X | D | N | N | 85015220 | 1 |  | 11.302 | KG | 2195.43 | 2195.43 | MC05 | MC05 | SIMOTICS S Synchronous servo motor 1FK7 High Dynamic, 6.4Nm 100K, 4500rpm, 2.03kW Naturally cooled IM B5 (V1, V3) power/signal connectors Connector can be rotated by 270Â° INCREMENTAL ENCODER 2048 P/REV (ENCODER I-2048) WITH DRIVE-CLIQ INTERFACE; PLAIN SHAFT, TOLERANCE N; WITH HOLDING BRAKE DEGREE OF PROTECTION IP65 AS FLANGE IP67; PAINT FINISH RAL7016 | - | 0 | 0
1FK7061-7AH71-1DH8 |  | 1FK7061-7AH71-1DH8 | 1 | UN | 1 | 60 | X | D | N | N | 85015220 | 1 |  | 11.302 | KG | 2276.64 | 2276.64 | MC05 | MC05 | SIMOTICS S Synchronous servo motor 1FK7 High Dynamic, 6.4Nm 100K, 4500rpm, 2.03kW Naturally cooled IM B5 (V1, V3) power/signal connectors Connector can be rotated by 270Â° INCREMENTAL ENCODER 2048 P/REV (ENCODER I-2048) WITH DRIVE-CLIQ INTERFACE; PLAIN SHAFT, TOLERANCE N; WITH HOLDING BRAKE DEGREE OF PROTECTION IP65 IP67 D-END FLANGE; RAL7016 COATING; METALLIC RATING PLATE AT MOTOR | - | 0 | 0
1FK7061-7AH71-1EA0 |  | 1FK7061-7AH71-1EA0 | 1 | UN | 1 | 60 | X | D | N | N | 85015220 | 1 |  | 10.003 | KG | 2010.87 | 2010.87 | MC05 | MC05 | SIMOTICS S Synchronous servo motor 1FK7 High Dynamic, 6.4Nm 100K, 4500rpm, 2.03kW Naturally cooled IM B5 (V1, V3) power/signal connectors Connector can be rotated by 270Â° ABSOLUTE ENCODER ENDAT 2048 P/REV (ENCODER A-2048); PERFORMANCE REDUCTION BY 10% DUE TO ABSOLUTE ENCODER; SHAFT WITH FITTED KEY, TOLERANCE N; W/O HOLDING BRAKE DEGREE OF PROTECTION IP64 | - | 0 | 0
1FK7061-7AH71-1EA2 |  | 1FK7061-7AH71-1EA2 | 1 | UN | 1 | 60 | X | D | N | N | 85015220 | 1 |  | 10.003 | KG | 2086.84 | 2086.84 | MC05 | MC05 | SIMOTICS S Synchronous servo motor 1FK7 High Dynamic, 6.4Nm 100K, 4500rpm, 2.03kW Naturally cooled IM B5 (V1, V3) power/signal connectors Connector can be rotated by 270Â° ABSOLUTE ENCODER ENDAT 2048 P/REV (ENCODER A-2048); PERFORMANCE REDUCTION BY 10% DUE TO ABSOLUTE ENCODER; SHAFT WITH FITTED KEY, TOLERANCE N; W/O HOLDING BRAKE DEGREE OF PROTECTION IP65 FLANGE ON DRIVE END IP67 | - | 0 | 0
1FK7061-7AH71-1EA3 |  | 1FK7061-7AH71-1EA3 | 1 | UN | 1 | 60 | X | D | N | N | 85015220 | 1 |  | 10.003 | KG | 2047.68 | 2047.68 | MC05 | MC05 | SIMOTICS S Synchronous servo motor 1FK7 High Dynamic, 6.4Nm 100K, 4500rpm, 2.03kW Naturally cooled IM B5 (V1, V3) power/signal connectors Connector can be rotated by 270Â° ABSOLUTE ENCODER ENDAT 2048 P/REV (ENCODER A-2048); PERFORMANCE REDUCTION BY 10% DUE TO ABSOLUTE ENCODER; SHAFT WITH FITTED KEY, TOLERANCE N; W/O HOLDING BRAKE DEGREE OF PROTECTION IP64; PAINT FINISH RAL7016 | - | 0 | 0
1FK7061-7AH71-1EA5 |  | 1FK7061-7AH71-1EA5 | 1 | UN | 1 | 60 | X | D | N | N | 85015220 | 1 |  | 10.003 | KG | 2123.63 | 2123.63 | MC05 | MC05 | SIMOTICS S Synchronous servo motor 1FK7 High Dynamic, 6.4Nm 100K, 4500rpm, 2.03kW Naturally cooled IM B5 (V1, V3) power/signal connectors Connector can be rotated by 270Â° ABSOLUTE ENCODER ENDAT 2048 P/REV (ENCODER A-2048); PERFORMANCE REDUCTION BY 10% DUE TO ABSOLUTE ENCODER; SHAFT WITH FITTED KEY, TOLERANCE N; W/O HOLDING BRAKE DEGREE OF PROTECTION IP65 AS FLANGE IP67; PAINT FINISH RAL7016 | - | 0 | 0
1FK7061-7AH71-1EA8 |  | 1FK7061-7AH71-1EA8 | 1 | UN | 1 | 60 | X | D | N | N | 85015220 | 1 |  | 10.003 | KG | 2204.84 | 2204.84 | MC05 | MC05 | SIMOTICS S Synchronous servo motor 1FK7 High Dynamic, 6.4Nm 100K, 4500rpm, 2.03kW Naturally cooled IM B5 (V1, V3) power/signal connectors Connector can be rotated by 270Â° ABSOLUTE ENCODER ENDAT 2048 P/REV (ENCODER A-2048); PERFORMANCE REDUCTION BY 10% DUE TO ABSOLUTE ENCODER; SHAFT WITH FITTED KEY, TOLERANCE N; W/O HOLDING BRAKE DEGREE OF PROTECTION IP65 IP67 D-END FLANGE; RAL7016 COATING; METALLIC RATING PLATE AT MOTOR | - | 0 | 0
1FK7061-7AH71-1EB0 |  | 1FK7061-7AH71-1EB0 | 1 | UN | 1 | 60 | X | D | N | N | 85015220 | 1 |  | 11.302 | KG | 2256.9 | 2256.9 | MC05 | MC05 | SIMOTICS S Synchronous servo motor 1FK7 High Dynamic, 6.4Nm 100K, 4500rpm, 2.03kW Naturally cooled IM B5 (V1, V3) power/signal connectors Connector can be rotated by 270Â° ABSOLUTE ENCODER ENDAT 2048 P/REV (ENCODER A-2048); PERFORMANCE REDUCTION BY 10% DUE TO ABSOLUTE ENCODER; SHAFT WITH FITTED KEY, TOLERANCE N; WITH HOLDING BRAKE DEGREE OF PROTECTION IP64 | - | 0 | 0
1FK7061-7AH71-1EB2 |  | 1FK7061-7AH71-1EB2 | 1 | UN | 1 | 60 | X | D | N | N | 85015220 | 1 |  | 11.302 | KG | 2332.87 | 2332.87 | MC05 | MC05 | SIMOTICS S Synchronous servo motor 1FK7 High Dynamic, 6.4Nm 100K, 4500rpm, 2.03kW Naturally cooled IM B5 (V1, V3) power/signal connectors Connector can be rotated by 270Â° ABSOLUTE ENCODER ENDAT 2048 P/REV (ENCODER A-2048); PERFORMANCE REDUCTION BY 10% DUE TO ABSOLUTE ENCODER; SHAFT WITH FITTED KEY, TOLERANCE N; WITH HOLDING BRAKE DEGREE OF PROTECTION IP65 FLANGE ON DRIVE END IP67 | - | 0 | 0
1FK7061-7AH71-1EB3 |  | 1FK7061-7AH71-1EB3 | 1 | UN | 1 | 60 | X | D | N | N | 85015220 | 1 |  | 11.302 | KG | 2293.71 | 2293.71 | MC05 | MC05 | SIMOTICS S Synchronous servo motor 1FK7 High Dynamic, 6.4Nm 100K, 4500rpm, 2.03kW Naturally cooled IM B5 (V1, V3) power/signal connectors Connector can be rotated by 270Â° ABSOLUTE ENCODER ENDAT 2048 P/REV (ENCODER A-2048); PERFORMANCE REDUCTION BY 10% DUE TO ABSOLUTE ENCODER; SHAFT WITH FITTED KEY, TOLERANCE N; WITH HOLDING BRAKE DEGREE OF PROTECTION IP64; PAINT FINISH RAL7016 | - | 0 | 0
1FK7061-7AH71-1EB5 |  | 1FK7061-7AH71-1EB5 | 1 | UN | 1 | 60 | X | D | N | N | 85015220 | 1 |  | 11.302 | KG | 2369.66 | 2369.66 | MC05 | MC05 | SIMOTICS S Synchronous servo motor 1FK7 High Dynamic, 6.4Nm 100K, 4500rpm, 2.03kW Naturally cooled IM B5 (V1, V3) power/signal connectors Connector can be rotated by 270Â° ABSOLUTE ENCODER ENDAT 2048 P/REV (ENCODER A-2048); PERFORMANCE REDUCTION BY 10% DUE TO ABSOLUTE ENCODER; SHAFT WITH FITTED KEY, TOLERANCE N; WITH HOLDING BRAKE DEGREE OF PROTECTION IP65 AS FLANGE IP67; PAINT FINISH RAL7016 | - | 0 | 0
1FK7061-7AH71-1EB8 |  | 1FK7061-7AH71-1EB8 | 1 | UN | 1 | 60 | X | D | N | N | 85015220 | 1 |  | 11.302 | KG | 2450.87 | 2450.87 | MC05 | MC05 | SIMOTICS S Synchronous servo motor 1FK7 High Dynamic, 6.4Nm 100K, 4500rpm, 2.03kW Naturally cooled IM B5 (V1, V3) power/signal connectors Connector can be rotated by 270Â° ABSOLUTE ENCODER ENDAT 2048 P/REV (ENCODER A-2048); PERFORMANCE REDUCTION BY 10% DUE TO ABSOLUTE ENCODER; SHAFT WITH FITTED KEY, TOLERANCE N; WITH HOLDING BRAKE DEGREE OF PROTECTION IP65 IP67 D-END FLANGE; RAL7016 COATING; METALLIC RATING PLATE AT MOTOR | - | 0 | 0
1FK7061-7AH71-1EG0 |  | 1FK7061-7AH71-1EG0 | 1 | UN | 1 | 60 | X | D | N | N | 85015220 | 1 |  | 10.003 | KG | 1940.82 | 1940.82 | MC05 | MC05 | SIMOTICS S Synchronous servo motor 1FK7 High Dynamic, 6.4Nm 100K, 4500rpm, 2.03kW Naturally cooled IM B5 (V1, V3) power/signal connectors Connector can be rotated by 270Â° ABSOLUTE ENCODER ENDAT 2048 P/REV (ENCODER A-2048); PERFORMANCE REDUCTION BY 10% DUE TO ABSOLUTE ENCODER; PLAIN SHAFT, TOLERANCE N; W/O HOLDING BRAKE DEGREE OF PROTECTION IP64 | - | 0 | 0
1FK7061-7AH71-1EG2 |  | 1FK7061-7AH71-1EG2 | 1 | UN | 1 | 60 | X | D | N | N | 85015220 | 1 |  | 10.003 | KG | 2016.79 | 2016.79 | MC05 | MC05 | SIMOTICS S Synchronous servo motor 1FK7 High Dynamic, 6.4Nm 100K, 4500rpm, 2.03kW Naturally cooled IM B5 (V1, V3) power/signal connectors Connector can be rotated by 270Â° ABSOLUTE ENCODER ENDAT 2048 P/REV (ENCODER A-2048); PERFORMANCE REDUCTION BY 10% DUE TO ABSOLUTE ENCODER; PLAIN SHAFT, TOLERANCE N; W/O HOLDING BRAKE DEGREE OF PROTECTION IP65 FLANGE ON DRIVE END IP67 | - | 0 | 0
1FK7061-7AH71-1EG3 |  | 1FK7061-7AH71-1EG3 | 1 | UN | 1 | 60 | X | D | N | N | 85015220 | 1 |  | 10.003 | KG | 1977.63 | 1977.63 | MC05 | MC05 | SIMOTICS S Synchronous servo motor 1FK7 High Dynamic, 6.4Nm 100K, 4500rpm, 2.03kW Naturally cooled IM B5 (V1, V3) power/signal connectors Connector can be rotated by 270Â° ABSOLUTE ENCODER ENDAT 2048 P/REV (ENCODER A-2048); PERFORMANCE REDUCTION BY 10% DUE TO ABSOLUTE ENCODER; PLAIN SHAFT, TOLERANCE N; W/O HOLDING BRAKE DEGREE OF PROTECTION IP64; PAINT FINISH RAL7016 | - | 0 | 0
1FK7061-7AH71-1EG5 |  | 1FK7061-7AH71-1EG5 | 1 | UN | 1 | 60 | X | D | N | N | 85015220 | 1 |  | 10.003 | KG | 2053.58 | 2053.58 | MC05 | MC05 | SIMOTICS S Synchronous servo motor 1FK7 High Dynamic, 6.4Nm 100K, 4500rpm, 2.03kW Naturally cooled IM B5 (V1, V3) power/signal connectors Connector can be rotated by 270Â° ABSOLUTE ENCODER ENDAT 2048 P/REV (ENCODER A-2048); PERFORMANCE REDUCTION BY 10% DUE TO ABSOLUTE ENCODER; PLAIN SHAFT, TOLERANCE N; W/O HOLDING BRAKE DEGREE OF PROTECTION IP65 AS FLANGE IP67; PAINT FINISH RAL7016 | - | 0 | 0
1FK7061-7AH71-1EG8 |  | 1FK7061-7AH71-1EG8 | 1 | UN | 1 | 60 | X | D | N | N | 85015220 | 1 |  | 10.003 | KG | 2134.79 | 2134.79 | MC05 | MC05 | SIMOTICS S Synchronous servo motor 1FK7 High Dynamic, 6.4Nm 100K, 4500rpm, 2.03kW Naturally cooled IM B5 (V1, V3) power/signal connectors Connector can be rotated by 270Â° ABSOLUTE ENCODER ENDAT 2048 P/REV (ENCODER A-2048); PERFORMANCE REDUCTION BY 10% DUE TO ABSOLUTE ENCODER; PLAIN SHAFT, TOLERANCE N; W/O HOLDING BRAKE DEGREE OF PROTECTION IP65 IP67 D-END FLANGE; RAL7016 COATING; METALLIC RATING PLATE AT MOTOR | - | 0 | 0
1FK7061-7AH71-1EH0 |  | 1FK7061-7AH71-1EH0 | 1 | UN | 1 | 60 | X | D | N | N | 85015220 | 1 |  | 11.302 | KG | 2188.64 | 2188.64 | MC05 | MC05 | SIMOTICS S Synchronous servo motor 1FK7 High Dynamic, 6.4Nm 100K, 4500rpm, 2.03kW Naturally cooled IM B5 (V1, V3) power/signal connectors Connector can be rotated by 270Â° ABSOLUTE ENCODER ENDAT 2048 P/REV (ENCODER A-2048); PERFORMANCE REDUCTION BY 10% DUE TO ABSOLUTE ENCODER; PLAIN SHAFT, TOLERANCE N; WITH HOLDING BRAKE DEGREE OF PROTECTION IP64 | - | 0 | 0
1FK7061-7AH71-1EH2 |  | 1FK7061-7AH71-1EH2 | 1 | UN | 1 | 60 | X | D | N | N | 85015220 | 1 |  | 11.302 | KG | 2264.61 | 2264.61 | MC05 | MC05 | SIMOTICS S Synchronous servo motor 1FK7 High Dynamic, 6.4Nm 100K, 4500rpm, 2.03kW Naturally cooled IM B5 (V1, V3) power/signal connectors Connector can be rotated by 270Â° ABSOLUTE ENCODER ENDAT 2048 P/REV (ENCODER A-2048); PERFORMANCE REDUCTION BY 10% DUE TO ABSOLUTE ENCODER; PLAIN SHAFT, TOLERANCE N; WITH HOLDING BRAKE DEGREE OF PROTECTION IP65 FLANGE ON DRIVE END IP67 | - | 0 | 0
1FK7061-7AH71-1EH3 |  | 1FK7061-7AH71-1EH3 | 1 | UN | 1 | 60 | X | D | N | N | 85015220 | 1 |  | 11.302 | KG | 2225.45 | 2225.45 | MC05 | MC05 | SIMOTICS S Synchronous servo motor 1FK7 High Dynamic, 6.4Nm 100K, 4500rpm, 2.03kW Naturally cooled IM B5 (V1, V3) power/signal connectors Connector can be rotated by 270Â° ABSOLUTE ENCODER ENDAT 2048 P/REV (ENCODER A-2048); PERFORMANCE REDUCTION BY 10% DUE TO ABSOLUTE ENCODER; PLAIN SHAFT, TOLERANCE N; WITH HOLDING BRAKE DEGREE OF PROTECTION IP64; PAINT FINISH RAL7016 | - | 0 | 0
1FK7061-7AH71-1EH5 |  | 1FK7061-7AH71-1EH5 | 1 | UN | 1 | 60 | X | D | N | N | 85015220 | 1 |  | 11.302 | KG | 2301.4 | 2301.4 | MC05 | MC05 | SIMOTICS S Synchronous servo motor 1FK7 High Dynamic, 6.4Nm 100K, 4500rpm, 2.03kW Naturally cooled IM B5 (V1, V3) power/signal connectors Connector can be rotated by 270Â° ABSOLUTE ENCODER ENDAT 2048 P/REV (ENCODER A-2048); PERFORMANCE REDUCTION BY 10% DUE TO ABSOLUTE ENCODER; PLAIN SHAFT, TOLERANCE N; WITH HOLDING BRAKE DEGREE OF PROTECTION IP65 AS FLANGE IP67; PAINT FINISH RAL7016 | - | 0 | 0
1FK7061-7AH71-1EH8 |  | 1FK7061-7AH71-1EH8 | 1 | UN | 1 | 60 | X | D | N | N | 85015220 | 1 |  | 11.302 | KG | 2382.61 | 2382.61 | MC05 | MC05 | SIMOTICS S Synchronous servo motor 1FK7 High Dynamic, 6.4Nm 100K, 4500rpm, 2.03kW Naturally cooled IM B5 (V1, V3) power/signal connectors Connector can be rotated by 270Â° ABSOLUTE ENCODER ENDAT 2048 P/REV (ENCODER A-2048); PERFORMANCE REDUCTION BY 10% DUE TO ABSOLUTE ENCODER; PLAIN SHAFT, TOLERANCE N; WITH HOLDING BRAKE DEGREE OF PROTECTION IP65 IP67 D-END FLANGE; RAL7016 COATING; METALLIC RATING PLATE AT MOTOR | - | 0 | 0
1FK7061-7AH71-1FA0 |  | 1FK7061-7AH71-1FA0 | 1 | UN | 1 | 60 | X | D | N | N | 85015220 | 1 |  | 10.003 | KG | 2204.82 | 2204.82 | MC05 | MC05 | SIMOTICS S Synchronous servo motor 1FK7 High Dynamic, 6.4Nm 100K, 4500rpm, 2.03kW Naturally cooled IM B5 (V1, V3) power/signal connectors Connector can be rotated by 270Â° ABSOLUTE ENCODER 2048 P/REV (ENCODER A-2048) WITH DRIVE-CLIQ INTERFACE; PERFORMANCE REDUCTION BY 10% DUE TO ABSOLUTE ENCODER; SHAFT WITH FITTED KEY, TOLERANCE N; W/O HOLDING BRAKE DEGREE OF PROTECTION IP64 | - | 0 | 0
1FK7061-7AH71-1FA2 |  | 1FK7061-7AH71-1FA2 | 1 | UN | 1 | 60 | X | D | N | N | 85015220 | 1 |  | 10.003 | KG | 2280.79 | 2280.79 | MC05 | MC05 | SIMOTICS S Synchronous servo motor 1FK7 High Dynamic, 6.4Nm 100K, 4500rpm, 2.03kW Naturally cooled IM B5 (V1, V3) power/signal connectors Connector can be rotated by 270Â° ABSOLUTE ENCODER 2048 P/REV (ENCODER A-2048) WITH DRIVE-CLIQ INTERFACE; PERFORMANCE REDUCTION BY 10% DUE TO ABSOLUTE ENCODER; SHAFT WITH FITTED KEY, TOLERANCE N; W/O HOLDING BRAKE DEGREE OF PROTECTION IP65 FLANGE ON DRIVE END IP67 | - | 0 | 0
1FK7061-7AH71-1FA3 |  | 1FK7061-7AH71-1FA3 | 1 | UN | 1 | 60 | X | D | N | N | 85015220 | 1 |  | 10.003 | KG | 2241.63 | 2241.63 | MC05 | MC05 | SIMOTICS S Synchronous servo motor 1FK7 High Dynamic, 6.4Nm 100K, 4500rpm, 2.03kW Naturally cooled IM B5 (V1, V3) power/signal connectors Connector can be rotated by 270Â° ABSOLUTE ENCODER 2048 P/REV (ENCODER A-2048) WITH DRIVE-CLIQ INTERFACE; PERFORMANCE REDUCTION BY 10% DUE TO ABSOLUTE ENCODER; SHAFT WITH FITTED KEY, TOLERANCE N; W/O HOLDING BRAKE DEGREE OF PROTECTION IP64; PAINT FINISH RAL7016 | - | 0 | 0
1FK7061-7AH71-1FA5 |  | 1FK7061-7AH71-1FA5 | 1 | UN | 1 | 60 | X | D | N | N | 85015220 | 1 |  | 10.003 | KG | 2317.58 | 2317.58 | MC05 | MC05 | SIMOTICS S Synchronous servo motor 1FK7 High Dynamic, 6.4Nm 100K, 4500rpm, 2.03kW Naturally cooled IM B5 (V1, V3) power/signal connectors Connector can be rotated by 270Â° ABSOLUTE ENCODER 2048 P/REV (ENCODER A-2048) WITH DRIVE-CLIQ INTERFACE; PERFORMANCE REDUCTION BY 10% DUE TO ABSOLUTE ENCODER; SHAFT WITH FITTED KEY, TOLERANCE N; W/O HOLDING BRAKE DEGREE OF PROTECTION IP65 AS FLANGE IP67; PAINT FINISH RAL7016 | - | 0 | 0
1FK7061-7AH71-1FA8 |  | 1FK7061-7AH71-1FA8 | 1 | UN | 1 | 60 | X | D | N | N | 85015220 | 1 |  | 10.003 | KG | 2398.79 | 2398.79 | MC05 | MC05 | SIMOTICS S Synchronous servo motor 1FK7 High Dynamic, 6.4Nm 100K, 4500rpm, 2.03kW Naturally cooled IM B5 (V1, V3) power/signal connectors Connector can be rotated by 270Â° ABSOLUTE ENCODER 2048 P/REV (ENCODER A-2048) WITH DRIVE-CLIQ INTERFACE; PERFORMANCE REDUCTION BY 10% DUE TO ABSOLUTE ENCODER; SHAFT WITH FITTED KEY, TOLERANCE N; W/O HOLDING BRAKE DEGREE OF PROTECTION IP65 IP67 D-END FLANGE; RAL7016 COATING; METALLIC RATING PLATE AT MOTOR | - | 0 | 0
1FK7061-7AH71-1FB0 |  | 1FK7061-7AH71-1FB0 | 1 | UN | 1 | 60 | X | D | N | N | 85015220 | 1 |  | 11.302 | KG | 2450.85 | 2450.85 | MC05 | MC05 | SIMOTICS S Synchronous servo motor 1FK7 High Dynamic, 6.4Nm 100K, 4500rpm, 2.03kW Naturally cooled IM B5 (V1, V3) power/signal connectors Connector can be rotated by 270Â° ABSOLUTE ENCODER 2048 P/REV (ENCODER A-2048) WITH DRIVE-CLIQ INTERFACE; PERFORMANCE REDUCTION BY 10% DUE TO ABSOLUTE ENCODER; SHAFT WITH FITTED KEY, TOLERANCE N; WITH HOLDING BRAKE DEGREE OF PROTECTION IP64 | - | 0 | 0
1FK7061-7AH71-1FB2 |  | 1FK7061-7AH71-1FB2 | 1 | UN | 1 | 60 | X | D | N | N | 85015220 | 1 |  | 11.302 | KG | 2526.82 | 2526.82 | MC05 | MC05 | SIMOTICS S Synchronous servo motor 1FK7 High Dynamic, 6.4Nm 100K, 4500rpm, 2.03kW Naturally cooled IM B5 (V1, V3) power/signal connectors Connector can be rotated by 270Â° ABSOLUTE ENCODER 2048 P/REV (ENCODER A-2048) WITH DRIVE-CLIQ INTERFACE; PERFORMANCE REDUCTION BY 10% DUE TO ABSOLUTE ENCODER; SHAFT WITH FITTED KEY, TOLERANCE N; WITH HOLDING BRAKE DEGREE OF PROTECTION IP65 FLANGE ON DRIVE END IP67 | - | 0 | 0
1FK7061-7AH71-1FB3 |  | 1FK7061-7AH71-1FB3 | 1 | UN | 1 | 60 | X | D | N | N | 85015220 | 1 |  | 11.302 | KG | 2487.66 | 2487.66 | MC05 | MC05 | SIMOTICS S Synchronous servo motor 1FK7 High Dynamic, 6.4Nm 100K, 4500rpm, 2.03kW Naturally cooled IM B5 (V1, V3) power/signal connectors Connector can be rotated by 270Â° ABSOLUTE ENCODER 2048 P/REV (ENCODER A-2048) WITH DRIVE-CLIQ INTERFACE; PERFORMANCE REDUCTION BY 10% DUE TO ABSOLUTE ENCODER; SHAFT WITH FITTED KEY, TOLERANCE N; WITH HOLDING BRAKE DEGREE OF PROTECTION IP64; PAINT FINISH RAL7016 | - | 0 | 0
1FK7061-7AH71-1FB5 |  | 1FK7061-7AH71-1FB5 | 1 | UN | 1 | 60 | X | D | N | N | 85015220 | 1 |  | 11.302 | KG | 2563.61 | 2563.61 | MC05 | MC05 | SIMOTICS S Synchronous servo motor 1FK7 High Dynamic, 6.4Nm 100K, 4500rpm, 2.03kW Naturally cooled IM B5 (V1, V3) power/signal connectors Connector can be rotated by 270Â° ABSOLUTE ENCODER 2048 P/REV (ENCODER A-2048) WITH DRIVE-CLIQ INTERFACE; PERFORMANCE REDUCTION BY 10% DUE TO ABSOLUTE ENCODER; SHAFT WITH FITTED KEY, TOLERANCE N; WITH HOLDING BRAKE DEGREE OF PROTECTION IP65 AS FLANGE IP67; PAINT FINISH RAL7016 | - | 0 | 0
1FK7061-7AH71-1FB8 |  | 1FK7061-7AH71-1FB8 | 1 | UN | 1 | 60 | X | D | N | N | 85015220 | 1 |  | 11.302 | KG | 2644.82 | 2644.82 | MC05 | MC05 | SIMOTICS S Synchronous servo motor 1FK7 High Dynamic, 6.4Nm 100K, 4500rpm, 2.03kW Naturally cooled IM B5 (V1, V3) power/signal connectors Connector can be rotated by 270Â° ABSOLUTE ENCODER 2048 P/REV (ENCODER A-2048) WITH DRIVE-CLIQ INTERFACE; PERFORMANCE REDUCTION BY 10% DUE TO ABSOLUTE ENCODER; SHAFT WITH FITTED KEY, TOLERANCE N; WITH HOLDING BRAKE DEGREE OF PROTECTION IP65 IP67 D-END FLANGE; RAL7016 COATING; METALLIC RATING PLATE AT MOTOR | - | 0 | 0
1FK7061-7AH71-1FG0 |  | 1FK7061-7AH71-1FG0 | 1 | UN | 1 | 60 | X | D | N | N | 85015220 | 1 |  | 10.003 | KG | 2134.77 | 2134.77 | MC05 | MC05 | SIMOTICS S Synchronous servo motor 1FK7 High Dynamic, 6.4Nm 100K, 4500rpm, 2.03kW Naturally cooled IM B5 (V1, V3) power/signal connectors Connector can be rotated by 270Â° ABSOLUTE ENCODER 2048 P/REV (ENCODER A-2048) WITH DRIVE-CLIQ INTERFACE; PERFORMANCE REDUCTION BY 10% DUE TO ABSOLUTE ENCODER; PLAIN SHAFT, TOLERANCE N; W/O HOLDING BRAKE DEGREE OF PROTECTION IP64 | - | 0 | 0
1FK7061-7AH71-1FG2 |  | 1FK7061-7AH71-1FG2 | 1 | UN | 1 | 60 | X | D | N | N | 85015220 | 1 |  | 10.003 | KG | 2210.74 | 2210.74 | MC05 | MC05 | SIMOTICS S Synchronous servo motor 1FK7 High Dynamic, 6.4Nm 100K, 4500rpm, 2.03kW Naturally cooled IM B5 (V1, V3) power/signal connectors Connector can be rotated by 270Â° ABSOLUTE ENCODER 2048 P/REV (ENCODER A-2048) WITH DRIVE-CLIQ INTERFACE; PERFORMANCE REDUCTION BY 10% DUE TO ABSOLUTE ENCODER; PLAIN SHAFT, TOLERANCE N; W/O HOLDING BRAKE DEGREE OF PROTECTION IP65 FLANGE ON DRIVE END IP67 | - | 0 | 0
1FK7061-7AH71-1FG3 |  | 1FK7061-7AH71-1FG3 | 1 | UN | 1 | 60 | X | D | N | N | 85015220 | 1 |  | 10.003 | KG | 2171.58 | 2171.58 | MC05 | MC05 | SIMOTICS S Synchronous servo motor 1FK7 High Dynamic, 6.4Nm 100K, 4500rpm, 2.03kW Naturally cooled IM B5 (V1, V3) power/signal connectors Connector can be rotated by 270Â° ABSOLUTE ENCODER 2048 P/REV (ENCODER A-2048) WITH DRIVE-CLIQ INTERFACE; PERFORMANCE REDUCTION BY 10% DUE TO ABSOLUTE ENCODER; PLAIN SHAFT, TOLERANCE N; W/O HOLDING BRAKE DEGREE OF PROTECTION IP64; PAINT FINISH RAL7016 | - | 0 | 0
1FK7061-7AH71-1FG5 |  | 1FK7061-7AH71-1FG5 | 1 | UN | 1 | 60 | X | D | N | N | 85015220 | 1 |  | 10.003 | KG | 2247.53 | 2247.53 | MC05 | MC05 | SIMOTICS S Synchronous servo motor 1FK7 High Dynamic, 6.4Nm 100K, 4500rpm, 2.03kW Naturally cooled IM B5 (V1, V3) power/signal connectors Connector can be rotated by 270Â° ABSOLUTE ENCODER 2048 P/REV (ENCODER A-2048) WITH DRIVE-CLIQ INTERFACE; PERFORMANCE REDUCTION BY 10% DUE TO ABSOLUTE ENCODER; PLAIN SHAFT, TOLERANCE N; W/O HOLDING BRAKE DEGREE OF PROTECTION IP65 AS FLANGE IP67; PAINT FINISH RAL7016 | - | 0 | 0
1FK7061-7AH71-1FG8 |  | 1FK7061-7AH71-1FG8 | 1 | UN | 1 | 60 | X | D | N | N | 85015220 | 1 |  | 10.003 | KG | 2328.74 | 2328.74 | MC05 | MC05 | SIMOTICS S Synchronous servo motor 1FK7 High Dynamic, 6.4Nm 100K, 4500rpm, 2.03kW Naturally cooled IM B5 (V1, V3) power/signal connectors Connector can be rotated by 270Â° ABSOLUTE ENCODER 2048 P/REV (ENCODER A-2048) WITH DRIVE-CLIQ INTERFACE; PERFORMANCE REDUCTION BY 10% DUE TO ABSOLUTE ENCODER; PLAIN SHAFT, TOLERANCE N; W/O HOLDING BRAKE DEGREE OF PROTECTION IP65 IP67 D-END FLANGE; RAL7016 COATING; METALLIC RATING PLATE AT MOTOR | - | 0 | 0
1FK7061-7AH71-1FH0 |  | 1FK7061-7AH71-1FH0 | 1 | UN | 1 | 60 | X | D | N | N | 85015220 | 1 |  | 11.302 | KG | 2382.59 | 2382.59 | MC05 | MC05 | SIMOTICS S Synchronous servo motor 1FK7 High Dynamic, 6.4Nm 100K, 4500rpm, 2.03kW Naturally cooled IM B5 (V1, V3) power/signal connectors Connector can be rotated by 270Â° ABSOLUTE ENCODER 2048 P/REV (ENCODER A-2048) WITH DRIVE-CLIQ INTERFACE; PERFORMANCE REDUCTION BY 10% DUE TO ABSOLUTE ENCODER; PLAIN SHAFT, TOLERANCE N; WITH HOLDING BRAKE DEGREE OF PROTECTION IP64 | - | 0 | 0
1FK7061-7AH71-1FH2 |  | 1FK7061-7AH71-1FH2 | 1 | UN | 1 | 60 | X | D | N | N | 85015220 | 1 |  | 11.302 | KG | 2458.56 | 2458.56 | MC05 | MC05 | SIMOTICS S Synchronous servo motor 1FK7 High Dynamic, 6.4Nm 100K, 4500rpm, 2.03kW Naturally cooled IM B5 (V1, V3) power/signal connectors Connector can be rotated by 270Â° ABSOLUTE ENCODER 2048 P/REV (ENCODER A-2048) WITH DRIVE-CLIQ INTERFACE; PERFORMANCE REDUCTION BY 10% DUE TO ABSOLUTE ENCODER; PLAIN SHAFT, TOLERANCE N; WITH HOLDING BRAKE DEGREE OF PROTECTION IP65 FLANGE ON DRIVE END IP67 | - | 0 | 0
1FK7061-7AH71-1FH3 |  | 1FK7061-7AH71-1FH3 | 1 | UN | 1 | 60 | X | D | N | N | 85015220 | 1 |  | 11.302 | KG | 2419.4 | 2419.4 | MC05 | MC05 | SIMOTICS S Synchronous servo motor 1FK7 High Dynamic, 6.4Nm 100K, 4500rpm, 2.03kW Naturally cooled IM B5 (V1, V3) power/signal connectors Connector can be rotated by 270Â° ABSOLUTE ENCODER 2048 P/REV (ENCODER A-2048) WITH DRIVE-CLIQ INTERFACE; PERFORMANCE REDUCTION BY 10% DUE TO ABSOLUTE ENCODER; PLAIN SHAFT, TOLERANCE N; WITH HOLDING BRAKE DEGREE OF PROTECTION IP64; PAINT FINISH RAL7016 | - | 0 | 0
1FK7061-7AH71-1FH5 |  | 1FK7061-7AH71-1FH5 | 1 | UN | 1 | 60 | X | D | N | N | 85015220 | 1 |  | 11.302 | KG | 2495.35 | 2495.35 | MC05 | MC05 | SIMOTICS S Synchronous servo motor 1FK7 High Dynamic, 6.4Nm 100K, 4500rpm, 2.03kW Naturally cooled IM B5 (V1, V3) power/signal connectors Connector can be rotated by 270Â° ABSOLUTE ENCODER 2048 P/REV (ENCODER A-2048) WITH DRIVE-CLIQ INTERFACE; PERFORMANCE REDUCTION BY 10% DUE TO ABSOLUTE ENCODER; PLAIN SHAFT, TOLERANCE N; WITH HOLDING BRAKE DEGREE OF PROTECTION IP65 AS FLANGE IP67; PAINT FINISH RAL7016 | - | 0 | 0
1FK7061-7AH71-1FH8 |  | 1FK7061-7AH71-1FH8 | 1 | UN | 1 | 60 | X | D | N | N | 85015220 | 1 |  | 11.302 | KG | 2576.56 | 2576.56 | MC05 | MC05 | SIMOTICS S Synchronous servo motor 1FK7 High Dynamic, 6.4Nm 100K, 4500rpm, 2.03kW Naturally cooled IM B5 (V1, V3) power/signal connectors Connector can be rotated by 270Â° ABSOLUTE ENCODER 2048 P/REV (ENCODER A-2048) WITH DRIVE-CLIQ INTERFACE; PERFORMANCE REDUCTION BY 10% DUE TO ABSOLUTE ENCODER; PLAIN SHAFT, TOLERANCE N; WITH HOLDING BRAKE DEGREE OF PROTECTION IP65 IP67 D-END FLANGE; RAL7016 COATING; METALLIC RATING PLATE AT MOTOR | - | 0 | 0
1FK7061-7AH71-1GA0 |  | 1FK7061-7AH71-1GA0 | 1 | UN | 1 | 60 | X | D | N | N | 85015220 | 1 |  | 10.003 | KG | 1590.6 | 1590.6 | MC05 | MC05 | SIMOTICS S Synchronous servo motor 1FK7 High Dynamic, 6.4Nm 100K, 4500rpm, 2.03kW Naturally cooled IM B5 (V1, V3) power/signal connectors Connector can be rotated by 270Â° BASIC ABSOLUTE ENCODER 32 P/REV (ENCODER A-32); PERFORMANCE REDUCTION BY 10% DUE TO ABSOLUTE ENCODER; SHAFT WITH FITTED KEY, TOLERANCE N; W/O HOLDING BRAKE DEGREE OF PROTECTION IP64 | - | 0 | 0
1FK7061-7AH71-1GA2 |  | 1FK7061-7AH71-1GA2 | 1 | UN | 1 | 60 | X | D | N | N | 85015220 | 1 |  | 10.003 | KG | 1666.57 | 1666.57 | MC05 | MC05 | SIMOTICS S Synchronous servo motor 1FK7 High Dynamic, 6.4Nm 100K, 4500rpm, 2.03kW Naturally cooled IM B5 (V1, V3) power/signal connectors Connector can be rotated by 270Â° BASIC ABSOLUTE ENCODER 32 P/REV (ENCODER A-32); PERFORMANCE REDUCTION BY 10% DUE TO ABSOLUTE ENCODER; SHAFT WITH FITTED KEY, TOLERANCE N; W/O HOLDING BRAKE DEGREE OF PROTECTION IP65 FLANGE ON DRIVE END IP67 | - | 0 | 0
1FK7061-7AH71-1GA3 |  | 1FK7061-7AH71-1GA3 | 1 | UN | 1 | 60 | X | D | N | N | 85015220 | 1 |  | 10.003 | KG | 1627.41 | 1627.41 | MC05 | MC05 | SIMOTICS S Synchronous servo motor 1FK7 High Dynamic, 6.4Nm 100K, 4500rpm, 2.03kW Naturally cooled IM B5 (V1, V3) power/signal connectors Connector can be rotated by 270Â° BASIC ABSOLUTE ENCODER 32 P/REV (ENCODER A-32); PERFORMANCE REDUCTION BY 10% DUE TO ABSOLUTE ENCODER; SHAFT WITH FITTED KEY, TOLERANCE N; W/O HOLDING BRAKE DEGREE OF PROTECTION IP64; PAINT FINISH RAL7016 | - | 0 | 0
1FK7061-7AH71-1GA5 |  | 1FK7061-7AH71-1GA5 | 1 | UN | 1 | 60 | X | D | N | N | 85015220 | 1 |  | 10.003 | KG | 1703.36 | 1703.36 | MC05 | MC05 | SIMOTICS S Synchronous servo motor 1FK7 High Dynamic, 6.4Nm 100K, 4500rpm, 2.03kW Naturally cooled IM B5 (V1, V3) power/signal connectors Connector can be rotated by 270Â° BASIC ABSOLUTE ENCODER 32 P/REV (ENCODER A-32); PERFORMANCE REDUCTION BY 10% DUE TO ABSOLUTE ENCODER; SHAFT WITH FITTED KEY, TOLERANCE N; W/O HOLDING BRAKE DEGREE OF PROTECTION IP65 AS FLANGE IP67; PAINT FINISH RAL7016 | - | 0 | 0
1FK7061-7AH71-1GA8 |  | 1FK7061-7AH71-1GA8 | 1 | UN | 1 | 60 | X | D | N | N | 85015220 | 1 |  | 10.003 | KG | 1784.57 | 1784.57 | MC05 | MC05 | SIMOTICS S Synchronous servo motor 1FK7 High Dynamic, 6.4Nm 100K, 4500rpm, 2.03kW Naturally cooled IM B5 (V1, V3) power/signal connectors Connector can be rotated by 270Â° BASIC ABSOLUTE ENCODER 32 P/REV (ENCODER A-32); PERFORMANCE REDUCTION BY 10% DUE TO ABSOLUTE ENCODER; SHAFT WITH FITTED KEY, TOLERANCE N; W/O HOLDING BRAKE DEGREE OF PROTECTION IP65 IP67 D-END FLANGE; RAL7016 COATING; METALLIC RATING PLATE AT MOTOR | - | 0 | 0
1FK7061-7AH71-1GB0 |  | 1FK7061-7AH71-1GB0 | 1 | UN | 1 | 60 | X | D | N | N | 85015220 | 1 |  | 11.302 | KG | 1836.63 | 1836.63 | MC05 | MC05 | SIMOTICS S Synchronous servo motor 1FK7 High Dynamic, 6.4Nm 100K, 4500rpm, 2.03kW Naturally cooled IM B5 (V1, V3) power/signal connectors Connector can be rotated by 270Â° BASIC ABSOLUTE ENCODER 32 P/REV (ENCODER A-32); PERFORMANCE REDUCTION BY 10% DUE TO ABSOLUTE ENCODER; SHAFT WITH FITTED KEY, TOLERANCE N; WITH HOLDING BRAKE DEGREE OF PROTECTION IP64 | - | 0 | 0
1FK7061-7AH71-1GB2 |  | 1FK7061-7AH71-1GB2 | 1 | UN | 1 | 60 | X | D | N | N | 85015220 | 1 |  | 11.302 | KG | 1912.6 | 1912.6 | MC05 | MC05 | SIMOTICS S Synchronous servo motor 1FK7 High Dynamic, 6.4Nm 100K, 4500rpm, 2.03kW Naturally cooled IM B5 (V1, V3) power/signal connectors Connector can be rotated by 270Â° BASIC ABSOLUTE ENCODER 32 P/REV (ENCODER A-32); PERFORMANCE REDUCTION BY 10% DUE TO ABSOLUTE ENCODER; SHAFT WITH FITTED KEY, TOLERANCE N; WITH HOLDING BRAKE DEGREE OF PROTECTION IP65 FLANGE ON DRIVE END IP67 | - | 0 | 0
1FK7061-7AH71-1GB3 |  | 1FK7061-7AH71-1GB3 | 1 | UN | 1 | 60 | X | D | N | N | 85015220 | 1 |  | 11.302 | KG | 1873.44 | 1873.44 | MC05 | MC05 | SIMOTICS S Synchronous servo motor 1FK7 High Dynamic, 6.4Nm 100K, 4500rpm, 2.03kW Naturally cooled IM B5 (V1, V3) power/signal connectors Connector can be rotated by 270Â° BASIC ABSOLUTE ENCODER 32 P/REV (ENCODER A-32); PERFORMANCE REDUCTION BY 10% DUE TO ABSOLUTE ENCODER; SHAFT WITH FITTED KEY, TOLERANCE N; WITH HOLDING BRAKE DEGREE OF PROTECTION IP64; PAINT FINISH RAL7016 | - | 0 | 0
1FK7061-7AH71-1GB5 |  | 1FK7061-7AH71-1GB5 | 1 | UN | 1 | 60 | X | D | N | N | 85015220 | 1 |  | 11.302 | KG | 1949.39 | 1949.39 | MC05 | MC05 | SIMOTICS S Synchronous servo motor 1FK7 High Dynamic, 6.4Nm 100K, 4500rpm, 2.03kW Naturally cooled IM B5 (V1, V3) power/signal connectors Connector can be rotated by 270Â° BASIC ABSOLUTE ENCODER 32 P/REV (ENCODER A-32); PERFORMANCE REDUCTION BY 10% DUE TO ABSOLUTE ENCODER; SHAFT WITH FITTED KEY, TOLERANCE N; WITH HOLDING BRAKE DEGREE OF PROTECTION IP65 AS FLANGE IP67; PAINT FINISH RAL7016 | - | 0 | 0
1FK7061-7AH71-1GB8 |  | 1FK7061-7AH71-1GB8 | 1 | UN | 1 | 60 | X | D | N | N | 85015220 | 1 |  | 11.302 | KG | 2030.6 | 2030.6 | MC05 | MC05 | SIMOTICS S Synchronous servo motor 1FK7 High Dynamic, 6.4Nm 100K, 4500rpm, 2.03kW Naturally cooled IM B5 (V1, V3) power/signal connectors Connector can be rotated by 270Â° BASIC ABSOLUTE ENCODER 32 P/REV (ENCODER A-32); PERFORMANCE REDUCTION BY 10% DUE TO ABSOLUTE ENCODER; SHAFT WITH FITTED KEY, TOLERANCE N; WITH HOLDING BRAKE DEGREE OF PROTECTION IP65 IP67 D-END FLANGE; RAL7016 COATING; METALLIC RATING PLATE AT MOTOR | - | 0 | 0
1FK7061-7AH71-1GG0 |  | 1FK7061-7AH71-1GG0 | 1 | UN | 1 | 60 | X | D | N | N | 85015220 | 1 |  | 10.003 | KG | 1520.55 | 1520.55 | MC05 | MC05 | SIMOTICS S Synchronous servo motor 1FK7 High Dynamic, 6.4Nm 100K, 4500rpm, 2.03kW Naturally cooled IM B5 (V1, V3) power/signal connectors Connector can be rotated by 270Â° BASIC ABSOLUTE ENCODER 32 P/REV (ENCODER A-32); PERFORMANCE REDUCTION BY 10% DUE TO ABSOLUTE ENCODER; PLAIN SHAFT, TOLERANCE N; W/O HOLDING BRAKE DEGREE OF PROTECTION IP64 | - | 0 | 0
1FK7061-7AH71-1GG2 |  | 1FK7061-7AH71-1GG2 | 1 | UN | 1 | 60 | X | D | N | N | 85015220 | 1 |  | 10.003 | KG | 1596.52 | 1596.52 | MC05 | MC05 | SIMOTICS S Synchronous servo motor 1FK7 High Dynamic, 6.4Nm 100K, 4500rpm, 2.03kW Naturally cooled IM B5 (V1, V3) power/signal connectors Connector can be rotated by 270Â° BASIC ABSOLUTE ENCODER 32 P/REV (ENCODER A-32); PERFORMANCE REDUCTION BY 10% DUE TO ABSOLUTE ENCODER; PLAIN SHAFT, TOLERANCE N; W/O HOLDING BRAKE DEGREE OF PROTECTION IP65 FLANGE ON DRIVE END IP67 | - | 0 | 0
1FK7061-7AH71-1GG3 |  | 1FK7061-7AH71-1GG3 | 1 | UN | 1 | 60 | X | D | N | N | 85015220 | 1 |  | 10.003 | KG | 1557.36 | 1557.36 | MC05 | MC05 | SIMOTICS S Synchronous servo motor 1FK7 High Dynamic, 6.4Nm 100K, 4500rpm, 2.03kW Naturally cooled IM B5 (V1, V3) power/signal connectors Connector can be rotated by 270Â° BASIC ABSOLUTE ENCODER 32 P/REV (ENCODER A-32); PERFORMANCE REDUCTION BY 10% DUE TO ABSOLUTE ENCODER; PLAIN SHAFT, TOLERANCE N; W/O HOLDING BRAKE DEGREE OF PROTECTION IP64; PAINT FINISH RAL7016 | - | 0 | 0
1FK7061-7AH71-1GG5 |  | 1FK7061-7AH71-1GG5 | 1 | UN | 1 | 60 | X | D | N | N | 85015220 | 1 |  | 10.003 | KG | 1633.31 | 1633.31 | MC05 | MC05 | SIMOTICS S Synchronous servo motor 1FK7 High Dynamic, 6.4Nm 100K, 4500rpm, 2.03kW Naturally cooled IM B5 (V1, V3) power/signal connectors Connector can be rotated by 270Â° BASIC ABSOLUTE ENCODER 32 P/REV (ENCODER A-32); PERFORMANCE REDUCTION BY 10% DUE TO ABSOLUTE ENCODER; PLAIN SHAFT, TOLERANCE N; W/O HOLDING BRAKE DEGREE OF PROTECTION IP65 AS FLANGE IP67; PAINT FINISH RAL7016 | - | 0 | 0
1FK7061-7AH71-1GG8 |  | 1FK7061-7AH71-1GG8 | 1 | UN | 1 | 60 | X | D | N | N | 85015220 | 1 |  | 10.003 | KG | 1714.52 | 1714.52 | MC05 | MC05 | SIMOTICS S Synchronous servo motor 1FK7 High Dynamic, 6.4Nm 100K, 4500rpm, 2.03kW Naturally cooled IM B5 (V1, V3) power/signal connectors Connector can be rotated by 270Â° BASIC ABSOLUTE ENCODER 32 P/REV (ENCODER A-32); PERFORMANCE REDUCTION BY 10% DUE TO ABSOLUTE ENCODER; PLAIN SHAFT, TOLERANCE N; W/O HOLDING BRAKE DEGREE OF PROTECTION IP65 IP67 D-END FLANGE; RAL7016 COATING; METALLIC RATING PLATE AT MOTOR | - | 0 | 0
1FK7061-7AH71-1GH0 |  | 1FK7061-7AH71-1GH0 | 1 | UN | 1 | 60 | X | D | N | N | 85015220 | 1 |  | 11.302 | KG | 1768.37 | 1768.37 | MC05 | MC05 | SIMOTICS S Synchronous servo motor 1FK7 High Dynamic, 6.4Nm 100K, 4500rpm, 2.03kW Naturally cooled IM B5 (V1, V3) power/signal connectors Connector can be rotated by 270Â° BASIC ABSOLUTE ENCODER 32 P/REV (ENCODER A-32); PERFORMANCE REDUCTION BY 10% DUE TO ABSOLUTE ENCODER; PLAIN SHAFT, TOLERANCE N; WITH HOLDING BRAKE DEGREE OF PROTECTION IP64 | - | 0 | 0
1FK7061-7AH71-1GH2 |  | 1FK7061-7AH71-1GH2 | 1 | UN | 1 | 60 | X | D | N | N | 85015220 | 1 |  | 11.302 | KG | 1844.34 | 1844.34 | MC05 | MC05 | SIMOTICS S Synchronous servo motor 1FK7 High Dynamic, 6.4Nm 100K, 4500rpm, 2.03kW Naturally cooled IM B5 (V1, V3) power/signal connectors Connector can be rotated by 270Â° BASIC ABSOLUTE ENCODER 32 P/REV (ENCODER A-32); PERFORMANCE REDUCTION BY 10% DUE TO ABSOLUTE ENCODER; PLAIN SHAFT, TOLERANCE N; WITH HOLDING BRAKE DEGREE OF PROTECTION IP65 FLANGE ON DRIVE END IP67 | - | 0 | 0
1FK7061-7AH71-1GH3 |  | 1FK7061-7AH71-1GH3 | 1 | UN | 1 | 60 | X | D | N | N | 85015220 | 1 |  | 11.302 | KG | 1805.18 | 1805.18 | MC05 | MC05 | SIMOTICS S Synchronous servo motor 1FK7 High Dynamic, 6.4Nm 100K, 4500rpm, 2.03kW Naturally cooled IM B5 (V1, V3) power/signal connectors Connector can be rotated by 270Â° BASIC ABSOLUTE ENCODER 32 P/REV (ENCODER A-32); PERFORMANCE REDUCTION BY 10% DUE TO ABSOLUTE ENCODER; PLAIN SHAFT, TOLERANCE N; WITH HOLDING BRAKE DEGREE OF PROTECTION IP64; PAINT FINISH RAL7016 | - | 0 | 0
1FK7061-7AH71-1GH5 |  | 1FK7061-7AH71-1GH5 | 1 | UN | 1 | 60 | X | D | N | N | 85015220 | 1 |  | 11.302 | KG | 1881.13 | 1881.13 | MC05 | MC05 | SIMOTICS S Synchronous servo motor 1FK7 High Dynamic, 6.4Nm 100K, 4500rpm, 2.03kW Naturally cooled IM B5 (V1, V3) power/signal connectors Connector can be rotated by 270Â° BASIC ABSOLUTE ENCODER 32 P/REV (ENCODER A-32); PERFORMANCE REDUCTION BY 10% DUE TO ABSOLUTE ENCODER; PLAIN SHAFT, TOLERANCE N; WITH HOLDING BRAKE DEGREE OF PROTECTION IP65 AS FLANGE IP67; PAINT FINISH RAL7016 | - | 0 | 0
1FK7061-7AH71-1GH8 |  | 1FK7061-7AH71-1GH8 | 1 | UN | 1 | 60 | X | D | N | N | 85015220 | 1 |  | 11.302 | KG | 1962.34 | 1962.34 | MC05 | MC05 | SIMOTICS S Synchronous servo motor 1FK7 High Dynamic, 6.4Nm 100K, 4500rpm, 2.03kW Naturally cooled IM B5 (V1, V3) power/signal connectors Connector can be rotated by 270Â° BASIC ABSOLUTE ENCODER 32 P/REV (ENCODER A-32); PERFORMANCE REDUCTION BY 10% DUE TO ABSOLUTE ENCODER; PLAIN SHAFT, TOLERANCE N; WITH HOLDING BRAKE DEGREE OF PROTECTION IP65 IP67 D-END FLANGE; RAL7016 COATING; METALLIC RATING PLATE AT MOTOR | - | 0 | 0
1FK7061-7AH71-1KA0 |  | 1FK7061-7AH71-1KA0 | 1 | UN | 1 | 60 | X | D | N | N | 85015220 | 1 |  | 10.003 | KG | 1784.57 | 1784.57 | MC05 | MC05 | SIMOTICS S Synchronous servo motor 1FK7 High Dynamic, 6.4Nm 100K, 4500rpm, 2.03kW Naturally cooled IM B5 (V1, V3) power/signal connectors Connector can be rotated by 270Â° BASIC ABSOLUTE ENCODER 32 P/REV (ENCODER A-32) WITH DRIVE-CLIQ INTERFACE; PERFORMANCE REDUCTION BY 10% DUE TO ABSOLUTE ENCODER; SHAFT WITH FITTED KEY, TOLERANCE N; W/O HOLDING BRAKE DEGREE OF PROTECTION IP64 | - | 0 | 0
1FK7061-7AH71-1KA2 |  | 1FK7061-7AH71-1KA2 | 1 | UN | 1 | 60 | X | D | N | N | 85015220 | 1 |  | 10.003 | KG | 1860.54 | 1860.54 | MC05 | MC05 | SIMOTICS S Synchronous servo motor 1FK7 High Dynamic, 6.4Nm 100K, 4500rpm, 2.03kW Naturally cooled IM B5 (V1, V3) power/signal connectors Connector can be rotated by 270Â° BASIC ABSOLUTE ENCODER 32 P/REV (ENCODER A-32) WITH DRIVE-CLIQ INTERFACE; PERFORMANCE REDUCTION BY 10% DUE TO ABSOLUTE ENCODER; SHAFT WITH FITTED KEY, TOLERANCE N; W/O HOLDING BRAKE DEGREE OF PROTECTION IP65 FLANGE ON DRIVE END IP67 | - | 0 | 0
1FK7061-7AH71-1KA3 |  | 1FK7061-7AH71-1KA3 | 1 | UN | 1 | 60 | X | D | N | N | 85015220 | 1 |  | 10.003 | KG | 1821.38 | 1821.38 | MC05 | MC05 | SIMOTICS S Synchronous servo motor 1FK7 High Dynamic, 6.4Nm 100K, 4500rpm, 2.03kW Naturally cooled IM B5 (V1, V3) power/signal connectors Connector can be rotated by 270Â° BASIC ABSOLUTE ENCODER 32 P/REV (ENCODER A-32) WITH DRIVE-CLIQ INTERFACE; PERFORMANCE REDUCTION BY 10% DUE TO ABSOLUTE ENCODER; SHAFT WITH FITTED KEY, TOLERANCE N; W/O HOLDING BRAKE DEGREE OF PROTECTION IP64; PAINT FINISH RAL7016 | - | 0 | 0
1FK7061-7AH71-1KA5 |  | 1FK7061-7AH71-1KA5 | 1 | UN | 1 | 60 | X | D | N | N | 85015220 | 1 |  | 10.003 | KG | 1897.33 | 1897.33 | MC05 | MC05 | SIMOTICS S Synchronous servo motor 1FK7 High Dynamic, 6.4Nm 100K, 4500rpm, 2.03kW Naturally cooled IM B5 (V1, V3) power/signal connectors Connector can be rotated by 270Â° BASIC ABSOLUTE ENCODER 32 P/REV (ENCODER A-32) WITH DRIVE-CLIQ INTERFACE; PERFORMANCE REDUCTION BY 10% DUE TO ABSOLUTE ENCODER; SHAFT WITH FITTED KEY, TOLERANCE N; W/O HOLDING BRAKE DEGREE OF PROTECTION IP65 AS FLANGE IP67; PAINT FINISH RAL7016 | - | 0 | 0
1FK7061-7AH71-1KA8 |  | 1FK7061-7AH71-1KA8 | 1 | UN | 1 | 60 | X | D | N | N | 85015220 | 1 |  | 10.003 | KG | 1978.54 | 1978.54 | MC05 | MC05 | SIMOTICS S Synchronous servo motor 1FK7 High Dynamic, 6.4Nm 100K, 4500rpm, 2.03kW Naturally cooled IM B5 (V1, V3) power/signal connectors Connector can be rotated by 270Â° BASIC ABSOLUTE ENCODER 32 P/REV (ENCODER A-32) WITH DRIVE-CLIQ INTERFACE; PERFORMANCE REDUCTION BY 10% DUE TO ABSOLUTE ENCODER; SHAFT WITH FITTED KEY, TOLERANCE N; W/O HOLDING BRAKE DEGREE OF PROTECTION IP65 IP67 D-END FLANGE; RAL7016 COATING; METALLIC RATING PLATE AT MOTOR | - | 0 | 0
1FK7061-7AH71-1KB0 |  | 1FK7061-7AH71-1KB0 | 1 | UN | 1 | 60 | X | D | N | N | 85015220 | 1 |  | 11.302 | KG | 2030.6 | 2030.6 | MC05 | MC05 | SIMOTICS S Synchronous servo motor 1FK7 High Dynamic, 6.4Nm 100K, 4500rpm, 2.03kW Naturally cooled IM B5 (V1, V3) power/signal connectors Connector can be rotated by 270Â° BASIC ABSOLUTE ENCODER 32 P/REV (ENCODER A-32) WITH DRIVE-CLIQ INTERFACE; PERFORMANCE REDUCTION BY 10% DUE TO ABSOLUTE ENCODER; SHAFT WITH FITTED KEY, TOLERANCE N; WITH HOLDING BRAKE DEGREE OF PROTECTION IP64 | - | 0 | 0
1FK7061-7AH71-1KB2 |  | 1FK7061-7AH71-1KB2 | 1 | UN | 1 | 60 | X | D | N | N | 85015220 | 1 |  | 11.302 | KG | 2106.57 | 2106.57 | MC05 | MC05 | SIMOTICS S Synchronous servo motor 1FK7 High Dynamic, 6.4Nm 100K, 4500rpm, 2.03kW Naturally cooled IM B5 (V1, V3) power/signal connectors Connector can be rotated by 270Â° BASIC ABSOLUTE ENCODER 32 P/REV (ENCODER A-32) WITH DRIVE-CLIQ INTERFACE; PERFORMANCE REDUCTION BY 10% DUE TO ABSOLUTE ENCODER; SHAFT WITH FITTED KEY, TOLERANCE N; WITH HOLDING BRAKE DEGREE OF PROTECTION IP65 FLANGE ON DRIVE END IP67 | - | 0 | 0
1FK7061-7AH71-1KB3 |  | 1FK7061-7AH71-1KB3 | 1 | UN | 1 | 60 | X | D | N | N | 85015220 | 1 |  | 11.302 | KG | 2067.41 | 2067.41 | MC05 | MC05 | SIMOTICS S Synchronous servo motor 1FK7 High Dynamic, 6.4Nm 100K, 4500rpm, 2.03kW Naturally cooled IM B5 (V1, V3) power/signal connectors Connector can be rotated by 270Â° BASIC ABSOLUTE ENCODER 32 P/REV (ENCODER A-32) WITH DRIVE-CLIQ INTERFACE; PERFORMANCE REDUCTION BY 10% DUE TO ABSOLUTE ENCODER; SHAFT WITH FITTED KEY, TOLERANCE N; WITH HOLDING BRAKE DEGREE OF PROTECTION IP64; PAINT FINISH RAL7016 | - | 0 | 0
1FK7061-7AH71-1KB5 |  | 1FK7061-7AH71-1KB5 | 1 | UN | 1 | 60 | X | D | N | N | 85015220 | 1 |  | 11.302 | KG | 2143.36 | 2143.36 | MC05 | MC05 | SIMOTICS S Synchronous servo motor 1FK7 High Dynamic, 6.4Nm 100K, 4500rpm, 2.03kW Naturally cooled IM B5 (V1, V3) power/signal connectors Connector can be rotated by 270Â° BASIC ABSOLUTE ENCODER 32 P/REV (ENCODER A-32) WITH DRIVE-CLIQ INTERFACE; PERFORMANCE REDUCTION BY 10% DUE TO ABSOLUTE ENCODER; SHAFT WITH FITTED KEY, TOLERANCE N; WITH HOLDING BRAKE DEGREE OF PROTECTION IP65 AS FLANGE IP67; PAINT FINISH RAL7016 | - | 0 | 0
1FK7061-7AH71-1KB8 |  | 1FK7061-7AH71-1KB8 | 1 | UN | 1 | 60 | X | D | N | N | 85015220 | 1 |  | 11.302 | KG | 2224.57 | 2224.57 | MC05 | MC05 | SIMOTICS S Synchronous servo motor 1FK7 High Dynamic, 6.4Nm 100K, 4500rpm, 2.03kW Naturally cooled IM B5 (V1, V3) power/signal connectors Connector can be rotated by 270Â° BASIC ABSOLUTE ENCODER 32 P/REV (ENCODER A-32) WITH DRIVE-CLIQ INTERFACE; PERFORMANCE REDUCTION BY 10% DUE TO ABSOLUTE ENCODER; SHAFT WITH FITTED KEY, TOLERANCE N; WITH HOLDING BRAKE DEGREE OF PROTECTION IP65 IP67 D-END FLANGE; RAL7016 COATING; METALLIC RATING PLATE AT MOTOR | - | 0 | 0
1FK7061-7AH71-1KG0 |  | 1FK7061-7AH71-1KG0 | 1 | UN | 1 | 60 | X | D | N | N | 85015220 | 1 |  | 10.003 | KG | 1714.52 | 1714.52 | MC05 | MC05 | SIMOTICS S Synchronous servo motor 1FK7 High Dynamic, 6.4Nm 100K, 4500rpm, 2.03kW Naturally cooled IM B5 (V1, V3) power/signal connectors Connector can be rotated by 270Â° BASIC ABSOLUTE ENCODER 32 P/REV (ENCODER A-32) WITH DRIVE-CLIQ INTERFACE; PERFORMANCE REDUCTION BY 10% DUE TO ABSOLUTE ENCODER; PLAIN SHAFT, TOLERANCE N; W/O HOLDING BRAKE DEGREE OF PROTECTION IP64 | - | 0 | 0
1FK7061-7AH71-1KG2 |  | 1FK7061-7AH71-1KG2 | 1 | UN | 1 | 60 | X | D | N | N | 85015220 | 1 |  | 10.003 | KG | 1790.49 | 1790.49 | MC05 | MC05 | SIMOTICS S Synchronous servo motor 1FK7 High Dynamic, 6.4Nm 100K, 4500rpm, 2.03kW Naturally cooled IM B5 (V1, V3) power/signal connectors Connector can be rotated by 270Â° BASIC ABSOLUTE ENCODER 32 P/REV (ENCODER A-32) WITH DRIVE-CLIQ INTERFACE; PERFORMANCE REDUCTION BY 10% DUE TO ABSOLUTE ENCODER; PLAIN SHAFT, TOLERANCE N; W/O HOLDING BRAKE DEGREE OF PROTECTION IP65 FLANGE ON DRIVE END IP67 | - | 0 | 0
1FK7061-7AH71-1KG3 |  | 1FK7061-7AH71-1KG3 | 1 | UN | 1 | 60 | X | D | N | N | 85015220 | 1 |  | 10.003 | KG | 1751.33 | 1751.33 | MC05 | MC05 | SIMOTICS S Synchronous servo motor 1FK7 High Dynamic, 6.4Nm 100K, 4500rpm, 2.03kW Naturally cooled IM B5 (V1, V3) power/signal connectors Connector can be rotated by 270Â° BASIC ABSOLUTE ENCODER 32 P/REV (ENCODER A-32) WITH DRIVE-CLIQ INTERFACE; PERFORMANCE REDUCTION BY 10% DUE TO ABSOLUTE ENCODER; PLAIN SHAFT, TOLERANCE N; W/O HOLDING BRAKE DEGREE OF PROTECTION IP64; PAINT FINISH RAL7016 | - | 0 | 0
1FK7061-7AH71-1KG5 |  | 1FK7061-7AH71-1KG5 | 1 | UN | 1 | 60 | X | D | N | N | 85015220 | 1 |  | 10.003 | KG | 1827.28 | 1827.28 | MC05 | MC05 | SIMOTICS S Synchronous servo motor 1FK7 High Dynamic, 6.4Nm 100K, 4500rpm, 2.03kW Naturally cooled IM B5 (V1, V3) power/signal connectors Connector can be rotated by 270Â° BASIC ABSOLUTE ENCODER 32 P/REV (ENCODER A-32) WITH DRIVE-CLIQ INTERFACE; PERFORMANCE REDUCTION BY 10% DUE TO ABSOLUTE ENCODER; PLAIN SHAFT, TOLERANCE N; W/O HOLDING BRAKE DEGREE OF PROTECTION IP65 AS FLANGE IP67; PAINT FINISH RAL7016 | - | 0 | 0
1FK7061-7AH71-1KG8 |  | 1FK7061-7AH71-1KG8 | 1 | UN | 1 | 60 | X | D | N | N | 85015220 | 1 |  | 10.003 | KG | 1908.49 | 1908.49 | MC05 | MC05 | SIMOTICS S Synchronous servo motor 1FK7 High Dynamic, 6.4Nm 100K, 4500rpm, 2.03kW Naturally cooled IM B5 (V1, V3) power/signal connectors Connector can be rotated by 270Â° BASIC ABSOLUTE ENCODER 32 P/REV (ENCODER A-32) WITH DRIVE-CLIQ INTERFACE; PERFORMANCE REDUCTION BY 10% DUE TO ABSOLUTE ENCODER; PLAIN SHAFT, TOLERANCE N; W/O HOLDING BRAKE DEGREE OF PROTECTION IP65 IP67 D-END FLANGE; RAL7016 COATING; METALLIC RATING PLATE AT MOTOR | - | 0 | 0
1FK7061-7AH71-1KH0 |  | 1FK7061-7AH71-1KH0 | 1 | UN | 1 | 60 | X | D | N | N | 85015220 | 1 |  | 11.302 | KG | 1962.34 | 1962.34 | MC05 | MC05 | SIMOTICS S Synchronous servo motor 1FK7 High Dynamic, 6.4Nm 100K, 4500rpm, 2.03kW Naturally cooled IM B5 (V1, V3) power/signal connectors Connector can be rotated by 270Â° BASIC ABSOLUTE ENCODER 32 P/REV (ENCODER A-32) WITH DRIVE-CLIQ INTERFACE; PERFORMANCE REDUCTION BY 10% DUE TO ABSOLUTE ENCODER; PLAIN SHAFT, TOLERANCE N; WITH HOLDING BRAKE DEGREE OF PROTECTION IP64 | - | 0 | 0
1FK7061-7AH71-1KH2 |  | 1FK7061-7AH71-1KH2 | 1 | UN | 1 | 60 | X | D | N | N | 85015220 | 1 |  | 11.302 | KG | 2038.31 | 2038.31 | MC05 | MC05 | SIMOTICS S Synchronous servo motor 1FK7 High Dynamic, 6.4Nm 100K, 4500rpm, 2.03kW Naturally cooled IM B5 (V1, V3) power/signal connectors Connector can be rotated by 270Â° BASIC ABSOLUTE ENCODER 32 P/REV (ENCODER A-32) WITH DRIVE-CLIQ INTERFACE; PERFORMANCE REDUCTION BY 10% DUE TO ABSOLUTE ENCODER; PLAIN SHAFT, TOLERANCE N; WITH HOLDING BRAKE DEGREE OF PROTECTION IP65 FLANGE ON DRIVE END IP67 | - | 0 | 0
1FK7061-7AH71-1KH3 |  | 1FK7061-7AH71-1KH3 | 1 | UN | 1 | 60 | X | D | N | N | 85015220 | 1 |  | 11.302 | KG | 1999.15 | 1999.15 | MC05 | MC05 | SIMOTICS S Synchronous servo motor 1FK7 High Dynamic, 6.4Nm 100K, 4500rpm, 2.03kW Naturally cooled IM B5 (V1, V3) power/signal connectors Connector can be rotated by 270Â° BASIC ABSOLUTE ENCODER 32 P/REV (ENCODER A-32) WITH DRIVE-CLIQ INTERFACE; PERFORMANCE REDUCTION BY 10% DUE TO ABSOLUTE ENCODER; PLAIN SHAFT, TOLERANCE N; WITH HOLDING BRAKE DEGREE OF PROTECTION IP64; PAINT FINISH RAL7016 | - | 0 | 0
1FK7061-7AH71-1KH5 |  | 1FK7061-7AH71-1KH5 | 1 | UN | 1 | 60 | X | D | N | N | 85015220 | 1 |  | 11.302 | KG | 2075.1 | 2075.1 | MC05 | MC05 | SIMOTICS S Synchronous servo motor 1FK7 High Dynamic, 6.4Nm 100K, 4500rpm, 2.03kW Naturally cooled IM B5 (V1, V3) power/signal connectors Connector can be rotated by 270Â° BASIC ABSOLUTE ENCODER 32 P/REV (ENCODER A-32) WITH DRIVE-CLIQ INTERFACE; PERFORMANCE REDUCTION BY 10% DUE TO ABSOLUTE ENCODER; PLAIN SHAFT, TOLERANCE N; WITH HOLDING BRAKE DEGREE OF PROTECTION IP65 AS FLANGE IP67; PAINT FINISH RAL7016 | - | 0 | 0
1FK7061-7AH71-1KH8 |  | 1FK7061-7AH71-1KH8 | 1 | UN | 1 | 60 | X | D | N | N | 85015220 | 1 |  | 11.302 | KG | 2156.31 | 2156.31 | MC05 | MC05 | SIMOTICS S Synchronous servo motor 1FK7 High Dynamic, 6.4Nm 100K, 4500rpm, 2.03kW Naturally cooled IM B5 (V1, V3) power/signal connectors Connector can be rotated by 270Â° BASIC ABSOLUTE ENCODER 32 P/REV (ENCODER A-32) WITH DRIVE-CLIQ INTERFACE; PERFORMANCE REDUCTION BY 10% DUE TO ABSOLUTE ENCODER; PLAIN SHAFT, TOLERANCE N; WITH HOLDING BRAKE DEGREE OF PROTECTION IP65 IP67 D-END FLANGE; RAL7016 COATING; METALLIC RATING PLATE AT MOTOR | - | 0 | 0
1FK7061-7AH71-1PA0 |  | 1FK7061-7AH71-1PA0 | 1 | UN | 1 | 60 | X | D | N | N | 85015220 | 1 |  | 10.003 | KG | 1428.97 | 1428.97 | MC05 | MC05 | SIMOTICS S Synchronous servo motor 1FK7 High Dynamic, 6.4Nm 100K, 4500rpm, 2.03kW Naturally cooled IM B5 (V1, V3) power/signal connectors Connector can be rotated by 270Â° RESOLVER 2-POLE (RESOLVER P=1) WITH DRIVE-CLIQ INTERFACE; SHAFT WITH FITTED KEY, TOLERANCE N; W/O HOLDING BRAKE DEGREE OF PROTECTION IP64 | - | 0 | 0
1FK7061-7AH71-1PA2 |  | 1FK7061-7AH71-1PA2 | 1 | UN | 1 | 60 | X | D | N | N | 85015220 | 1 |  | 10.003 | KG | 1504.94 | 1504.94 | MC05 | MC05 | SIMOTICS S Synchronous servo motor 1FK7 High Dynamic, 6.4Nm 100K, 4500rpm, 2.03kW Naturally cooled IM B5 (V1, V3) power/signal connectors Connector can be rotated by 270Â° RESOLVER 2-POLE (RESOLVER P=1) WITH DRIVE-CLIQ INTERFACE; SHAFT WITH FITTED KEY, TOLERANCE N; W/O HOLDING BRAKE DEGREE OF PROTECTION IP65 FLANGE ON DRIVE END IP67 | - | 0 | 0
1FK7061-7AH71-1PA3 |  | 1FK7061-7AH71-1PA3 | 1 | UN | 1 | 60 | X | D | N | N | 85015220 | 1 |  | 10.003 | KG | 1465.78 | 1465.78 | MC05 | MC05 | SIMOTICS S Synchronous servo motor 1FK7 High Dynamic, 6.4Nm 100K, 4500rpm, 2.03kW Naturally cooled IM B5 (V1, V3) power/signal connectors Connector can be rotated by 270Â° RESOLVER 2-POLE (RESOLVER P=1) WITH DRIVE-CLIQ INTERFACE; SHAFT WITH FITTED KEY, TOLERANCE N; W/O HOLDING BRAKE DEGREE OF PROTECTION IP64; PAINT FINISH RAL7016 | - | 0 | 0
1FK7061-7AH71-1PA5 |  | 1FK7061-7AH71-1PA5 | 1 | UN | 1 | 60 | X | D | N | N | 85015220 | 1 |  | 10.003 | KG | 1541.73 | 1541.73 | MC05 | MC05 | SIMOTICS S Synchronous servo motor 1FK7 High Dynamic, 6.4Nm 100K, 4500rpm, 2.03kW Naturally cooled IM B5 (V1, V3) power/signal connectors Connector can be rotated by 270Â° RESOLVER 2-POLE (RESOLVER P=1) WITH DRIVE-CLIQ INTERFACE; SHAFT WITH FITTED KEY, TOLERANCE N; W/O HOLDING BRAKE DEGREE OF PROTECTION IP65 AS FLANGE IP67; PAINT FINISH RAL7016 | - | 0 | 0
1FK7061-7AH71-1PA8 |  | 1FK7061-7AH71-1PA8 | 1 | UN | 1 | 60 | X | D | N | N | 85015220 | 1 |  | 10.003 | KG | 1622.94 | 1622.94 | MC05 | MC05 | SIMOTICS S Synchronous servo motor 1FK7 High Dynamic, 6.4Nm 100K, 4500rpm, 2.03kW Naturally cooled IM B5 (V1, V3) power/signal connectors Connector can be rotated by 270Â° RESOLVER 2-POLE (RESOLVER P=1) WITH DRIVE-CLIQ INTERFACE; SHAFT WITH FITTED KEY, TOLERANCE N; W/O HOLDING BRAKE DEGREE OF PROTECTION IP65 IP67 D-END FLANGE; RAL7016 COATING; METALLIC RATING PLATE AT MOTOR | - | 0 | 0
1FK7061-7AH71-1PB0 |  | 1FK7061-7AH71-1PB0 | 1 | UN | 1 | 60 | X | D | N | N | 85015220 | 1 |  | 11.302 | KG | 1675 | 1675 | MC05 | MC05 | SIMOTICS S Synchronous servo motor 1FK7 High Dynamic, 6.4Nm 100K, 4500rpm, 2.03kW Naturally cooled IM B5 (V1, V3) power/signal connectors Connector can be rotated by 270Â° RESOLVER 2-POLE (RESOLVER P=1) WITH DRIVE-CLIQ INTERFACE; SHAFT WITH FITTED KEY, TOLERANCE N; WITH HOLDING BRAKE DEGREE OF PROTECTION IP64 | - | 0 | 0
1FK7061-7AH71-1PB2 |  | 1FK7061-7AH71-1PB2 | 1 | UN | 1 | 60 | X | D | N | N | 85015220 | 1 |  | 11.302 | KG | 1750.97 | 1750.97 | MC05 | MC05 | SIMOTICS S Synchronous servo motor 1FK7 High Dynamic, 6.4Nm 100K, 4500rpm, 2.03kW Naturally cooled IM B5 (V1, V3) power/signal connectors Connector can be rotated by 270Â° RESOLVER 2-POLE (RESOLVER P=1) WITH DRIVE-CLIQ INTERFACE; SHAFT WITH FITTED KEY, TOLERANCE N; WITH HOLDING BRAKE DEGREE OF PROTECTION IP65 FLANGE ON DRIVE END IP67 | - | 0 | 0
1FK7061-7AH71-1PB3 |  | 1FK7061-7AH71-1PB3 | 1 | UN | 1 | 60 | X | D | N | N | 85015220 | 1 |  | 11.302 | KG | 1711.81 | 1711.81 | MC05 | MC05 | SIMOTICS S Synchronous servo motor 1FK7 High Dynamic, 6.4Nm 100K, 4500rpm, 2.03kW Naturally cooled IM B5 (V1, V3) power/signal connectors Connector can be rotated by 270Â° RESOLVER 2-POLE (RESOLVER P=1) WITH DRIVE-CLIQ INTERFACE; SHAFT WITH FITTED KEY, TOLERANCE N; WITH HOLDING BRAKE DEGREE OF PROTECTION IP64; PAINT FINISH RAL7016 | - | 0 | 0
1FK7061-7AH71-1PB5 |  | 1FK7061-7AH71-1PB5 | 1 | UN | 1 | 60 | X | D | N | N | 85015220 | 1 |  | 11.302 | KG | 1787.76 | 1787.76 | MC05 | MC05 | SIMOTICS S Synchronous servo motor 1FK7 High Dynamic, 6.4Nm 100K, 4500rpm, 2.03kW Naturally cooled IM B5 (V1, V3) power/signal connectors Connector can be rotated by 270Â° RESOLVER 2-POLE (RESOLVER P=1) WITH DRIVE-CLIQ INTERFACE; SHAFT WITH FITTED KEY, TOLERANCE N; WITH HOLDING BRAKE DEGREE OF PROTECTION IP65 AS FLANGE IP67; PAINT FINISH RAL7016 | - | 0 | 0
1FK7061-7AH71-1PB8 |  | 1FK7061-7AH71-1PB8 | 1 | UN | 1 | 60 | X | D | N | N | 85015220 | 1 |  | 11.302 | KG | 1868.97 | 1868.97 | MC05 | MC05 | SIMOTICS S Synchronous servo motor 1FK7 High Dynamic, 6.4Nm 100K, 4500rpm, 2.03kW Naturally cooled IM B5 (V1, V3) power/signal connectors Connector can be rotated by 270Â° RESOLVER 2-POLE (RESOLVER P=1) WITH DRIVE-CLIQ INTERFACE; SHAFT WITH FITTED KEY, TOLERANCE N; WITH HOLDING BRAKE DEGREE OF PROTECTION IP65 IP67 D-END FLANGE; RAL7016 COATING; METALLIC RATING PLATE AT MOTOR | - | 0 | 0
1FK7061-7AH71-1PG0 |  | 1FK7061-7AH71-1PG0 | 1 | UN | 1 | 60 | X | D | N | N | 85015220 | 1 |  | 10.003 | KG | 1358.92 | 1358.92 | MC05 | MC05 | SIMOTICS S Synchronous servo motor 1FK7 High Dynamic, 6.4Nm 100K, 4500rpm, 2.03kW Naturally cooled IM B5 (V1, V3) power/signal connectors Connector can be rotated by 270Â° RESOLVER 2-POLE (RESOLVER P=1) WITH DRIVE-CLIQ INTERFACE; PLAIN SHAFT, TOLERANCE N; W/O HOLDING BRAKE DEGREE OF PROTECTION IP64 | - | 0 | 0
1FK7061-7AH71-1PG2 |  | 1FK7061-7AH71-1PG2 | 1 | UN | 1 | 60 | X | D | N | N | 85015220 | 1 |  | 10.003 | KG | 1434.89 | 1434.89 | MC05 | MC05 | SIMOTICS S Synchronous servo motor 1FK7 High Dynamic, 6.4Nm 100K, 4500rpm, 2.03kW Naturally cooled IM B5 (V1, V3) power/signal connectors Connector can be rotated by 270Â° RESOLVER 2-POLE (RESOLVER P=1) WITH DRIVE-CLIQ INTERFACE; PLAIN SHAFT, TOLERANCE N; W/O HOLDING BRAKE DEGREE OF PROTECTION IP65 FLANGE ON DRIVE END IP67 | - | 0 | 0
1FK7061-7AH71-1PG3 |  | 1FK7061-7AH71-1PG3 | 1 | UN | 1 | 60 | X | D | N | N | 85015220 | 1 |  | 10.003 | KG | 1395.73 | 1395.73 | MC05 | MC05 | SIMOTICS S Synchronous servo motor 1FK7 High Dynamic, 6.4Nm 100K, 4500rpm, 2.03kW Naturally cooled IM B5 (V1, V3) power/signal connectors Connector can be rotated by 270Â° RESOLVER 2-POLE (RESOLVER P=1) WITH DRIVE-CLIQ INTERFACE; PLAIN SHAFT, TOLERANCE N; W/O HOLDING BRAKE DEGREE OF PROTECTION IP64; PAINT FINISH RAL7016 | - | 0 | 0
1FK7061-7AH71-1PG5 |  | 1FK7061-7AH71-1PG5 | 1 | UN | 1 | 60 | X | D | N | N | 85015220 | 1 |  | 10.003 | KG | 1471.68 | 1471.68 | MC05 | MC05 | SIMOTICS S Synchronous servo motor 1FK7 High Dynamic, 6.4Nm 100K, 4500rpm, 2.03kW Naturally cooled IM B5 (V1, V3) power/signal connectors Connector can be rotated by 270Â° RESOLVER 2-POLE (RESOLVER P=1) WITH DRIVE-CLIQ INTERFACE; PLAIN SHAFT, TOLERANCE N; W/O HOLDING BRAKE DEGREE OF PROTECTION IP65 AS FLANGE IP67; PAINT FINISH RAL7016 | - | 0 | 0
1FK7061-7AH71-1PG8 |  | 1FK7061-7AH71-1PG8 | 1 | UN | 1 | 60 | X | D | N | N | 85015220 | 1 |  | 10.003 | KG | 1552.89 | 1552.89 | MC05 | MC05 | SIMOTICS S Synchronous servo motor 1FK7 High Dynamic, 6.4Nm 100K, 4500rpm, 2.03kW Naturally cooled IM B5 (V1, V3) power/signal connectors Connector can be rotated by 270Â° RESOLVER 2-POLE (RESOLVER P=1) WITH DRIVE-CLIQ INTERFACE; PLAIN SHAFT, TOLERANCE N; W/O HOLDING BRAKE DEGREE OF PROTECTION IP65 IP67 D-END FLANGE; RAL7016 COATING; METALLIC RATING PLATE AT MOTOR | - | 0 | 0
1FK7061-7AH71-1PH0 |  | 1FK7061-7AH71-1PH0 | 1 | UN | 1 | 60 | X | D | N | N | 85015220 | 1 |  | 11.302 | KG | 1606.74 | 1606.74 | MC05 | MC05 | SIMOTICS S Synchronous servo motor 1FK7 High Dynamic, 6.4Nm 100K, 4500rpm, 2.03kW Naturally cooled IM B5 (V1, V3) power/signal connectors Connector can be rotated by 270Â° RESOLVER 2-POLE (RESOLVER P=1) WITH DRIVE-CLIQ INTERFACE; PLAIN SHAFT, TOLERANCE N; WITH HOLDING BRAKE DEGREE OF PROTECTION IP64 | - | 0 | 0
1FK7061-7AH71-1PH2 |  | 1FK7061-7AH71-1PH2 | 1 | UN | 1 | 60 | X | D | N | N | 85015220 | 1 |  | 11.302 | KG | 1682.71 | 1682.71 | MC05 | MC05 | SIMOTICS S Synchronous servo motor 1FK7 High Dynamic, 6.4Nm 100K, 4500rpm, 2.03kW Naturally cooled IM B5 (V1, V3) power/signal connectors Connector can be rotated by 270Â° RESOLVER 2-POLE (RESOLVER P=1) WITH DRIVE-CLIQ INTERFACE; PLAIN SHAFT, TOLERANCE N; WITH HOLDING BRAKE DEGREE OF PROTECTION IP65 FLANGE ON DRIVE END IP67 | - | 0 | 0
1FK7061-7AH71-1PH3 |  | 1FK7061-7AH71-1PH3 | 1 | UN | 1 | 60 | X | D | N | N | 85015220 | 1 |  | 11.302 | KG | 1643.55 | 1643.55 | MC05 | MC05 | SIMOTICS S Synchronous servo motor 1FK7 High Dynamic, 6.4Nm 100K, 4500rpm, 2.03kW Naturally cooled IM B5 (V1, V3) power/signal connectors Connector can be rotated by 270Â° RESOLVER 2-POLE (RESOLVER P=1) WITH DRIVE-CLIQ INTERFACE; PLAIN SHAFT, TOLERANCE N; WITH HOLDING BRAKE DEGREE OF PROTECTION IP64; PAINT FINISH RAL7016 | - | 0 | 0
1FK7061-7AH71-1PH5 |  | 1FK7061-7AH71-1PH5 | 1 | UN | 1 | 60 | X | D | N | N | 85015220 | 1 |  | 11.302 | KG | 1719.5 | 1719.5 | MC05 | MC05 | SIMOTICS S Synchronous servo motor 1FK7 High Dynamic, 6.4Nm 100K, 4500rpm, 2.03kW Naturally cooled IM B5 (V1, V3) power/signal connectors Connector can be rotated by 270Â° RESOLVER 2-POLE (RESOLVER P=1) WITH DRIVE-CLIQ INTERFACE; PLAIN SHAFT, TOLERANCE N; WITH HOLDING BRAKE DEGREE OF PROTECTION IP65 AS FLANGE IP67; PAINT FINISH RAL7016 | - | 0 | 0
1FK7061-7AH71-1PH8 |  | 1FK7061-7AH71-1PH8 | 1 | UN | 1 | 60 | X | D | N | N | 85015220 | 1 |  | 11.302 | KG | 1800.71 | 1800.71 | MC05 | MC05 | SIMOTICS S Synchronous servo motor 1FK7 High Dynamic, 6.4Nm 100K, 4500rpm, 2.03kW Naturally cooled IM B5 (V1, V3) power/signal connectors Connector can be rotated by 270Â° RESOLVER 2-POLE (RESOLVER P=1) WITH DRIVE-CLIQ INTERFACE; PLAIN SHAFT, TOLERANCE N; WITH HOLDING BRAKE DEGREE OF PROTECTION IP65 IP67 D-END FLANGE; RAL7016 COATING; METALLIC RATING PLATE AT MOTOR | - | 0 | 0
1FK7061-7AH71-1SA0 |  | 1FK7061-7AH71-1SA0 | 1 | UN | 1 | 60 | X | D | N | N | 85015220 | 1 |  | 10.003 | KG | 1233.23 | 1233.23 | MC05 | MC05 | SIMOTICS S Synchronous servo motor 1FK7 High Dynamic, 6.4Nm 100K, 4500rpm, 2.03kW Naturally cooled IM B5 (V1, V3) power/signal connectors Connector can be rotated by 270Â° RESOLVER MULTI-POLE (RESOLVER P=3); SHAFT WITH FITTED KEY, TOLERANCE N; W/O HOLDING BRAKE DEGREE OF PROTECTION IP64 | - | 0 | 0
1FK7061-7AH71-1SA2 |  | 1FK7061-7AH71-1SA2 | 1 | UN | 1 | 60 | X | D | N | N | 85015220 | 1 |  | 10.003 | KG | 1309.2 | 1309.2 | MC05 | MC05 | SIMOTICS S Synchronous servo motor 1FK7 High Dynamic, 6.4Nm 100K, 4500rpm, 2.03kW Naturally cooled IM B5 (V1, V3) power/signal connectors Connector can be rotated by 270Â° RESOLVER MULTI-POLE (RESOLVER P=3); SHAFT WITH FITTED KEY, TOLERANCE N; W/O HOLDING BRAKE DEGREE OF PROTECTION IP65 FLANGE ON DRIVE END IP67 | - | 0 | 0
1FK7061-7AH71-1SA3 |  | 1FK7061-7AH71-1SA3 | 1 | UN | 1 | 60 | X | D | N | N | 85015220 | 1 |  | 10.003 | KG | 1270.04 | 1270.04 | MC05 | MC05 | SIMOTICS S Synchronous servo motor 1FK7 High Dynamic, 6.4Nm 100K, 4500rpm, 2.03kW Naturally cooled IM B5 (V1, V3) power/signal connectors Connector can be rotated by 270Â° RESOLVER MULTI-POLE (RESOLVER P=3); SHAFT WITH FITTED KEY, TOLERANCE N; W/O HOLDING BRAKE DEGREE OF PROTECTION IP64; PAINT FINISH RAL7016 | - | 0 | 0
1FK7061-7AH71-1SA5 |  | 1FK7061-7AH71-1SA5 | 1 | UN | 1 | 60 | X | D | N | N | 85015220 | 1 |  | 10.003 | KG | 1345.99 | 1345.99 | MC05 | MC05 | SIMOTICS S Synchronous servo motor 1FK7 High Dynamic, 6.4Nm 100K, 4500rpm, 2.03kW Naturally cooled IM B5 (V1, V3) power/signal connectors Connector can be rotated by 270Â° RESOLVER MULTI-POLE (RESOLVER P=3); SHAFT WITH FITTED KEY, TOLERANCE N; W/O HOLDING BRAKE DEGREE OF PROTECTION IP65 AS FLANGE IP67; PAINT FINISH RAL7016 | - | 0 | 0
1FK7061-7AH71-1SA8 |  | 1FK7061-7AH71-1SA8 | 1 | UN | 1 | 60 | X | D | N | N | 85015220 | 1 |  | 10.003 | KG | 1427.2 | 1427.2 | MC05 | MC05 | SIMOTICS S Synchronous servo motor 1FK7 High Dynamic, 6.4Nm 100K, 4500rpm, 2.03kW Naturally cooled IM B5 (V1, V3) power/signal connectors Connector can be rotated by 270Â° RESOLVER MULTI-POLE (RESOLVER P=3); SHAFT WITH FITTED KEY, TOLERANCE N; W/O HOLDING BRAKE DEGREE OF PROTECTION IP65 IP67 D-END FLANGE; RAL7016 COATING; METALLIC RATING PLATE AT MOTOR | - | 0 | 0
1FK7061-7AH71-1SB0 |  | 1FK7061-7AH71-1SB0 | 1 | UN | 1 | 60 | X | D | N | N | 85015220 | 1 |  | 11.302 | KG | 1479.26 | 1479.26 | MC05 | MC05 | SIMOTICS S Synchronous servo motor 1FK7 High Dynamic, 6.4Nm 100K, 4500rpm, 2.03kW Naturally cooled IM B5 (V1, V3) power/signal connectors Connector can be rotated by 270Â° RESOLVER MULTI-POLE (RESOLVER P=3); SHAFT WITH FITTED KEY, TOLERANCE N; WITH HOLDING BRAKE DEGREE OF PROTECTION IP64 | - | 0 | 0
1FK7061-7AH71-1SB2 |  | 1FK7061-7AH71-1SB2 | 1 | UN | 1 | 60 | X | D | N | N | 85015220 | 1 |  | 11.302 | KG | 1555.23 | 1555.23 | MC05 | MC05 | SIMOTICS S Synchronous servo motor 1FK7 High Dynamic, 6.4Nm 100K, 4500rpm, 2.03kW Naturally cooled IM B5 (V1, V3) power/signal connectors Connector can be rotated by 270Â° RESOLVER MULTI-POLE (RESOLVER P=3); SHAFT WITH FITTED KEY, TOLERANCE N; WITH HOLDING BRAKE DEGREE OF PROTECTION IP65 FLANGE ON DRIVE END IP67 | - | 0 | 0
1FK7061-7AH71-1SB3 |  | 1FK7061-7AH71-1SB3 | 1 | UN | 1 | 60 | X | D | N | N | 85015220 | 1 |  | 11.302 | KG | 1516.07 | 1516.07 | MC05 | MC05 | SIMOTICS S Synchronous servo motor 1FK7 High Dynamic, 6.4Nm 100K, 4500rpm, 2.03kW Naturally cooled IM B5 (V1, V3) power/signal connectors Connector can be rotated by 270Â° RESOLVER MULTI-POLE (RESOLVER P=3); SHAFT WITH FITTED KEY, TOLERANCE N; WITH HOLDING BRAKE DEGREE OF PROTECTION IP64; PAINT FINISH RAL7016 | - | 0 | 0
1FK7061-7AH71-1SB5 |  | 1FK7061-7AH71-1SB5 | 1 | UN | 1 | 60 | X | D | N | N | 85015220 | 1 |  | 11.302 | KG | 1592.02 | 1592.02 | MC05 | MC05 | SIMOTICS S Synchronous servo motor 1FK7 High Dynamic, 6.4Nm 100K, 4500rpm, 2.03kW Naturally cooled IM B5 (V1, V3) power/signal connectors Connector can be rotated by 270Â° RESOLVER MULTI-POLE (RESOLVER P=3); SHAFT WITH FITTED KEY, TOLERANCE N; WITH HOLDING BRAKE DEGREE OF PROTECTION IP65 AS FLANGE IP67; PAINT FINISH RAL7016 | - | 0 | 0
1FK7061-7AH71-1SB8 |  | 1FK7061-7AH71-1SB8 | 1 | UN | 1 | 60 | X | D | N | N | 85015220 | 1 |  | 11.302 | KG | 1673.23 | 1673.23 | MC05 | MC05 | SIMOTICS S Synchronous servo motor 1FK7 High Dynamic, 6.4Nm 100K, 4500rpm, 2.03kW Naturally cooled IM B5 (V1, V3) power/signal connectors Connector can be rotated by 270Â° RESOLVER MULTI-POLE (RESOLVER P=3); SHAFT WITH FITTED KEY, TOLERANCE N; WITH HOLDING BRAKE DEGREE OF PROTECTION IP65 IP67 D-END FLANGE; RAL7016 COATING; METALLIC RATING PLATE AT MOTOR | - | 0 | 0
1FK7061-7AH71-1SG0 |  | 1FK7061-7AH71-1SG0 | 1 | UN | 1 | 60 | X | D | N | N | 85015220 | 1 |  | 10.003 | KG | 1163.18 | 1163.18 | MC05 | MC05 | SIMOTICS S Synchronous servo motor 1FK7 High Dynamic, 6.4Nm 100K, 4500rpm, 2.03kW Naturally cooled IM B5 (V1, V3) power/signal connectors Connector can be rotated by 270Â° RESOLVER MULTI-POLE (RESOLVER P=3); PLAIN SHAFT, TOLERANCE N; W/O HOLDING BRAKE DEGREE OF PROTECTION IP64 | - | 0 | 0
1FK7061-7AH71-1SG2 |  | 1FK7061-7AH71-1SG2 | 1 | UN | 1 | 60 | X | D | N | N | 85015220 | 1 |  | 10.003 | KG | 1239.15 | 1239.15 | MC05 | MC05 | SIMOTICS S Synchronous servo motor 1FK7 High Dynamic, 6.4Nm 100K, 4500rpm, 2.03kW Naturally cooled IM B5 (V1, V3) power/signal connectors Connector can be rotated by 270Â° RESOLVER MULTI-POLE (RESOLVER P=3); PLAIN SHAFT, TOLERANCE N; W/O HOLDING BRAKE DEGREE OF PROTECTION IP65 FLANGE ON DRIVE END IP67 | - | 0 | 0
1FK7061-7AH71-1SG3 |  | 1FK7061-7AH71-1SG3 | 1 | UN | 1 | 60 | X | D | N | N | 85015220 | 1 |  | 10.003 | KG | 1199.99 | 1199.99 | MC05 | MC05 | SIMOTICS S Synchronous servo motor 1FK7 High Dynamic, 6.4Nm 100K, 4500rpm, 2.03kW Naturally cooled IM B5 (V1, V3) power/signal connectors Connector can be rotated by 270Â° RESOLVER MULTI-POLE (RESOLVER P=3); PLAIN SHAFT, TOLERANCE N; W/O HOLDING BRAKE DEGREE OF PROTECTION IP64; PAINT FINISH RAL7016 | - | 0 | 0
1FK7061-7AH71-1SG5 |  | 1FK7061-7AH71-1SG5 | 1 | UN | 1 | 60 | X | D | N | N | 85015220 | 1 |  | 10.003 | KG | 1275.94 | 1275.94 | MC05 | MC05 | SIMOTICS S Synchronous servo motor 1FK7 High Dynamic, 6.4Nm 100K, 4500rpm, 2.03kW Naturally cooled IM B5 (V1, V3) power/signal connectors Connector can be rotated by 270Â° RESOLVER MULTI-POLE (RESOLVER P=3); PLAIN SHAFT, TOLERANCE N; W/O HOLDING BRAKE DEGREE OF PROTECTION IP65 AS FLANGE IP67; PAINT FINISH RAL7016 | - | 0 | 0
1FK7061-7AH71-1SG8 |  | 1FK7061-7AH71-1SG8 | 1 | UN | 1 | 60 | X | D | N | N | 85015220 | 1 |  | 10.003 | KG | 1357.15 | 1357.15 | MC05 | MC05 | SIMOTICS S Synchronous servo motor 1FK7 High Dynamic, 6.4Nm 100K, 4500rpm, 2.03kW Naturally cooled IM B5 (V1, V3) power/signal connectors Connector can be rotated by 270Â° RESOLVER MULTI-POLE (RESOLVER P=3); PLAIN SHAFT, TOLERANCE N; W/O HOLDING BRAKE DEGREE OF PROTECTION IP65 IP67 D-END FLANGE; RAL7016 COATING; METALLIC RATING PLATE AT MOTOR | - | 0 | 0
1FK7061-7AH71-1SH0 |  | 1FK7061-7AH71-1SH0 | 1 | UN | 1 | 60 | X | D | N | N | 85015220 | 1 |  | 11.302 | KG | 1411 | 1411 | MC05 | MC05 | SIMOTICS S Synchronous servo motor 1FK7 High Dynamic, 6.4Nm 100K, 4500rpm, 2.03kW Naturally cooled IM B5 (V1, V3) power/signal connectors Connector can be rotated by 270Â° RESOLVER MULTI-POLE (RESOLVER P=3); PLAIN SHAFT, TOLERANCE N; WITH HOLDING BRAKE DEGREE OF PROTECTION IP64 | - | 0 | 0
1FK7061-7AH71-1SH2 |  | 1FK7061-7AH71-1SH2 | 1 | UN | 1 | 60 | X | D | N | N | 85015220 | 1 |  | 11.302 | KG | 1486.97 | 1486.97 | MC05 | MC05 | SIMOTICS S Synchronous servo motor 1FK7 High Dynamic, 6.4Nm 100K, 4500rpm, 2.03kW Naturally cooled IM B5 (V1, V3) power/signal connectors Connector can be rotated by 270Â° RESOLVER MULTI-POLE (RESOLVER P=3); PLAIN SHAFT, TOLERANCE N; WITH HOLDING BRAKE DEGREE OF PROTECTION IP65 FLANGE ON DRIVE END IP67 | - | 0 | 0
1FK7061-7AH71-1SH3 |  | 1FK7061-7AH71-1SH3 | 1 | UN | 1 | 60 | X | D | N | N | 85015220 | 1 |  | 11.302 | KG | 1447.81 | 1447.81 | MC05 | MC05 | SIMOTICS S Synchronous servo motor 1FK7 High Dynamic, 6.4Nm 100K, 4500rpm, 2.03kW Naturally cooled IM B5 (V1, V3) power/signal connectors Connector can be rotated by 270Â° RESOLVER MULTI-POLE (RESOLVER P=3); PLAIN SHAFT, TOLERANCE N; WITH HOLDING BRAKE DEGREE OF PROTECTION IP64; PAINT FINISH RAL7016 | - | 0 | 0
1FK7061-7AH71-1SH5 |  | 1FK7061-7AH71-1SH5 | 1 | UN | 1 | 60 | X | D | N | N | 85015220 | 1 |  | 11.302 | KG | 1523.76 | 1523.76 | MC05 | MC05 | SIMOTICS S Synchronous servo motor 1FK7 High Dynamic, 6.4Nm 100K, 4500rpm, 2.03kW Naturally cooled IM B5 (V1, V3) power/signal connectors Connector can be rotated by 270Â° RESOLVER MULTI-POLE (RESOLVER P=3); PLAIN SHAFT, TOLERANCE N; WITH HOLDING BRAKE DEGREE OF PROTECTION IP65 AS FLANGE IP67; PAINT FINISH RAL7016 | - | 0 | 0
1FK7061-7AH71-1SH8 |  | 1FK7061-7AH71-1SH8 | 1 | UN | 1 | 60 | X | D | N | N | 85015220 | 1 |  | 11.302 | KG | 1604.97 | 1604.97 | MC05 | MC05 | SIMOTICS S Synchronous servo motor 1FK7 High Dynamic, 6.4Nm 100K, 4500rpm, 2.03kW Naturally cooled IM B5 (V1, V3) power/signal connectors Connector can be rotated by 270Â° RESOLVER MULTI-POLE (RESOLVER P=3); PLAIN SHAFT, TOLERANCE N; WITH HOLDING BRAKE DEGREE OF PROTECTION IP65 IP67 D-END FLANGE; RAL7016 COATING; METALLIC RATING PLATE AT MOTOR | - | 0 | 0
1FK7061-7AH71-1TA0 |  | 1FK7061-7AH71-1TA0 | 1 | UN | 1 | 60 | X | D | N | N | 85015220 | 1 |  | 10.003 | KG | 1233.23 | 1233.23 | MC05 | MC05 | SIMOTICS S Synchronous servo motor 1FK7 High Dynamic, 6.4Nm 100K, 4500rpm, 2.03kW Naturally cooled IM B5 (V1, V3) power/signal connectors Connector can be rotated by 270Â° RESOLVER 2-POLE (RESOLVER P=1); SHAFT WITH FITTED KEY, TOLERANCE N; W/O HOLDING BRAKE DEGREE OF PROTECTION IP64 | - | 0 | 0
1FK7061-7AH71-1TA2 |  | 1FK7061-7AH71-1TA2 | 1 | UN | 1 | 60 | X | D | N | N | 85015220 | 1 |  | 10.003 | KG | 1309.2 | 1309.2 | MC05 | MC05 | SIMOTICS S Synchronous servo motor 1FK7 High Dynamic, 6.4Nm 100K, 4500rpm, 2.03kW Naturally cooled IM B5 (V1, V3) power/signal connectors Connector can be rotated by 270Â° RESOLVER 2-POLE (RESOLVER P=1); SHAFT WITH FITTED KEY, TOLERANCE N; W/O HOLDING BRAKE DEGREE OF PROTECTION IP65 FLANGE ON DRIVE END IP67 | - | 0 | 0
1FK7061-7AH71-1TA3 |  | 1FK7061-7AH71-1TA3 | 1 | UN | 1 | 60 | X | D | N | N | 85015220 | 1 |  | 10.003 | KG | 1270.04 | 1270.04 | MC05 | MC05 | SIMOTICS S Synchronous servo motor 1FK7 High Dynamic, 6.4Nm 100K, 4500rpm, 2.03kW Naturally cooled IM B5 (V1, V3) power/signal connectors Connector can be rotated by 270Â° RESOLVER 2-POLE (RESOLVER P=1); SHAFT WITH FITTED KEY, TOLERANCE N; W/O HOLDING BRAKE DEGREE OF PROTECTION IP64; PAINT FINISH RAL7016 | - | 0 | 0
1FK7061-7AH71-1TA5 |  | 1FK7061-7AH71-1TA5 | 1 | UN | 1 | 60 | X | D | N | N | 85015220 | 1 |  | 10.003 | KG | 1345.99 | 1345.99 | MC05 | MC05 | SIMOTICS S Synchronous servo motor 1FK7 High Dynamic, 6.4Nm 100K, 4500rpm, 2.03kW Naturally cooled IM B5 (V1, V3) power/signal connectors Connector can be rotated by 270Â° RESOLVER 2-POLE (RESOLVER P=1); SHAFT WITH FITTED KEY, TOLERANCE N; W/O HOLDING BRAKE DEGREE OF PROTECTION IP65 AS FLANGE IP67; PAINT FINISH RAL7016 | - | 0 | 0
1FK7061-7AH71-1TA8 |  | 1FK7061-7AH71-1TA8 | 1 | UN | 1 | 60 | X | D | N | N | 85015220 | 1 |  | 10.003 | KG | 1427.2 | 1427.2 | MC05 | MC05 | SIMOTICS S Synchronous servo motor 1FK7 High Dynamic, 6.4Nm 100K, 4500rpm, 2.03kW Naturally cooled IM B5 (V1, V3) power/signal connectors Connector can be rotated by 270Â° RESOLVER 2-POLE (RESOLVER P=1); SHAFT WITH FITTED KEY, TOLERANCE N; W/O HOLDING BRAKE DEGREE OF PROTECTION IP65 IP67 D-END FLANGE; RAL7016 COATING; METALLIC RATING PLATE AT MOTOR | - | 0 | 0
1FK7061-7AH71-1TB0 |  | 1FK7061-7AH71-1TB0 | 1 | UN | 1 | 60 | X | D | N | N | 85015220 | 1 |  | 11.302 | KG | 1479.26 | 1479.26 | MC05 | MC05 | SIMOTICS S Synchronous servo motor 1FK7 High Dynamic, 6.4Nm 100K, 4500rpm, 2.03kW Naturally cooled IM B5 (V1, V3) power/signal connectors Connector can be rotated by 270Â° RESOLVER 2-POLE (RESOLVER P=1); SHAFT WITH FITTED KEY, TOLERANCE N; WITH HOLDING BRAKE DEGREE OF PROTECTION IP64 | - | 0 | 0
1FK7061-7AH71-1TB2 |  | 1FK7061-7AH71-1TB2 | 1 | UN | 1 | 60 | X | D | N | N | 85015220 | 1 |  | 11.302 | KG | 1555.23 | 1555.23 | MC05 | MC05 | SIMOTICS S Synchronous servo motor 1FK7 High Dynamic, 6.4Nm 100K, 4500rpm, 2.03kW Naturally cooled IM B5 (V1, V3) power/signal connectors Connector can be rotated by 270Â° RESOLVER 2-POLE (RESOLVER P=1); SHAFT WITH FITTED KEY, TOLERANCE N; WITH HOLDING BRAKE DEGREE OF PROTECTION IP65 FLANGE ON DRIVE END IP67 | - | 0 | 0
1FK7061-7AH71-1TB3 |  | 1FK7061-7AH71-1TB3 | 1 | UN | 1 | 60 | X | D | N | N | 85015220 | 1 |  | 11.302 | KG | 1516.07 | 1516.07 | MC05 | MC05 | SIMOTICS S Synchronous servo motor 1FK7 High Dynamic, 6.4Nm 100K, 4500rpm, 2.03kW Naturally cooled IM B5 (V1, V3) power/signal connectors Connector can be rotated by 270Â° RESOLVER 2-POLE (RESOLVER P=1); SHAFT WITH FITTED KEY, TOLERANCE N; WITH HOLDING BRAKE DEGREE OF PROTECTION IP64; PAINT FINISH RAL7016 | - | 0 | 0
1FK7061-7AH71-1TB5 |  | 1FK7061-7AH71-1TB5 | 1 | UN | 1 | 60 | X | D | N | N | 85015220 | 1 |  | 11.302 | KG | 1592.02 | 1592.02 | MC05 | MC05 | SIMOTICS S Synchronous servo motor 1FK7 High Dynamic, 6.4Nm 100K, 4500rpm, 2.03kW Naturally cooled IM B5 (V1, V3) power/signal connectors Connector can be rotated by 270Â° RESOLVER 2-POLE (RESOLVER P=1); SHAFT WITH FITTED KEY, TOLERANCE N; WITH HOLDING BRAKE DEGREE OF PROTECTION IP65 AS FLANGE IP67; PAINT FINISH RAL7016 | - | 0 | 0
1FK7061-7AH71-1TB8 |  | 1FK7061-7AH71-1TB8 | 1 | UN | 1 | 60 | X | D | N | N | 85015220 | 1 |  | 11.302 | KG | 1673.23 | 1673.23 | MC05 | MC05 | SIMOTICS S Synchronous servo motor 1FK7 High Dynamic, 6.4Nm 100K, 4500rpm, 2.03kW Naturally cooled IM B5 (V1, V3) power/signal connectors Connector can be rotated by 270Â° RESOLVER 2-POLE (RESOLVER P=1); SHAFT WITH FITTED KEY, TOLERANCE N; WITH HOLDING BRAKE DEGREE OF PROTECTION IP65 IP67 D-END FLANGE; RAL7016 COATING; METALLIC RATING PLATE AT MOTOR | - | 0 | 0
1FK7061-7AH71-1TG0 |  | 1FK7061-7AH71-1TG0 | 1 | UN | 1 | 60 | X | D | N | N | 85015220 | 1 |  | 10.003 | KG | 1163.18 | 1163.18 | MC05 | MC05 | SIMOTICS S Synchronous servo motor 1FK7 High Dynamic, 6.4Nm 100K, 4500rpm, 2.03kW Naturally cooled IM B5 (V1, V3) power/signal connectors Connector can be rotated by 270Â° RESOLVER 2-POLE (RESOLVER P=1); PLAIN SHAFT, TOLERANCE N; W/O HOLDING BRAKE DEGREE OF PROTECTION IP64 | - | 0 | 0
1FK7061-7AH71-1TG2 |  | 1FK7061-7AH71-1TG2 | 1 | UN | 1 | 60 | X | D | N | N | 85015220 | 1 |  | 10.003 | KG | 1239.15 | 1239.15 | MC05 | MC05 | SIMOTICS S Synchronous servo motor 1FK7 High Dynamic, 6.4Nm 100K, 4500rpm, 2.03kW Naturally cooled IM B5 (V1, V3) power/signal connectors Connector can be rotated by 270Â° RESOLVER 2-POLE (RESOLVER P=1); PLAIN SHAFT, TOLERANCE N; W/O HOLDING BRAKE DEGREE OF PROTECTION IP65 FLANGE ON DRIVE END IP67 | - | 0 | 0
1FK7061-7AH71-1TG3 |  | 1FK7061-7AH71-1TG3 | 1 | UN | 1 | 60 | X | D | N | N | 85015220 | 1 |  | 10.003 | KG | 1199.99 | 1199.99 | MC05 | MC05 | SIMOTICS S Synchronous servo motor 1FK7 High Dynamic, 6.4Nm 100K, 4500rpm, 2.03kW Naturally cooled IM B5 (V1, V3) power/signal connectors Connector can be rotated by 270Â° RESOLVER 2-POLE (RESOLVER P=1); PLAIN SHAFT, TOLERANCE N; W/O HOLDING BRAKE DEGREE OF PROTECTION IP64; PAINT FINISH RAL7016 | - | 0 | 0
1FK7061-7AH71-1TG5 |  | 1FK7061-7AH71-1TG5 | 1 | UN | 1 | 60 | X | D | N | N | 85015220 | 1 |  | 10.003 | KG | 1275.94 | 1275.94 | MC05 | MC05 | SIMOTICS S Synchronous servo motor 1FK7 High Dynamic, 6.4Nm 100K, 4500rpm, 2.03kW Naturally cooled IM B5 (V1, V3) power/signal connectors Connector can be rotated by 270Â° RESOLVER 2-POLE (RESOLVER P=1); PLAIN SHAFT, TOLERANCE N; W/O HOLDING BRAKE DEGREE OF PROTECTION IP65 AS FLANGE IP67; PAINT FINISH RAL7016 | - | 0 | 0
1FK7061-7AH71-1TG8 |  | 1FK7061-7AH71-1TG8 | 1 | UN | 1 | 60 | X | D | N | N | 85015220 | 1 |  | 10.003 | KG | 1357.15 | 1357.15 | MC05 | MC05 | SIMOTICS S Synchronous servo motor 1FK7 High Dynamic, 6.4Nm 100K, 4500rpm, 2.03kW Naturally cooled IM B5 (V1, V3) power/signal connectors Connector can be rotated by 270Â° RESOLVER 2-POLE (RESOLVER P=1); PLAIN SHAFT, TOLERANCE N; W/O HOLDING BRAKE DEGREE OF PROTECTION IP65 IP67 D-END FLANGE; RAL7016 COATING; METALLIC RATING PLATE AT MOTOR | - | 0 | 0
1FK7061-7AH71-1TH0 |  | 1FK7061-7AH71-1TH0 | 1 | UN | 1 | 60 | X | D | N | N | 85015220 | 1 |  | 11.302 | KG | 1411 | 1411 | MC05 | MC05 | SIMOTICS S Synchronous servo motor 1FK7 High Dynamic, 6.4Nm 100K, 4500rpm, 2.03kW Naturally cooled IM B5 (V1, V3) power/signal connectors Connector can be rotated by 270Â° RESOLVER 2-POLE (RESOLVER P=1); PLAIN SHAFT, TOLERANCE N; WITH HOLDING BRAKE DEGREE OF PROTECTION IP64 | - | 0 | 0
1FK7061-7AH71-1TH2 |  | 1FK7061-7AH71-1TH2 | 1 | UN | 1 | 60 | X | D | N | N | 85015220 | 1 |  | 11.302 | KG | 1486.97 | 1486.97 | MC05 | MC05 | SIMOTICS S Synchronous servo motor 1FK7 High Dynamic, 6.4Nm 100K, 4500rpm, 2.03kW Naturally cooled IM B5 (V1, V3) power/signal connectors Connector can be rotated by 270Â° RESOLVER 2-POLE (RESOLVER P=1); PLAIN SHAFT, TOLERANCE N; WITH HOLDING BRAKE DEGREE OF PROTECTION IP65 FLANGE ON DRIVE END IP67 | - | 0 | 0
1FK7061-7AH71-1TH3 |  | 1FK7061-7AH71-1TH3 | 1 | UN | 1 | 60 | X | D | N | N | 85015220 | 1 |  | 11.302 | KG | 1447.81 | 1447.81 | MC05 | MC05 | SIMOTICS S Synchronous servo motor 1FK7 High Dynamic, 6.4Nm 100K, 4500rpm, 2.03kW Naturally cooled IM B5 (V1, V3) power/signal connectors Connector can be rotated by 270Â° RESOLVER 2-POLE (RESOLVER P=1); PLAIN SHAFT, TOLERANCE N; WITH HOLDING BRAKE DEGREE OF PROTECTION IP64; PAINT FINISH RAL7016 | - | 0 | 0
1FK7061-7AH71-1TH5 |  | 1FK7061-7AH71-1TH5 | 1 | UN | 1 | 60 | X | D | N | N | 85015220 | 1 |  | 11.302 | KG | 1523.76 | 1523.76 | MC05 | MC05 | SIMOTICS S Synchronous servo motor 1FK7 High Dynamic, 6.4Nm 100K, 4500rpm, 2.03kW Naturally cooled IM B5 (V1, V3) power/signal connectors Connector can be rotated by 270Â° RESOLVER 2-POLE (RESOLVER P=1); PLAIN SHAFT, TOLERANCE N; WITH HOLDING BRAKE DEGREE OF PROTECTION IP65 AS FLANGE IP67; PAINT FINISH RAL7016 | - | 0 | 0
1FK7061-7AH71-1TH8 |  | 1FK7061-7AH71-1TH8 | 1 | UN | 1 | 60 | X | D | N | N | 85015220 | 1 |  | 11.302 | KG | 1604.97 | 1604.97 | MC05 | MC05 | SIMOTICS S Synchronous servo motor 1FK7 High Dynamic, 6.4Nm 100K, 4500rpm, 2.03kW Naturally cooled IM B5 (V1, V3) power/signal connectors Connector can be rotated by 270Â° RESOLVER 2-POLE (RESOLVER P=1); PLAIN SHAFT, TOLERANCE N; WITH HOLDING BRAKE DEGREE OF PROTECTION IP65 IP67 D-END FLANGE; RAL7016 COATING; METALLIC RATING PLATE AT MOTOR | - | 0 | 0
1FK7061-7AH71-1UA0 |  | 1FK7061-7AH71-1UA0 | 1 | UN | 1 | 60 | X | D | N | N | 85015220 | 1 |  | 10.003 | KG | 1428.97 | 1428.97 | MC05 | MC05 | SIMOTICS S Synchronous servo motor 1FK7 High Dynamic, 6.4Nm 100K, 4500rpm, 2.03kW Naturally cooled IM B5 (V1, V3) power/signal connectors Connector can be rotated by 270Â° RESOLVER MULTI-POLE (RESOLVER P=3) WITH DRIVE-CLIQ INTERFACE; SHAFT WITH FITTED KEY, TOLERANCE N; W/O HOLDING BRAKE DEGREE OF PROTECTION IP64 | - | 0 | 0
1FK7061-7AH71-1UA2 |  | 1FK7061-7AH71-1UA2 | 1 | UN | 1 | 60 | X | D | N | N | 85015220 | 1 |  | 10.003 | KG | 1504.94 | 1504.94 | MC05 | MC05 | SIMOTICS S Synchronous servo motor 1FK7 High Dynamic, 6.4Nm 100K, 4500rpm, 2.03kW Naturally cooled IM B5 (V1, V3) power/signal connectors Connector can be rotated by 270Â° RESOLVER MULTI-POLE (RESOLVER P=3) WITH DRIVE-CLIQ INTERFACE; SHAFT WITH FITTED KEY, TOLERANCE N; W/O HOLDING BRAKE DEGREE OF PROTECTION IP65 FLANGE ON DRIVE END IP67 | - | 0 | 0
1FK7061-7AH71-1UA3 |  | 1FK7061-7AH71-1UA3 | 1 | UN | 1 | 60 | X | D | N | N | 85015220 | 1 |  | 10.003 | KG | 1465.78 | 1465.78 | MC05 | MC05 | SIMOTICS S Synchronous servo motor 1FK7 High Dynamic, 6.4Nm 100K, 4500rpm, 2.03kW Naturally cooled IM B5 (V1, V3) power/signal connectors Connector can be rotated by 270Â° RESOLVER MULTI-POLE (RESOLVER P=3) WITH DRIVE-CLIQ INTERFACE; SHAFT WITH FITTED KEY, TOLERANCE N; W/O HOLDING BRAKE DEGREE OF PROTECTION IP64; PAINT FINISH RAL7016 | - | 0 | 0
1FK7061-7AH71-1UA5 |  | 1FK7061-7AH71-1UA5 | 1 | UN | 1 | 60 | X | D | N | N | 85015220 | 1 |  | 10.003 | KG | 1541.73 | 1541.73 | MC05 | MC05 | SIMOTICS S Synchronous servo motor 1FK7 High Dynamic, 6.4Nm 100K, 4500rpm, 2.03kW Naturally cooled IM B5 (V1, V3) power/signal connectors Connector can be rotated by 270Â° RESOLVER MULTI-POLE (RESOLVER P=3) WITH DRIVE-CLIQ INTERFACE; SHAFT WITH FITTED KEY, TOLERANCE N; W/O HOLDING BRAKE DEGREE OF PROTECTION IP65 AS FLANGE IP67; PAINT FINISH RAL7016 | - | 0 | 0
1FK7061-7AH71-1UA8 |  | 1FK7061-7AH71-1UA8 | 1 | UN | 1 | 60 | X | D | N | N | 85015220 | 1 |  | 10.003 | KG | 1622.94 | 1622.94 | MC05 | MC05 | SIMOTICS S Synchronous servo motor 1FK7 High Dynamic, 6.4Nm 100K, 4500rpm, 2.03kW Naturally cooled IM B5 (V1, V3) power/signal connectors Connector can be rotated by 270Â° RESOLVER MULTI-POLE (RESOLVER P=3) WITH DRIVE-CLIQ INTERFACE; SHAFT WITH FITTED KEY, TOLERANCE N; W/O HOLDING BRAKE DEGREE OF PROTECTION IP65 IP67 D-END FLANGE; RAL7016 COATING; METALLIC RATING PLATE AT MOTOR | - | 0 | 0
1FK7061-7AH71-1UB0 |  | 1FK7061-7AH71-1UB0 | 1 | UN | 1 | 60 | X | D | N | N | 85015220 | 1 |  | 11.302 | KG | 1675 | 1675 | MC05 | MC05 | SIMOTICS S Synchronous servo motor 1FK7 High Dynamic, 6.4Nm 100K, 4500rpm, 2.03kW Naturally cooled IM B5 (V1, V3) power/signal connectors Connector can be rotated by 270Â° RESOLVER MULTI-POLE (RESOLVER P=3) WITH DRIVE-CLIQ INTERFACE; SHAFT WITH FITTED KEY, TOLERANCE N; WITH HOLDING BRAKE DEGREE OF PROTECTION IP64 | - | 0 | 0
1FK7061-7AH71-1UB2 |  | 1FK7061-7AH71-1UB2 | 1 | UN | 1 | 60 | X | D | N | N | 85015220 | 1 |  | 11.302 | KG | 1750.97 | 1750.97 | MC05 | MC05 | SIMOTICS S Synchronous servo motor 1FK7 High Dynamic, 6.4Nm 100K, 4500rpm, 2.03kW Naturally cooled IM B5 (V1, V3) power/signal connectors Connector can be rotated by 270Â° RESOLVER MULTI-POLE (RESOLVER P=3) WITH DRIVE-CLIQ INTERFACE; SHAFT WITH FITTED KEY, TOLERANCE N; WITH HOLDING BRAKE DEGREE OF PROTECTION IP65 FLANGE ON DRIVE END IP67 | - | 0 | 0
1FK7061-7AH71-1UB3 |  | 1FK7061-7AH71-1UB3 | 1 | UN | 1 | 60 | X | D | N | N | 85015220 | 1 |  | 11.302 | KG | 1711.81 | 1711.81 | MC05 | MC05 | SIMOTICS S Synchronous servo motor 1FK7 High Dynamic, 6.4Nm 100K, 4500rpm, 2.03kW Naturally cooled IM B5 (V1, V3) power/signal connectors Connector can be rotated by 270Â° RESOLVER MULTI-POLE (RESOLVER P=3) WITH DRIVE-CLIQ INTERFACE; SHAFT WITH FITTED KEY, TOLERANCE N; WITH HOLDING BRAKE DEGREE OF PROTECTION IP64; PAINT FINISH RAL7016 | - | 0 | 0
1FK7061-7AH71-1UB5 |  | 1FK7061-7AH71-1UB5 | 1 | UN | 1 | 60 | X | D | N | N | 85015220 | 1 |  | 11.302 | KG | 1787.76 | 1787.76 | MC05 | MC05 | SIMOTICS S Synchronous servo motor 1FK7 High Dynamic, 6.4Nm 100K, 4500rpm, 2.03kW Naturally cooled IM B5 (V1, V3) power/signal connectors Connector can be rotated by 270Â° RESOLVER MULTI-POLE (RESOLVER P=3) WITH DRIVE-CLIQ INTERFACE; SHAFT WITH FITTED KEY, TOLERANCE N; WITH HOLDING BRAKE DEGREE OF PROTECTION IP65 AS FLANGE IP67; PAINT FINISH RAL7016 | - | 0 | 0
1FK7061-7AH71-1UB8 |  | 1FK7061-7AH71-1UB8 | 1 | UN | 1 | 60 | X | D | N | N | 85015220 | 1 |  | 11.302 | KG | 1868.97 | 1868.97 | MC05 | MC05 | SIMOTICS S Synchronous servo motor 1FK7 High Dynamic, 6.4Nm 100K, 4500rpm, 2.03kW Naturally cooled IM B5 (V1, V3) power/signal connectors Connector can be rotated by 270Â° RESOLVER MULTI-POLE (RESOLVER P=3) WITH DRIVE-CLIQ INTERFACE; SHAFT WITH FITTED KEY, TOLERANCE N; WITH HOLDING BRAKE DEGREE OF PROTECTION IP65 IP67 D-END FLANGE; RAL7016 COATING; METALLIC RATING PLATE AT MOTOR | - | 0 | 0
1FK7061-7AH71-1UG0 |  | 1FK7061-7AH71-1UG0 | 1 | UN | 1 | 60 | X | D | N | N | 85015220 | 1 |  | 10.003 | KG | 1358.92 | 1358.92 | MC05 | MC05 | SIMOTICS S Synchronous servo motor 1FK7 High Dynamic, 6.4Nm 100K, 4500rpm, 2.03kW Naturally cooled IM B5 (V1, V3) power/signal connectors Connector can be rotated by 270Â° RESOLVER MULTI-POLE (RESOLVER P=3) WITH DRIVE-CLIQ INTERFACE; PLAIN SHAFT, TOLERANCE N; W/O HOLDING BRAKE DEGREE OF PROTECTION IP64 | - | 0 | 0
1FK7061-7AH71-1UG2 |  | 1FK7061-7AH71-1UG2 | 1 | UN | 1 | 60 | X | D | N | N | 85015220 | 1 |  | 10.003 | KG | 1434.89 | 1434.89 | MC05 | MC05 | SIMOTICS S Synchronous servo motor 1FK7 High Dynamic, 6.4Nm 100K, 4500rpm, 2.03kW Naturally cooled IM B5 (V1, V3) power/signal connectors Connector can be rotated by 270Â° RESOLVER MULTI-POLE (RESOLVER P=3) WITH DRIVE-CLIQ INTERFACE; PLAIN SHAFT, TOLERANCE N; W/O HOLDING BRAKE DEGREE OF PROTECTION IP65 FLANGE ON DRIVE END IP67 | - | 0 | 0
1FK7061-7AH71-1UG3 |  | 1FK7061-7AH71-1UG3 | 1 | UN | 1 | 60 | X | D | N | N | 85015220 | 1 |  | 10.003 | KG | 1395.73 | 1395.73 | MC05 | MC05 | SIMOTICS S Synchronous servo motor 1FK7 High Dynamic, 6.4Nm 100K, 4500rpm, 2.03kW Naturally cooled IM B5 (V1, V3) power/signal connectors Connector can be rotated by 270Â° RESOLVER MULTI-POLE (RESOLVER P=3) WITH DRIVE-CLIQ INTERFACE; PLAIN SHAFT, TOLERANCE N; W/O HOLDING BRAKE DEGREE OF PROTECTION IP64; PAINT FINISH RAL7016 | - | 0 | 0
1FK7061-7AH71-1UG5 |  | 1FK7061-7AH71-1UG5 | 1 | UN | 1 | 60 | X | D | N | N | 85015220 | 1 |  | 10.003 | KG | 1471.68 | 1471.68 | MC05 | MC05 | SIMOTICS S Synchronous servo motor 1FK7 High Dynamic, 6.4Nm 100K, 4500rpm, 2.03kW Naturally cooled IM B5 (V1, V3) power/signal connectors Connector can be rotated by 270Â° RESOLVER MULTI-POLE (RESOLVER P=3) WITH DRIVE-CLIQ INTERFACE; PLAIN SHAFT, TOLERANCE N; W/O HOLDING BRAKE DEGREE OF PROTECTION IP65 AS FLANGE IP67; PAINT FINISH RAL7016 | - | 0 | 0
1FK7061-7AH71-1UG8 |  | 1FK7061-7AH71-1UG8 | 1 | UN | 1 | 60 | X | D | N | N | 85015220 | 1 |  | 10.003 | KG | 1552.89 | 1552.89 | MC05 | MC05 | SIMOTICS S Synchronous servo motor 1FK7 High Dynamic, 6.4Nm 100K, 4500rpm, 2.03kW Naturally cooled IM B5 (V1, V3) power/signal connectors Connector can be rotated by 270Â° RESOLVER MULTI-POLE (RESOLVER P=3) WITH DRIVE-CLIQ INTERFACE; PLAIN SHAFT, TOLERANCE N; W/O HOLDING BRAKE DEGREE OF PROTECTION IP65 IP67 D-END FLANGE; RAL7016 COATING; METALLIC RATING PLATE AT MOTOR | - | 0 | 0
1FK7061-7AH71-1UH0 |  | 1FK7061-7AH71-1UH0 | 1 | UN | 1 | 60 | X | D | N | N | 85015220 | 1 |  | 11.302 | KG | 1606.74 | 1606.74 | MC05 | MC05 | SIMOTICS S Synchronous servo motor 1FK7 High Dynamic, 6.4Nm 100K, 4500rpm, 2.03kW Naturally cooled IM B5 (V1, V3) power/signal connectors Connector can be rotated by 270Â° RESOLVER MULTI-POLE (RESOLVER P=3) WITH DRIVE-CLIQ INTERFACE; PLAIN SHAFT, TOLERANCE N; WITH HOLDING BRAKE DEGREE OF PROTECTION IP64 | - | 0 | 0
1FK7061-7AH71-1UH2 |  | 1FK7061-7AH71-1UH2 | 1 | UN | 1 | 60 | X | D | N | N | 85015220 | 1 |  | 11.302 | KG | 1682.71 | 1682.71 | MC05 | MC05 | SIMOTICS S Synchronous servo motor 1FK7 High Dynamic, 6.4Nm 100K, 4500rpm, 2.03kW Naturally cooled IM B5 (V1, V3) power/signal connectors Connector can be rotated by 270Â° RESOLVER MULTI-POLE (RESOLVER P=3) WITH DRIVE-CLIQ INTERFACE; PLAIN SHAFT, TOLERANCE N; WITH HOLDING BRAKE DEGREE OF PROTECTION IP65 FLANGE ON DRIVE END IP67 | - | 0 | 0
1FK7061-7AH71-1UH3 |  | 1FK7061-7AH71-1UH3 | 1 | UN | 1 | 60 | X | D | N | N | 85015220 | 1 |  | 11.302 | KG | 1643.55 | 1643.55 | MC05 | MC05 | SIMOTICS S Synchronous servo motor 1FK7 High Dynamic, 6.4Nm 100K, 4500rpm, 2.03kW Naturally cooled IM B5 (V1, V3) power/signal connectors Connector can be rotated by 270Â° RESOLVER MULTI-POLE (RESOLVER P=3) WITH DRIVE-CLIQ INTERFACE; PLAIN SHAFT, TOLERANCE N; WITH HOLDING BRAKE DEGREE OF PROTECTION IP64; PAINT FINISH RAL7016 | - | 0 | 0
1FK7061-7AH71-1UH5 |  | 1FK7061-7AH71-1UH5 | 1 | UN | 1 | 60 | X | D | N | N | 85015220 | 1 |  | 11.302 | KG | 1719.5 | 1719.5 | MC05 | MC05 | SIMOTICS S Synchronous servo motor 1FK7 High Dynamic, 6.4Nm 100K, 4500rpm, 2.03kW Naturally cooled IM B5 (V1, V3) power/signal connectors Connector can be rotated by 270Â° RESOLVER MULTI-POLE (RESOLVER P=3) WITH DRIVE-CLIQ INTERFACE; PLAIN SHAFT, TOLERANCE N; WITH HOLDING BRAKE DEGREE OF PROTECTION IP65 AS FLANGE IP67; PAINT FINISH RAL7016 | - | 0 | 0
1FK7061-7AH71-1UH8 |  | 1FK7061-7AH71-1UH8 | 1 | UN | 1 | 60 | X | D | N | N | 85015220 | 1 |  | 11.302 | KG | 1800.71 | 1800.71 | MC05 | MC05 | SIMOTICS S Synchronous servo motor 1FK7 High Dynamic, 6.4Nm 100K, 4500rpm, 2.03kW Naturally cooled IM B5 (V1, V3) power/signal connectors Connector can be rotated by 270Â° RESOLVER MULTI-POLE (RESOLVER P=3) WITH DRIVE-CLIQ INTERFACE; PLAIN SHAFT, TOLERANCE N; WITH HOLDING BRAKE DEGREE OF PROTECTION IP65 IP67 D-END FLANGE; RAL7016 COATING; METALLIC RATING PLATE AT MOTOR | - | 0 | 0
1FK7062-2AC71-1AA0 |  | 1FK7062-2AC71-1AA0 | 1 | UN | 1 | 15 | C | D | N | N | 85015220 | 1 |  | 9.101 | KG | 1376.34 | 1376.34 | MC05 | MC05 | SIMOTICS S Synchronous motor 1FK7-CT PN=1.5kW; UDC=600V M0=8.5Nm (100K); NN=2000rpm; Naturally cooled FRAME SIZE IMB 5 (IM V1, IM V3) FLANGE 1, WITH KTY TEMPERATURESENSOR POWER CONNECTOR ROTATABLE INCREMENTAL ENCODER SIN/COS 1VPP;2048 S/R W. C-AND D-SPUR (ENCODER IC2048S/R) SHAFT WITH FITTED KEY, TOLERANCE N; W/O HOLDING BRAKE PROTECTION CLASS IP64; | - | 0 | 0
1FK7062-2AC71-1AA1 |  | 1FK7062-2AC71-1AA1 | 1 | UN | 1 | 15 | C | D | N | N | 85015220 | 1 |  | 9.101 | KG | 1438.68 | 1438.68 | MC05 | MC05 | SIMOTICS S Synchronous motor 1FK7-CT PN=1.5kW; UDC=600V M0=8.5Nm (100K); NN=2000rpm; Naturally cooled FRAME SIZE IMB 5 (IM V1, IM V3) FLANGE 1, WITH KTY TEMPERATURESENSOR POWER CONNECTOR ROTATABLE INCREMENTAL ENCODER SIN/COS 1VPP;2048 S/R W. C-AND D-SPUR (ENCODER IC2048S/R) SHAFT WITH FITTED KEY, TOLERANCE N; W/O HOLDING BRAKE PROTECTION CLASS IP65, | - | 0 | 0
1FK7062-2AC71-1AA2 |  | 1FK7062-2AC71-1AA2 | 1 | UN | 1 | 15 | C | D | N | N | 85015220 | 1 |  | 9.101 | KG | 1438.68 | 1438.68 | MC05 | MC05 | SIMOTICS S Synchronous motor 1FK7-CT PN=1.5kW; UDC=600V M0=8.5Nm (100K); NN=2000rpm; Naturally cooled FRAME SIZE IMB 5 (IM V1, IM V3) FLANGE 1, WITH KTY TEMPERATURESENSOR POWER CONNECTOR ROTATABLE INCREMENTAL ENCODER SIN/COS 1VPP;2048 S/R W. C-AND D-SPUR (ENCODER IC2048S/R) SHAFT WITH FITTED KEY, TOLERANCE N; W/O HOLDING BRAKE PROTECTION CLASS IP65, FLANGE ON DRIVE END IP67; | - | 0 | 0
1FK7062-2AC71-1AB0 |  | 1FK7062-2AC71-1AB0 | 1 | UN | 1 | 15 | C | D | N | N | 85015220 | 1 |  | 9.4 | KG | 1578.28 | 1578.28 | MC05 | MC05 | SIMOTICS S Synchronous motor 1FK7-CT PN=1.5kW; UDC=600V M0=8.5Nm (100K); NN=2000rpm; Naturally cooled FRAME SIZE IMB 5 (IM V1, IM V3) FLANGE 1, WITH KTY TEMPERATURESENSOR POWER CONNECTOR ROTATABLE INCREMENTAL ENCODER SIN/COS 1VPP;2048 S/R W. C-AND D-SPUR (ENCODER IC2048S/R) SHAFT WITH FITTED KEY, TOLERANCE N; WITH HOLDING BRAKE PROTECTION CLASS IP64; | - | 0 | 0
1FK7062-2AC71-1AB1 |  | 1FK7062-2AC71-1AB1 | 1 | UN | 1 | 15 | C | D | N | N | 85015220 | 1 |  | 9.4 | KG | 1640.62 | 1640.62 | MC05 | MC05 | SIMOTICS S Synchronous motor 1FK7-CT PN=1.5kW; UDC=600V M0=8.5Nm (100K); NN=2000rpm; Naturally cooled FRAME SIZE IMB 5 (IM V1, IM V3) FLANGE 1, WITH KTY TEMPERATURESENSOR POWER CONNECTOR ROTATABLE INCREMENTAL ENCODER SIN/COS 1VPP;2048 S/R W. C-AND D-SPUR (ENCODER IC2048S/R) SHAFT WITH FITTED KEY, TOLERANCE N; WITH HOLDING BRAKE PROTECTION CLASS IP65, | - | 0 | 0
1FK7062-2AC71-1AB2 |  | 1FK7062-2AC71-1AB2 | 1 | UN | 1 | 15 | C | D | N | N | 85015220 | 1 |  | 9.4 | KG | 1640.62 | 1640.62 | MC05 | MC05 | SIMOTICS S Synchronous motor 1FK7-CT PN=1.5kW; UDC=600V M0=8.5Nm (100K); NN=2000rpm; Naturally cooled FRAME SIZE IMB 5 (IM V1, IM V3) FLANGE 1, WITH KTY TEMPERATURESENSOR POWER CONNECTOR ROTATABLE INCREMENTAL ENCODER SIN/COS 1VPP;2048 S/R W. C-AND D-SPUR (ENCODER IC2048S/R) SHAFT WITH FITTED KEY, TOLERANCE N; WITH HOLDING BRAKE PROTECTION CLASS IP65, FLANGE ON DRIVE END IP67; | - | 0 | 0
1FK7062-2AC71-1AG0 |  | 1FK7062-2AC71-1AG0 | 1 | UN | 1 | 15 | C | D | N | N | 85015220 | 1 |  | 9.101 | KG | 1318.85 | 1318.85 | MC05 | MC05 | SIMOTICS S Synchronous motor 1FK7-CT PN=1.5kW; UDC=600V M0=8.5Nm (100K); NN=2000rpm; Naturally cooled FRAME SIZE IMB 5 (IM V1, IM V3) FLANGE 1, WITH KTY TEMPERATURESENSOR POWER CONNECTOR ROTATABLE INCREMENTAL ENCODER SIN/COS 1VPP;2048 S/R W. C-AND D-SPUR (ENCODER IC2048S/R) PLAIN SHAFT, TOLERANCE N; W/O HOLDING BRAKE PROTECTION CLASS IP64; | - | 0 | 0
1FK7062-2AC71-1AG1 |  | 1FK7062-2AC71-1AG1 | 1 | UN | 1 | 15 | C | D | N | N | 85015220 | 1 |  | 9.101 | KG | 1381.19 | 1381.19 | MC05 | MC05 | SIMOTICS S Synchronous motor 1FK7-CT PN=1.5kW; UDC=600V M0=8.5Nm (100K); NN=2000rpm; Naturally cooled FRAME SIZE IMB 5 (IM V1, IM V3) FLANGE 1, WITH KTY TEMPERATURESENSOR POWER CONNECTOR ROTATABLE INCREMENTAL ENCODER SIN/COS 1VPP;2048 S/R W. C-AND D-SPUR (ENCODER IC2048S/R) PLAIN SHAFT, TOLERANCE N; W/O HOLDING BRAKE PROTECTION CLASS IP65, | - | 0 | 0
1FK7062-2AC71-1AG2 |  | 1FK7062-2AC71-1AG2 | 1 | UN | 1 | 15 | C | D | N | N | 85015220 | 1 |  | 9.101 | KG | 1381.19 | 1381.19 | MC05 | MC05 | SIMOTICS S Synchronous motor 1FK7-CT PN=1.5kW; UDC=600V M0=8.5Nm (100K); NN=2000rpm; Naturally cooled FRAME SIZE IMB 5 (IM V1, IM V3) FLANGE 1, WITH KTY TEMPERATURESENSOR POWER CONNECTOR ROTATABLE INCREMENTAL ENCODER SIN/COS 1VPP;2048 S/R W. C-AND D-SPUR (ENCODER IC2048S/R) PLAIN SHAFT, TOLERANCE N; W/O HOLDING BRAKE PROTECTION CLASS IP65, FLANGE ON DRIVE END IP67; | - | 0 | 0
1FK7062-2AC71-1AH0 |  | 1FK7062-2AC71-1AH0 | 1 | UN | 1 | 15 | C | D | N | N | 85015220 | 1 |  | 9.4 | KG | 1522.29 | 1522.29 | MC05 | MC05 | SIMOTICS S Synchronous motor 1FK7-CT PN=1.5kW; UDC=600V M0=8.5Nm (100K); NN=2000rpm; Naturally cooled FRAME SIZE IMB 5 (IM V1, IM V3) FLANGE 1, WITH KTY TEMPERATURESENSOR POWER CONNECTOR ROTATABLE INCREMENTAL ENCODER SIN/COS 1VPP;2048 S/R W. C-AND D-SPUR (ENCODER IC2048S/R) PLAIN SHAFT, TOLERANCE N; WITH HOLDING BRAKE PROTECTION CLASS IP64; | - | 0 | 0
1FK7062-2AC71-1AH1 |  | 1FK7062-2AC71-1AH1 | 1 | UN | 1 | 15 | C | D | N | N | 85015220 | 1 |  | 9.4 | KG | 1584.63 | 1584.63 | MC05 | MC05 | SIMOTICS S Synchronous motor 1FK7-CT PN=1.5kW; UDC=600V M0=8.5Nm (100K); NN=2000rpm; Naturally cooled FRAME SIZE IMB 5 (IM V1, IM V3) FLANGE 1, WITH KTY TEMPERATURESENSOR POWER CONNECTOR ROTATABLE INCREMENTAL ENCODER SIN/COS 1VPP;2048 S/R W. C-AND D-SPUR (ENCODER IC2048S/R) PLAIN SHAFT, TOLERANCE N; WITH HOLDING BRAKE PROTECTION CLASS IP65, | - | 0 | 0
1FK7062-2AC71-1AH2 |  | 1FK7062-2AC71-1AH2 | 1 | UN | 1 | 15 | C | D | N | N | 85015220 | 1 |  | 9.4 | KG | 1584.63 | 1584.63 | MC05 | MC05 | SIMOTICS S Synchronous motor 1FK7-CT PN=1.5kW; UDC=600V M0=8.5Nm (100K); NN=2000rpm; Naturally cooled FRAME SIZE IMB 5 (IM V1, IM V3) FLANGE 1, WITH KTY TEMPERATURESENSOR POWER CONNECTOR ROTATABLE INCREMENTAL ENCODER SIN/COS 1VPP;2048 S/R W. C-AND D-SPUR (ENCODER IC2048S/R) PLAIN SHAFT, TOLERANCE N; WITH HOLDING BRAKE PROTECTION CLASS IP65, FLANGE ON DRIVE END IP67; | - | 0 | 0
1FK7062-2AC71-1BA0 |  | 1FK7062-2AC71-1BA0 | 1 | UN | 1 | 15 | C | D | N | N | 85015220 | 1 |  | 9.101 | KG | 1537.03 | 1537.03 | MC05 | MC05 | SIMOTICS S synchronous motor 1FK7-CT PN=1.5kW; UDC=600V M0=8.5Nm (100K); NN=2000rpm; naturally cooled design IMB 5 (IM V1, IM V3) Flange 1 Power connector rotatable Absolute encoder single-turn 24-bit with Drive-CLiQ interface (encoder AS24DQI) shaft with feather key, tolerance N without holding brake, degree of protection IP64 | - | 0 | 0
1FK7062-2AC71-1BA1 |  | 1FK7062-2AC71-1BA1 | 1 | UN | 1 | 15 | C | D | N | N | 85015220 | 1 |  | 9.101 | KG | 1599.38 | 1599.38 | MC05 | MC05 | SIMOTICS S synchronous motor 1FK7-CT PN=1.5kW; UDC=600V M0=8.5Nm (100K); NN=2000rpm; naturally cooled design IMB 5 (IM V1, IM V3) Flange 1 Power connector rotatable Absolute encoder single-turn 24-bit with Drive-CLiQ interface (encoder AS24DQI) shaft with feather key, tolerance N without holding brake, degree of protection IP65 | - | 0 | 0
1FK7062-2AC71-1BA2 |  | 1FK7062-2AC71-1BA2 | 1 | UN | 1 | 15 | C | D | N | N | 85015220 | 1 |  | 9.101 | KG | 1599.38 | 1599.38 | MC05 | MC05 | SIMOTICS S synchronous motor 1FK7-CT PN=1.5kW; UDC=600V M0=8.5Nm (100K); NN=2000rpm; naturally cooled design IMB 5 (IM V1, IM V3) Flange 1 Power connector rotatable Absolute encoder single-turn 24-bit with Drive-CLiQ interface (encoder AS24DQI) shaft with feather key, tolerance N without holding brake, degree of protection IP65 DE Flange IP67 | - | 0 | 0
1FK7062-2AC71-1BB0 |  | 1FK7062-2AC71-1BB0 | 1 | UN | 1 | 15 | C | D | N | N | 85015220 | 1 |  | 9.4 | KG | 1738.99 | 1738.99 | MC05 | MC05 | SIMOTICS S synchronous motor 1FK7-CT PN=1.5kW; UDC=600V M0=8.5Nm (100K); NN=2000rpm; naturally cooled design IMB 5 (IM V1, IM V3) Flange 1 Power connector rotatable Absolute encoder single-turn 24-bit with Drive-CLiQ interface (encoder AS24DQI) shaft with feather key, tolerance N with holding brake, degree of protection IP64 | - | 0 | 0
1FK7062-2AC71-1BB1 |  | 1FK7062-2AC71-1BB1 | 1 | UN | 1 | 15 | C | D | N | N | 85015220 | 1 |  | 9.4 | KG | 1801.32 | 1801.32 | MC05 | MC05 | SIMOTICS S synchronous motor 1FK7-CT PN=1.5kW; UDC=600V M0=8.5Nm (100K); NN=2000rpm; naturally cooled design IMB 5 (IM V1, IM V3) Flange 1 Power connector rotatable Absolute encoder single-turn 24-bit with Drive-CLiQ interface (encoder AS24DQI) shaft with feather key, tolerance N with holding brake, degree of protection IP65 | - | 0 | 0
1FK7062-2AC71-1BB2 |  | 1FK7062-2AC71-1BB2 | 1 | UN | 1 | 15 | C | D | N | N | 85015220 | 1 |  | 9.4 | KG | 1801.32 | 1801.32 | MC05 | MC05 | SIMOTICS S synchronous motor 1FK7-CT PN=1.5kW; UDC=600V M0=8.5Nm (100K); NN=2000rpm; naturally cooled design IMB 5 (IM V1, IM V3) Flange 1 Power connector rotatable Absolute encoder single-turn 24-bit with Drive-CLiQ interface (encoder AS24DQI) shaft with feather key, tolerance N with holding brake, degree of protection IP65 DE Flange IP67 | - | 0 | 0
1FK7062-2AC71-1BG0 |  | 1FK7062-2AC71-1BG0 | 1 | UN | 1 | 15 | C | D | N | N | 85015220 | 1 |  | 9.101 | KG | 1479.55 | 1479.55 | MC05 | MC05 | SIMOTICS S synchronous motor 1FK7-CT PN=1.5kW; UDC=600V M0=8.5Nm (100K); NN=2000rpm; naturally cooled design IMB 5 (IM V1, IM V3) Flange 1 Power connector rotatable Absolute encoder single-turn 24-bit with Drive-CLiQ interface (encoder AS24DQI) Smooth shaft, tolerance N without holding brake, degree of protection IP64 | - | 0 | 0
1FK7062-2AC71-1BG1 |  | 1FK7062-2AC71-1BG1 | 1 | UN | 1 | 15 | C | D | N | N | 85015220 | 1 |  | 9.101 | KG | 1541.89 | 1541.89 | MC05 | MC05 | SIMOTICS S synchronous motor 1FK7-CT PN=1.5kW; UDC=600V M0=8.5Nm (100K); NN=2000rpm; naturally cooled design IMB 5 (IM V1, IM V3) Flange 1 Power connector rotatable Absolute encoder single-turn 24-bit with Drive-CLiQ interface (encoder AS24DQI) Smooth shaft, tolerance N without holding brake, degree of protection IP65 | - | 0 | 0
1FK7062-2AC71-1BG2 |  | 1FK7062-2AC71-1BG2 | 1 | UN | 1 | 15 | C | D | N | N | 85015220 | 1 |  | 9.101 | KG | 1541.89 | 1541.89 | MC05 | MC05 | SIMOTICS S synchronous motor 1FK7-CT PN=1.5kW; UDC=600V M0=8.5Nm (100K); NN=2000rpm; naturally cooled design IMB 5 (IM V1, IM V3) Flange 1 Power connector rotatable Absolute encoder single-turn 24-bit with Drive-CLiQ interface (encoder AS24DQI) Smooth shaft, tolerance N without holding brake, degree of protection IP65 DE Flange IP67 | - | 0 | 0
1FK7062-2AC71-1BH0 |  | 1FK7062-2AC71-1BH0 | 1 | UN | 1 | 15 | C | D | N | N | 85015220 | 1 |  | 9.4 | KG | 1682.99 | 1682.99 | MC05 | MC05 | SIMOTICS S synchronous motor 1FK7-CT PN=1.5kW; UDC=600V M0=8.5Nm (100K); NN=2000rpm; naturally cooled design IMB 5 (IM V1, IM V3) Flange 1 Power connector rotatable Absolute encoder single-turn 24-bit with Drive-CLiQ interface (encoder AS24DQI) Smooth shaft, tolerance N with holding brake, degree of protection IP64 | - | 0 | 0
1FK7062-2AC71-1BH1 |  | 1FK7062-2AC71-1BH1 | 1 | UN | 1 | 15 | C | D | N | N | 85015220 | 1 |  | 9.4 | KG | 1745.34 | 1745.34 | MC05 | MC05 | SIMOTICS S synchronous motor 1FK7-CT PN=1.5kW; UDC=600V M0=8.5Nm (100K); NN=2000rpm; naturally cooled design IMB 5 (IM V1, IM V3) Flange 1 Power connector rotatable Absolute encoder single-turn 24-bit with Drive-CLiQ interface (encoder AS24DQI) Smooth shaft, tolerance N with holding brake, degree of protection IP65 | - | 0 | 0
1FK7062-2AC71-1BH2 |  | 1FK7062-2AC71-1BH2 | 1 | UN | 1 | 15 | C | D | N | N | 85015220 | 1 |  | 9.4 | KG | 1745.34 | 1745.34 | MC05 | MC05 | SIMOTICS S synchronous motor 1FK7-CT PN=1.5kW; UDC=600V M0=8.5Nm (100K); NN=2000rpm; naturally cooled design IMB 5 (IM V1, IM V3) Flange 1 Power connector rotatable Absolute encoder single-turn 24-bit with Drive-CLiQ interface (encoder AS24DQI) Smooth shaft, tolerance N with holding brake, degree of protection IP65 DE Flange IP67 | - | 0 | 0
1FK7062-2AC71-1CA0 |  | 1FK7062-2AC71-1CA0 | 1 | UN | 1 | 15 | C | D | N | N | 85015220 | 1 |  | 9.101 | KG | 1783.19 | 1783.19 | MC05 | MC05 | SIMOTICS S synchronous motor 1FK7-CT PN=1.5kW; UDC=600V M0=8.5Nm (100K); NN=2000rpm; naturally cooled design IMB 5 (IM V1, IM V3) Flange 1 Power connector rotatable Absolute encoder 24-bit + 12-bit multiturn with DRIVE-CLiQ interface (encoder AM24DQI) shaft with feather key, tolerance N without holding brake, degree of protection IP64 | - | 0 | 0
1FK7062-2AC71-1CA1 |  | 1FK7062-2AC71-1CA1 | 1 | UN | 1 | 15 | C | D | N | N | 85015220 | 1 |  | 9.101 | KG | 1845.54 | 1845.54 | MC05 | MC05 | SIMOTICS S synchronous motor 1FK7-CT PN=1.5kW; UDC=600V M0=8.5Nm (100K); NN=2000rpm; naturally cooled design IMB 5 (IM V1, IM V3) Flange 1 Power connector rotatable Absolute encoder 24-bit + 12-bit multiturn with DRIVE-CLiQ interface (encoder AM24DQI) shaft with feather key, tolerance N without holding brake, degree of protection IP65 | - | 0 | 0
1FK7062-2AC71-1CA2 |  | 1FK7062-2AC71-1CA2 | 1 | UN | 1 | 15 | C | D | N | N | 85015220 | 1 |  | 9.101 | KG | 1845.54 | 1845.54 | MC05 | MC05 | SIMOTICS S synchronous motor 1FK7-CT PN=1.5kW; UDC=600V M0=8.5Nm (100K); NN=2000rpm; naturally cooled design IMB 5 (IM V1, IM V3) Flange 1 Power connector rotatable Absolute encoder 24-bit + 12-bit multiturn with DRIVE-CLiQ interface (encoder AM24DQI) shaft with feather key, tolerance N without holding brake, degree of protection IP65 DE Flange IP67 | - | 0 | 0
1FK7062-2AC71-1CB0 |  | 1FK7062-2AC71-1CB0 | 1 | UN | 1 | 15 | C | D | N | N | 85015220 | 1 |  | 9.4 | KG | 1985.15 | 1985.15 | MC05 | MC05 | SIMOTICS S synchronous motor 1FK7-CT PN=1.5kW; UDC=600V M0=8.5Nm (100K); NN=2000rpm; naturally cooled design IMB 5 (IM V1, IM V3) Flange 1 Power connector rotatable Absolute encoder 24-bit + 12-bit multiturn with DRIVE-CLiQ interface (encoder AM24DQI) shaft with feather key, tolerance N with holding brake, degree of protection IP64 | - | 0 | 0
1FK7062-2AC71-1CB1 |  | 1FK7062-2AC71-1CB1 | 1 | UN | 1 | 15 | C | D | N | N | 85015220 | 1 |  | 9.4 | KG | 2047.48 | 2047.48 | MC05 | MC05 | SIMOTICS S synchronous motor 1FK7-CT PN=1.5kW; UDC=600V M0=8.5Nm (100K); NN=2000rpm; naturally cooled design IMB 5 (IM V1, IM V3) Flange 1 Power connector rotatable Absolute encoder 24-bit + 12-bit multiturn with DRIVE-CLiQ interface (encoder AM24DQI) shaft with feather key, tolerance N with holding brake, degree of protection IP65 | - | 0 | 0
1FK7062-2AC71-1CB2 |  | 1FK7062-2AC71-1CB2 | 1 | UN | 1 | 15 | C | D | N | N | 85015220 | 1 |  | 9.4 | KG | 2047.48 | 2047.48 | MC05 | MC05 | SIMOTICS S synchronous motor 1FK7-CT PN=1.5kW; UDC=600V M0=8.5Nm (100K); NN=2000rpm; naturally cooled design IMB 5 (IM V1, IM V3) Flange 1 Power connector rotatable Absolute encoder 24-bit + 12-bit multiturn with DRIVE-CLiQ interface (encoder AM24DQI) shaft with feather key, tolerance N with holding brake, degree of protection IP65 DE Flange IP67 | - | 0 | 0
1FK7062-2AC71-1CG0 |  | 1FK7062-2AC71-1CG0 | 1 | UN | 1 | 15 | C | D | N | N | 85015220 | 1 |  | 9.101 | KG | 1725.72 | 1725.72 | MC05 | MC05 | SIMOTICS S synchronous motor 1FK7-CT PN=1.5kW; UDC=600V M0=8.5Nm (100K); NN=2000rpm; naturally cooled design IMB 5 (IM V1, IM V3) Flange 1 Power connector rotatable Absolute encoder 24-bit + 12-bit multiturn with DRIVE-CLiQ interface (encoder AM24DQI) Smooth shaft, tolerance N without holding brake, degree of protection IP64 | - | 0 | 0
1FK7062-2AC71-1CG1 |  | 1FK7062-2AC71-1CG1 | 1 | UN | 1 | 15 | C | D | N | N | 85015220 | 1 |  | 9.101 | KG | 1788.05 | 1788.05 | MC05 | MC05 | SIMOTICS S synchronous motor 1FK7-CT PN=1.5kW; UDC=600V M0=8.5Nm (100K); NN=2000rpm; naturally cooled design IMB 5 (IM V1, IM V3) Flange 1 Power connector rotatable Absolute encoder 24-bit + 12-bit multiturn with DRIVE-CLiQ interface (encoder AM24DQI) Smooth shaft, tolerance N without holding brake, degree of protection IP65 | - | 0 | 0
1FK7062-2AC71-1CG2 |  | 1FK7062-2AC71-1CG2 | 1 | UN | 1 | 15 | C | D | N | N | 85015220 | 1 |  | 9.101 | KG | 1788.05 | 1788.05 | MC05 | MC05 | SIMOTICS S synchronous motor 1FK7-CT PN=1.5kW; UDC=600V M0=8.5Nm (100K); NN=2000rpm; naturally cooled design IMB 5 (IM V1, IM V3) Flange 1 Power connector rotatable Absolute encoder 24-bit + 12-bit multiturn with DRIVE-CLiQ interface (encoder AM24DQI) Smooth shaft, tolerance N without holding brake, degree of protection IP65 DE Flange IP67 | - | 0 | 0
1FK7062-2AC71-1CH0 |  | 1FK7062-2AC71-1CH0 | 1 | UN | 1 | 15 | C | D | N | N | 85015220 | 1 |  | 9.4 | KG | 1929.16 | 1929.16 | MC05 | MC05 | SIMOTICS S synchronous motor 1FK7-CT PN=1.5kW; UDC=600V M0=8.5Nm (100K); NN=2000rpm; naturally cooled design IMB 5 (IM V1, IM V3) Flange 1 Power connector rotatable Absolute encoder 24-bit + 12-bit multiturn with DRIVE-CLiQ interface (encoder AM24DQI) Smooth shaft, tolerance N with holding brake, degree of protection IP64 | - | 0 | 0
1FK7062-2AC71-1CH1 |  | 1FK7062-2AC71-1CH1 | 1 | UN | 1 | 15 | C | D | N | N | 85015220 | 1 |  | 9.4 | KG | 1991.5 | 1991.5 | MC05 | MC05 | SIMOTICS S synchronous motor 1FK7-CT PN=1.5kW; UDC=600V M0=8.5Nm (100K); NN=2000rpm; naturally cooled design IMB 5 (IM V1, IM V3) Flange 1 Power connector rotatable Absolute encoder 24-bit + 12-bit multiturn with DRIVE-CLiQ interface (encoder AM24DQI) Smooth shaft, tolerance N with holding brake, degree of protection IP65 | - | 0 | 0
1FK7062-2AC71-1CH2 |  | 1FK7062-2AC71-1CH2 | 1 | UN | 1 | 15 | C | D | N | N | 85015220 | 1 |  | 9.4 | KG | 1991.5 | 1991.5 | MC05 | MC05 | SIMOTICS S synchronous motor 1FK7-CT PN=1.5kW; UDC=600V M0=8.5Nm (100K); NN=2000rpm; naturally cooled design IMB 5 (IM V1, IM V3) Flange 1 Power connector rotatable Absolute encoder 24-bit + 12-bit multiturn with DRIVE-CLiQ interface (encoder AM24DQI) Smooth shaft, tolerance N with holding brake, degree of protection IP65 DE Flange IP67 | - | 0 | 0
1FK7062-2AC71-1DA0 |  | 1FK7062-2AC71-1DA0 | 1 | UN | 1 | 15 | C | D | N | N | 85015220 | 1 |  | 9.102 | KG | 1590.47 | 1590.47 | MC05 | MC05 | SIMOTICS S Synchronous motor 1FK7-CT PN=1.5kW; UDC=600V M0=8.5Nm (100K); NN=2000rpm; Naturally cooled FRAME SIZE IMB 5 (IM V1, IM V3) FLANGE 1 POWER CONNECTOR ROTATABLE INCREMENTAL ENCODER 22 BIT WITH DRIVE-CLIQ INTERFACE (ENCODER IC22DQ) SHAFT WITH FITTED KEY, TOLERANCE N; W/O HOLDING BRAKE PROTECTION CLASS IP64; | - | 0 | 0
1FK7062-2AC71-1DA2 |  | 1FK7062-2AC71-1DA2 | 1 | UN | 1 | 15 | C | D | N | N | 85015220 | 1 |  | 9.102 | KG | 1652.81 | 1652.81 | MC05 | MC05 | SIMOTICS S Synchronous motor 1FK7-CT PN=1.5kW; UDC=600V M0=8.5Nm (100K); NN=2000rpm; Naturally cooled FRAME SIZE IMB 5 (IM V1, IM V3) FLANGE 1 POWER CONNECTOR ROTATABLE INCREMENTAL ENCODER 22 BIT WITH DRIVE-CLIQ INTERFACE (ENCODER IC22DQ) SHAFT WITH FITTED KEY, TOLERANCE N; W/O HOLDING BRAKE PROTECTION CLASS IP65, FLANGE ON DRIVE END IP67; | - | 0 | 0
1FK7062-2AC71-1DB0 |  | 1FK7062-2AC71-1DB0 | 1 | UN | 1 | 15 | C | D | N | N | 85015220 | 1 |  | 9.401 | KG | 1792.41 | 1792.41 | MC05 | MC05 | SIMOTICS S Synchronous motor 1FK7-CT PN=1.5kW; UDC=600V M0=8.5Nm (100K); NN=2000rpm; Naturally cooled FRAME SIZE IMB 5 (IM V1, IM V3) FLANGE 1 POWER CONNECTOR ROTATABLE INCREMENTAL ENCODER 22 BIT WITH DRIVE-CLIQ INTERFACE (ENCODER IC22DQ) SHAFT WITH FITTED KEY, TOLERANCE N; WITH HOLDING BRAKE PROTECTION CLASS IP64; | - | 0 | 0
1FK7062-2AC71-1DB2 |  | 1FK7062-2AC71-1DB2 | 1 | UN | 1 | 15 | C | D | N | N | 85015220 | 1 |  | 9.401 | KG | 1854.75 | 1854.75 | MC05 | MC05 | SIMOTICS S Synchronous motor 1FK7-CT PN=1.5kW; UDC=600V M0=8.5Nm (100K); NN=2000rpm; Naturally cooled FRAME SIZE IMB 5 (IM V1, IM V3) FLANGE 1 POWER CONNECTOR ROTATABLE INCREMENTAL ENCODER 22 BIT WITH DRIVE-CLIQ INTERFACE (ENCODER IC22DQ) SHAFT WITH FITTED KEY, TOLERANCE N; WITH HOLDING BRAKE PROTECTION CLASS IP65, FLANGE ON DRIVE END IP67; | - | 0 | 0
1FK7062-2AC71-1DG0 |  | 1FK7062-2AC71-1DG0 | 1 | UN | 1 | 15 | C | D | N | N | 85015220 | 1 |  | 9.102 | KG | 1532.98 | 1532.98 | MC05 | MC05 | SIMOTICS S Synchronous motor 1FK7-CT PN=1.5kW; UDC=600V M0=8.5Nm (100K); NN=2000rpm; Naturally cooled FRAME SIZE IMB 5 (IM V1, IM V3) FLANGE 1 POWER CONNECTOR ROTATABLE INCREMENTAL ENCODER 22 BIT WITH DRIVE-CLIQ INTERFACE (ENCODER IC22DQ) PLAIN SHAFT, TOLERANCE N; W/O HOLDING BRAKE PROTECTION CLASS IP64; | - | 0 | 0
1FK7062-2AC71-1DG1 |  | 1FK7062-2AC71-1DG1 | 1 | UN | 1 | 15 | C | D | N | N | 85015220 | 1 |  | 9.102 | KG | 1595.32 | 1595.32 | MC05 | MC05 | SIMOTICS S Synchronous motor 1FK7-CT PN=1.5kW; UDC=600V M0=8.5Nm (100K); NN=2000rpm; Naturally cooled FRAME SIZE IMB 5 (IM V1, IM V3) FLANGE 1 POWER CONNECTOR ROTATABLE INCREMENTAL ENCODER 22 BIT WITH DRIVE-CLIQ INTERFACE (ENCODER IC22DQ) PLAIN SHAFT, TOLERANCE N; W/O HOLDING BRAKE PROTECTION CLASS IP65, | - | 0 | 0
1FK7062-2AC71-1DG2 |  | 1FK7062-2AC71-1DG2 | 1 | UN | 1 | 15 | C | D | N | N | 85015220 | 1 |  | 9.102 | KG | 1595.32 | 1595.32 | MC05 | MC05 | SIMOTICS S Synchronous motor 1FK7-CT PN=1.5kW; UDC=600V M0=8.5Nm (100K); NN=2000rpm; Naturally cooled FRAME SIZE IMB 5 (IM V1, IM V3) FLANGE 1 POWER CONNECTOR ROTATABLE INCREMENTAL ENCODER 22 BIT WITH DRIVE-CLIQ INTERFACE (ENCODER IC22DQ) PLAIN SHAFT, TOLERANCE N; W/O HOLDING BRAKE PROTECTION CLASS IP65, FLANGE ON DRIVE END IP67; | - | 0 | 0
1FK7062-2AC71-1DH0 |  | 1FK7062-2AC71-1DH0 | 1 | UN | 1 | 15 | C | D | N | N | 85015220 | 1 |  | 9.401 | KG | 1736.42 | 1736.42 | MC05 | MC05 | SIMOTICS S Synchronous motor 1FK7-CT PN=1.5kW; UDC=600V M0=8.5Nm (100K); NN=2000rpm; Naturally cooled FRAME SIZE IMB 5 (IM V1, IM V3) FLANGE 1 POWER CONNECTOR ROTATABLE INCREMENTAL ENCODER 22 BIT WITH DRIVE-CLIQ INTERFACE (ENCODER IC22DQ) PLAIN SHAFT, TOLERANCE N; WITH HOLDING BRAKE PROTECTION CLASS IP64; | - | 0 | 0
1FK7062-2AC71-1EA0 |  | 1FK7062-2AC71-1EA0 | 1 | UN | 1 | 15 | C | D | N | N | 85015220 | 1 |  | 9.101 | KG | 1624.02 | 1624.02 | MC05 | MC05 | SIMOTICS S Synchronous motor 1FK7-CT PN=1.5kW; UDC=600V M0=8.5Nm (100K); NN=2000rpm; Naturally cooled FRAME SIZE IMB 5 (IM V1, IM V3) FLANGE 1, WITH KTY TEMPERATURESENSOR POWER CONNECTOR ROTATABLE ABSOLUTE ENCODERR 2048 S/R + 4096 UMDREHUNGEN MULTITURN, WITH ENDAT-SCHNITTSTELLE (ENCODER AM2048S/R) SHAFT WITH FITTED KEY, TOLERANCE N; W/O HOLDING BRAKE PROTECTION CLASS IP64; | - | 0 | 0
1FK7062-2AC71-1EA1 |  | 1FK7062-2AC71-1EA1 | 1 | UN | 1 | 15 | C | D | N | N | 85015220 | 1 |  | 9.101 | KG | 1686.36 | 1686.36 | MC05 | MC05 | SIMOTICS S Synchronous motor 1FK7-CT PN=1.5kW; UDC=600V M0=8.5Nm (100K); NN=2000rpm; Naturally cooled FRAME SIZE IMB 5 (IM V1, IM V3) FLANGE 1, WITH KTY TEMPERATURESENSOR POWER CONNECTOR ROTATABLE ABSOLUTE ENCODERR 2048 S/R + 4096 UMDREHUNGEN MULTITURN, WITH ENDAT-SCHNITTSTELLE (ENCODER AM2048S/R) SHAFT WITH FITTED KEY, TOLERANCE N; W/O HOLDING BRAKE PROTECTION CLASS IP65, | - | 0 | 0
1FK7062-2AC71-1EA2 |  | 1FK7062-2AC71-1EA2 | 1 | UN | 1 | 15 | C | D | N | N | 85015220 | 1 |  | 9.101 | KG | 1686.36 | 1686.36 | MC05 | MC05 | SIMOTICS S Synchronous motor 1FK7-CT PN=1.5kW; UDC=600V M0=8.5Nm (100K); NN=2000rpm; Naturally cooled FRAME SIZE IMB 5 (IM V1, IM V3) FLANGE 1, WITH KTY TEMPERATURESENSOR POWER CONNECTOR ROTATABLE ABSOLUTE ENCODERR 2048 S/R + 4096 UMDREHUNGEN MULTITURN, WITH ENDAT-SCHNITTSTELLE (ENCODER AM2048S/R) SHAFT WITH FITTED KEY, TOLERANCE N; W/O HOLDING BRAKE PROTECTION CLASS IP65, FLANGE ON DRIVE END IP67; | - | 0 | 0
1FK7062-2AC71-1EB0 |  | 1FK7062-2AC71-1EB0 | 1 | UN | 1 | 15 | C | D | N | N | 85015220 | 1 |  | 9.4 | KG | 1825.96 | 1825.96 | MC05 | MC05 | SIMOTICS S Synchronous motor 1FK7-CT PN=1.5kW; UDC=600V M0=8.5Nm (100K); NN=2000rpm; Naturally cooled FRAME SIZE IMB 5 (IM V1, IM V3) FLANGE 1, WITH KTY TEMPERATURESENSOR POWER CONNECTOR ROTATABLE ABSOLUTE ENCODERR 2048 S/R + 4096 UMDREHUNGEN MULTITURN, WITH ENDAT-SCHNITTSTELLE (ENCODER AM2048S/R) SHAFT WITH FITTED KEY, TOLERANCE N; WITH HOLDING BRAKE PROTECTION CLASS IP64; | - | 0 | 0
1FK7062-2AC71-1EB1 |  | 1FK7062-2AC71-1EB1 | 1 | UN | 1 | 15 | C | D | N | N | 85015220 | 1 |  | 9.4 | KG | 1888.3 | 1888.3 | MC05 | MC05 | SIMOTICS S Synchronous motor 1FK7-CT PN=1.5kW; UDC=600V M0=8.5Nm (100K); NN=2000rpm; Naturally cooled FRAME SIZE IMB 5 (IM V1, IM V3) FLANGE 1, WITH KTY TEMPERATURESENSOR POWER CONNECTOR ROTATABLE ABSOLUTE ENCODERR 2048 S/R + 4096 UMDREHUNGEN MULTITURN, WITH ENDAT-SCHNITTSTELLE (ENCODER AM2048S/R) SHAFT WITH FITTED KEY, TOLERANCE N; WITH HOLDING BRAKE PROTECTION CLASS IP65, | - | 0 | 0
1FK7062-2AC71-1EB2 |  | 1FK7062-2AC71-1EB2 | 1 | UN | 1 | 15 | C | D | N | N | 85015220 | 1 |  | 9.4 | KG | 1888.3 | 1888.3 | MC05 | MC05 | SIMOTICS S Synchronous motor 1FK7-CT PN=1.5kW; UDC=600V M0=8.5Nm (100K); NN=2000rpm; Naturally cooled FRAME SIZE IMB 5 (IM V1, IM V3) FLANGE 1, WITH KTY TEMPERATURESENSOR POWER CONNECTOR ROTATABLE ABSOLUTE ENCODERR 2048 S/R + 4096 UMDREHUNGEN MULTITURN, WITH ENDAT-SCHNITTSTELLE (ENCODER AM2048S/R) SHAFT WITH FITTED KEY, TOLERANCE N; WITH HOLDING BRAKE PROTECTION CLASS IP65, FLANGE ON DRIVE END IP67; | - | 0 | 0
1FK7062-2AC71-1EG0 |  | 1FK7062-2AC71-1EG0 | 1 | UN | 1 | 15 | C | D | N | N | 85015220 | 1 |  | 9.101 | KG | 1566.53 | 1566.53 | MC05 | MC05 | SIMOTICS S Synchronous motor 1FK7-CT PN=1.5kW; UDC=600V M0=8.5Nm (100K); NN=2000rpm; Naturally cooled FRAME SIZE IMB 5 (IM V1, IM V3) FLANGE 1, WITH KTY TEMPERATURESENSOR POWER CONNECTOR ROTATABLE ABSOLUTE ENCODERR 2048 S/R + 4096 UMDREHUNGEN MULTITURN, WITH ENDAT-SCHNITTSTELLE (ENCODER AM2048S/R) PLAIN SHAFT, TOLERANCE N; W/O HOLDING BRAKE PROTECTION CLASS IP64; | - | 0 | 0
1FK7062-2AC71-1EG1 |  | 1FK7062-2AC71-1EG1 | 1 | UN | 1 | 15 | C | D | N | N | 85015220 | 1 |  | 9.101 | KG | 1628.87 | 1628.87 | MC05 | MC05 | SIMOTICS S Synchronous motor 1FK7-CT PN=1.5kW; UDC=600V M0=8.5Nm (100K); NN=2000rpm; Naturally cooled FRAME SIZE IMB 5 (IM V1, IM V3) FLANGE 1, WITH KTY TEMPERATURESENSOR POWER CONNECTOR ROTATABLE ABSOLUTE ENCODERR 2048 S/R + 4096 UMDREHUNGEN MULTITURN, WITH ENDAT-SCHNITTSTELLE (ENCODER AM2048S/R) PLAIN SHAFT, TOLERANCE N; W/O HOLDING BRAKE PROTECTION CLASS IP65, | - | 0 | 0
1FK7062-2AC71-1EG2 |  | 1FK7062-2AC71-1EG2 | 1 | UN | 1 | 15 | C | D | N | N | 85015220 | 1 |  | 9.101 | KG | 1628.87 | 1628.87 | MC05 | MC05 | SIMOTICS S Synchronous motor 1FK7-CT PN=1.5kW; UDC=600V M0=8.5Nm (100K); NN=2000rpm; Naturally cooled FRAME SIZE IMB 5 (IM V1, IM V3) FLANGE 1, WITH KTY TEMPERATURESENSOR POWER CONNECTOR ROTATABLE ABSOLUTE ENCODERR 2048 S/R + 4096 UMDREHUNGEN MULTITURN, WITH ENDAT-SCHNITTSTELLE (ENCODER AM2048S/R) PLAIN SHAFT, TOLERANCE N; W/O HOLDING BRAKE PROTECTION CLASS IP65, FLANGE ON DRIVE END IP67; | - | 0 | 0
1FK7062-2AC71-1EH0 |  | 1FK7062-2AC71-1EH0 | 1 | UN | 1 | 15 | C | D | N | N | 85015220 | 1 |  | 9.4 | KG | 1769.97 | 1769.97 | MC05 | MC05 | SIMOTICS S Synchronous motor 1FK7-CT PN=1.5kW; UDC=600V M0=8.5Nm (100K); NN=2000rpm; Naturally cooled FRAME SIZE IMB 5 (IM V1, IM V3) FLANGE 1, WITH KTY TEMPERATURESENSOR POWER CONNECTOR ROTATABLE ABSOLUTE ENCODERR 2048 S/R + 4096 UMDREHUNGEN MULTITURN, WITH ENDAT-SCHNITTSTELLE (ENCODER AM2048S/R) PLAIN SHAFT, TOLERANCE N; WITH HOLDING BRAKE PROTECTION CLASS IP64; | - | 0 | 0
1FK7062-2AC71-1EH1 |  | 1FK7062-2AC71-1EH1 | 1 | UN | 1 | 15 | C | D | N | N | 85015220 | 1 |  | 9.4 | KG | 1832.31 | 1832.31 | MC05 | MC05 | SIMOTICS S Synchronous motor 1FK7-CT PN=1.5kW; UDC=600V M0=8.5Nm (100K); NN=2000rpm; Naturally cooled FRAME SIZE IMB 5 (IM V1, IM V3) FLANGE 1, WITH KTY TEMPERATURESENSOR POWER CONNECTOR ROTATABLE ABSOLUTE ENCODERR 2048 S/R + 4096 UMDREHUNGEN MULTITURN, WITH ENDAT-SCHNITTSTELLE (ENCODER AM2048S/R) PLAIN SHAFT, TOLERANCE N; WITH HOLDING BRAKE PROTECTION CLASS IP65, | - | 0 | 0
1FK7062-2AC71-1EH2 |  | 1FK7062-2AC71-1EH2 | 1 | UN | 1 | 15 | C | D | N | N | 85015220 | 1 |  | 9.4 | KG | 1832.31 | 1832.31 | MC05 | MC05 | SIMOTICS S Synchronous motor 1FK7-CT PN=1.5kW; UDC=600V M0=8.5Nm (100K); NN=2000rpm; Naturally cooled FRAME SIZE IMB 5 (IM V1, IM V3) FLANGE 1, WITH KTY TEMPERATURESENSOR POWER CONNECTOR ROTATABLE ABSOLUTE ENCODERR 2048 S/R + 4096 UMDREHUNGEN MULTITURN, WITH ENDAT-SCHNITTSTELLE (ENCODER AM2048S/R) PLAIN SHAFT, TOLERANCE N; WITH HOLDING BRAKE PROTECTION CLASS IP65, FLANGE ON DRIVE END IP67; | - | 0 | 0
1FK7062-2AC71-1FA1 |  | 1FK7062-2AC71-1FA1 | 1 | UN | 1 | 15 | C | D | N | N | 85015220 | 1 |  | 9.101 | KG | 1898.98 | 1898.98 | MC05 | MC05 | SIMOTICS S Synchronous motor 1FK7-CT PN=1.5kW; UDC=600V M0=8.5Nm (100K); NN=2000rpm; Naturally cooled FRAME SIZE IMB 5 (IM V1, IM V3) FLANGE 1 POWER CONNECTOR ROTATABLE ABSOLUTE ENCODER 22BIT + 12 BIT MULTITURN, WITH DRIVE-CLIQ INTERFACE (ENCODER AM22DQ) SHAFT WITH FITTED KEY, TOLERANCE N; W/O HOLDING BRAKE PROTECTION CLASS IP65, | - | 0 | 0
1FK7062-2AC71-1FB0 |  | 1FK7062-2AC71-1FB0 | 1 | UN | 1 | 15 | C | D | N | N | 85015220 | 1 |  | 9.4 | KG | 2038.58 | 2038.58 | MC05 | MC05 | SIMOTICS S Synchronous motor 1FK7-CT PN=1.5kW; UDC=600V M0=8.5Nm (100K); NN=2000rpm; Naturally cooled FRAME SIZE IMB 5 (IM V1, IM V3) FLANGE 1 POWER CONNECTOR ROTATABLE ABSOLUTE ENCODER 22BIT + 12 BIT MULTITURN, WITH DRIVE-CLIQ INTERFACE (ENCODER AM22DQ) SHAFT WITH FITTED KEY, TOLERANCE N; WITH HOLDING BRAKE PROTECTION CLASS IP64; | - | 0 | 0
1FK7062-2AC71-1FG0 |  | 1FK7062-2AC71-1FG0 | 1 | UN | 1 | 15 | C | D | N | N | 85015220 | 1 |  | 9.101 | KG | 1779.15 | 1779.15 | MC05 | MC05 | SIMOTICS S Synchronous motor 1FK7-CT PN=1.5kW; UDC=600V M0=8.5Nm (100K); NN=2000rpm; Naturally cooled FRAME SIZE IMB 5 (IM V1, IM V3) FLANGE 1 POWER CONNECTOR ROTATABLE ABSOLUTE ENCODER 22BIT + 12 BIT MULTITURN, WITH DRIVE-CLIQ INTERFACE (ENCODER AM22DQ) PLAIN SHAFT, TOLERANCE N; W/O HOLDING BRAKE PROTECTION CLASS IP64; | - | 0 | 0
1FK7062-2AC71-1FH0 |  | 1FK7062-2AC71-1FH0 | 1 | UN | 1 | 15 | C | D | N | N | 85015220 | 1 |  | 9.4 | KG | 1982.59 | 1982.59 | MC05 | MC05 | SIMOTICS S Synchronous motor 1FK7-CT PN=1.5kW; UDC=600V M0=8.5Nm (100K); NN=2000rpm; Naturally cooled FRAME SIZE IMB 5 (IM V1, IM V3) FLANGE 1 POWER CONNECTOR ROTATABLE ABSOLUTE ENCODER 22BIT + 12 BIT MULTITURN, WITH DRIVE-CLIQ INTERFACE (ENCODER AM22DQ) PLAIN SHAFT, TOLERANCE N; WITH HOLDING BRAKE PROTECTION CLASS IP64; | - | 0 | 0
1FK7062-2AC71-1PA0 |  | 1FK7062-2AC71-1PA0 | 1 | UN | 1 | 15 | C | D | N | N | 85015220 | 1 |  | 9.201 | KG | 1146.4 | 1146.4 | MC05 | MC05 | SIMOTICS S Synchronous motor 1FK7-CT PN=1.5kW; UDC=600V M0=8.5Nm (100K); NN=2000rpm; Naturally cooled FRAME SIZE IMB 5 (IM V1, IM V3) FLANGE 1 POWER CONNECTOR ROTATABLE RESOLVER 2-POLE, WITH DRIVE CLIQ-INTERFACE SHAFT WITH FITTED KEY, TOLERANCE N; W/O HOLDING BRAKE PROTECTION CLASS IP64; | - | 0 | 0
1FK7062-2AC71-1PA1 |  | 1FK7062-2AC71-1PA1 | 1 | UN | 1 | 15 | C | D | N | N | 85015220 | 1 |  | 9.201 | KG | 1208.74 | 1208.74 | MC05 | MC05 | SIMOTICS S Synchronous motor 1FK7-CT PN=1.5kW; UDC=600V M0=8.5Nm (100K); NN=2000rpm; Naturally cooled FRAME SIZE IMB 5 (IM V1, IM V3) FLANGE 1 POWER CONNECTOR ROTATABLE RESOLVER 2-POLE, WITH DRIVE CLIQ-INTERFACE SHAFT WITH FITTED KEY, TOLERANCE N; W/O HOLDING BRAKE PROTECTION CLASS IP65, | - | 0 | 0
1FK7062-2AC71-1PA2 |  | 1FK7062-2AC71-1PA2 | 1 | UN | 1 | 15 | C | D | N | N | 85015220 | 1 |  | 9.201 | KG | 1208.74 | 1208.74 | MC05 | MC05 | SIMOTICS S Synchronous motor 1FK7-CT PN=1.5kW; UDC=600V M0=8.5Nm (100K); NN=2000rpm; Naturally cooled FRAME SIZE IMB 5 (IM V1, IM V3) FLANGE 1 POWER CONNECTOR ROTATABLE RESOLVER 2-POLE, WITH DRIVE CLIQ-INTERFACE SHAFT WITH FITTED KEY, TOLERANCE N; W/O HOLDING BRAKE PROTECTION CLASS IP65, FLANGE ON DRIVE END IP67; | - | 0 | 0
1FK7062-2AC71-1PB0 |  | 1FK7062-2AC71-1PB0 | 1 | UN | 1 | 15 | C | D | N | N | 85015220 | 1 |  | 9.5 | KG | 1348.34 | 1348.34 | MC05 | MC05 | SIMOTICS S Synchronous motor 1FK7-CT PN=1.5kW; UDC=600V M0=8.5Nm (100K); NN=2000rpm; Naturally cooled FRAME SIZE IMB 5 (IM V1, IM V3) FLANGE 1 POWER CONNECTOR ROTATABLE RESOLVER 2-POLE, WITH DRIVE CLIQ-INTERFACE SHAFT WITH FITTED KEY, TOLERANCE N; WITH HOLDING BRAKE PROTECTION CLASS IP64; | - | 0 | 0
1FK7062-2AC71-1PB1 |  | 1FK7062-2AC71-1PB1 | 1 | UN | 1 | 15 | C | D | N | N | 85015220 | 1 |  | 9.5 | KG | 1410.68 | 1410.68 | MC05 | MC05 | SIMOTICS S Synchronous motor 1FK7-CT PN=1.5kW; UDC=600V M0=8.5Nm (100K); NN=2000rpm; Naturally cooled FRAME SIZE IMB 5 (IM V1, IM V3) FLANGE 1 POWER CONNECTOR ROTATABLE RESOLVER 2-POLE, WITH DRIVE CLIQ-INTERFACE SHAFT WITH FITTED KEY, TOLERANCE N; WITH HOLDING BRAKE PROTECTION CLASS IP65, | - | 0 | 0
1FK7062-2AC71-1PB2 |  | 1FK7062-2AC71-1PB2 | 1 | UN | 1 | 15 | C | D | N | N | 85015220 | 1 |  | 9.5 | KG | 1410.68 | 1410.68 | MC05 | MC05 | SIMOTICS S Synchronous motor 1FK7-CT PN=1.5kW; UDC=600V M0=8.5Nm (100K); NN=2000rpm; Naturally cooled FRAME SIZE IMB 5 (IM V1, IM V3) FLANGE 1 POWER CONNECTOR ROTATABLE RESOLVER 2-POLE, WITH DRIVE CLIQ-INTERFACE SHAFT WITH FITTED KEY, TOLERANCE N; WITH HOLDING BRAKE PROTECTION CLASS IP65, FLANGE ON DRIVE END IP67; | - | 0 | 0
1FK7062-2AC71-1PG0 |  | 1FK7062-2AC71-1PG0 | 1 | UN | 1 | 15 | C | D | N | N | 85015220 | 1 |  | 9.201 | KG | 1088.91 | 1088.91 | MC05 | MC05 | SIMOTICS S Synchronous motor 1FK7-CT PN=1.5kW; UDC=600V M0=8.5Nm (100K); NN=2000rpm; Naturally cooled FRAME SIZE IMB 5 (IM V1, IM V3) FLANGE 1 POWER CONNECTOR ROTATABLE RESOLVER 2-POLE, WITH DRIVE CLIQ-INTERFACE PLAIN SHAFT, TOLERANCE N; W/O HOLDING BRAKE PROTECTION CLASS IP64; | - | 0 | 0
1FK7062-2AC71-1PG1 |  | 1FK7062-2AC71-1PG1 | 1 | UN | 1 | 15 | C | D | N | N | 85015220 | 1 |  | 9.201 | KG | 1151.25 | 1151.25 | MC05 | MC05 | SIMOTICS S Synchronous motor 1FK7-CT PN=1.5kW; UDC=600V M0=8.5Nm (100K); NN=2000rpm; Naturally cooled FRAME SIZE IMB 5 (IM V1, IM V3) FLANGE 1 POWER CONNECTOR ROTATABLE RESOLVER 2-POLE, WITH DRIVE CLIQ-INTERFACE PLAIN SHAFT, TOLERANCE N; W/O HOLDING BRAKE PROTECTION CLASS IP65, | - | 0 | 0
1FK7062-2AC71-1PG2 |  | 1FK7062-2AC71-1PG2 | 1 | UN | 1 | 15 | C | D | N | N | 85015220 | 1 |  | 9.201 | KG | 1151.25 | 1151.25 | MC05 | MC05 | SIMOTICS S Synchronous motor 1FK7-CT PN=1.5kW; UDC=600V M0=8.5Nm (100K); NN=2000rpm; Naturally cooled FRAME SIZE IMB 5 (IM V1, IM V3) FLANGE 1 POWER CONNECTOR ROTATABLE RESOLVER 2-POLE, WITH DRIVE CLIQ-INTERFACE PLAIN SHAFT, TOLERANCE N; W/O HOLDING BRAKE PROTECTION CLASS IP65, FLANGE ON DRIVE END IP67; | - | 0 | 0
1FK7062-2AC71-1PH0 |  | 1FK7062-2AC71-1PH0 | 1 | UN | 1 | 15 | C | D | N | N | 85015220 | 1 |  | 9.5 | KG | 1292.35 | 1292.35 | MC05 | MC05 | SIMOTICS S Synchronous motor 1FK7-CT PN=1.5kW; UDC=600V M0=8.5Nm (100K); NN=2000rpm; Naturally cooled FRAME SIZE IMB 5 (IM V1, IM V3) FLANGE 1 POWER CONNECTOR ROTATABLE RESOLVER 2-POLE, WITH DRIVE CLIQ-INTERFACE PLAIN SHAFT, TOLERANCE N; WITH HOLDING BRAKE PROTECTION CLASS IP64; | - | 0 | 0
1FK7062-2AC71-1PH1 |  | 1FK7062-2AC71-1PH1 | 1 | UN | 1 | 15 | C | D | N | N | 85015220 | 1 |  | 9.5 | KG | 1354.69 | 1354.69 | MC05 | MC05 | SIMOTICS S Synchronous motor 1FK7-CT PN=1.5kW; UDC=600V M0=8.5Nm (100K); NN=2000rpm; Naturally cooled FRAME SIZE IMB 5 (IM V1, IM V3) FLANGE 1 POWER CONNECTOR ROTATABLE RESOLVER 2-POLE, WITH DRIVE CLIQ-INTERFACE PLAIN SHAFT, TOLERANCE N; WITH HOLDING BRAKE PROTECTION CLASS IP65, | - | 0 | 0
1FK7062-2AC71-1PH2 |  | 1FK7062-2AC71-1PH2 | 1 | UN | 1 | 15 | C | D | N | N | 85015220 | 1 |  | 9.5 | KG | 1354.69 | 1354.69 | MC05 | MC05 | SIMOTICS S Synchronous motor 1FK7-CT PN=1.5kW; UDC=600V M0=8.5Nm (100K); NN=2000rpm; Naturally cooled FRAME SIZE IMB 5 (IM V1, IM V3) FLANGE 1 POWER CONNECTOR ROTATABLE RESOLVER 2-POLE, WITH DRIVE CLIQ-INTERFACE PLAIN SHAFT, TOLERANCE N; WITH HOLDING BRAKE PROTECTION CLASS IP65, FLANGE ON DRIVE END IP67; | - | 0 | 0
1FK7062-2AC71-1QA0 |  | 1FK7062-2AC71-1QA0 | 1 | UN | 1 | 15 | C | D | N | N | 85015220 | 1 |  | 9.101 | KG | 1215.09 | 1215.09 | MC05 | MC05 | SIMOTICS S synchronous motor 1FK7-CT PN=1.5kW; UDC=600V M0=8.5Nm (100K); NN=2000rpm; naturally cooled design IMB 5 (IM V1, IM V3) Flange 1 Power connector rotatable Absolute encoder single-turn 20-bit with Drive-CLiQ interface (encoder AS20DQI) shaft with feather key, tolerance N without holding brake, degree of protection IP64 | - | 0 | 0
1FK7062-2AC71-1QA1 |  | 1FK7062-2AC71-1QA1 | 1 | UN | 1 | 15 | C | D | N | N | 85015220 | 1 |  | 9.101 | KG | 1277.43 | 1277.43 | MC05 | MC05 | SIMOTICS S synchronous motor 1FK7-CT PN=1.5kW; UDC=600V M0=8.5Nm (100K); NN=2000rpm; naturally cooled design IMB 5 (IM V1, IM V3) Flange 1 Power connector rotatable Absolute encoder single-turn 20-bit with Drive-CLiQ interface (encoder AS20DQI) shaft with feather key, tolerance N without holding brake, degree of protection IP65 | - | 0 | 0
1FK7062-2AC71-1QA2 |  | 1FK7062-2AC71-1QA2 | 1 | UN | 1 | 15 | C | D | N | N | 85015220 | 1 |  | 9.101 | KG | 1277.43 | 1277.43 | MC05 | MC05 | SIMOTICS S synchronous motor 1FK7-CT PN=1.5kW; UDC=600V M0=8.5Nm (100K); NN=2000rpm; naturally cooled design IMB 5 (IM V1, IM V3) Flange 1 Power connector rotatable Absolute encoder single-turn 20-bit with Drive-CLiQ interface (encoder AS20DQI) shaft with feather key, tolerance N without holding brake, degree of protection IP65 DE Flange IP67 | - | 0 | 0
1FK7062-2AC71-1QB0 |  | 1FK7062-2AC71-1QB0 | 1 | UN | 1 | 15 | C | D | N | N | 85015220 | 1 |  | 9.4 | KG | 1417.03 | 1417.03 | MC05 | MC05 | SIMOTICS S synchronous motor 1FK7-CT PN=1.5kW; UDC=600V M0=8.5Nm (100K); NN=2000rpm; naturally cooled design IMB 5 (IM V1, IM V3) Flange 1 Power connector rotatable Absolute encoder single-turn 20-bit with Drive-CLiQ interface (encoder AS20DQI) shaft with feather key, tolerance N with holding brake, degree of protection IP64 | - | 0 | 0
1FK7062-2AC71-1QB1 |  | 1FK7062-2AC71-1QB1 | 1 | UN | 1 | 15 | C | D | N | N | 85015220 | 1 |  | 9.4 | KG | 1479.37 | 1479.37 | MC05 | MC05 | SIMOTICS S synchronous motor 1FK7-CT PN=1.5kW; UDC=600V M0=8.5Nm (100K); NN=2000rpm; naturally cooled design IMB 5 (IM V1, IM V3) Flange 1 Power connector rotatable Absolute encoder single-turn 20-bit with Drive-CLiQ interface (encoder AS20DQI) shaft with feather key, tolerance N with holding brake, degree of protection IP65 | - | 0 | 0
1FK7062-2AC71-1QB2 |  | 1FK7062-2AC71-1QB2 | 1 | UN | 1 | 15 | C | D | N | N | 85015220 | 1 |  | 9.4 | KG | 1479.37 | 1479.37 | MC05 | MC05 | SIMOTICS S synchronous motor 1FK7-CT PN=1.5kW; UDC=600V M0=8.5Nm (100K); NN=2000rpm; naturally cooled design IMB 5 (IM V1, IM V3) Flange 1 Power connector rotatable Absolute encoder single-turn 20-bit with Drive-CLiQ interface (encoder AS20DQI) shaft with feather key, tolerance N with holding brake, degree of protection IP65 DE Flange IP67 | - | 0 | 0
1FK7062-2AC71-1QG0 |  | 1FK7062-2AC71-1QG0 | 1 | UN | 1 | 15 | C | D | N | N | 85015220 | 1 |  | 9.101 | KG | 1157.6 | 1157.6 | MC05 | MC05 | SIMOTICS S synchronous motor 1FK7-CT PN=1.5kW; UDC=600V M0=8.5Nm (100K); NN=2000rpm; naturally cooled design IMB 5 (IM V1, IM V3) Flange 1 Power connector rotatable Absolute encoder single-turn 20-bit with Drive-CLiQ interface (encoder AS20DQI) Smooth shaft, tolerance N without holding brake, degree of protection IP64 | - | 0 | 0
1FK7062-2AC71-1QG1 |  | 1FK7062-2AC71-1QG1 | 1 | UN | 1 | 15 | C | D | N | N | 85015220 | 1 |  | 9.101 | KG | 1219.94 | 1219.94 | MC05 | MC05 | SIMOTICS S synchronous motor 1FK7-CT PN=1.5kW; UDC=600V M0=8.5Nm (100K); NN=2000rpm; naturally cooled design IMB 5 (IM V1, IM V3) Flange 1 Power connector rotatable Absolute encoder single-turn 20-bit with Drive-CLiQ interface (encoder AS20DQI) Smooth shaft, tolerance N without holding brake, degree of protection IP65 | - | 0 | 0
1FK7062-2AC71-1QG1-Z | J16 | 1FK7062-2AC71-1QG1-ZJ16 | 1 | UN | 1 | 15 | C | D | N | N | 85015220 | 1 |  | 26.101 | KG | 4124 | 4124 | MC05 | MC05 | SIMOTICS S synchronous motor 1FK7-CT PN=1.5kW; UDC=600V M0=8.5Nm (100K); NN=2000rpm; naturally cooled design IMB 5 (IM V1, IM V3) Flange 1 Power connector rotatable Absolute encoder single-turn 20-bit with Drive-CLiQ interface (encoder AS20DQI) Smooth shaft, tolerance N without holding brake, degree of protection IP65 J16: ALPHA SP+, SP 140S-MF2 PLANETARY GEARING 2 STAGES, I=40, WITH FEATHER KEY | - | 0 | 0
1FK7062-2AC71-1QG2 |  | 1FK7062-2AC71-1QG2 | 1 | UN | 1 | 15 | C | D | N | N | 85015220 | 1 |  | 9.101 | KG | 1219.94 | 1219.94 | MC05 | MC05 | SIMOTICS S synchronous motor 1FK7-CT PN=1.5kW; UDC=600V M0=8.5Nm (100K); NN=2000rpm; naturally cooled design IMB 5 (IM V1, IM V3) Flange 1 Power connector rotatable Absolute encoder single-turn 20-bit with Drive-CLiQ interface (encoder AS20DQI) Smooth shaft, tolerance N without holding brake, degree of protection IP65 DE Flange IP67 | - | 0 | 0
1FK7062-2AC71-1QH0 |  | 1FK7062-2AC71-1QH0 | 1 | UN | 1 | 15 | C | D | N | N | 85015220 | 1 |  | 9.4 | KG | 1361.05 | 1361.05 | MC05 | MC05 | SIMOTICS S synchronous motor 1FK7-CT PN=1.5kW; UDC=600V M0=8.5Nm (100K); NN=2000rpm; naturally cooled design IMB 5 (IM V1, IM V3) Flange 1 Power connector rotatable Absolute encoder single-turn 20-bit with Drive-CLiQ interface (encoder AS20DQI) Smooth shaft, tolerance N with holding brake, degree of protection IP64 | - | 0 | 0
1FK7062-2AC71-1QH1 |  | 1FK7062-2AC71-1QH1 | 1 | UN | 1 | 15 | C | D | N | N | 85015220 | 1 |  | 9.4 | KG | 1423.38 | 1423.38 | MC05 | MC05 | SIMOTICS S synchronous motor 1FK7-CT PN=1.5kW; UDC=600V M0=8.5Nm (100K); NN=2000rpm; naturally cooled design IMB 5 (IM V1, IM V3) Flange 1 Power connector rotatable Absolute encoder single-turn 20-bit with Drive-CLiQ interface (encoder AS20DQI) Smooth shaft, tolerance N with holding brake, degree of protection IP65 | - | 0 | 0
1FK7062-2AC71-1QH2 |  | 1FK7062-2AC71-1QH2 | 1 | UN | 1 | 15 | C | D | N | N | 85015220 | 1 |  | 9.4 | KG | 1423.38 | 1423.38 | MC05 | MC05 | SIMOTICS S synchronous motor 1FK7-CT PN=1.5kW; UDC=600V M0=8.5Nm (100K); NN=2000rpm; naturally cooled design IMB 5 (IM V1, IM V3) Flange 1 Power connector rotatable Absolute encoder single-turn 20-bit with Drive-CLiQ interface (encoder AS20DQI) Smooth shaft, tolerance N with holding brake, degree of protection IP65 DE Flange IP67 | - | 0 | 0
1FK7062-2AC71-1RA0 |  | 1FK7062-2AC71-1RA0 | 1 | UN | 1 | 15 | C | D | N | N | 85015220 | 1 |  | 9.101 | KG | 1464.46 | 1464.46 | MC05 | MC05 | SIMOTICS S synchronous motor 1FK7-CT PN=1.5kW; UDC=600V M0=8.5Nm (100K); NN=2000rpm; naturally cooled design IMB 5 (IM V1, IM V3) Flange 1 Power connector rotatable Absolute encoder 20-bit + 12-bit multiturn with DRIVE-CLiQ interface (encoder AM20DQI) shaft with feather key, tolerance N without holding brake, degree of protection IP64 | - | 0 | 0
1FK7062-2AC71-1RA1 |  | 1FK7062-2AC71-1RA1 | 1 | UN | 1 | 15 | C | D | N | N | 85015220 | 1 |  | 9.101 | KG | 1526.8 | 1526.8 | MC05 | MC05 | SIMOTICS S synchronous motor 1FK7-CT PN=1.5kW; UDC=600V M0=8.5Nm (100K); NN=2000rpm; naturally cooled design IMB 5 (IM V1, IM V3) Flange 1 Power connector rotatable Absolute encoder 20-bit + 12-bit multiturn with DRIVE-CLiQ interface (encoder AM20DQI) shaft with feather key, tolerance N without holding brake, degree of protection IP65 | - | 0 | 0
1FK7062-2AC71-1RA2 |  | 1FK7062-2AC71-1RA2 | 1 | UN | 1 | 15 | C | D | N | N | 85015220 | 1 |  | 9.101 | KG | 1526.8 | 1526.8 | MC05 | MC05 | SIMOTICS S synchronous motor 1FK7-CT PN=1.5kW; UDC=600V M0=8.5Nm (100K); NN=2000rpm; naturally cooled design IMB 5 (IM V1, IM V3) Flange 1 Power connector rotatable Absolute encoder 20-bit + 12-bit multiturn with DRIVE-CLiQ interface (encoder AM20DQI) shaft with feather key, tolerance N without holding brake, degree of protection IP65 DE Flange IP67 | - | 0 | 0
1FK7062-2AC71-1RB0 |  | 1FK7062-2AC71-1RB0 | 1 | UN | 1 | 15 | C | D | N | N | 85015220 | 1 |  | 9.4 | KG | 1666.42 | 1666.42 | MC05 | MC05 | SIMOTICS S synchronous motor 1FK7-CT PN=1.5kW; UDC=600V M0=8.5Nm (100K); NN=2000rpm; naturally cooled design IMB 5 (IM V1, IM V3) Flange 1 Power connector rotatable Absolute encoder 20-bit + 12-bit multiturn with DRIVE-CLiQ interface (encoder AM20DQI) shaft with feather key, tolerance N with holding brake, degree of protection IP64 | - | 0 | 0
1FK7062-2AC71-1RB1 |  | 1FK7062-2AC71-1RB1 | 1 | UN | 1 | 15 | C | D | N | N | 85015220 | 1 |  | 9.4 | KG | 1728.75 | 1728.75 | MC05 | MC05 | SIMOTICS S synchronous motor 1FK7-CT PN=1.5kW; UDC=600V M0=8.5Nm (100K); NN=2000rpm; naturally cooled design IMB 5 (IM V1, IM V3) Flange 1 Power connector rotatable Absolute encoder 20-bit + 12-bit multiturn with DRIVE-CLiQ interface (encoder AM20DQI) shaft with feather key, tolerance N with holding brake, degree of protection IP65 | - | 0 | 0
1FK7062-2AC71-1RB2 |  | 1FK7062-2AC71-1RB2 | 1 | UN | 1 | 15 | C | D | N | N | 85015220 | 1 |  | 9.4 | KG | 1728.75 | 1728.75 | MC05 | MC05 | SIMOTICS S synchronous motor 1FK7-CT PN=1.5kW; UDC=600V M0=8.5Nm (100K); NN=2000rpm; naturally cooled design IMB 5 (IM V1, IM V3) Flange 1 Power connector rotatable Absolute encoder 20-bit + 12-bit multiturn with DRIVE-CLiQ interface (encoder AM20DQI) shaft with feather key, tolerance N with holding brake, degree of protection IP65 DE Flange IP67 | - | 0 | 0
1FK7062-2AC71-1RG0 |  | 1FK7062-2AC71-1RG0 | 1 | UN | 1 | 15 | C | D | N | N | 85015220 | 1 |  | 9.101 | KG | 1406.97 | 1406.97 | MC05 | MC05 | SIMOTICS S synchronous motor 1FK7-CT PN=1.5kW; UDC=600V M0=8.5Nm (100K); NN=2000rpm; naturally cooled design IMB 5 (IM V1, IM V3) Flange 1 Power connector rotatable Absolute encoder 20-bit + 12-bit multiturn with DRIVE-CLiQ interface (encoder AM20DQI) Smooth shaft, tolerance N without holding brake, degree of protection IP64 | - | 0 | 0
1FK7062-2AC71-1RG0-Z | V42 | 1FK7062-2AC71-1RG0-ZV42 | 1 | UN | 1 | 15 | C | D | N | N | 85015220 | 1 |  | 18.501 | KG | 2616.35 | 2616.35 | MC05 | MC05 | SIMOTICS S synchronous motor 1FK7-CT PN=1.5kW; UDC=600V M0=8.5Nm (100K); NN=2000rpm; naturally cooled design IMB 5 (IM V1, IM V3) Flange 1 Power connector rotatable Absolute encoder 20-bit + 12-bit multiturn with DRIVE-CLiQ interface (encoder AM20DQI) Smooth shaft, tolerance N without holding brake, degree of protection IP64 V42: ALPHA NP, NP 035 Planetary gear unit 1-stage, i=10, with feather key | - | 0 | 0
1FK7062-2AC71-1RG1 |  | 1FK7062-2AC71-1RG1 | 1 | UN | 1 | 15 | C | D | N | N | 85015220 | 1 |  | 9.101 | KG | 1469.31 | 1469.31 | MC05 | MC05 | SIMOTICS S synchronous motor 1FK7-CT PN=1.5kW; UDC=600V M0=8.5Nm (100K); NN=2000rpm; naturally cooled design IMB 5 (IM V1, IM V3) Flange 1 Power connector rotatable Absolute encoder 20-bit + 12-bit multiturn with DRIVE-CLiQ interface (encoder AM20DQI) Smooth shaft, tolerance N without holding brake, degree of protection IP65 | - | 0 | 0
1FK7062-2AC71-1RG2 |  | 1FK7062-2AC71-1RG2 | 1 | UN | 1 | 15 | C | D | N | N | 85015220 | 1 |  | 9.101 | KG | 1469.31 | 1469.31 | MC05 | MC05 | SIMOTICS S synchronous motor 1FK7-CT PN=1.5kW; UDC=600V M0=8.5Nm (100K); NN=2000rpm; naturally cooled design IMB 5 (IM V1, IM V3) Flange 1 Power connector rotatable Absolute encoder 20-bit + 12-bit multiturn with DRIVE-CLiQ interface (encoder AM20DQI) Smooth shaft, tolerance N without holding brake, degree of protection IP65 DE Flange, IP67 | - | 0 | 0
1FK7062-2AC71-1RH0 |  | 1FK7062-2AC71-1RH0 | 1 | UN | 1 | 15 | C | D | N | N | 85015220 | 1 |  | 9.4 | KG | 1610.42 | 1610.42 | MC05 | MC05 | SIMOTICS S synchronous motor 1FK7-CT PN=1.5kW; UDC=600V M0=8.5Nm (100K); NN=2000rpm; naturally cooled design IMB 5 (IM V1, IM V3) Flange 1 Power connector rotatable Absolute encoder 20-bit + 12-bit multiturn with DRIVE-CLiQ interface (encoder AM20DQI) Smooth shaft, tolerance N with holding brake, degree of protection IP64 | - | 0 | 0
1FK7062-2AC71-1RH1 |  | 1FK7062-2AC71-1RH1 | 1 | UN | 1 | 15 | C | D | N | N | 85015220 | 1 |  | 9.4 | KG | 1672.75 | 1672.75 | MC05 | MC05 | SIMOTICS S synchronous motor 1FK7-CT PN=1.5kW; UDC=600V M0=8.5Nm (100K); NN=2000rpm; naturally cooled design IMB 5 (IM V1, IM V3) Flange 1 Power connector rotatable Absolute encoder 20-bit + 12-bit multiturn with DRIVE-CLiQ interface (encoder AM20DQI) Smooth shaft, tolerance N with holding brake, degree of protection IP65 | - | 0 | 0
1FK7062-2AC71-1RH2 |  | 1FK7062-2AC71-1RH2 | 1 | UN | 1 | 15 | C | D | N | N | 85015220 | 1 |  | 9.4 | KG | 1672.75 | 1672.75 | MC05 | MC05 | SIMOTICS S synchronous motor 1FK7-CT PN=1.5kW; UDC=600V M0=8.5Nm (100K); NN=2000rpm; naturally cooled design IMB 5 (IM V1, IM V3) Flange 1 Power connector rotatable Absolute encoder 20-bit + 12-bit multiturn with DRIVE-CLiQ interface (encoder AM20DQI) Smooth shaft, tolerance N with holding brake, degree of protection IP65 DE Flange, IP67 | - | 0 | 0
1FK7062-2AC71-1SA0 |  | 1FK7062-2AC71-1SA0 | 1 | UN | 1 | 15 | C | D | N | N | 85015220 | 1 |  | 9.102 | KG | 985.7 | 985.7 | MC05 | MC05 | SIMOTICS S Synchronous motor 1FK7-CT PN=1.5kW; UDC=600V M0=8.5Nm (100K); NN=2000rpm; Naturally cooled FRAME SIZE IMB 5 (IM V1, IM V3) FLANGE 1, WITH KTY TEMPERATURESENSOR POWER CONNECTOR ROTATABLE RESOLVER MULTI-POLE (RESOLVER P=4); SHAFT WITH FITTED KEY, TOLERANCE N; W/O HOLDING BRAKE PROTECTION CLASS IP64; | - | 0 | 0
1FK7062-2AC71-1SA1 |  | 1FK7062-2AC71-1SA1 | 1 | UN | 1 | 15 | C | D | N | N | 85015220 | 1 |  | 9.102 | KG | 1048.04 | 1048.04 | MC05 | MC05 | SIMOTICS S Synchronous motor 1FK7-CT PN=1.5kW; UDC=600V M0=8.5Nm (100K); NN=2000rpm; Naturally cooled FRAME SIZE IMB 5 (IM V1, IM V3) FLANGE 1, WITH KTY TEMPERATURESENSOR POWER CONNECTOR ROTATABLE RESOLVER MULTI-POLE (RESOLVER P=4); SHAFT WITH FITTED KEY, TOLERANCE N; W/O HOLDING BRAKE PROTECTION CLASS IP65, | - | 0 | 0
1FK7062-2AC71-1SA2 |  | 1FK7062-2AC71-1SA2 | 1 | UN | 1 | 15 | C | D | N | N | 85015220 | 1 |  | 9.102 | KG | 1048.04 | 1048.04 | MC05 | MC05 | SIMOTICS S Synchronous motor 1FK7-CT PN=1.5kW; UDC=600V M0=8.5Nm (100K); NN=2000rpm; Naturally cooled FRAME SIZE IMB 5 (IM V1, IM V3) FLANGE 1, WITH KTY TEMPERATURESENSOR POWER CONNECTOR ROTATABLE RESOLVER MULTI-POLE (RESOLVER P=4); SHAFT WITH FITTED KEY, TOLERANCE N; W/O HOLDING BRAKE PROTECTION CLASS IP65, FLANGE ON DRIVE END IP67; | - | 0 | 0
1FK7062-2AC71-1SB0 |  | 1FK7062-2AC71-1SB0 | 1 | UN | 1 | 15 | C | D | N | N | 85015220 | 1 |  | 9.401 | KG | 1187.64 | 1187.64 | MC05 | MC05 | SIMOTICS S Synchronous motor 1FK7-CT PN=1.5kW; UDC=600V M0=8.5Nm (100K); NN=2000rpm; Naturally cooled FRAME SIZE IMB 5 (IM V1, IM V3) FLANGE 1, WITH KTY TEMPERATURESENSOR POWER CONNECTOR ROTATABLE RESOLVER MULTI-POLE (RESOLVER P=4); SHAFT WITH FITTED KEY, TOLERANCE N; WITH HOLDING BRAKE PROTECTION CLASS IP64; | - | 0 | 0
1FK7062-2AC71-1SB1 |  | 1FK7062-2AC71-1SB1 | 1 | UN | 1 | 15 | C | D | N | N | 85015220 | 1 |  | 9.401 | KG | 1249.98 | 1249.98 | MC05 | MC05 | SIMOTICS S Synchronous motor 1FK7-CT PN=1.5kW; UDC=600V M0=8.5Nm (100K); NN=2000rpm; Naturally cooled FRAME SIZE IMB 5 (IM V1, IM V3) FLANGE 1, WITH KTY TEMPERATURESENSOR POWER CONNECTOR ROTATABLE RESOLVER MULTI-POLE (RESOLVER P=4); SHAFT WITH FITTED KEY, TOLERANCE N; WITH HOLDING BRAKE PROTECTION CLASS IP65, | - | 0 | 0
1FK7062-2AC71-1SB2 |  | 1FK7062-2AC71-1SB2 | 1 | UN | 1 | 15 | C | D | N | N | 85015220 | 1 |  | 9.401 | KG | 1249.98 | 1249.98 | MC05 | MC05 | SIMOTICS S Synchronous motor 1FK7-CT PN=1.5kW; UDC=600V M0=8.5Nm (100K); NN=2000rpm; Naturally cooled FRAME SIZE IMB 5 (IM V1, IM V3) FLANGE 1, WITH KTY TEMPERATURESENSOR POWER CONNECTOR ROTATABLE RESOLVER MULTI-POLE (RESOLVER P=4); SHAFT WITH FITTED KEY, TOLERANCE N; WITH HOLDING BRAKE PROTECTION CLASS IP65, FLANGE ON DRIVE END IP67; | - | 0 | 0
1FK7062-2AC71-1SG0 |  | 1FK7062-2AC71-1SG0 | 1 | UN | 1 | 15 | C | D | N | N | 85015220 | 1 |  | 9.102 | KG | 928.21 | 928.21 | MC05 | MC05 | SIMOTICS S Synchronous motor 1FK7-CT PN=1.5kW; UDC=600V M0=8.5Nm (100K); NN=2000rpm; Naturally cooled FRAME SIZE IMB 5 (IM V1, IM V3) FLANGE 1, WITH KTY TEMPERATURESENSOR POWER CONNECTOR ROTATABLE RESOLVER MULTI-POLE (RESOLVER P=4); PLAIN SHAFT, TOLERANCE N; W/O HOLDING BRAKE PROTECTION CLASS IP64; | - | 0 | 0
1FK7062-2AC71-1SG1 |  | 1FK7062-2AC71-1SG1 | 1 | UN | 1 | 15 | C | D | N | N | 85015220 | 1 |  | 9.102 | KG | 990.55 | 990.55 | MC05 | MC05 | SIMOTICS S Synchronous motor 1FK7-CT PN=1.5kW; UDC=600V M0=8.5Nm (100K); NN=2000rpm; Naturally cooled FRAME SIZE IMB 5 (IM V1, IM V3) FLANGE 1, WITH KTY TEMPERATURESENSOR POWER CONNECTOR ROTATABLE RESOLVER MULTI-POLE (RESOLVER P=4); PLAIN SHAFT, TOLERANCE N; W/O HOLDING BRAKE PROTECTION CLASS IP65, | - | 0 | 0
1FK7062-2AC71-1SG2 |  | 1FK7062-2AC71-1SG2 | 1 | UN | 1 | 15 | C | D | N | N | 85015220 | 1 |  | 9.102 | KG | 990.55 | 990.55 | MC05 | MC05 | SIMOTICS S Synchronous motor 1FK7-CT PN=1.5kW; UDC=600V M0=8.5Nm (100K); NN=2000rpm; Naturally cooled FRAME SIZE IMB 5 (IM V1, IM V3) FLANGE 1, WITH KTY TEMPERATURESENSOR POWER CONNECTOR ROTATABLE RESOLVER MULTI-POLE (RESOLVER P=4); PLAIN SHAFT, TOLERANCE N; W/O HOLDING BRAKE PROTECTION CLASS IP65, FLANGE ON DRIVE END IP67; | - | 0 | 0
1FK7062-2AC71-1SH0 |  | 1FK7062-2AC71-1SH0 | 1 | UN | 1 | 15 | C | D | N | N | 85015220 | 1 |  | 9.401 | KG | 1131.65 | 1131.65 | MC05 | MC05 | SIMOTICS S Synchronous motor 1FK7-CT PN=1.5kW; UDC=600V M0=8.5Nm (100K); NN=2000rpm; Naturally cooled FRAME SIZE IMB 5 (IM V1, IM V3) FLANGE 1, WITH KTY TEMPERATURESENSOR POWER CONNECTOR ROTATABLE RESOLVER MULTI-POLE (RESOLVER P=4); PLAIN SHAFT, TOLERANCE N; WITH HOLDING BRAKE PROTECTION CLASS IP64; | - | 0 | 0
1FK7062-2AC71-1SH1 |  | 1FK7062-2AC71-1SH1 | 1 | UN | 1 | 15 | C | D | N | N | 85015220 | 1 |  | 9.401 | KG | 1193.99 | 1193.99 | MC05 | MC05 | SIMOTICS S Synchronous motor 1FK7-CT PN=1.5kW; UDC=600V M0=8.5Nm (100K); NN=2000rpm; Naturally cooled FRAME SIZE IMB 5 (IM V1, IM V3) FLANGE 1, WITH KTY TEMPERATURESENSOR POWER CONNECTOR ROTATABLE RESOLVER MULTI-POLE (RESOLVER P=4); PLAIN SHAFT, TOLERANCE N; WITH HOLDING BRAKE PROTECTION CLASS IP65, | - | 0 | 0
1FK7062-2AC71-1SH2 |  | 1FK7062-2AC71-1SH2 | 1 | UN | 1 | 15 | C | D | N | N | 85015220 | 1 |  | 9.401 | KG | 1193.99 | 1193.99 | MC05 | MC05 | SIMOTICS S Synchronous motor 1FK7-CT PN=1.5kW; UDC=600V M0=8.5Nm (100K); NN=2000rpm; Naturally cooled FRAME SIZE IMB 5 (IM V1, IM V3) FLANGE 1, WITH KTY TEMPERATURESENSOR POWER CONNECTOR ROTATABLE RESOLVER MULTI-POLE (RESOLVER P=4); PLAIN SHAFT, TOLERANCE N; WITH HOLDING BRAKE PROTECTION CLASS IP65, FLANGE ON DRIVE END IP67; | - | 0 | 0
1FK7062-2AC71-1TA0 |  | 1FK7062-2AC71-1TA0 | 1 | UN | 1 | 15 | C | D | N | N | 85015220 | 1 |  | 9.102 | KG | 985.7 | 985.7 | MC05 | MC05 | SIMOTICS S Synchronous motor 1FK7-CT PN=1.5kW; UDC=600V M0=8.5Nm (100K); NN=2000rpm; Naturally cooled FRAME SIZE IMB 5 (IM V1, IM V3) FLANGE 1, WITH KTY TEMPERATURESENSOR POWER CONNECTOR ROTATABLE RESOLVER 2-POLE (RESOLVER P=1); SHAFT WITH FITTED KEY, TOLERANCE N; W/O HOLDING BRAKE PROTECTION CLASS IP64; | - | 0 | 0
1FK7062-2AC71-1TA1 |  | 1FK7062-2AC71-1TA1 | 1 | UN | 1 | 15 | C | D | N | N | 85015220 | 1 |  | 9.102 | KG | 1048.04 | 1048.04 | MC05 | MC05 | SIMOTICS S Synchronous motor 1FK7-CT PN=1.5kW; UDC=600V M0=8.5Nm (100K); NN=2000rpm; Naturally cooled FRAME SIZE IMB 5 (IM V1, IM V3) FLANGE 1, WITH KTY TEMPERATURESENSOR POWER CONNECTOR ROTATABLE RESOLVER 2-POLE (RESOLVER P=1); SHAFT WITH FITTED KEY, TOLERANCE N; W/O HOLDING BRAKE PROTECTION CLASS IP65, | - | 0 | 0
1FK7062-2AC71-1TA2 |  | 1FK7062-2AC71-1TA2 | 1 | UN | 1 | 15 | C | D | N | N | 85015220 | 1 |  | 9.102 | KG | 1048.04 | 1048.04 | MC05 | MC05 | SIMOTICS S Synchronous motor 1FK7-CT PN=1.5kW; UDC=600V M0=8.5Nm (100K); NN=2000rpm; Naturally cooled FRAME SIZE IMB 5 (IM V1, IM V3) FLANGE 1, WITH KTY TEMPERATURESENSOR POWER CONNECTOR ROTATABLE RESOLVER 2-POLE (RESOLVER P=1); SHAFT WITH FITTED KEY, TOLERANCE N; W/O HOLDING BRAKE PROTECTION CLASS IP65, FLANGE ON DRIVE END IP67; | - | 0 | 0
1FK7062-2AC71-1TB0 |  | 1FK7062-2AC71-1TB0 | 1 | UN | 1 | 15 | C | D | N | N | 85015220 | 1 |  | 9.401 | KG | 1187.64 | 1187.64 | MC05 | MC05 | SIMOTICS S Synchronous motor 1FK7-CT PN=1.5kW; UDC=600V M0=8.5Nm (100K); NN=2000rpm; Naturally cooled FRAME SIZE IMB 5 (IM V1, IM V3) FLANGE 1, WITH KTY TEMPERATURESENSOR POWER CONNECTOR ROTATABLE RESOLVER 2-POLE (RESOLVER P=1); SHAFT WITH FITTED KEY, TOLERANCE N; WITH HOLDING BRAKE PROTECTION CLASS IP64; | - | 0 | 0
1FK7062-2AC71-1TB1 |  | 1FK7062-2AC71-1TB1 | 1 | UN | 1 | 15 | C | D | N | N | 85015220 | 1 |  | 9.401 | KG | 1249.98 | 1249.98 | MC05 | MC05 | SIMOTICS S Synchronous motor 1FK7-CT PN=1.5kW; UDC=600V M0=8.5Nm (100K); NN=2000rpm; Naturally cooled FRAME SIZE IMB 5 (IM V1, IM V3) FLANGE 1, WITH KTY TEMPERATURESENSOR POWER CONNECTOR ROTATABLE RESOLVER 2-POLE (RESOLVER P=1); SHAFT WITH FITTED KEY, TOLERANCE N; WITH HOLDING BRAKE PROTECTION CLASS IP65, | - | 0 | 0
1FK7062-2AC71-1TB2 |  | 1FK7062-2AC71-1TB2 | 1 | UN | 1 | 15 | C | D | N | N | 85015220 | 1 |  | 9.401 | KG | 1249.98 | 1249.98 | MC05 | MC05 | SIMOTICS S Synchronous motor 1FK7-CT PN=1.5kW; UDC=600V M0=8.5Nm (100K); NN=2000rpm; Naturally cooled FRAME SIZE IMB 5 (IM V1, IM V3) FLANGE 1, WITH KTY TEMPERATURESENSOR POWER CONNECTOR ROTATABLE RESOLVER 2-POLE (RESOLVER P=1); SHAFT WITH FITTED KEY, TOLERANCE N; WITH HOLDING BRAKE PROTECTION CLASS IP65, FLANGE ON DRIVE END IP67; | - | 0 | 0
1FK7062-2AC71-1TB2-Z | N16X04 | 1FK7062-2AC71-1TB2-ZN16X04 | 1 | UN | 1 | 15 | C | D | N | N | 85015220 | 1 |  | 9.402 | KG | 1408.62 | 1408.62 | MC05 | MC05 | SIMOTICS S Synchronous motor 1FK7-CT PN=1.5kW; UDC=600V M0=8.5Nm (100K); NN=2000rpm; Naturally cooled FRAME SIZE IMB 5 (IM V1, IM V3) FLANGE 1, WITH KTY TEMPERATURESENSOR POWER CONNECTOR ROTATABLE RESOLVER 2-POLE (RESOLVER P=1); SHAFT WITH FITTED KEY, TOLERANCE N; WITH HOLDING BRAKE PROTECTION CLASS IP65, FLANGE ON DRIVE END IP67; N16: EXECUTION FOR INCREASED CHEMICAL RESISTANCE X04: PAINT FINISH PEBBLE GRAY RAL7032 | - | 0 | 0
1FK7062-2AC71-1TG0 |  | 1FK7062-2AC71-1TG0 | 1 | UN | 1 | 15 | C | D | N | N | 85015220 | 1 |  | 9.102 | KG | 928.21 | 928.21 | MC05 | MC05 | SIMOTICS S Synchronous motor 1FK7-CT PN=1.5kW; UDC=600V M0=8.5Nm (100K); NN=2000rpm; Naturally cooled FRAME SIZE IMB 5 (IM V1, IM V3) FLANGE 1, WITH KTY TEMPERATURESENSOR POWER CONNECTOR ROTATABLE RESOLVER 2-POLE (RESOLVER P=1); PLAIN SHAFT, TOLERANCE N; W/O HOLDING BRAKE PROTECTION CLASS IP64; | - | 0 | 0
1FK7062-2AC71-1TG1 |  | 1FK7062-2AC71-1TG1 | 1 | UN | 1 | 15 | C | D | N | N | 85015220 | 1 |  | 9.102 | KG | 990.55 | 990.55 | MC05 | MC05 | SIMOTICS S Synchronous motor 1FK7-CT PN=1.5kW; UDC=600V M0=8.5Nm (100K); NN=2000rpm; Naturally cooled FRAME SIZE IMB 5 (IM V1, IM V3) FLANGE 1, WITH KTY TEMPERATURESENSOR POWER CONNECTOR ROTATABLE RESOLVER 2-POLE (RESOLVER P=1); PLAIN SHAFT, TOLERANCE N; W/O HOLDING BRAKE PROTECTION CLASS IP65, | - | 0 | 0
1FK7062-2AC71-1TG2 |  | 1FK7062-2AC71-1TG2 | 1 | UN | 1 | 15 | C | D | N | N | 85015220 | 1 |  | 9.102 | KG | 990.55 | 990.55 | MC05 | MC05 | SIMOTICS S Synchronous motor 1FK7-CT PN=1.5kW; UDC=600V M0=8.5Nm (100K); NN=2000rpm; Naturally cooled FRAME SIZE IMB 5 (IM V1, IM V3) FLANGE 1, WITH KTY TEMPERATURESENSOR POWER CONNECTOR ROTATABLE RESOLVER 2-POLE (RESOLVER P=1); PLAIN SHAFT, TOLERANCE N; W/O HOLDING BRAKE PROTECTION CLASS IP65, FLANGE ON DRIVE END IP67; | - | 0 | 0
1FK7062-2AC71-1TH0 |  | 1FK7062-2AC71-1TH0 | 1 | UN | 1 | 15 | C | D | N | N | 85015220 | 1 |  | 9.401 | KG | 1131.65 | 1131.65 | MC05 | MC05 | SIMOTICS S Synchronous motor 1FK7-CT PN=1.5kW; UDC=600V M0=8.5Nm (100K); NN=2000rpm; Naturally cooled FRAME SIZE IMB 5 (IM V1, IM V3) FLANGE 1, WITH KTY TEMPERATURESENSOR POWER CONNECTOR ROTATABLE RESOLVER 2-POLE (RESOLVER P=1); PLAIN SHAFT, TOLERANCE N; WITH HOLDING BRAKE PROTECTION CLASS IP64; | - | 0 | 0
1FK7062-2AC71-1TH1 |  | 1FK7062-2AC71-1TH1 | 1 | UN | 1 | 15 | C | D | N | N | 85015220 | 1 |  | 9.401 | KG | 1193.99 | 1193.99 | MC05 | MC05 | SIMOTICS S Synchronous motor 1FK7-CT PN=1.5kW; UDC=600V M0=8.5Nm (100K); NN=2000rpm; Naturally cooled FRAME SIZE IMB 5 (IM V1, IM V3) FLANGE 1, WITH KTY TEMPERATURESENSOR POWER CONNECTOR ROTATABLE RESOLVER 2-POLE (RESOLVER P=1); PLAIN SHAFT, TOLERANCE N; WITH HOLDING BRAKE PROTECTION CLASS IP65, | - | 0 | 0
1FK7062-2AC71-1TH2 |  | 1FK7062-2AC71-1TH2 | 1 | UN | 1 | 15 | C | D | N | N | 85015220 | 1 |  | 9.401 | KG | 1193.99 | 1193.99 | MC05 | MC05 | SIMOTICS S Synchronous motor 1FK7-CT PN=1.5kW; UDC=600V M0=8.5Nm (100K); NN=2000rpm; Naturally cooled FRAME SIZE IMB 5 (IM V1, IM V3) FLANGE 1, WITH KTY TEMPERATURESENSOR POWER CONNECTOR ROTATABLE RESOLVER 2-POLE (RESOLVER P=1); PLAIN SHAFT, TOLERANCE N; WITH HOLDING BRAKE PROTECTION CLASS IP65, FLANGE ON DRIVE END IP67; | - | 0 | 0
1FK7062-2AC71-1UA0 |  | 1FK7062-2AC71-1UA0 | 1 | UN | 1 | 15 | C | D | N | N | 85015220 | 1 |  | 9.102 | KG | 1146.4 | 1146.4 | MC05 | MC05 | SIMOTICS S Synchronous motor 1FK7-CT PN=1.5kW; UDC=600V M0=8.5Nm (100K); NN=2000rpm; Naturally cooled FRAME SIZE IMB 5 (IM V1, IM V3) FLANGE 1 POWER CONNECTOR ROTATABLE RESOLVER MULTI-POLE WITH DRIVE-CLIQ INTERFACE; SHAFT WITH FITTED KEY, TOLERANCE N; W/O HOLDING BRAKE PROTECTION CLASS IP64; | - | 0 | 0
1FK7062-2AC71-1UA1 |  | 1FK7062-2AC71-1UA1 | 1 | UN | 1 | 15 | C | D | N | N | 85015220 | 1 |  | 9.102 | KG | 1208.74 | 1208.74 | MC05 | MC05 | SIMOTICS S Synchronous motor 1FK7-CT PN=1.5kW; UDC=600V M0=8.5Nm (100K); NN=2000rpm; Naturally cooled FRAME SIZE IMB 5 (IM V1, IM V3) FLANGE 1 POWER CONNECTOR ROTATABLE RESOLVER MULTI-POLE WITH DRIVE-CLIQ INTERFACE; SHAFT WITH FITTED KEY, TOLERANCE N; W/O HOLDING BRAKE PROTECTION CLASS IP65, | - | 0 | 0
1FK7062-2AC71-1UA2 |  | 1FK7062-2AC71-1UA2 | 1 | UN | 1 | 15 | C | D | N | N | 85015220 | 1 |  | 9.102 | KG | 1208.74 | 1208.74 | MC05 | MC05 | SIMOTICS S Synchronous motor 1FK7-CT PN=1.5kW; UDC=600V M0=8.5Nm (100K); NN=2000rpm; Naturally cooled FRAME SIZE IMB 5 (IM V1, IM V3) FLANGE 1 POWER CONNECTOR ROTATABLE RESOLVER MULTI-POLE WITH DRIVE-CLIQ INTERFACE; SHAFT WITH FITTED KEY, TOLERANCE N; W/O HOLDING BRAKE PROTECTION CLASS IP65, FLANGE ON DRIVE END IP67; | - | 0 | 0
1FK7062-2AC71-1UB0 |  | 1FK7062-2AC71-1UB0 | 1 | UN | 1 | 15 | C | D | N | N | 85015220 | 1 |  | 9.401 | KG | 1348.34 | 1348.34 | MC05 | MC05 | SIMOTICS S Synchronous motor 1FK7-CT PN=1.5kW; UDC=600V M0=8.5Nm (100K); NN=2000rpm; Naturally cooled FRAME SIZE IMB 5 (IM V1, IM V3) FLANGE 1 POWER CONNECTOR ROTATABLE RESOLVER MULTI-POLE WITH DRIVE-CLIQ INTERFACE; SHAFT WITH FITTED KEY, TOLERANCE N; WITH HOLDING BRAKE PROTECTION CLASS IP64; | - | 0 | 0
1FK7062-2AC71-1UB1 |  | 1FK7062-2AC71-1UB1 | 1 | UN | 1 | 15 | C | D | N | N | 85015220 | 1 |  | 9.401 | KG | 1410.68 | 1410.68 | MC05 | MC05 | SIMOTICS S Synchronous motor 1FK7-CT PN=1.5kW; UDC=600V M0=8.5Nm (100K); NN=2000rpm; Naturally cooled FRAME SIZE IMB 5 (IM V1, IM V3) FLANGE 1 POWER CONNECTOR ROTATABLE RESOLVER MULTI-POLE WITH DRIVE-CLIQ INTERFACE; SHAFT WITH FITTED KEY, TOLERANCE N; WITH HOLDING BRAKE PROTECTION CLASS IP65, | - | 0 | 0
1FK7062-2AC71-1UB2 |  | 1FK7062-2AC71-1UB2 | 1 | UN | 1 | 15 | C | D | N | N | 85015220 | 1 |  | 9.401 | KG | 1410.68 | 1410.68 | MC05 | MC05 | SIMOTICS S Synchronous motor 1FK7-CT PN=1.5kW; UDC=600V M0=8.5Nm (100K); NN=2000rpm; Naturally cooled FRAME SIZE IMB 5 (IM V1, IM V3) FLANGE 1 POWER CONNECTOR ROTATABLE RESOLVER MULTI-POLE WITH DRIVE-CLIQ INTERFACE; SHAFT WITH FITTED KEY, TOLERANCE N; WITH HOLDING BRAKE PROTECTION CLASS IP65, FLANGE ON DRIVE END IP67; | - | 0 | 0
1FK7062-2AC71-1UG0 |  | 1FK7062-2AC71-1UG0 | 1 | UN | 1 | 15 | C | D | N | N | 85015220 | 1 |  | 9.102 | KG | 1088.91 | 1088.91 | MC05 | MC05 | SIMOTICS S Synchronous motor 1FK7-CT PN=1.5kW; UDC=600V M0=8.5Nm (100K); NN=2000rpm; Naturally cooled FRAME SIZE IMB 5 (IM V1, IM V3) FLANGE 1 POWER CONNECTOR ROTATABLE RESOLVER MULTI-POLE WITH DRIVE-CLIQ INTERFACE; PLAIN SHAFT, TOLERANCE N; W/O HOLDING BRAKE PROTECTION CLASS IP64; | - | 0 | 0
1FK7062-2AC71-1UG1 |  | 1FK7062-2AC71-1UG1 | 1 | UN | 1 | 15 | C | D | N | N | 85015220 | 1 |  | 9.102 | KG | 1151.25 | 1151.25 | MC05 | MC05 | SIMOTICS S Synchronous motor 1FK7-CT PN=1.5kW; UDC=600V M0=8.5Nm (100K); NN=2000rpm; Naturally cooled FRAME SIZE IMB 5 (IM V1, IM V3) FLANGE 1 POWER CONNECTOR ROTATABLE RESOLVER MULTI-POLE WITH DRIVE-CLIQ INTERFACE; PLAIN SHAFT, TOLERANCE N; W/O HOLDING BRAKE PROTECTION CLASS IP65, | - | 0 | 0
1FK7062-2AC71-1UG2 |  | 1FK7062-2AC71-1UG2 | 1 | UN | 1 | 15 | C | D | N | N | 85015220 | 1 |  | 9.102 | KG | 1151.25 | 1151.25 | MC05 | MC05 | SIMOTICS S Synchronous motor 1FK7-CT PN=1.5kW; UDC=600V M0=8.5Nm (100K); NN=2000rpm; Naturally cooled FRAME SIZE IMB 5 (IM V1, IM V3) FLANGE 1 POWER CONNECTOR ROTATABLE RESOLVER MULTI-POLE WITH DRIVE-CLIQ INTERFACE; PLAIN SHAFT, TOLERANCE N; W/O HOLDING BRAKE PROTECTION CLASS IP65, FLANGE ON DRIVE END IP67; | - | 0 | 0
1FK7062-2AC71-1UH0 |  | 1FK7062-2AC71-1UH0 | 1 | UN | 1 | 15 | C | D | N | N | 85015220 | 1 |  | 9.401 | KG | 1292.35 | 1292.35 | MC05 | MC05 | SIMOTICS S Synchronous motor 1FK7-CT PN=1.5kW; UDC=600V M0=8.5Nm (100K); NN=2000rpm; Naturally cooled FRAME SIZE IMB 5 (IM V1, IM V3) FLANGE 1 POWER CONNECTOR ROTATABLE RESOLVER MULTI-POLE WITH DRIVE-CLIQ INTERFACE; PLAIN SHAFT, TOLERANCE N; WITH HOLDING BRAKE PROTECTION CLASS IP64; | - | 0 | 0
1FK7062-2AC71-1UH1 |  | 1FK7062-2AC71-1UH1 | 1 | UN | 1 | 15 | C | D | N | N | 85015220 | 1 |  | 9.401 | KG | 1354.69 | 1354.69 | MC05 | MC05 | SIMOTICS S Synchronous motor 1FK7-CT PN=1.5kW; UDC=600V M0=8.5Nm (100K); NN=2000rpm; Naturally cooled FRAME SIZE IMB 5 (IM V1, IM V3) FLANGE 1 POWER CONNECTOR ROTATABLE RESOLVER MULTI-POLE WITH DRIVE-CLIQ INTERFACE; PLAIN SHAFT, TOLERANCE N; WITH HOLDING BRAKE PROTECTION CLASS IP65, | - | 0 | 0
1FK7062-2AC71-1UH2 |  | 1FK7062-2AC71-1UH2 | 1 | UN | 1 | 15 | C | D | N | N | 85015220 | 1 |  | 9.401 | KG | 1354.69 | 1354.69 | MC05 | MC05 | SIMOTICS S Synchronous motor 1FK7-CT PN=1.5kW; UDC=600V M0=8.5Nm (100K); NN=2000rpm; Naturally cooled FRAME SIZE IMB 5 (IM V1, IM V3) FLANGE 1 POWER CONNECTOR ROTATABLE RESOLVER MULTI-POLE WITH DRIVE-CLIQ INTERFACE; PLAIN SHAFT, TOLERANCE N; WITH HOLDING BRAKE PROTECTION CLASS IP65, FLANGE ON DRIVE END IP67; | - | 0 | 0
1FK7062-2AC74-1AA0 |  | 1FK7062-2AC74-1AA0 | 1 | UN | 1 | 15 | C | D | N | N | 85015220 | 1 |  | 9.101 | KG | 1376.34 | 1376.34 | MC05 | MC05 | SIMOTICS S Synchronous motor 1FK7-CT PN=1.5kW; UDC=600V M0=8.5Nm (100K); NN=2000rpm; Naturally cooled FRAME SIZE IMB 5 (IM V1, IM V3) FLANGE 1, WITH PT1000 TEMPERATURESENSOR POWER CONNECTOR ROTATABLE INCREMENTAL ENCODER SIN/COS 1VPP;2048 S/R W. C-AND D-SPUR (ENCODER IC2048S/R) SHAFT WITH FITTED KEY, TOLERANCE N; W/O HOLDING BRAKE PROTECTION CLASS IP64; | - | 0 | 0
1FK7062-2AC74-1AA1 |  | 1FK7062-2AC74-1AA1 | 1 | UN | 1 | 15 | C | D | N | N | 85015220 | 1 |  | 9.101 | KG | 1438.68 | 1438.68 | MC05 | MC05 | SIMOTICS S Synchronous motor 1FK7-CT PN=1.5kW; UDC=600V M0=8.5Nm (100K); NN=2000rpm; Naturally cooled FRAME SIZE IMB 5 (IM V1, IM V3) FLANGE 1, WITH PT1000 TEMPERATURESENSOR POWER CONNECTOR ROTATABLE INCREMENTAL ENCODER SIN/COS 1VPP;2048 S/R W. C-AND D-SPUR (ENCODER IC2048S/R) SHAFT WITH FITTED KEY, TOLERANCE N; W/O HOLDING BRAKE PROTECTION CLASS IP65, | - | 0 | 0
1FK7062-2AC74-1AA2 |  | 1FK7062-2AC74-1AA2 | 1 | UN | 1 | 15 | C | D | N | N | 85015220 | 1 |  | 9.101 | KG | 1438.68 | 1438.68 | MC05 | MC05 | SIMOTICS S Synchronous motor 1FK7-CT PN=1.5kW; UDC=600V M0=8.5Nm (100K); NN=2000rpm; Naturally cooled FRAME SIZE IMB 5 (IM V1, IM V3) FLANGE 1, WITH PT1000 TEMPERATURESENSOR POWER CONNECTOR ROTATABLE INCREMENTAL ENCODER SIN/COS 1VPP;2048 S/R W. C-AND D-SPUR (ENCODER IC2048S/R) SHAFT WITH FITTED KEY, TOLERANCE N; W/O HOLDING BRAKE PROTECTION CLASS IP65, FLANGE ON DRIVE END IP67; | - | 0 | 0
1FK7062-2AC74-1AB0 |  | 1FK7062-2AC74-1AB0 | 1 | UN | 1 | 15 | C | D | N | N | 85015220 | 1 |  | 9.4 | KG | 1578.28 | 1578.28 | MC05 | MC05 | SIMOTICS S Synchronous motor 1FK7-CT PN=1.5kW; UDC=600V M0=8.5Nm (100K); NN=2000rpm; Naturally cooled FRAME SIZE IMB 5 (IM V1, IM V3) FLANGE 1, WITH PT1000 TEMPERATURESENSOR POWER CONNECTOR ROTATABLE INCREMENTAL ENCODER SIN/COS 1VPP;2048 S/R W. C-AND D-SPUR (ENCODER IC2048S/R) SHAFT WITH FITTED KEY, TOLERANCE N; WITH HOLDING BRAKE PROTECTION CLASS IP64; | - | 0 | 0
1FK7062-2AC74-1AB1 |  | 1FK7062-2AC74-1AB1 | 1 | UN | 1 | 15 | C | D | N | N | 85015220 | 1 |  | 9.4 | KG | 1640.62 | 1640.62 | MC05 | MC05 | SIMOTICS S Synchronous motor 1FK7-CT PN=1.5kW; UDC=600V M0=8.5Nm (100K); NN=2000rpm; Naturally cooled FRAME SIZE IMB 5 (IM V1, IM V3) FLANGE 1, WITH PT1000 TEMPERATURESENSOR POWER CONNECTOR ROTATABLE INCREMENTAL ENCODER SIN/COS 1VPP;2048 S/R W. C-AND D-SPUR (ENCODER IC2048S/R) SHAFT WITH FITTED KEY, TOLERANCE N; WITH HOLDING BRAKE PROTECTION CLASS IP65, | - | 0 | 0
1FK7062-2AC74-1AB2 |  | 1FK7062-2AC74-1AB2 | 1 | UN | 1 | 15 | C | D | N | N | 85015220 | 1 |  | 9.4 | KG | 1640.62 | 1640.62 | MC05 | MC05 | SIMOTICS S Synchronous motor 1FK7-CT PN=1.5kW; UDC=600V M0=8.5Nm (100K); NN=2000rpm; Naturally cooled FRAME SIZE IMB 5 (IM V1, IM V3) FLANGE 1, WITH PT1000 TEMPERATURESENSOR POWER CONNECTOR ROTATABLE INCREMENTAL ENCODER SIN/COS 1VPP;2048 S/R W. C-AND D-SPUR (ENCODER IC2048S/R) SHAFT WITH FITTED KEY, TOLERANCE N; WITH HOLDING BRAKE PROTECTION CLASS IP65, FLANGE ON DRIVE END IP67; | - | 0 | 0
1FK7062-2AC74-1AG0 |  | 1FK7062-2AC74-1AG0 | 1 | UN | 1 | 15 | C | D | N | N | 85015220 | 1 |  | 9.101 | KG | 1318.85 | 1318.85 | MC05 | MC05 | SIMOTICS S Synchronous motor 1FK7-CT PN=1.5kW; UDC=600V M0=8.5Nm (100K); NN=2000rpm; Naturally cooled FRAME SIZE IMB 5 (IM V1, IM V3) FLANGE 1, WITH PT1000 TEMPERATURESENSOR POWER CONNECTOR ROTATABLE INCREMENTAL ENCODER SIN/COS 1VPP;2048 S/R W. C-AND D-SPUR (ENCODER IC2048S/R) PLAIN SHAFT, TOLERANCE N; W/O HOLDING BRAKE PROTECTION CLASS IP64; | - | 0 | 0
1FK7062-2AC74-1AG1 |  | 1FK7062-2AC74-1AG1 | 1 | UN | 1 | 15 | C | D | N | N | 85015220 | 1 |  | 9.101 | KG | 1381.19 | 1381.19 | MC05 | MC05 | SIMOTICS S Synchronous motor 1FK7-CT PN=1.5kW; UDC=600V M0=8.5Nm (100K); NN=2000rpm; Naturally cooled FRAME SIZE IMB 5 (IM V1, IM V3) FLANGE 1, WITH PT1000 TEMPERATURESENSOR POWER CONNECTOR ROTATABLE INCREMENTAL ENCODER SIN/COS 1VPP;2048 S/R W. C-AND D-SPUR (ENCODER IC2048S/R) PLAIN SHAFT, TOLERANCE N; W/O HOLDING BRAKE PROTECTION CLASS IP65, | - | 0 | 0
1FK7062-2AC74-1AG2 |  | 1FK7062-2AC74-1AG2 | 1 | UN | 1 | 15 | C | D | N | N | 85015220 | 1 |  | 9.101 | KG | 1381.19 | 1381.19 | MC05 | MC05 | SIMOTICS S Synchronous motor 1FK7-CT PN=1.5kW; UDC=600V M0=8.5Nm (100K); NN=2000rpm; Naturally cooled FRAME SIZE IMB 5 (IM V1, IM V3) FLANGE 1, WITH PT1000 TEMPERATURESENSOR POWER CONNECTOR ROTATABLE INCREMENTAL ENCODER SIN/COS 1VPP;2048 S/R W. C-AND D-SPUR (ENCODER IC2048S/R) PLAIN SHAFT, TOLERANCE N; W/O HOLDING BRAKE PROTECTION CLASS IP65, FLANGE ON DRIVE END IP67; | - | 0 | 0
1FK7062-2AC74-1AH0 |  | 1FK7062-2AC74-1AH0 | 1 | UN | 1 | 15 | C | D | N | N | 85015220 | 1 |  | 9.4 | KG | 1522.29 | 1522.29 | MC05 | MC05 | SIMOTICS S Synchronous motor 1FK7-CT PN=1.5kW; UDC=600V M0=8.5Nm (100K); NN=2000rpm; Naturally cooled FRAME SIZE IMB 5 (IM V1, IM V3) FLANGE 1, WITH PT1000 TEMPERATURESENSOR POWER CONNECTOR ROTATABLE INCREMENTAL ENCODER SIN/COS 1VPP;2048 S/R W. C-AND D-SPUR (ENCODER IC2048S/R) PLAIN SHAFT, TOLERANCE N; WITH HOLDING BRAKE PROTECTION CLASS IP64; | - | 0 | 0
1FK7062-2AC74-1AH1 |  | 1FK7062-2AC74-1AH1 | 1 | UN | 1 | 15 | C | D | N | N | 85015220 | 1 |  | 9.4 | KG | 1584.63 | 1584.63 | MC05 | MC05 | SIMOTICS S Synchronous motor 1FK7-CT PN=1.5kW; UDC=600V M0=8.5Nm (100K); NN=2000rpm; Naturally cooled FRAME SIZE IMB 5 (IM V1, IM V3) FLANGE 1, WITH PT1000 TEMPERATURESENSOR POWER CONNECTOR ROTATABLE INCREMENTAL ENCODER SIN/COS 1VPP;2048 S/R W. C-AND D-SPUR (ENCODER IC2048S/R) PLAIN SHAFT, TOLERANCE N; WITH HOLDING BRAKE PROTECTION CLASS IP65, | - | 0 | 0
1FK7062-2AC74-1AH2 |  | 1FK7062-2AC74-1AH2 | 1 | UN | 1 | 15 | C | D | N | N | 85015220 | 1 |  | 9.4 | KG | 1584.63 | 1584.63 | MC05 | MC05 | SIMOTICS S Synchronous motor 1FK7-CT PN=1.5kW; UDC=600V M0=8.5Nm (100K); NN=2000rpm; Naturally cooled FRAME SIZE IMB 5 (IM V1, IM V3) FLANGE 1, WITH PT1000 TEMPERATURESENSOR POWER CONNECTOR ROTATABLE INCREMENTAL ENCODER SIN/COS 1VPP;2048 S/R W. C-AND D-SPUR (ENCODER IC2048S/R) PLAIN SHAFT, TOLERANCE N; WITH HOLDING BRAKE PROTECTION CLASS IP65, FLANGE ON DRIVE END IP67; | - | 0 | 0
1FK7062-2AC74-1EA0 |  | 1FK7062-2AC74-1EA0 | 1 | UN | 1 | 15 | C | D | N | N | 85015220 | 1 |  | 9.101 | KG | 1624.02 | 1624.02 | MC05 | MC05 | SIMOTICS S Synchronous motor 1FK7-CT PN=1.5kW; UDC=600V M0=8.5Nm (100K); NN=2000rpm; Naturally cooled FRAME SIZE IMB 5 (IM V1, IM V3) FLANGE 1, WITH PT1000 TEMPERATURESENSOR POWER CONNECTOR ROTATABLE ABSOLUTE ENCODERR 2048 S/R + 4096 UMDREHUNGEN MULTITURN, WITH ENDAT-SCHNITTSTELLE (ENCODER AM2048S/R) SHAFT WITH FITTED KEY, TOLERANCE N; W/O HOLDING BRAKE PROTECTION CLASS IP64; | - | 0 | 0
1FK7062-2AC74-1EA1 |  | 1FK7062-2AC74-1EA1 | 1 | UN | 1 | 15 | C | D | N | N | 85015220 | 1 |  | 9.101 | KG | 1686.36 | 1686.36 | MC05 | MC05 | SIMOTICS S Synchronous motor 1FK7-CT PN=1.5kW; UDC=600V M0=8.5Nm (100K); NN=2000rpm; Naturally cooled FRAME SIZE IMB 5 (IM V1, IM V3) FLANGE 1, WITH PT1000 TEMPERATURESENSOR POWER CONNECTOR ROTATABLE ABSOLUTE ENCODERR 2048 S/R + 4096 UMDREHUNGEN MULTITURN, WITH ENDAT-SCHNITTSTELLE (ENCODER AM2048S/R) SHAFT WITH FITTED KEY, TOLERANCE N; W/O HOLDING BRAKE PROTECTION CLASS IP65, | - | 0 | 0
1FK7062-2AC74-1EA2 |  | 1FK7062-2AC74-1EA2 | 1 | UN | 1 | 15 | C | D | N | N | 85015220 | 1 |  | 9.101 | KG | 1686.36 | 1686.36 | MC05 | MC05 | SIMOTICS S Synchronous motor 1FK7-CT PN=1.5kW; UDC=600V M0=8.5Nm (100K); NN=2000rpm; Naturally cooled FRAME SIZE IMB 5 (IM V1, IM V3) FLANGE 1, WITH PT1000 TEMPERATURESENSOR POWER CONNECTOR ROTATABLE ABSOLUTE ENCODERR 2048 S/R + 4096 UMDREHUNGEN MULTITURN, WITH ENDAT-SCHNITTSTELLE (ENCODER AM2048S/R) SHAFT WITH FITTED KEY, TOLERANCE N; W/O HOLDING BRAKE PROTECTION CLASS IP65, FLANGE ON DRIVE END IP67; | - | 0 | 0
1FK7062-2AC74-1EB0 |  | 1FK7062-2AC74-1EB0 | 1 | UN | 1 | 15 | C | D | N | N | 85015220 | 1 |  | 9.4 | KG | 1825.96 | 1825.96 | MC05 | MC05 | SIMOTICS S Synchronous motor 1FK7-CT PN=1.5kW; UDC=600V M0=8.5Nm (100K); NN=2000rpm; Naturally cooled FRAME SIZE IMB 5 (IM V1, IM V3) FLANGE 1, WITH PT1000 TEMPERATURESENSOR POWER CONNECTOR ROTATABLE ABSOLUTE ENCODERR 2048 S/R + 4096 UMDREHUNGEN MULTITURN, WITH ENDAT-SCHNITTSTELLE (ENCODER AM2048S/R) SHAFT WITH FITTED KEY, TOLERANCE N; WITH HOLDING BRAKE PROTECTION CLASS IP64; | - | 0 | 0
1FK7062-2AC74-1EB1 |  | 1FK7062-2AC74-1EB1 | 1 | UN | 1 | 15 | C | D | N | N | 85015220 | 1 |  | 9.4 | KG | 1888.3 | 1888.3 | MC05 | MC05 | SIMOTICS S Synchronous motor 1FK7-CT PN=1.5kW; UDC=600V M0=8.5Nm (100K); NN=2000rpm; Naturally cooled FRAME SIZE IMB 5 (IM V1, IM V3) FLANGE 1, WITH PT1000 TEMPERATURESENSOR POWER CONNECTOR ROTATABLE ABSOLUTE ENCODERR 2048 S/R + 4096 UMDREHUNGEN MULTITURN, WITH ENDAT-SCHNITTSTELLE (ENCODER AM2048S/R) SHAFT WITH FITTED KEY, TOLERANCE N; WITH HOLDING BRAKE PROTECTION CLASS IP65, | - | 0 | 0
1FK7062-2AC74-1EB2 |  | 1FK7062-2AC74-1EB2 | 1 | UN | 1 | 15 | C | D | N | N | 85015220 | 1 |  | 9.4 | KG | 1888.3 | 1888.3 | MC05 | MC05 | SIMOTICS S Synchronous motor 1FK7-CT PN=1.5kW; UDC=600V M0=8.5Nm (100K); NN=2000rpm; Naturally cooled FRAME SIZE IMB 5 (IM V1, IM V3) FLANGE 1, WITH PT1000 TEMPERATURESENSOR POWER CONNECTOR ROTATABLE ABSOLUTE ENCODERR 2048 S/R + 4096 UMDREHUNGEN MULTITURN, WITH ENDAT-SCHNITTSTELLE (ENCODER AM2048S/R) SHAFT WITH FITTED KEY, TOLERANCE N; WITH HOLDING BRAKE PROTECTION CLASS IP65, FLANGE ON DRIVE END IP67; | - | 0 | 0
1FK7062-2AC74-1EG0 |  | 1FK7062-2AC74-1EG0 | 1 | UN | 1 | 15 | C | D | N | N | 85015220 | 1 |  | 9.101 | KG | 1566.53 | 1566.53 | MC05 | MC05 | SIMOTICS S Synchronous motor 1FK7-CT PN=1.5kW; UDC=600V M0=8.5Nm (100K); NN=2000rpm; Naturally cooled FRAME SIZE IMB 5 (IM V1, IM V3) FLANGE 1, WITH PT1000 TEMPERATURESENSOR POWER CONNECTOR ROTATABLE ABSOLUTE ENCODERR 2048 S/R + 4096 UMDREHUNGEN MULTITURN, WITH ENDAT-SCHNITTSTELLE (ENCODER AM2048S/R) PLAIN SHAFT, TOLERANCE N; W/O HOLDING BRAKE PROTECTION CLASS IP64; | - | 0 | 0
1FK7062-2AC74-1EG1 |  | 1FK7062-2AC74-1EG1 | 1 | UN | 1 | 15 | C | D | N | N | 85015220 | 1 |  | 9.101 | KG | 1628.87 | 1628.87 | MC05 | MC05 | SIMOTICS S Synchronous motor 1FK7-CT PN=1.5kW; UDC=600V M0=8.5Nm (100K); NN=2000rpm; Naturally cooled FRAME SIZE IMB 5 (IM V1, IM V3) FLANGE 1, WITH PT1000 TEMPERATURESENSOR POWER CONNECTOR ROTATABLE ABSOLUTE ENCODERR 2048 S/R + 4096 UMDREHUNGEN MULTITURN, WITH ENDAT-SCHNITTSTELLE (ENCODER AM2048S/R) PLAIN SHAFT, TOLERANCE N; W/O HOLDING BRAKE PROTECTION CLASS IP65, | - | 0 | 0
1FK7062-2AC74-1EG2 |  | 1FK7062-2AC74-1EG2 | 1 | UN | 1 | 15 | C | D | N | N | 85015220 | 1 |  | 9.101 | KG | 1628.87 | 1628.87 | MC05 | MC05 | SIMOTICS S Synchronous motor 1FK7-CT PN=1.5kW; UDC=600V M0=8.5Nm (100K); NN=2000rpm; Naturally cooled FRAME SIZE IMB 5 (IM V1, IM V3) FLANGE 1, WITH PT1000 TEMPERATURESENSOR POWER CONNECTOR ROTATABLE ABSOLUTE ENCODERR 2048 S/R + 4096 UMDREHUNGEN MULTITURN, WITH ENDAT-SCHNITTSTELLE (ENCODER AM2048S/R) PLAIN SHAFT, TOLERANCE N; W/O HOLDING BRAKE PROTECTION CLASS IP65, FLANGE ON DRIVE END IP67; | - | 0 | 0
1FK7062-2AC74-1EH0 |  | 1FK7062-2AC74-1EH0 | 1 | UN | 1 | 15 | C | D | N | N | 85015220 | 1 |  | 9.4 | KG | 1769.97 | 1769.97 | MC05 | MC05 | SIMOTICS S Synchronous motor 1FK7-CT PN=1.5kW; UDC=600V M0=8.5Nm (100K); NN=2000rpm; Naturally cooled FRAME SIZE IMB 5 (IM V1, IM V3) FLANGE 1, WITH PT1000 TEMPERATURESENSOR POWER CONNECTOR ROTATABLE ABSOLUTE ENCODERR 2048 S/R + 4096 UMDREHUNGEN MULTITURN, WITH ENDAT-SCHNITTSTELLE (ENCODER AM2048S/R) PLAIN SHAFT, TOLERANCE N; WITH HOLDING BRAKE PROTECTION CLASS IP64; | - | 0 | 0
1FK7062-2AC74-1EH1 |  | 1FK7062-2AC74-1EH1 | 1 | UN | 1 | 15 | C | D | N | N | 85015220 | 1 |  | 9.4 | KG | 1832.31 | 1832.31 | MC05 | MC05 | SIMOTICS S Synchronous motor 1FK7-CT PN=1.5kW; UDC=600V M0=8.5Nm (100K); NN=2000rpm; Naturally cooled FRAME SIZE IMB 5 (IM V1, IM V3) FLANGE 1, WITH PT1000 TEMPERATURESENSOR POWER CONNECTOR ROTATABLE ABSOLUTE ENCODERR 2048 S/R + 4096 UMDREHUNGEN MULTITURN, WITH ENDAT-SCHNITTSTELLE (ENCODER AM2048S/R) PLAIN SHAFT, TOLERANCE N; WITH HOLDING BRAKE PROTECTION CLASS IP65, | - | 0 | 0
1FK7062-2AC74-1EH2 |  | 1FK7062-2AC74-1EH2 | 1 | UN | 1 | 15 | C | D | N | N | 85015220 | 1 |  | 9.4 | KG | 1832.31 | 1832.31 | MC05 | MC05 | SIMOTICS S Synchronous motor 1FK7-CT PN=1.5kW; UDC=600V M0=8.5Nm (100K); NN=2000rpm; Naturally cooled FRAME SIZE IMB 5 (IM V1, IM V3) FLANGE 1, WITH PT1000 TEMPERATURESENSOR POWER CONNECTOR ROTATABLE ABSOLUTE ENCODERR 2048 S/R + 4096 UMDREHUNGEN MULTITURN, WITH ENDAT-SCHNITTSTELLE (ENCODER AM2048S/R) PLAIN SHAFT, TOLERANCE N; WITH HOLDING BRAKE PROTECTION CLASS IP65, FLANGE ON DRIVE END IP67; | - | 0 | 0
1FK7062-2AC74-1SA0 |  | 1FK7062-2AC74-1SA0 | 1 | UN | 1 | 15 | C | D | N | N | 85015220 | 1 |  | 9.102 | KG | 985.7 | 985.7 | MC05 | MC05 | SIMOTICS S Synchronous motor 1FK7-CT PN=1.5kW; UDC=600V M0=8.5Nm (100K); NN=2000rpm; Naturally cooled FRAME SIZE IMB 5 (IM V1, IM V3) FLANGE 1, WITH PT1000 TEMPERATURESENSOR POWER CONNECTOR ROTATABLE RESOLVER MULTI-POLE (RESOLVER P=4); SHAFT WITH FITTED KEY, TOLERANCE N; W/O HOLDING BRAKE PROTECTION CLASS IP64; | - | 0 | 0
1FK7062-2AC74-1SA1 |  | 1FK7062-2AC74-1SA1 | 1 | UN | 1 | 15 | C | D | N | N | 85015220 | 1 |  | 9.102 | KG | 1048.04 | 1048.04 | MC05 | MC05 | SIMOTICS S Synchronous motor 1FK7-CT PN=1.5kW; UDC=600V M0=8.5Nm (100K); NN=2000rpm; Naturally cooled FRAME SIZE IMB 5 (IM V1, IM V3) FLANGE 1, WITH PT1000 TEMPERATURESENSOR POWER CONNECTOR ROTATABLE RESOLVER MULTI-POLE (RESOLVER P=4); SHAFT WITH FITTED KEY, TOLERANCE N; W/O HOLDING BRAKE PROTECTION CLASS IP65, | - | 0 | 0
1FK7062-2AC74-1SA2 |  | 1FK7062-2AC74-1SA2 | 1 | UN | 1 | 15 | C | D | N | N | 85015220 | 1 |  | 9.102 | KG | 1048.04 | 1048.04 | MC05 | MC05 | SIMOTICS S Synchronous motor 1FK7-CT PN=1.5kW; UDC=600V M0=8.5Nm (100K); NN=2000rpm; Naturally cooled FRAME SIZE IMB 5 (IM V1, IM V3) FLANGE 1, WITH PT1000 TEMPERATURESENSOR POWER CONNECTOR ROTATABLE RESOLVER MULTI-POLE (RESOLVER P=4); SHAFT WITH FITTED KEY, TOLERANCE N; W/O HOLDING BRAKE PROTECTION CLASS IP65, FLANGE ON DRIVE END IP67; | - | 0 | 0
1FK7062-2AC74-1SB0 |  | 1FK7062-2AC74-1SB0 | 1 | UN | 1 | 15 | C | D | N | N | 85015220 | 1 |  | 9.401 | KG | 1187.64 | 1187.64 | MC05 | MC05 | SIMOTICS S Synchronous motor 1FK7-CT PN=1.5kW; UDC=600V M0=8.5Nm (100K); NN=2000rpm; Naturally cooled FRAME SIZE IMB 5 (IM V1, IM V3) FLANGE 1, WITH PT1000 TEMPERATURESENSOR POWER CONNECTOR ROTATABLE RESOLVER MULTI-POLE (RESOLVER P=4); SHAFT WITH FITTED KEY, TOLERANCE N; WITH HOLDING BRAKE PROTECTION CLASS IP64; | - | 0 | 0
1FK7062-2AC74-1SB1 |  | 1FK7062-2AC74-1SB1 | 1 | UN | 1 | 15 | C | D | N | N | 85015220 | 1 |  | 9.401 | KG | 1249.98 | 1249.98 | MC05 | MC05 | SIMOTICS S Synchronous motor 1FK7-CT PN=1.5kW; UDC=600V M0=8.5Nm (100K); NN=2000rpm; Naturally cooled FRAME SIZE IMB 5 (IM V1, IM V3) FLANGE 1, WITH PT1000 TEMPERATURESENSOR POWER CONNECTOR ROTATABLE RESOLVER MULTI-POLE (RESOLVER P=4); SHAFT WITH FITTED KEY, TOLERANCE N; WITH HOLDING BRAKE PROTECTION CLASS IP65, | - | 0 | 0
1FK7062-2AC74-1SB2 |  | 1FK7062-2AC74-1SB2 | 1 | UN | 1 | 15 | C | D | N | N | 85015220 | 1 |  | 9.401 | KG | 1249.98 | 1249.98 | MC05 | MC05 | SIMOTICS S Synchronous motor 1FK7-CT PN=1.5kW; UDC=600V M0=8.5Nm (100K); NN=2000rpm; Naturally cooled FRAME SIZE IMB 5 (IM V1, IM V3) FLANGE 1, WITH PT1000 TEMPERATURESENSOR POWER CONNECTOR ROTATABLE RESOLVER MULTI-POLE (RESOLVER P=4); SHAFT WITH FITTED KEY, TOLERANCE N; WITH HOLDING BRAKE PROTECTION CLASS IP65, FLANGE ON DRIVE END IP67; | - | 0 | 0
1FK7062-2AC74-1SG0 |  | 1FK7062-2AC74-1SG0 | 1 | UN | 1 | 15 | C | D | N | N | 85015220 | 1 |  | 9.102 | KG | 928.21 | 928.21 | MC05 | MC05 | SIMOTICS S Synchronous motor 1FK7-CT PN=1.5kW; UDC=600V M0=8.5Nm (100K); NN=2000rpm; Naturally cooled FRAME SIZE IMB 5 (IM V1, IM V3) FLANGE 1, WITH PT1000 TEMPERATURESENSOR POWER CONNECTOR ROTATABLE RESOLVER MULTI-POLE (RESOLVER P=4); PLAIN SHAFT, TOLERANCE N; W/O HOLDING BRAKE PROTECTION CLASS IP64; | - | 0 | 0
1FK7062-2AC74-1SG1 |  | 1FK7062-2AC74-1SG1 | 1 | UN | 1 | 15 | C | D | N | N | 85015220 | 1 |  | 9.102 | KG | 990.55 | 990.55 | MC05 | MC05 | SIMOTICS S Synchronous motor 1FK7-CT PN=1.5kW; UDC=600V M0=8.5Nm (100K); NN=2000rpm; Naturally cooled FRAME SIZE IMB 5 (IM V1, IM V3) FLANGE 1, WITH PT1000 TEMPERATURESENSOR POWER CONNECTOR ROTATABLE RESOLVER MULTI-POLE (RESOLVER P=4); PLAIN SHAFT, TOLERANCE N; W/O HOLDING BRAKE PROTECTION CLASS IP65, | - | 0 | 0
1FK7062-2AC74-1SG2 |  | 1FK7062-2AC74-1SG2 | 1 | UN | 1 | 15 | C | D | N | N | 85015220 | 1 |  | 9.102 | KG | 990.55 | 990.55 | MC05 | MC05 | SIMOTICS S Synchronous motor 1FK7-CT PN=1.5kW; UDC=600V M0=8.5Nm (100K); NN=2000rpm; Naturally cooled FRAME SIZE IMB 5 (IM V1, IM V3) FLANGE 1, WITH PT1000 TEMPERATURESENSOR POWER CONNECTOR ROTATABLE RESOLVER MULTI-POLE (RESOLVER P=4); PLAIN SHAFT, TOLERANCE N; W/O HOLDING BRAKE PROTECTION CLASS IP65, FLANGE ON DRIVE END IP67; | - | 0 | 0
1FK7062-2AC74-1SH0 |  | 1FK7062-2AC74-1SH0 | 1 | UN | 1 | 15 | C | D | N | N | 85015220 | 1 |  | 9.401 | KG | 1131.65 | 1131.65 | MC05 | MC05 | SIMOTICS S Synchronous motor 1FK7-CT PN=1.5kW; UDC=600V M0=8.5Nm (100K); NN=2000rpm; Naturally cooled FRAME SIZE IMB 5 (IM V1, IM V3) FLANGE 1, WITH PT1000 TEMPERATURESENSOR POWER CONNECTOR ROTATABLE RESOLVER MULTI-POLE (RESOLVER P=4); PLAIN SHAFT, TOLERANCE N; WITH HOLDING BRAKE PROTECTION CLASS IP64; | - | 0 | 0
1FK7062-2AC74-1SH1 |  | 1FK7062-2AC74-1SH1 | 1 | UN | 1 | 15 | C | D | N | N | 85015220 | 1 |  | 9.401 | KG | 1193.99 | 1193.99 | MC05 | MC05 | SIMOTICS S Synchronous motor 1FK7-CT PN=1.5kW; UDC=600V M0=8.5Nm (100K); NN=2000rpm; Naturally cooled FRAME SIZE IMB 5 (IM V1, IM V3) FLANGE 1, WITH PT1000 TEMPERATURESENSOR POWER CONNECTOR ROTATABLE RESOLVER MULTI-POLE (RESOLVER P=4); PLAIN SHAFT, TOLERANCE N; WITH HOLDING BRAKE PROTECTION CLASS IP65, | - | 0 | 0
1FK7062-2AC74-1SH2 |  | 1FK7062-2AC74-1SH2 | 1 | UN | 1 | 15 | C | D | N | N | 85015220 | 1 |  | 9.401 | KG | 1193.99 | 1193.99 | MC05 | MC05 | SIMOTICS S Synchronous motor 1FK7-CT PN=1.5kW; UDC=600V M0=8.5Nm (100K); NN=2000rpm; Naturally cooled FRAME SIZE IMB 5 (IM V1, IM V3) FLANGE 1, WITH PT1000 TEMPERATURESENSOR POWER CONNECTOR ROTATABLE RESOLVER MULTI-POLE (RESOLVER P=4); PLAIN SHAFT, TOLERANCE N; WITH HOLDING BRAKE PROTECTION CLASS IP65, FLANGE ON DRIVE END IP67; | - | 0 | 0
1FK7062-2AC74-1TA0 |  | 1FK7062-2AC74-1TA0 | 1 | UN | 1 | 15 | C | D | N | N | 85015220 | 1 |  | 9.102 | KG | 985.7 | 985.7 | MC05 | MC05 | SIMOTICS S Synchronous motor 1FK7-CT PN=1.5kW; UDC=600V M0=8.5Nm (100K); NN=2000rpm; Naturally cooled FRAME SIZE IMB 5 (IM V1, IM V3) FLANGE 1, WITH PT1000 TEMPERATURESENSOR POWER CONNECTOR ROTATABLE RESOLVER 2-POLE (RESOLVER P=1); SHAFT WITH FITTED KEY, TOLERANCE N; W/O HOLDING BRAKE PROTECTION CLASS IP64; | - | 0 | 0
1FK7062-2AC74-1TA1 |  | 1FK7062-2AC74-1TA1 | 1 | UN | 1 | 15 | C | D | N | N | 85015220 | 1 |  | 9.102 | KG | 1048.04 | 1048.04 | MC05 | MC05 | SIMOTICS S Synchronous motor 1FK7-CT PN=1.5kW; UDC=600V M0=8.5Nm (100K); NN=2000rpm; Naturally cooled FRAME SIZE IMB 5 (IM V1, IM V3) FLANGE 1, WITH PT1000 TEMPERATURESENSOR POWER CONNECTOR ROTATABLE RESOLVER 2-POLE (RESOLVER P=1); SHAFT WITH FITTED KEY, TOLERANCE N; W/O HOLDING BRAKE PROTECTION CLASS IP65, | - | 0 | 0
1FK7062-2AC74-1TA2 |  | 1FK7062-2AC74-1TA2 | 1 | UN | 1 | 15 | C | D | N | N | 85015220 | 1 |  | 9.102 | KG | 1048.04 | 1048.04 | MC05 | MC05 | SIMOTICS S Synchronous motor 1FK7-CT PN=1.5kW; UDC=600V M0=8.5Nm (100K); NN=2000rpm; Naturally cooled FRAME SIZE IMB 5 (IM V1, IM V3) FLANGE 1, WITH PT1000 TEMPERATURESENSOR POWER CONNECTOR ROTATABLE RESOLVER 2-POLE (RESOLVER P=1); SHAFT WITH FITTED KEY, TOLERANCE N; W/O HOLDING BRAKE PROTECTION CLASS IP65, FLANGE ON DRIVE END IP67; | - | 0 | 0
1FK7062-2AC74-1TB0 |  | 1FK7062-2AC74-1TB0 | 1 | UN | 1 | 15 | C | D | N | N | 85015220 | 1 |  | 9.401 | KG | 1187.64 | 1187.64 | MC05 | MC05 | SIMOTICS S Synchronous motor 1FK7-CT PN=1.5kW; UDC=600V M0=8.5Nm (100K); NN=2000rpm; Naturally cooled FRAME SIZE IMB 5 (IM V1, IM V3) FLANGE 1, WITH PT1000 TEMPERATURESENSOR POWER CONNECTOR ROTATABLE RESOLVER 2-POLE (RESOLVER P=1); SHAFT WITH FITTED KEY, TOLERANCE N; WITH HOLDING BRAKE PROTECTION CLASS IP64; | - | 0 | 0
1FK7062-2AC74-1TB0-Z | N05 | 1FK7062-2AC74-1TB0-ZN05 | 1 | UN | 1 | 15 | C | D | N | N | 85015220 | 1 |  | 9.402 | KG | 1391.08 | 1391.08 | MC05 | MC05 | SIMOTICS S Synchronous motor 1FK7-CT PN=1.5kW; UDC=600V M0=8.5Nm (100K); NN=2000rpm; Naturally cooled FRAME SIZE IMB 5 (IM V1, IM V3) FLANGE 1, WITH PT1000 TEMPERATURESENSOR POWER CONNECTOR ROTATABLE RESOLVER 2-POLE (RESOLVER P=1); SHAFT WITH FITTED KEY, TOLERANCE N; WITH HOLDING BRAKE PROTECTION CLASS IP64; N05: Compatibility of the shaft extension dimensions with 1FT506X (Configuration information to be considered, see notification number 14361688) | - | 0 | 0
1FK7062-2AC74-1TB1 |  | 1FK7062-2AC74-1TB1 | 1 | UN | 1 | 15 | C | D | N | N | 85015220 | 1 |  | 9.401 | KG | 1249.98 | 1249.98 | MC05 | MC05 | SIMOTICS S Synchronous motor 1FK7-CT PN=1.5kW; UDC=600V M0=8.5Nm (100K); NN=2000rpm; Naturally cooled FRAME SIZE IMB 5 (IM V1, IM V3) FLANGE 1, WITH PT1000 TEMPERATURESENSOR POWER CONNECTOR ROTATABLE RESOLVER 2-POLE (RESOLVER P=1); SHAFT WITH FITTED KEY, TOLERANCE N; WITH HOLDING BRAKE PROTECTION CLASS IP65, | - | 0 | 0
1FK7062-2AC74-1TB2 |  | 1FK7062-2AC74-1TB2 | 1 | UN | 1 | 15 | C | D | N | N | 85015220 | 1 |  | 9.401 | KG | 1249.98 | 1249.98 | MC05 | MC05 | SIMOTICS S Synchronous motor 1FK7-CT PN=1.5kW; UDC=600V M0=8.5Nm (100K); NN=2000rpm; Naturally cooled FRAME SIZE IMB 5 (IM V1, IM V3) FLANGE 1, WITH PT1000 TEMPERATURESENSOR POWER CONNECTOR ROTATABLE RESOLVER 2-POLE (RESOLVER P=1); SHAFT WITH FITTED KEY, TOLERANCE N; WITH HOLDING BRAKE PROTECTION CLASS IP65, FLANGE ON DRIVE END IP67; | - | 0 | 0
1FK7062-2AC74-1TG0 |  | 1FK7062-2AC74-1TG0 | 1 | UN | 1 | 15 | C | D | N | N | 85015220 | 1 |  | 9.102 | KG | 928.21 | 928.21 | MC05 | MC05 | SIMOTICS S Synchronous motor 1FK7-CT PN=1.5kW; UDC=600V M0=8.5Nm (100K); NN=2000rpm; Naturally cooled FRAME SIZE IMB 5 (IM V1, IM V3) FLANGE 1, WITH PT1000 TEMPERATURESENSOR POWER CONNECTOR ROTATABLE RESOLVER 2-POLE (RESOLVER P=1); PLAIN SHAFT, TOLERANCE N; W/O HOLDING BRAKE PROTECTION CLASS IP64; | - | 0 | 0
1FK7062-2AC74-1TG1 |  | 1FK7062-2AC74-1TG1 | 1 | UN | 1 | 15 | C | D | N | N | 85015220 | 1 |  | 9.102 | KG | 990.55 | 990.55 | MC05 | MC05 | SIMOTICS S Synchronous motor 1FK7-CT PN=1.5kW; UDC=600V M0=8.5Nm (100K); NN=2000rpm; Naturally cooled FRAME SIZE IMB 5 (IM V1, IM V3) FLANGE 1, WITH PT1000 TEMPERATURESENSOR POWER CONNECTOR ROTATABLE RESOLVER 2-POLE (RESOLVER P=1); PLAIN SHAFT, TOLERANCE N; W/O HOLDING BRAKE PROTECTION CLASS IP65, | - | 0 | 0
1FK7062-2AC74-1TG2 |  | 1FK7062-2AC74-1TG2 | 1 | UN | 1 | 15 | C | D | N | N | 85015220 | 1 |  | 9.102 | KG | 990.55 | 990.55 | MC05 | MC05 | SIMOTICS S Synchronous motor 1FK7-CT PN=1.5kW; UDC=600V M0=8.5Nm (100K); NN=2000rpm; Naturally cooled FRAME SIZE IMB 5 (IM V1, IM V3) FLANGE 1, WITH PT1000 TEMPERATURESENSOR POWER CONNECTOR ROTATABLE RESOLVER 2-POLE (RESOLVER P=1); PLAIN SHAFT, TOLERANCE N; W/O HOLDING BRAKE PROTECTION CLASS IP65, FLANGE ON DRIVE END IP67; | - | 0 | 0
1FK7062-2AC74-1TH0 |  | 1FK7062-2AC74-1TH0 | 1 | UN | 1 | 15 | C | D | N | N | 85015220 | 1 |  | 9.401 | KG | 1131.65 | 1131.65 | MC05 | MC05 | SIMOTICS S Synchronous motor 1FK7-CT PN=1.5kW; UDC=600V M0=8.5Nm (100K); NN=2000rpm; Naturally cooled FRAME SIZE IMB 5 (IM V1, IM V3) FLANGE 1, WITH PT1000 TEMPERATURESENSOR POWER CONNECTOR ROTATABLE RESOLVER 2-POLE (RESOLVER P=1); PLAIN SHAFT, TOLERANCE N; WITH HOLDING BRAKE PROTECTION CLASS IP64; | - | 0 | 0
1FK7062-2AC74-1TH1 |  | 1FK7062-2AC74-1TH1 | 1 | UN | 1 | 15 | C | D | N | N | 85015220 | 1 |  | 9.401 | KG | 1193.99 | 1193.99 | MC05 | MC05 | SIMOTICS S Synchronous motor 1FK7-CT PN=1.5kW; UDC=600V M0=8.5Nm (100K); NN=2000rpm; Naturally cooled FRAME SIZE IMB 5 (IM V1, IM V3) FLANGE 1, WITH PT1000 TEMPERATURESENSOR POWER CONNECTOR ROTATABLE RESOLVER 2-POLE (RESOLVER P=1); PLAIN SHAFT, TOLERANCE N; WITH HOLDING BRAKE PROTECTION CLASS IP65, | - | 0 | 0
1FK7062-2AC74-1TH2 |  | 1FK7062-2AC74-1TH2 | 1 | UN | 1 | 15 | C | D | N | N | 85015220 | 1 |  | 9.401 | KG | 1193.99 | 1193.99 | MC05 | MC05 | SIMOTICS S Synchronous motor 1FK7-CT PN=1.5kW; UDC=600V M0=8.5Nm (100K); NN=2000rpm; Naturally cooled FRAME SIZE IMB 5 (IM V1, IM V3) FLANGE 1, WITH PT1000 TEMPERATURESENSOR POWER CONNECTOR ROTATABLE RESOLVER 2-POLE (RESOLVER P=1); PLAIN SHAFT, TOLERANCE N; WITH HOLDING BRAKE PROTECTION CLASS IP65, FLANGE ON DRIVE END IP67; | - | 0 | 0
1FK7062-2AF71-1AA0 |  | 1FK7062-2AF71-1AA0 | 1 | UN | 1 | 15 | C | D | N | N | 85015220 | 1 |  | 9.101 | KG | 1376.34 | 1376.34 | MC05 | MC05 | SIMOTICS S Synchronous motor 1FK7-CT PN=1.9kW; UDC=600V M0=8.5Nm (100K); NN=3000rpm; Naturally cooled FRAME SIZE IMB 5 (IM V1, IM V3) FLANGE 1, WITH KTY TEMPERATURESENSOR POWER CONNECTOR ROTATABLE INCREMENTAL ENCODER SIN/COS 1VPP;2048 S/R W. C-AND D-SPUR (ENCODER IC2048S/R) SHAFT WITH FITTED KEY, TOLERANCE N; W/O HOLDING BRAKE PROTECTION CLASS IP64; | - | 0 | 0
1FK7062-2AF71-1AA1 |  | 1FK7062-2AF71-1AA1 | 1 | UN | 1 | 15 | C | D | N | N | 85015220 | 1 |  | 9.101 | KG | 1438.68 | 1438.68 | MC05 | MC05 | SIMOTICS S Synchronous motor 1FK7-CT PN=1.9kW; UDC=600V M0=8.5Nm (100K); NN=3000rpm; Naturally cooled FRAME SIZE IMB 5 (IM V1, IM V3) FLANGE 1, WITH KTY TEMPERATURESENSOR POWER CONNECTOR ROTATABLE INCREMENTAL ENCODER SIN/COS 1VPP;2048 S/R W. C-AND D-SPUR (ENCODER IC2048S/R) SHAFT WITH FITTED KEY, TOLERANCE N; W/O HOLDING BRAKE PROTECTION CLASS IP65, | - | 0 | 0
1FK7062-2AF71-1AA2 |  | 1FK7062-2AF71-1AA2 | 1 | UN | 1 | 15 | C | D | N | N | 85015220 | 1 |  | 9.101 | KG | 1438.68 | 1438.68 | MC05 | MC05 | SIMOTICS S Synchronous motor 1FK7-CT PN=1.9kW; UDC=600V M0=8.5Nm (100K); NN=3000rpm; Naturally cooled FRAME SIZE IMB 5 (IM V1, IM V3) FLANGE 1, WITH KTY TEMPERATURESENSOR POWER CONNECTOR ROTATABLE INCREMENTAL ENCODER SIN/COS 1VPP;2048 S/R W. C-AND D-SPUR (ENCODER IC2048S/R) SHAFT WITH FITTED KEY, TOLERANCE N; W/O HOLDING BRAKE PROTECTION CLASS IP65, FLANGE ON DRIVE END IP67; | - | 0 | 0
1FK7062-2AF71-1AB0 |  | 1FK7062-2AF71-1AB0 | 1 | UN | 1 | 15 | C | D | N | N | 85015220 | 1 |  | 9.4 | KG | 1578.28 | 1578.28 | MC05 | MC05 | SIMOTICS S Synchronous motor 1FK7-CT PN=1.9kW; UDC=600V M0=8.5Nm (100K); NN=3000rpm; Naturally cooled FRAME SIZE IMB 5 (IM V1, IM V3) FLANGE 1, WITH KTY TEMPERATURESENSOR POWER CONNECTOR ROTATABLE INCREMENTAL ENCODER SIN/COS 1VPP;2048 S/R W. C-AND D-SPUR (ENCODER IC2048S/R) SHAFT WITH FITTED KEY, TOLERANCE N; WITH HOLDING BRAKE PROTECTION CLASS IP64; | - | 0 | 0
1FK7062-2AF71-1AB1 |  | 1FK7062-2AF71-1AB1 | 1 | UN | 1 | 15 | C | D | N | N | 85015220 | 1 |  | 9.4 | KG | 1640.62 | 1640.62 | MC05 | MC05 | SIMOTICS S Synchronous motor 1FK7-CT PN=1.9kW; UDC=600V M0=8.5Nm (100K); NN=3000rpm; Naturally cooled FRAME SIZE IMB 5 (IM V1, IM V3) FLANGE 1, WITH KTY TEMPERATURESENSOR POWER CONNECTOR ROTATABLE INCREMENTAL ENCODER SIN/COS 1VPP;2048 S/R W. C-AND D-SPUR (ENCODER IC2048S/R) SHAFT WITH FITTED KEY, TOLERANCE N; WITH HOLDING BRAKE PROTECTION CLASS IP65, | - | 0 | 0
1FK7062-2AF71-1AB2 |  | 1FK7062-2AF71-1AB2 | 1 | UN | 1 | 15 | C | D | N | N | 85015220 | 1 |  | 9.4 | KG | 1640.62 | 1640.62 | MC05 | MC05 | SIMOTICS S Synchronous motor 1FK7-CT PN=1.9kW; UDC=600V M0=8.5Nm (100K); NN=3000rpm; Naturally cooled FRAME SIZE IMB 5 (IM V1, IM V3) FLANGE 1, WITH KTY TEMPERATURESENSOR POWER CONNECTOR ROTATABLE INCREMENTAL ENCODER SIN/COS 1VPP;2048 S/R W. C-AND D-SPUR (ENCODER IC2048S/R) SHAFT WITH FITTED KEY, TOLERANCE N; WITH HOLDING BRAKE PROTECTION CLASS IP65, FLANGE ON DRIVE END IP67; | - | 0 | 0
1FK7062-2AF71-1AG0 |  | 1FK7062-2AF71-1AG0 | 1 | UN | 1 | 15 | C | D | N | N | 85015220 | 1 |  | 9.101 | KG | 1318.85 | 1318.85 | MC05 | MC05 | SIMOTICS S Synchronous motor 1FK7-CT PN=1.9kW; UDC=600V M0=8.5Nm (100K); NN=3000rpm; Naturally cooled FRAME SIZE IMB 5 (IM V1, IM V3) FLANGE 1, WITH KTY TEMPERATURESENSOR POWER CONNECTOR ROTATABLE INCREMENTAL ENCODER SIN/COS 1VPP;2048 S/R W. C-AND D-SPUR (ENCODER IC2048S/R) PLAIN SHAFT, TOLERANCE N; W/O HOLDING BRAKE PROTECTION CLASS IP64; | - | 0 | 0
1FK7062-2AF71-1AG1 |  | 1FK7062-2AF71-1AG1 | 1 | UN | 1 | 15 | C | D | N | N | 85015220 | 1 |  | 9.101 | KG | 1381.19 | 1381.19 | MC05 | MC05 | SIMOTICS S Synchronous motor 1FK7-CT PN=1.9kW; UDC=600V M0=8.5Nm (100K); NN=3000rpm; Naturally cooled FRAME SIZE IMB 5 (IM V1, IM V3) FLANGE 1, WITH KTY TEMPERATURESENSOR POWER CONNECTOR ROTATABLE INCREMENTAL ENCODER SIN/COS 1VPP;2048 S/R W. C-AND D-SPUR (ENCODER IC2048S/R) PLAIN SHAFT, TOLERANCE N; W/O HOLDING BRAKE PROTECTION CLASS IP65, | - | 0 | 0
1FK7062-2AF71-1AG2 |  | 1FK7062-2AF71-1AG2 | 1 | UN | 1 | 15 | C | D | N | N | 85015220 | 1 |  | 9.101 | KG | 1381.19 | 1381.19 | MC05 | MC05 | SIMOTICS S Synchronous motor 1FK7-CT PN=1.9kW; UDC=600V M0=8.5Nm (100K); NN=3000rpm; Naturally cooled FRAME SIZE IMB 5 (IM V1, IM V3) FLANGE 1, WITH KTY TEMPERATURESENSOR POWER CONNECTOR ROTATABLE INCREMENTAL ENCODER SIN/COS 1VPP;2048 S/R W. C-AND D-SPUR (ENCODER IC2048S/R) PLAIN SHAFT, TOLERANCE N; W/O HOLDING BRAKE PROTECTION CLASS IP65, FLANGE ON DRIVE END IP67; | - | 0 | 0
1FK7062-2AF71-1AH0 |  | 1FK7062-2AF71-1AH0 | 1 | UN | 1 | 15 | C | D | N | N | 85015220 | 1 |  | 9.4 | KG | 1522.29 | 1522.29 | MC05 | MC05 | SIMOTICS S Synchronous motor 1FK7-CT PN=1.9kW; UDC=600V M0=8.5Nm (100K); NN=3000rpm; Naturally cooled FRAME SIZE IMB 5 (IM V1, IM V3) FLANGE 1, WITH KTY TEMPERATURESENSOR POWER CONNECTOR ROTATABLE INCREMENTAL ENCODER SIN/COS 1VPP;2048 S/R W. C-AND D-SPUR (ENCODER IC2048S/R) PLAIN SHAFT, TOLERANCE N; WITH HOLDING BRAKE PROTECTION CLASS IP64; | - | 0 | 0
1FK7062-2AF71-1AH1 |  | 1FK7062-2AF71-1AH1 | 1 | UN | 1 | 15 | C | D | N | N | 85015220 | 1 |  | 9.4 | KG | 1584.63 | 1584.63 | MC05 | MC05 | SIMOTICS S Synchronous motor 1FK7-CT PN=1.9kW; UDC=600V M0=8.5Nm (100K); NN=3000rpm; Naturally cooled FRAME SIZE IMB 5 (IM V1, IM V3) FLANGE 1, WITH KTY TEMPERATURESENSOR POWER CONNECTOR ROTATABLE INCREMENTAL ENCODER SIN/COS 1VPP;2048 S/R W. C-AND D-SPUR (ENCODER IC2048S/R) PLAIN SHAFT, TOLERANCE N; WITH HOLDING BRAKE PROTECTION CLASS IP65, | - | 0 | 0
1FK7062-2AF71-1AH2 |  | 1FK7062-2AF71-1AH2 | 1 | UN | 1 | 15 | C | D | N | N | 85015220 | 1 |  | 9.4 | KG | 1584.63 | 1584.63 | MC05 | MC05 | SIMOTICS S Synchronous motor 1FK7-CT PN=1.9kW; UDC=600V M0=8.5Nm (100K); NN=3000rpm; Naturally cooled FRAME SIZE IMB 5 (IM V1, IM V3) FLANGE 1, WITH KTY TEMPERATURESENSOR POWER CONNECTOR ROTATABLE INCREMENTAL ENCODER SIN/COS 1VPP;2048 S/R W. C-AND D-SPUR (ENCODER IC2048S/R) PLAIN SHAFT, TOLERANCE N; WITH HOLDING BRAKE PROTECTION CLASS IP65, FLANGE ON DRIVE END IP67; | - | 0 | 0
1FK7062-2AF71-1BA0 |  | 1FK7062-2AF71-1BA0 | 1 | UN | 1 | 15 | C | D | N | N | 85015220 | 1 |  | 9.101 | KG | 1537.04 | 1537.04 | MC05 | MC05 | SIMOTICS S Synchronous motor 1FK7-CT PN=1.9kW; UDC=600V M0=8.5Nm (100K); NN=3000rpm; Naturally cooled FRAME SIZE IMB 5 (IM V1, IM V3) FLANGE 1 POWER CONNECTOR ROTATABLE ABSOLUTE ENCODER SINGLETURN 24 BIT WITH DRIVE CLIQ INTERFACE (ENCODER AS24DQI) SHAFT WITH FITTED KEY, TOLERANCE N; W/O HOLDING BRAKE PROTECTION CLASS IP64; | - | 0 | 0
1FK7062-2AF71-1BA1 |  | 1FK7062-2AF71-1BA1 | 1 | UN | 1 | 15 | C | D | N | N | 85015220 | 1 |  | 9.101 | KG | 1599.38 | 1599.38 | MC05 | MC05 | SIMOTICS S Synchronous motor 1FK7-CT PN=1.9kW; UDC=600V M0=8.5Nm (100K); NN=3000rpm; Naturally cooled FRAME SIZE IMB 5 (IM V1, IM V3) FLANGE 1 POWER CONNECTOR ROTATABLE ABSOLUTE ENCODER SINGLETURN 24 BIT WITH DRIVE CLIQ INTERFACE (ENCODER AS24DQI) SHAFT WITH FITTED KEY, TOLERANCE N; W/O HOLDING BRAKE PROTECTION CLASS IP65, | - | 0 | 0
1FK7062-2AF71-1BA2 |  | 1FK7062-2AF71-1BA2 | 1 | UN | 1 | 15 | C | D | N | N | 85015220 | 1 |  | 9.101 | KG | 1599.38 | 1599.38 | MC05 | MC05 | SIMOTICS S Synchronous motor 1FK7-CT PN=1.9kW; UDC=600V M0=8.5Nm (100K); NN=3000rpm; Naturally cooled FRAME SIZE IMB 5 (IM V1, IM V3) FLANGE 1 POWER CONNECTOR ROTATABLE ABSOLUTE ENCODER SINGLETURN 24 BIT WITH DRIVE CLIQ INTERFACE (ENCODER AS24DQI) SHAFT WITH FITTED KEY, TOLERANCE N; W/O HOLDING BRAKE PROTECTION CLASS IP65, FLANGE ON DRIVE END IP67; | - | 0 | 0
1FK7062-2AF71-1BB0 |  | 1FK7062-2AF71-1BB0 | 1 | UN | 1 | 15 | C | D | N | N | 85015220 | 1 |  | 9.4 | KG | 1738.98 | 1738.98 | MC05 | MC05 | SIMOTICS S Synchronous motor 1FK7-CT PN=1.9kW; UDC=600V M0=8.5Nm (100K); NN=3000rpm; Naturally cooled FRAME SIZE IMB 5 (IM V1, IM V3) FLANGE 1 POWER CONNECTOR ROTATABLE ABSOLUTE ENCODER SINGLETURN 24 BIT WITH DRIVE CLIQ INTERFACE (ENCODER AS24DQI) SHAFT WITH FITTED KEY, TOLERANCE N; WITH HOLDING BRAKE PROTECTION CLASS IP64; | - | 0 | 0
1FK7062-2AF71-1BB1 |  | 1FK7062-2AF71-1BB1 | 1 | UN | 1 | 15 | C | D | N | N | 85015220 | 1 |  | 9.4 | KG | 1801.32 | 1801.32 | MC05 | MC05 | SIMOTICS S Synchronous motor 1FK7-CT PN=1.9kW; UDC=600V M0=8.5Nm (100K); NN=3000rpm; Naturally cooled FRAME SIZE IMB 5 (IM V1, IM V3) FLANGE 1 POWER CONNECTOR ROTATABLE ABSOLUTE ENCODER SINGLETURN 24 BIT WITH DRIVE CLIQ INTERFACE (ENCODER AS24DQI) SHAFT WITH FITTED KEY, TOLERANCE N; WITH HOLDING BRAKE PROTECTION CLASS IP65, | - | 0 | 0
1FK7062-2AF71-1BB2 |  | 1FK7062-2AF71-1BB2 | 1 | UN | 1 | 15 | C | D | N | N | 85015220 | 1 |  | 9.4 | KG | 1801.32 | 1801.32 | MC05 | MC05 | SIMOTICS S Synchronous motor 1FK7-CT PN=1.9kW; UDC=600V M0=8.5Nm (100K); NN=3000rpm; Naturally cooled FRAME SIZE IMB 5 (IM V1, IM V3) FLANGE 1 POWER CONNECTOR ROTATABLE ABSOLUTE ENCODER SINGLETURN 24 BIT WITH DRIVE CLIQ INTERFACE (ENCODER AS24DQI) SHAFT WITH FITTED KEY, TOLERANCE N; WITH HOLDING BRAKE PROTECTION CLASS IP65, FLANGE ON DRIVE END IP67; | - | 0 | 0
1FK7062-2AF71-1BG0 |  | 1FK7062-2AF71-1BG0 | 1 | UN | 1 | 15 | C | D | N | N | 85015220 | 1 |  | 9.101 | KG | 1479.55 | 1479.55 | MC05 | MC05 | SIMOTICS S Synchronous motor 1FK7-CT PN=1.9kW; UDC=600V M0=8.5Nm (100K); NN=3000rpm; Naturally cooled FRAME SIZE IMB 5 (IM V1, IM V3) FLANGE 1 POWER CONNECTOR ROTATABLE ABSOLUTE ENCODER SINGLETURN 24 BIT WITH DRIVE CLIQ INTERFACE (ENCODER AS24DQI) PLAIN SHAFT, TOLERANCE N; W/O HOLDING BRAKE PROTECTION CLASS IP64; | - | 0 | 0
1FK7062-2AF71-1BG1 |  | 1FK7062-2AF71-1BG1 | 1 | UN | 1 | 15 | C | D | N | N | 85015220 | 1 |  | 9.101 | KG | 1541.89 | 1541.89 | MC05 | MC05 | SIMOTICS S Synchronous motor 1FK7-CT PN=1.9kW; UDC=600V M0=8.5Nm (100K); NN=3000rpm; Naturally cooled FRAME SIZE IMB 5 (IM V1, IM V3) FLANGE 1 POWER CONNECTOR ROTATABLE ABSOLUTE ENCODER SINGLETURN 24 BIT WITH DRIVE CLIQ INTERFACE (ENCODER AS24DQI) PLAIN SHAFT, TOLERANCE N; W/O HOLDING BRAKE PROTECTION CLASS IP65, | - | 0 | 0
1FK7062-2AF71-1BG2 |  | 1FK7062-2AF71-1BG2 | 1 | UN | 1 | 15 | C | D | N | N | 85015220 | 1 |  | 9.101 | KG | 1541.89 | 1541.89 | MC05 | MC05 | SIMOTICS S Synchronous motor 1FK7-CT PN=1.9kW; UDC=600V M0=8.5Nm (100K); NN=3000rpm; Naturally cooled FRAME SIZE IMB 5 (IM V1, IM V3) FLANGE 1 POWER CONNECTOR ROTATABLE ABSOLUTE ENCODER SINGLETURN 24 BIT WITH DRIVE CLIQ INTERFACE (ENCODER AS24DQI) PLAIN SHAFT, TOLERANCE N; W/O HOLDING BRAKE PROTECTION CLASS IP65, FLANGE ON DRIVE END IP67; | - | 0 | 0
1FK7062-2AF71-1BH0 |  | 1FK7062-2AF71-1BH0 | 1 | UN | 1 | 15 | C | D | N | N | 85015220 | 1 |  | 9.4 | KG | 1682.99 | 1682.99 | MC05 | MC05 | SIMOTICS S Synchronous motor 1FK7-CT PN=1.9kW; UDC=600V M0=8.5Nm (100K); NN=3000rpm; Naturally cooled FRAME SIZE IMB 5 (IM V1, IM V3) FLANGE 1 POWER CONNECTOR ROTATABLE ABSOLUTE ENCODER SINGLETURN 24 BIT WITH DRIVE CLIQ INTERFACE (ENCODER AS24DQI) PLAIN SHAFT, TOLERANCE N; WITH HOLDING BRAKE PROTECTION CLASS IP64; | - | 0 | 0
1FK7062-2AF71-1BH1 |  | 1FK7062-2AF71-1BH1 | 1 | UN | 1 | 15 | C | D | N | N | 85015220 | 1 |  | 9.4 | KG | 1745.33 | 1745.33 | MC05 | MC05 | SIMOTICS S Synchronous motor 1FK7-CT PN=1.9kW; UDC=600V M0=8.5Nm (100K); NN=3000rpm; Naturally cooled FRAME SIZE IMB 5 (IM V1, IM V3) FLANGE 1 POWER CONNECTOR ROTATABLE ABSOLUTE ENCODER SINGLETURN 24 BIT WITH DRIVE CLIQ INTERFACE (ENCODER AS24DQI) PLAIN SHAFT, TOLERANCE N; WITH HOLDING BRAKE PROTECTION CLASS IP65, | - | 0 | 0
1FK7062-2AF71-1BH2 |  | 1FK7062-2AF71-1BH2 | 1 | UN | 1 | 15 | C | D | N | N | 85015220 | 1 |  | 9.4 | KG | 1745.33 | 1745.33 | MC05 | MC05 | SIMOTICS S Synchronous motor 1FK7-CT PN=1.9kW; UDC=600V M0=8.5Nm (100K); NN=3000rpm; Naturally cooled FRAME SIZE IMB 5 (IM V1, IM V3) FLANGE 1 POWER CONNECTOR ROTATABLE ABSOLUTE ENCODER SINGLETURN 24 BIT WITH DRIVE CLIQ INTERFACE (ENCODER AS24DQI) PLAIN SHAFT, TOLERANCE N; WITH HOLDING BRAKE PROTECTION CLASS IP65, FLANGE ON DRIVE END IP67; | - | 0 | 0
1FK7062-2AF71-1CA0 |  | 1FK7062-2AF71-1CA0 | 1 | UN | 1 | 15 | C | D | N | N | 85015220 | 1 |  | 9.101 | KG | 1783.2 | 1783.2 | MC05 | MC05 | SIMOTICS S Synchronous motor 1FK7-CT PN=1.9kW; UDC=600V M0=8.5Nm (100K); NN=3000rpm; Naturally cooled FRAME SIZE IMB 5 (IM V1, IM V3) FLANGE 1 POWER CONNECTOR ROTATABLE ABSOLUTE ENCODER 24 BIT + 12 BIT MULTITURN WITH DRIVE-CLIQ INTERFACE (ENCODER AM24DQI) SHAFT WITH FITTED KEY, TOLERANCE N; W/O HOLDING BRAKE PROTECTION CLASS IP64; | - | 0 | 0
1FK7062-2AF71-1CA1 |  | 1FK7062-2AF71-1CA1 | 1 | UN | 1 | 15 | C | D | N | N | 85015220 | 1 |  | 9.101 | KG | 1845.54 | 1845.54 | MC05 | MC05 | SIMOTICS S Synchronous motor 1FK7-CT PN=1.9kW; UDC=600V M0=8.5Nm (100K); NN=3000rpm; Naturally cooled FRAME SIZE IMB 5 (IM V1, IM V3) FLANGE 1 POWER CONNECTOR ROTATABLE ABSOLUTE ENCODER 24 BIT + 12 BIT MULTITURN WITH DRIVE-CLIQ INTERFACE (ENCODER AM24DQI) SHAFT WITH FITTED KEY, TOLERANCE N; W/O HOLDING BRAKE PROTECTION CLASS IP65, | - | 0 | 0
1FK7062-2AF71-1CA1-Z | N05 | 1FK7062-2AF71-1CA1-ZN05 | 1 | UN | 1 | 15 | C | D | N | N | 85015220 | 1 |  | 9.102 | KG | 2048.98 | 2048.98 | MC05 | MC05 | SIMOTICS S Synchronous motor 1FK7-CT PN=1.9kW; UDC=600V M0=8.5Nm (100K); NN=3000rpm; Naturally cooled FRAME SIZE IMB 5 (IM V1, IM V3) FLANGE 1 POWER CONNECTOR ROTATABLE ABSOLUTE ENCODER 24 BIT + 12 BIT MULTITURN WITH DRIVE-CLIQ INTERFACE (ENCODER AM24DQI) SHAFT WITH FITTED KEY, TOLERANCE N; W/O HOLDING BRAKE PROTECTION CLASS IP65, N05: Compatibility of the shaft extension dimensions with 1FT506X (Configuration information to be considered, see notification number 14361688) | - | 0 | 0
1FK7062-2AF71-1CA2 |  | 1FK7062-2AF71-1CA2 | 1 | UN | 1 | 15 | C | D | N | N | 85015220 | 1 |  | 9.101 | KG | 1845.54 | 1845.54 | MC05 | MC05 | SIMOTICS S Synchronous motor 1FK7-CT PN=1.9kW; UDC=600V M0=8.5Nm (100K); NN=3000rpm; Naturally cooled FRAME SIZE IMB 5 (IM V1, IM V3) FLANGE 1 POWER CONNECTOR ROTATABLE ABSOLUTE ENCODER 24 BIT + 12 BIT MULTITURN WITH DRIVE-CLIQ INTERFACE (ENCODER AM24DQI) SHAFT WITH FITTED KEY, TOLERANCE N; W/O HOLDING BRAKE PROTECTION CLASS IP65, FLANGE ON DRIVE END IP67; | - | 0 | 0
1FK7062-2AF71-1CB0 |  | 1FK7062-2AF71-1CB0 | 1 | UN | 1 | 15 | C | D | N | N | 85015220 | 1 |  | 9.4 | KG | 1985.14 | 1985.14 | MC05 | MC05 | SIMOTICS S Synchronous motor 1FK7-CT PN=1.9kW; UDC=600V M0=8.5Nm (100K); NN=3000rpm; Naturally cooled FRAME SIZE IMB 5 (IM V1, IM V3) FLANGE 1 POWER CONNECTOR ROTATABLE ABSOLUTE ENCODER 24 BIT + 12 BIT MULTITURN WITH DRIVE-CLIQ INTERFACE (ENCODER AM24DQI) SHAFT WITH FITTED KEY, TOLERANCE N; WITH HOLDING BRAKE PROTECTION CLASS IP64; | - | 0 | 0
1FK7062-2AF71-1CB1 |  | 1FK7062-2AF71-1CB1 | 1 | UN | 1 | 15 | C | D | N | N | 85015220 | 1 |  | 9.4 | KG | 2047.48 | 2047.48 | MC05 | MC05 | SIMOTICS S Synchronous motor 1FK7-CT PN=1.9kW; UDC=600V M0=8.5Nm (100K); NN=3000rpm; Naturally cooled FRAME SIZE IMB 5 (IM V1, IM V3) FLANGE 1 POWER CONNECTOR ROTATABLE ABSOLUTE ENCODER 24 BIT + 12 BIT MULTITURN WITH DRIVE-CLIQ INTERFACE (ENCODER AM24DQI) SHAFT WITH FITTED KEY, TOLERANCE N; WITH HOLDING BRAKE PROTECTION CLASS IP65, | - | 0 | 0
1FK7062-2AF71-1CB2 |  | 1FK7062-2AF71-1CB2 | 1 | UN | 1 | 15 | C | D | N | N | 85015220 | 1 |  | 9.4 | KG | 2047.48 | 2047.48 | MC05 | MC05 | SIMOTICS S Synchronous motor 1FK7-CT PN=1.9kW; UDC=600V M0=8.5Nm (100K); NN=3000rpm; Naturally cooled FRAME SIZE IMB 5 (IM V1, IM V3) FLANGE 1 POWER CONNECTOR ROTATABLE ABSOLUTE ENCODER 24 BIT + 12 BIT MULTITURN WITH DRIVE-CLIQ INTERFACE (ENCODER AM24DQI) SHAFT WITH FITTED KEY, TOLERANCE N; WITH HOLDING BRAKE PROTECTION CLASS IP65, FLANGE ON DRIVE END IP67; | - | 0 | 0
1FK7062-2AF71-1CG0 |  | 1FK7062-2AF71-1CG0 | 1 | UN | 1 | 15 | C | D | N | N | 85015220 | 1 |  | 9.101 | KG | 1725.71 | 1725.71 | MC05 | MC05 | SIMOTICS S Synchronous motor 1FK7-CT PN=1.9kW; UDC=600V M0=8.5Nm (100K); NN=3000rpm; Naturally cooled FRAME SIZE IMB 5 (IM V1, IM V3) FLANGE 1 POWER CONNECTOR ROTATABLE ABSOLUTE ENCODER 24 BIT + 12 BIT MULTITURN WITH DRIVE-CLIQ INTERFACE (ENCODER AM24DQI) PLAIN SHAFT, TOLERANCE N; W/O HOLDING BRAKE PROTECTION CLASS IP64; | - | 0 | 0
1FK7062-2AF71-1CG1 |  | 1FK7062-2AF71-1CG1 | 1 | UN | 1 | 15 | C | D | N | N | 85015220 | 1 |  | 9.101 | KG | 1788.05 | 1788.05 | MC05 | MC05 | SIMOTICS S Synchronous motor 1FK7-CT PN=1.9kW; UDC=600V M0=8.5Nm (100K); NN=3000rpm; Naturally cooled FRAME SIZE IMB 5 (IM V1, IM V3) FLANGE 1 POWER CONNECTOR ROTATABLE ABSOLUTE ENCODER 24 BIT + 12 BIT MULTITURN WITH DRIVE-CLIQ INTERFACE (ENCODER AM24DQI) PLAIN SHAFT, TOLERANCE N; W/O HOLDING BRAKE PROTECTION CLASS IP65, | - | 0 | 0
1FK7062-2AF71-1CG1-Z | J05 | 1FK7062-2AF71-1CG1-ZJ05 | 1 | UN | 1 | 15 | C | D | N | N | 85015220 | 1 |  | 16.801 | KG | 3394.87 | 3394.87 | MC05 | MC05 | SIMOTICS S Synchronous motor 1FK7-CT PN=1.9kW; UDC=600V M0=8.5Nm (100K); NN=3000rpm; Naturally cooled FRAME SIZE IMB 5 (IM V1, IM V3) FLANGE 1 POWER CONNECTOR ROTATABLE ABSOLUTE ENCODER 24 BIT + 12 BIT MULTITURN WITH DRIVE-CLIQ INTERFACE (ENCODER AM24DQI) PLAIN SHAFT, TOLERANCE N; W/O HOLDING BRAKE PROTECTION CLASS IP65, J05: ALPHA SP+, SP 100S-MF1 PLANETARY GEARING 1 STAGE, I=7, WITH FEATHER KEY | - | 0 | 0
1FK7062-2AF71-1CG1-Z | J15 | 1FK7062-2AF71-1CG1-ZJ15 | 1 | UN | 1 | 15 | C | D | N | N | 85015220 | 1 |  | 26.101 | KG | 4692.11 | 4692.11 | MC05 | MC05 | SIMOTICS S Synchronous motor 1FK7-CT PN=1.9kW; UDC=600V M0=8.5Nm (100K); NN=3000rpm; Naturally cooled FRAME SIZE IMB 5 (IM V1, IM V3) FLANGE 1 POWER CONNECTOR ROTATABLE ABSOLUTE ENCODER 24 BIT + 12 BIT MULTITURN WITH DRIVE-CLIQ INTERFACE (ENCODER AM24DQI) PLAIN SHAFT, TOLERANCE N; W/O HOLDING BRAKE PROTECTION CLASS IP65, J15: ALPHA SP+, SP 140S-MF2 PLANETARY GEARING 2 STAGES, I=28, WITH FEATHER KEY | - | 0 | 0
1FK7062-2AF71-1CG2 |  | 1FK7062-2AF71-1CG2 | 1 | UN | 1 | 15 | C | D | N | N | 85015220 | 1 |  | 9.101 | KG | 1788.05 | 1788.05 | MC05 | MC05 | SIMOTICS S Synchronous motor 1FK7-CT PN=1.9kW; UDC=600V M0=8.5Nm (100K); NN=3000rpm; Naturally cooled FRAME SIZE IMB 5 (IM V1, IM V3) FLANGE 1 POWER CONNECTOR ROTATABLE ABSOLUTE ENCODER 24 BIT + 12 BIT MULTITURN WITH DRIVE-CLIQ INTERFACE (ENCODER AM24DQI) PLAIN SHAFT, TOLERANCE N; W/O HOLDING BRAKE PROTECTION CLASS IP65, FLANGE ON DRIVE END IP67; | - | 0 | 0
1FK7062-2AF71-1CH0 |  | 1FK7062-2AF71-1CH0 | 1 | UN | 1 | 15 | C | D | N | N | 85015220 | 1 |  | 9.4 | KG | 1929.15 | 1929.15 | MC05 | MC05 | SIMOTICS S Synchronous motor 1FK7-CT PN=1.9kW; UDC=600V M0=8.5Nm (100K); NN=3000rpm; Naturally cooled FRAME SIZE IMB 5 (IM V1, IM V3) FLANGE 1 POWER CONNECTOR ROTATABLE ABSOLUTE ENCODER 24 BIT + 12 BIT MULTITURN WITH DRIVE-CLIQ INTERFACE (ENCODER AM24DQI) PLAIN SHAFT, TOLERANCE N; WITH HOLDING BRAKE PROTECTION CLASS IP64; | - | 0 | 0
1FK7062-2AF71-1CH1 |  | 1FK7062-2AF71-1CH1 | 1 | UN | 1 | 15 | C | D | N | N | 85015220 | 1 |  | 9.4 | KG | 1991.49 | 1991.49 | MC05 | MC05 | SIMOTICS S Synchronous motor 1FK7-CT PN=1.9kW; UDC=600V M0=8.5Nm (100K); NN=3000rpm; Naturally cooled FRAME SIZE IMB 5 (IM V1, IM V3) FLANGE 1 POWER CONNECTOR ROTATABLE ABSOLUTE ENCODER 24 BIT + 12 BIT MULTITURN WITH DRIVE-CLIQ INTERFACE (ENCODER AM24DQI) PLAIN SHAFT, TOLERANCE N; WITH HOLDING BRAKE PROTECTION CLASS IP65, | - | 0 | 0
1FK7062-2AF71-1CH2 |  | 1FK7062-2AF71-1CH2 | 1 | UN | 1 | 15 | C | D | N | N | 85015220 | 1 |  | 9.4 | KG | 1991.49 | 1991.49 | MC05 | MC05 | SIMOTICS S Synchronous motor 1FK7-CT PN=1.9kW; UDC=600V M0=8.5Nm (100K); NN=3000rpm; Naturally cooled FRAME SIZE IMB 5 (IM V1, IM V3) FLANGE 1 POWER CONNECTOR ROTATABLE ABSOLUTE ENCODER 24 BIT + 12 BIT MULTITURN WITH DRIVE-CLIQ INTERFACE (ENCODER AM24DQI) PLAIN SHAFT, TOLERANCE N; WITH HOLDING BRAKE PROTECTION CLASS IP65, FLANGE ON DRIVE END IP67; | - | 0 | 0
1FK7062-2AF71-1DA0 |  | 1FK7062-2AF71-1DA0 | 1 | UN | 1 | 15 | C | D | N | N | 85015220 | 1 |  | 9.102 | KG | 1590.47 | 1590.47 | MC05 | MC05 | SIMOTICS S Synchronous motor 1FK7-CT PN=1.9kW; UDC=600V M0=8.5Nm (100K); NN=3000rpm; Naturally cooled FRAME SIZE IMB 5 (IM V1, IM V3) FLANGE 1 POWER CONNECTOR ROTATABLE INCREMENTAL ENCODER 22 BIT WITH DRIVE-CLIQ INTERFACE (ENCODER IC22DQ) SHAFT WITH FITTED KEY, TOLERANCE N; W/O HOLDING BRAKE PROTECTION CLASS IP64; | - | 0 | 0
1FK7062-2AF71-1DG0 |  | 1FK7062-2AF71-1DG0 | 1 | UN | 1 | 15 | C | D | N | N | 85015220 | 1 |  | 9.102 | KG | 1532.98 | 1532.98 | MC05 | MC05 | SIMOTICS S Synchronous motor 1FK7-CT PN=1.9kW; UDC=600V M0=8.5Nm (100K); NN=3000rpm; Naturally cooled FRAME SIZE IMB 5 (IM V1, IM V3) FLANGE 1 POWER CONNECTOR ROTATABLE INCREMENTAL ENCODER 22 BIT WITH DRIVE-CLIQ INTERFACE (ENCODER IC22DQ) PLAIN SHAFT, TOLERANCE N; W/O HOLDING BRAKE PROTECTION CLASS IP64; | - | 0 | 0
1FK7062-2AF71-1DH0 |  | 1FK7062-2AF71-1DH0 | 1 | UN | 1 | 15 | C | D | N | N | 85015220 | 1 |  | 9.401 | KG | 1736.42 | 1736.42 | MC05 | MC05 | SIMOTICS S Synchronous motor 1FK7-CT PN=1.9kW; UDC=600V M0=8.5Nm (100K); NN=3000rpm; Naturally cooled FRAME SIZE IMB 5 (IM V1, IM V3) FLANGE 1 POWER CONNECTOR ROTATABLE INCREMENTAL ENCODER 22 BIT WITH DRIVE-CLIQ INTERFACE (ENCODER IC22DQ) PLAIN SHAFT, TOLERANCE N; WITH HOLDING BRAKE PROTECTION CLASS IP64; | - | 0 | 0
1FK7062-2AF71-1EA0 |  | 1FK7062-2AF71-1EA0 | 1 | UN | 1 | 15 | C | D | N | N | 85015220 | 1 |  | 9.101 | KG | 1624.02 | 1624.02 | MC05 | MC05 | SIMOTICS S Synchronous motor 1FK7-CT PN=1.9kW; UDC=600V M0=8.5Nm (100K); NN=3000rpm; Naturally cooled FRAME SIZE IMB 5 (IM V1, IM V3) FLANGE 1, WITH KTY TEMPERATURESENSOR POWER CONNECTOR ROTATABLE ABSOLUTE ENCODERR 2048 S/R + 4096 UMDREHUNGEN MULTITURN, WITH ENDAT-SCHNITTSTELLE (ENCODER AM2048S/R) SHAFT WITH FITTED KEY, TOLERANCE N; W/O HOLDING BRAKE PROTECTION CLASS IP64; | - | 0 | 0
1FK7062-2AF71-1EA1 |  | 1FK7062-2AF71-1EA1 | 1 | UN | 1 | 15 | C | D | N | N | 85015220 | 1 |  | 9.101 | KG | 1686.36 | 1686.36 | MC05 | MC05 | SIMOTICS S Synchronous motor 1FK7-CT PN=1.9kW; UDC=600V M0=8.5Nm (100K); NN=3000rpm; Naturally cooled FRAME SIZE IMB 5 (IM V1, IM V3) FLANGE 1, WITH KTY TEMPERATURESENSOR POWER CONNECTOR ROTATABLE ABSOLUTE ENCODERR 2048 S/R + 4096 UMDREHUNGEN MULTITURN, WITH ENDAT-SCHNITTSTELLE (ENCODER AM2048S/R) SHAFT WITH FITTED KEY, TOLERANCE N; W/O HOLDING BRAKE PROTECTION CLASS IP65, | - | 0 | 0
1FK7062-2AF71-1EA2 |  | 1FK7062-2AF71-1EA2 | 1 | UN | 1 | 15 | C | D | N | N | 85015220 | 1 |  | 9.101 | KG | 1686.36 | 1686.36 | MC05 | MC05 | SIMOTICS S Synchronous motor 1FK7-CT PN=1.9kW; UDC=600V M0=8.5Nm (100K); NN=3000rpm; Naturally cooled FRAME SIZE IMB 5 (IM V1, IM V3) FLANGE 1, WITH KTY TEMPERATURESENSOR POWER CONNECTOR ROTATABLE ABSOLUTE ENCODERR 2048 S/R + 4096 UMDREHUNGEN MULTITURN, WITH ENDAT-SCHNITTSTELLE (ENCODER AM2048S/R) SHAFT WITH FITTED KEY, TOLERANCE N; W/O HOLDING BRAKE PROTECTION CLASS IP65, FLANGE ON DRIVE END IP67; | - | 0 | 0
1FK7062-2AF71-1EB0 |  | 1FK7062-2AF71-1EB0 | 1 | UN | 1 | 15 | C | D | N | N | 85015220 | 1 |  | 9.4 | KG | 1825.96 | 1825.96 | MC05 | MC05 | SIMOTICS S Synchronous motor 1FK7-CT PN=1.9kW; UDC=600V M0=8.5Nm (100K); NN=3000rpm; Naturally cooled FRAME SIZE IMB 5 (IM V1, IM V3) FLANGE 1, WITH KTY TEMPERATURESENSOR POWER CONNECTOR ROTATABLE ABSOLUTE ENCODERR 2048 S/R + 4096 UMDREHUNGEN MULTITURN, WITH ENDAT-SCHNITTSTELLE (ENCODER AM2048S/R) SHAFT WITH FITTED KEY, TOLERANCE N; WITH HOLDING BRAKE PROTECTION CLASS IP64; | - | 0 | 0
1FK7062-2AF71-1EB1 |  | 1FK7062-2AF71-1EB1 | 1 | UN | 1 | 15 | C | D | N | N | 85015220 | 1 |  | 9.4 | KG | 1888.3 | 1888.3 | MC05 | MC05 | SIMOTICS S Synchronous motor 1FK7-CT PN=1.9kW; UDC=600V M0=8.5Nm (100K); NN=3000rpm; Naturally cooled FRAME SIZE IMB 5 (IM V1, IM V3) FLANGE 1, WITH KTY TEMPERATURESENSOR POWER CONNECTOR ROTATABLE ABSOLUTE ENCODERR 2048 S/R + 4096 UMDREHUNGEN MULTITURN, WITH ENDAT-SCHNITTSTELLE (ENCODER AM2048S/R) SHAFT WITH FITTED KEY, TOLERANCE N; WITH HOLDING BRAKE PROTECTION CLASS IP65, | - | 0 | 0
1FK7062-2AF71-1EB2 |  | 1FK7062-2AF71-1EB2 | 1 | UN | 1 | 15 | C | D | N | N | 85015220 | 1 |  | 9.4 | KG | 1888.3 | 1888.3 | MC05 | MC05 | SIMOTICS S Synchronous motor 1FK7-CT PN=1.9kW; UDC=600V M0=8.5Nm (100K); NN=3000rpm; Naturally cooled FRAME SIZE IMB 5 (IM V1, IM V3) FLANGE 1, WITH KTY TEMPERATURESENSOR POWER CONNECTOR ROTATABLE ABSOLUTE ENCODERR 2048 S/R + 4096 UMDREHUNGEN MULTITURN, WITH ENDAT-SCHNITTSTELLE (ENCODER AM2048S/R) SHAFT WITH FITTED KEY, TOLERANCE N; WITH HOLDING BRAKE PROTECTION CLASS IP65, FLANGE ON DRIVE END IP67; | - | 0 | 0
1FK7062-2AF71-1EG0 |  | 1FK7062-2AF71-1EG0 | 1 | UN | 1 | 15 | C | D | N | N | 85015220 | 1 |  | 9.101 | KG | 1566.53 | 1566.53 | MC05 | MC05 | SIMOTICS S Synchronous motor 1FK7-CT PN=1.9kW; UDC=600V M0=8.5Nm (100K); NN=3000rpm; Naturally cooled FRAME SIZE IMB 5 (IM V1, IM V3) FLANGE 1, WITH KTY TEMPERATURESENSOR POWER CONNECTOR ROTATABLE ABSOLUTE ENCODERR 2048 S/R + 4096 UMDREHUNGEN MULTITURN, WITH ENDAT-SCHNITTSTELLE (ENCODER AM2048S/R) PLAIN SHAFT, TOLERANCE N; W/O HOLDING BRAKE PROTECTION CLASS IP64; | - | 0 | 0
1FK7062-2AF71-1EG1 |  | 1FK7062-2AF71-1EG1 | 1 | UN | 1 | 15 | C | D | N | N | 85015220 | 1 |  | 9.101 | KG | 1628.87 | 1628.87 | MC05 | MC05 | SIMOTICS S Synchronous motor 1FK7-CT PN=1.9kW; UDC=600V M0=8.5Nm (100K); NN=3000rpm; Naturally cooled FRAME SIZE IMB 5 (IM V1, IM V3) FLANGE 1, WITH KTY TEMPERATURESENSOR POWER CONNECTOR ROTATABLE ABSOLUTE ENCODERR 2048 S/R + 4096 UMDREHUNGEN MULTITURN, WITH ENDAT-SCHNITTSTELLE (ENCODER AM2048S/R) PLAIN SHAFT, TOLERANCE N; W/O HOLDING BRAKE PROTECTION CLASS IP65, | - | 0 | 0
1FK7062-2AF71-1EG2 |  | 1FK7062-2AF71-1EG2 | 1 | UN | 1 | 15 | C | D | N | N | 85015220 | 1 |  | 9.101 | KG | 1628.87 | 1628.87 | MC05 | MC05 | SIMOTICS S Synchronous motor 1FK7-CT PN=1.9kW; UDC=600V M0=8.5Nm (100K); NN=3000rpm; Naturally cooled FRAME SIZE IMB 5 (IM V1, IM V3) FLANGE 1, WITH KTY TEMPERATURESENSOR POWER CONNECTOR ROTATABLE ABSOLUTE ENCODERR 2048 S/R + 4096 UMDREHUNGEN MULTITURN, WITH ENDAT-SCHNITTSTELLE (ENCODER AM2048S/R) PLAIN SHAFT, TOLERANCE N; W/O HOLDING BRAKE PROTECTION CLASS IP65, FLANGE ON DRIVE END IP67; | - | 0 | 0
1FK7062-2AF71-1EH0 |  | 1FK7062-2AF71-1EH0 | 1 | UN | 1 | 15 | C | D | N | N | 85015220 | 1 |  | 9.4 | KG | 1769.97 | 1769.97 | MC05 | MC05 | SIMOTICS S Synchronous motor 1FK7-CT PN=1.9kW; UDC=600V M0=8.5Nm (100K); NN=3000rpm; Naturally cooled FRAME SIZE IMB 5 (IM V1, IM V3) FLANGE 1, WITH KTY TEMPERATURESENSOR POWER CONNECTOR ROTATABLE ABSOLUTE ENCODERR 2048 S/R + 4096 UMDREHUNGEN MULTITURN, WITH ENDAT-SCHNITTSTELLE (ENCODER AM2048S/R) PLAIN SHAFT, TOLERANCE N; WITH HOLDING BRAKE PROTECTION CLASS IP64; | - | 0 | 0
1FK7062-2AF71-1EH1 |  | 1FK7062-2AF71-1EH1 | 1 | UN | 1 | 15 | C | D | N | N | 85015220 | 1 |  | 9.4 | KG | 1832.31 | 1832.31 | MC05 | MC05 | SIMOTICS S Synchronous motor 1FK7-CT PN=1.9kW; UDC=600V M0=8.5Nm (100K); NN=3000rpm; Naturally cooled FRAME SIZE IMB 5 (IM V1, IM V3) FLANGE 1, WITH KTY TEMPERATURESENSOR POWER CONNECTOR ROTATABLE ABSOLUTE ENCODERR 2048 S/R + 4096 UMDREHUNGEN MULTITURN, WITH ENDAT-SCHNITTSTELLE (ENCODER AM2048S/R) PLAIN SHAFT, TOLERANCE N; WITH HOLDING BRAKE PROTECTION CLASS IP65, | - | 0 | 0
1FK7062-2AF71-1EH2 |  | 1FK7062-2AF71-1EH2 | 1 | UN | 1 | 15 | C | D | N | N | 85015220 | 1 |  | 9.4 | KG | 1832.31 | 1832.31 | MC05 | MC05 | SIMOTICS S Synchronous motor 1FK7-CT PN=1.9kW; UDC=600V M0=8.5Nm (100K); NN=3000rpm; Naturally cooled FRAME SIZE IMB 5 (IM V1, IM V3) FLANGE 1, WITH KTY TEMPERATURESENSOR POWER CONNECTOR ROTATABLE ABSOLUTE ENCODERR 2048 S/R + 4096 UMDREHUNGEN MULTITURN, WITH ENDAT-SCHNITTSTELLE (ENCODER AM2048S/R) PLAIN SHAFT, TOLERANCE N; WITH HOLDING BRAKE PROTECTION CLASS IP65, FLANGE ON DRIVE END IP67; | - | 0 | 0
1FK7062-2AF71-1FA1 |  | 1FK7062-2AF71-1FA1 | 1 | UN | 1 | 15 | C | D | N | N | 85015220 | 1 |  | 9.101 | KG | 1898.98 | 1898.98 | MC05 | MC05 | SIMOTICS S Synchronous motor 1FK7-CT PN=1.9kW; UDC=600V M0=8.5Nm (100K); NN=3000rpm; Naturally cooled FRAME SIZE IMB 5 (IM V1, IM V3) FLANGE 1 POWER CONNECTOR ROTATABLE ABSOLUTE ENCODER 22BIT + 12 BIT MULTITURN, WITH DRIVE-CLIQ INTERFACE (ENCODER AM22DQ) SHAFT WITH FITTED KEY, TOLERANCE N; W/O HOLDING BRAKE PROTECTION CLASS IP65, | - | 0 | 0
1FK7062-2AF71-1FB1 |  | 1FK7062-2AF71-1FB1 | 1 | UN | 1 | 15 | C | D | N | N | 85015220 | 1 |  | 9.4 | KG | 2100.92 | 2100.92 | MC05 | MC05 | SIMOTICS S Synchronous motor 1FK7-CT PN=1.9kW; UDC=600V M0=8.5Nm (100K); NN=3000rpm; Naturally cooled FRAME SIZE IMB 5 (IM V1, IM V3) FLANGE 1 POWER CONNECTOR ROTATABLE ABSOLUTE ENCODER 22BIT + 12 BIT MULTITURN, WITH DRIVE-CLIQ INTERFACE (ENCODER AM22DQ) SHAFT WITH FITTED KEY, TOLERANCE N; WITH HOLDING BRAKE PROTECTION CLASS IP65, | - | 0 | 0
1FK7062-2AF71-1FG0 |  | 1FK7062-2AF71-1FG0 | 1 | UN | 1 | 15 | C | D | N | N | 85015220 | 1 |  | 9.101 | KG | 1779.15 | 1779.15 | MC05 | MC05 | SIMOTICS S Synchronous motor 1FK7-CT PN=1.9kW; UDC=600V M0=8.5Nm (100K); NN=3000rpm; Naturally cooled FRAME SIZE IMB 5 (IM V1, IM V3) FLANGE 1 POWER CONNECTOR ROTATABLE ABSOLUTE ENCODER 22BIT + 12 BIT MULTITURN, WITH DRIVE-CLIQ INTERFACE (ENCODER AM22DQ) PLAIN SHAFT, TOLERANCE N; W/O HOLDING BRAKE PROTECTION CLASS IP64; | - | 0 | 0
1FK7062-2AF71-1FH0 |  | 1FK7062-2AF71-1FH0 | 1 | UN | 1 | 15 | C | D | N | N | 85015220 | 1 |  | 9.4 | KG | 1982.59 | 1982.59 | MC05 | MC05 | SIMOTICS S Synchronous motor 1FK7-CT PN=1.9kW; UDC=600V M0=8.5Nm (100K); NN=3000rpm; Naturally cooled FRAME SIZE IMB 5 (IM V1, IM V3) FLANGE 1 POWER CONNECTOR ROTATABLE ABSOLUTE ENCODER 22BIT + 12 BIT MULTITURN, WITH DRIVE-CLIQ INTERFACE (ENCODER AM22DQ) PLAIN SHAFT, TOLERANCE N; WITH HOLDING BRAKE PROTECTION CLASS IP64; | - | 0 | 0
1FK7062-2AF71-1PA0 |  | 1FK7062-2AF71-1PA0 | 1 | UN | 1 | 15 | C | D | N | N | 85015220 | 1 |  | 9.201 | KG | 1146.4 | 1146.4 | MC05 | MC05 | SIMOTICS S Synchronous motor 1FK7-CT PN=1.9kW; UDC=600V M0=8.5Nm (100K); NN=3000rpm; Naturally cooled FRAME SIZE IMB 5 (IM V1, IM V3) FLANGE 1 POWER CONNECTOR ROTATABLE RESOLVER 2-POLE, WITH DRIVE CLIQ-INTERFACE SHAFT WITH FITTED KEY, TOLERANCE N; W/O HOLDING BRAKE PROTECTION CLASS IP64; | - | 0 | 0
1FK7062-2AF71-1PA1 |  | 1FK7062-2AF71-1PA1 | 1 | UN | 1 | 15 | C | D | N | N | 85015220 | 1 |  | 9.201 | KG | 1208.74 | 1208.74 | MC05 | MC05 | SIMOTICS S Synchronous motor 1FK7-CT PN=1.9kW; UDC=600V M0=8.5Nm (100K); NN=3000rpm; Naturally cooled FRAME SIZE IMB 5 (IM V1, IM V3) FLANGE 1 POWER CONNECTOR ROTATABLE RESOLVER 2-POLE, WITH DRIVE CLIQ-INTERFACE SHAFT WITH FITTED KEY, TOLERANCE N; W/O HOLDING BRAKE PROTECTION CLASS IP65, | - | 0 | 0
1FK7062-2AF71-1PA2 |  | 1FK7062-2AF71-1PA2 | 1 | UN | 1 | 15 | C | D | N | N | 85015220 | 1 |  | 9.201 | KG | 1208.74 | 1208.74 | MC05 | MC05 | SIMOTICS S Synchronous motor 1FK7-CT PN=1.9kW; UDC=600V M0=8.5Nm (100K); NN=3000rpm; Naturally cooled FRAME SIZE IMB 5 (IM V1, IM V3) FLANGE 1 POWER CONNECTOR ROTATABLE RESOLVER 2-POLE, WITH DRIVE CLIQ-INTERFACE SHAFT WITH FITTED KEY, TOLERANCE N; W/O HOLDING BRAKE PROTECTION CLASS IP65, FLANGE ON DRIVE END IP67; | - | 0 | 0
1FK7062-2AF71-1PB0 |  | 1FK7062-2AF71-1PB0 | 1 | UN | 1 | 15 | C | D | N | N | 85015220 | 1 |  | 9.5 | KG | 1348.34 | 1348.34 | MC05 | MC05 | SIMOTICS S Synchronous motor 1FK7-CT PN=1.9kW; UDC=600V M0=8.5Nm (100K); NN=3000rpm; Naturally cooled FRAME SIZE IMB 5 (IM V1, IM V3) FLANGE 1 POWER CONNECTOR ROTATABLE RESOLVER 2-POLE, WITH DRIVE CLIQ-INTERFACE SHAFT WITH FITTED KEY, TOLERANCE N; WITH HOLDING BRAKE PROTECTION CLASS IP64; | - | 0 | 0
1FK7062-2AF71-1PB1 |  | 1FK7062-2AF71-1PB1 | 1 | UN | 1 | 15 | C | D | N | N | 85015220 | 1 |  | 9.5 | KG | 1410.68 | 1410.68 | MC05 | MC05 | SIMOTICS S Synchronous motor 1FK7-CT PN=1.9kW; UDC=600V M0=8.5Nm (100K); NN=3000rpm; Naturally cooled FRAME SIZE IMB 5 (IM V1, IM V3) FLANGE 1 POWER CONNECTOR ROTATABLE RESOLVER 2-POLE, WITH DRIVE CLIQ-INTERFACE SHAFT WITH FITTED KEY, TOLERANCE N; WITH HOLDING BRAKE PROTECTION CLASS IP65, | - | 0 | 0
1FK7062-2AF71-1PB2 |  | 1FK7062-2AF71-1PB2 | 1 | UN | 1 | 15 | C | D | N | N | 85015220 | 1 |  | 9.5 | KG | 1410.68 | 1410.68 | MC05 | MC05 | SIMOTICS S Synchronous motor 1FK7-CT PN=1.9kW; UDC=600V M0=8.5Nm (100K); NN=3000rpm; Naturally cooled FRAME SIZE IMB 5 (IM V1, IM V3) FLANGE 1 POWER CONNECTOR ROTATABLE RESOLVER 2-POLE, WITH DRIVE CLIQ-INTERFACE SHAFT WITH FITTED KEY, TOLERANCE N; WITH HOLDING BRAKE PROTECTION CLASS IP65, FLANGE ON DRIVE END IP67; | - | 0 | 0
1FK7062-2AF71-1PG0 |  | 1FK7062-2AF71-1PG0 | 1 | UN | 1 | 15 | C | D | N | N | 85015220 | 1 |  | 9.201 | KG | 1088.91 | 1088.91 | MC05 | MC05 | SIMOTICS S Synchronous motor 1FK7-CT PN=1.9kW; UDC=600V M0=8.5Nm (100K); NN=3000rpm; Naturally cooled FRAME SIZE IMB 5 (IM V1, IM V3) FLANGE 1 POWER CONNECTOR ROTATABLE RESOLVER 2-POLE, WITH DRIVE CLIQ-INTERFACE PLAIN SHAFT, TOLERANCE N; W/O HOLDING BRAKE PROTECTION CLASS IP64; | - | 0 | 0
1FK7062-2AF71-1PG1 |  | 1FK7062-2AF71-1PG1 | 1 | UN | 1 | 15 | C | D | N | N | 85015220 | 1 |  | 9.201 | KG | 1151.25 | 1151.25 | MC05 | MC05 | SIMOTICS S Synchronous motor 1FK7-CT PN=1.9kW; UDC=600V M0=8.5Nm (100K); NN=3000rpm; Naturally cooled FRAME SIZE IMB 5 (IM V1, IM V3) FLANGE 1 POWER CONNECTOR ROTATABLE RESOLVER 2-POLE, WITH DRIVE CLIQ-INTERFACE PLAIN SHAFT, TOLERANCE N; W/O HOLDING BRAKE PROTECTION CLASS IP65, | - | 0 | 0
1FK7062-2AF71-1PG2 |  | 1FK7062-2AF71-1PG2 | 1 | UN | 1 | 15 | C | D | N | N | 85015220 | 1 |  | 9.201 | KG | 1151.25 | 1151.25 | MC05 | MC05 | SIMOTICS S Synchronous motor 1FK7-CT PN=1.9kW; UDC=600V M0=8.5Nm (100K); NN=3000rpm; Naturally cooled FRAME SIZE IMB 5 (IM V1, IM V3) FLANGE 1 POWER CONNECTOR ROTATABLE RESOLVER 2-POLE, WITH DRIVE CLIQ-INTERFACE PLAIN SHAFT, TOLERANCE N; W/O HOLDING BRAKE PROTECTION CLASS IP65, FLANGE ON DRIVE END IP67; | - | 0 | 0
1FK7062-2AF71-1PH0 |  | 1FK7062-2AF71-1PH0 | 1 | UN | 1 | 15 | C | D | N | N | 85015220 | 1 |  | 9.5 | KG | 1292.35 | 1292.35 | MC05 | MC05 | SIMOTICS S Synchronous motor 1FK7-CT PN=1.9kW; UDC=600V M0=8.5Nm (100K); NN=3000rpm; Naturally cooled FRAME SIZE IMB 5 (IM V1, IM V3) FLANGE 1 POWER CONNECTOR ROTATABLE RESOLVER 2-POLE, WITH DRIVE CLIQ-INTERFACE PLAIN SHAFT, TOLERANCE N; WITH HOLDING BRAKE PROTECTION CLASS IP64; | - | 0 | 0
1FK7062-2AF71-1PH1 |  | 1FK7062-2AF71-1PH1 | 1 | UN | 1 | 15 | C | D | N | N | 85015220 | 1 |  | 9.5 | KG | 1354.69 | 1354.69 | MC05 | MC05 | SIMOTICS S Synchronous motor 1FK7-CT PN=1.9kW; UDC=600V M0=8.5Nm (100K); NN=3000rpm; Naturally cooled FRAME SIZE IMB 5 (IM V1, IM V3) FLANGE 1 POWER CONNECTOR ROTATABLE RESOLVER 2-POLE, WITH DRIVE CLIQ-INTERFACE PLAIN SHAFT, TOLERANCE N; WITH HOLDING BRAKE PROTECTION CLASS IP65, | - | 0 | 0
1FK7062-2AF71-1PH2 |  | 1FK7062-2AF71-1PH2 | 1 | UN | 1 | 15 | C | D | N | N | 85015220 | 1 |  | 9.5 | KG | 1354.69 | 1354.69 | MC05 | MC05 | SIMOTICS S Synchronous motor 1FK7-CT PN=1.9kW; UDC=600V M0=8.5Nm (100K); NN=3000rpm; Naturally cooled FRAME SIZE IMB 5 (IM V1, IM V3) FLANGE 1 POWER CONNECTOR ROTATABLE RESOLVER 2-POLE, WITH DRIVE CLIQ-INTERFACE PLAIN SHAFT, TOLERANCE N; WITH HOLDING BRAKE PROTECTION CLASS IP65, FLANGE ON DRIVE END IP67; | - | 0 | 0
1FK7062-2AF71-1QA0 |  | 1FK7062-2AF71-1QA0 | 1 | UN | 1 | 15 | C | D | N | N | 85015220 | 1 |  | 9.101 | KG | 1215.1 | 1215.1 | MC05 | MC05 | SIMOTICS S Synchronous motor 1FK7-CT PN=1.9kW; UDC=600V M0=8.5Nm (100K); NN=3000rpm; Naturally cooled FRAME SIZE IMB 5 (IM V1, IM V3) FLANGE 1 POWER CONNECTOR ROTATABLE ABSOLUTE ENCODER SINGLETURN 20 BIT WITH DRIVE-CLIQ INTERFACE (ENCODER AS20DQI) SHAFT WITH FITTED KEY, TOLERANCE N; W/O HOLDING BRAKE PROTECTION CLASS IP64; | - | 0 | 0
1FK7062-2AF71-1QA1 |  | 1FK7062-2AF71-1QA1 | 1 | UN | 1 | 15 | C | D | N | N | 85015220 | 1 |  | 9.101 | KG | 1277.44 | 1277.44 | MC05 | MC05 | SIMOTICS S Synchronous motor 1FK7-CT PN=1.9kW; UDC=600V M0=8.5Nm (100K); NN=3000rpm; Naturally cooled FRAME SIZE IMB 5 (IM V1, IM V3) FLANGE 1 POWER CONNECTOR ROTATABLE ABSOLUTE ENCODER SINGLETURN 20 BIT WITH DRIVE-CLIQ INTERFACE (ENCODER AS20DQI) SHAFT WITH FITTED KEY, TOLERANCE N; W/O HOLDING BRAKE PROTECTION CLASS IP65, | - | 0 | 0
1FK7062-2AF71-1QA2 |  | 1FK7062-2AF71-1QA2 | 1 | UN | 1 | 15 | C | D | N | N | 85015220 | 1 |  | 9.101 | KG | 1277.44 | 1277.44 | MC05 | MC05 | SIMOTICS S Synchronous motor 1FK7-CT PN=1.9kW; UDC=600V M0=8.5Nm (100K); NN=3000rpm; Naturally cooled FRAME SIZE IMB 5 (IM V1, IM V3) FLANGE 1 POWER CONNECTOR ROTATABLE ABSOLUTE ENCODER SINGLETURN 20 BIT WITH DRIVE-CLIQ INTERFACE (ENCODER AS20DQI) SHAFT WITH FITTED KEY, TOLERANCE N; W/O HOLDING BRAKE PROTECTION CLASS IP65, FLANGE ON DRIVE END IP67; | - | 0 | 0
1FK7062-2AF71-1QB0 |  | 1FK7062-2AF71-1QB0 | 1 | UN | 1 | 15 | C | D | N | N | 85015220 | 1 |  | 9.4 | KG | 1417.04 | 1417.04 | MC05 | MC05 | SIMOTICS S Synchronous motor 1FK7-CT PN=1.9kW; UDC=600V M0=8.5Nm (100K); NN=3000rpm; Naturally cooled FRAME SIZE IMB 5 (IM V1, IM V3) FLANGE 1 POWER CONNECTOR ROTATABLE ABSOLUTE ENCODER SINGLETURN 20 BIT WITH DRIVE-CLIQ INTERFACE (ENCODER AS20DQI) SHAFT WITH FITTED KEY, TOLERANCE N; WITH HOLDING BRAKE PROTECTION CLASS IP64; | - | 0 | 0
1FK7062-2AF71-1QB1 |  | 1FK7062-2AF71-1QB1 | 1 | UN | 1 | 15 | C | D | N | N | 85015220 | 1 |  | 9.4 | KG | 1479.38 | 1479.38 | MC05 | MC05 | SIMOTICS S Synchronous motor 1FK7-CT PN=1.9kW; UDC=600V M0=8.5Nm (100K); NN=3000rpm; Naturally cooled FRAME SIZE IMB 5 (IM V1, IM V3) FLANGE 1 POWER CONNECTOR ROTATABLE ABSOLUTE ENCODER SINGLETURN 20 BIT WITH DRIVE-CLIQ INTERFACE (ENCODER AS20DQI) SHAFT WITH FITTED KEY, TOLERANCE N; WITH HOLDING BRAKE PROTECTION CLASS IP65, | - | 0 | 0
1FK7062-2AF71-1QB1-Z | X01 | 1FK7062-2AF71-1QB1-ZX01 | 1 | UN | 1 | 15 | C | D | N | N | 85015220 | 1 |  | 9.401 | KG | 1541.72 | 1541.72 | MC05 | MC05 | SIMOTICS S Synchronous motor 1FK7-CT PN=1.9kW; UDC=600V M0=8.5Nm (100K); NN=3000rpm; Naturally cooled FRAME SIZE IMB 5 (IM V1, IM V3) FLANGE 1 POWER CONNECTOR ROTATABLE ABSOLUTE ENCODER SINGLETURN 20 BIT WITH DRIVE-CLIQ INTERFACE (ENCODER AS20DQI) SHAFT WITH FITTED KEY, TOLERANCE N; WITH HOLDING BRAKE PROTECTION CLASS IP65, X01: PAINT FINISH DULL BLACK RAL9005 | - | 0 | 0
1FK7062-2AF71-1QB2 |  | 1FK7062-2AF71-1QB2 | 1 | UN | 1 | 15 | C | D | N | N | 85015220 | 1 |  | 9.4 | KG | 1479.38 | 1479.38 | MC05 | MC05 | SIMOTICS S Synchronous motor 1FK7-CT PN=1.9kW; UDC=600V M0=8.5Nm (100K); NN=3000rpm; Naturally cooled FRAME SIZE IMB 5 (IM V1, IM V3) FLANGE 1 POWER CONNECTOR ROTATABLE ABSOLUTE ENCODER SINGLETURN 20 BIT WITH DRIVE-CLIQ INTERFACE (ENCODER AS20DQI) SHAFT WITH FITTED KEY, TOLERANCE N; WITH HOLDING BRAKE PROTECTION CLASS IP65, FLANGE ON DRIVE END IP67; | - | 0 | 0
1FK7062-2AF71-1QG0 |  | 1FK7062-2AF71-1QG0 | 1 | UN | 1 | 15 | C | D | N | N | 85015220 | 1 |  | 9.101 | KG | 1157.61 | 1157.61 | MC05 | MC05 | SIMOTICS S Synchronous motor 1FK7-CT PN=1.9kW; UDC=600V M0=8.5Nm (100K); NN=3000rpm; Naturally cooled FRAME SIZE IMB 5 (IM V1, IM V3) FLANGE 1 POWER CONNECTOR ROTATABLE ABSOLUTE ENCODER SINGLETURN 20 BIT WITH DRIVE-CLIQ INTERFACE (ENCODER AS20DQI) PLAIN SHAFT, TOLERANCE N; W/O HOLDING BRAKE PROTECTION CLASS IP64; | - | 0 | 0
1FK7062-2AF71-1QG1 |  | 1FK7062-2AF71-1QG1 | 1 | UN | 1 | 15 | C | D | N | N | 85015220 | 1 |  | 9.101 | KG | 1219.95 | 1219.95 | MC05 | MC05 | SIMOTICS S Synchronous motor 1FK7-CT PN=1.9kW; UDC=600V M0=8.5Nm (100K); NN=3000rpm; Naturally cooled FRAME SIZE IMB 5 (IM V1, IM V3) FLANGE 1 POWER CONNECTOR ROTATABLE ABSOLUTE ENCODER SINGLETURN 20 BIT WITH DRIVE-CLIQ INTERFACE (ENCODER AS20DQI) PLAIN SHAFT, TOLERANCE N; W/O HOLDING BRAKE PROTECTION CLASS IP65, | - | 0 | 0
1FK7062-2AF71-1QG2 |  | 1FK7062-2AF71-1QG2 | 1 | UN | 1 | 15 | C | D | N | N | 85015220 | 1 |  | 9.101 | KG | 1219.95 | 1219.95 | MC05 | MC05 | SIMOTICS S Synchronous motor 1FK7-CT PN=1.9kW; UDC=600V M0=8.5Nm (100K); NN=3000rpm; Naturally cooled FRAME SIZE IMB 5 (IM V1, IM V3) FLANGE 1 POWER CONNECTOR ROTATABLE ABSOLUTE ENCODER SINGLETURN 20 BIT WITH DRIVE-CLIQ INTERFACE (ENCODER AS20DQI) PLAIN SHAFT, TOLERANCE N; W/O HOLDING BRAKE PROTECTION CLASS IP65, FLANGE ON DRIVE END IP67; | - | 0 | 0
1FK7062-2AF71-1QH0 |  | 1FK7062-2AF71-1QH0 | 1 | UN | 1 | 15 | C | D | N | N | 85015220 | 1 |  | 9.4 | KG | 1361.05 | 1361.05 | MC05 | MC05 | SIMOTICS S Synchronous motor 1FK7-CT PN=1.9kW; UDC=600V M0=8.5Nm (100K); NN=3000rpm; Naturally cooled FRAME SIZE IMB 5 (IM V1, IM V3) FLANGE 1 POWER CONNECTOR ROTATABLE ABSOLUTE ENCODER SINGLETURN 20 BIT WITH DRIVE-CLIQ INTERFACE (ENCODER AS20DQI) PLAIN SHAFT, TOLERANCE N; WITH HOLDING BRAKE PROTECTION CLASS IP64; | - | 0 | 0
1FK7062-2AF71-1QH1 |  | 1FK7062-2AF71-1QH1 | 1 | UN | 1 | 15 | C | D | N | N | 85015220 | 1 |  | 9.4 | KG | 1423.39 | 1423.39 | MC05 | MC05 | SIMOTICS S Synchronous motor 1FK7-CT PN=1.9kW; UDC=600V M0=8.5Nm (100K); NN=3000rpm; Naturally cooled FRAME SIZE IMB 5 (IM V1, IM V3) FLANGE 1 POWER CONNECTOR ROTATABLE ABSOLUTE ENCODER SINGLETURN 20 BIT WITH DRIVE-CLIQ INTERFACE (ENCODER AS20DQI) PLAIN SHAFT, TOLERANCE N; WITH HOLDING BRAKE PROTECTION CLASS IP65, | - | 0 | 0
1FK7062-2AF71-1QH2 |  | 1FK7062-2AF71-1QH2 | 1 | UN | 1 | 15 | C | D | N | N | 85015220 | 1 |  | 9.4 | KG | 1423.39 | 1423.39 | MC05 | MC05 | SIMOTICS S Synchronous motor 1FK7-CT PN=1.9kW; UDC=600V M0=8.5Nm (100K); NN=3000rpm; Naturally cooled FRAME SIZE IMB 5 (IM V1, IM V3) FLANGE 1 POWER CONNECTOR ROTATABLE ABSOLUTE ENCODER SINGLETURN 20 BIT WITH DRIVE-CLIQ INTERFACE (ENCODER AS20DQI) PLAIN SHAFT, TOLERANCE N; WITH HOLDING BRAKE PROTECTION CLASS IP65, FLANGE ON DRIVE END IP67; | - | 0 | 0
1FK7062-2AF71-1RA0 |  | 1FK7062-2AF71-1RA0 | 1 | UN | 1 | 15 | C | D | N | N | 85015220 | 1 |  | 9.101 | KG | 1464.47 | 1464.47 | MC05 | MC05 | SIMOTICS S Synchronous motor 1FK7-CT PN=1.9kW; UDC=600V M0=8.5Nm (100K); NN=3000rpm; Naturally cooled FRAME SIZE IMB 5 (IM V1, IM V3) FLANGE 1 POWER CONNECTOR ROTATABLE ABSOLUTE ENCODER 20 BIT + 12 BIT MULTITURN WITH DRIVE-CLIQ INTERFACE (ENCODER AM20DQI) SHAFT WITH FITTED KEY, TOLERANCE N; W/O HOLDING BRAKE PROTECTION CLASS IP64; | - | 0 | 0
1FK7062-2AF71-1RA1 |  | 1FK7062-2AF71-1RA1 | 1 | UN | 1 | 15 | C | D | N | N | 85015220 | 1 |  | 9.101 | KG | 1526.81 | 1526.81 | MC05 | MC05 | SIMOTICS S Synchronous motor 1FK7-CT PN=1.9kW; UDC=600V M0=8.5Nm (100K); NN=3000rpm; Naturally cooled FRAME SIZE IMB 5 (IM V1, IM V3) FLANGE 1 POWER CONNECTOR ROTATABLE ABSOLUTE ENCODER 20 BIT + 12 BIT MULTITURN WITH DRIVE-CLIQ INTERFACE (ENCODER AM20DQI) SHAFT WITH FITTED KEY, TOLERANCE N; W/O HOLDING BRAKE PROTECTION CLASS IP65, | - | 0 | 0
1FK7062-2AF71-1RA2 |  | 1FK7062-2AF71-1RA2 | 1 | UN | 1 | 15 | C | D | N | N | 85015220 | 1 |  | 9.101 | KG | 1526.81 | 1526.81 | MC05 | MC05 | SIMOTICS S Synchronous motor 1FK7-CT PN=1.9kW; UDC=600V M0=8.5Nm (100K); NN=3000rpm; Naturally cooled FRAME SIZE IMB 5 (IM V1, IM V3) FLANGE 1 POWER CONNECTOR ROTATABLE ABSOLUTE ENCODER 20 BIT + 12 BIT MULTITURN WITH DRIVE-CLIQ INTERFACE (ENCODER AM20DQI) SHAFT WITH FITTED KEY, TOLERANCE N; W/O HOLDING BRAKE PROTECTION CLASS IP65, FLANGE ON DRIVE END IP67; | - | 0 | 0
1FK7062-2AF71-1RB0 |  | 1FK7062-2AF71-1RB0 | 1 | UN | 1 | 15 | C | D | N | N | 85015220 | 1 |  | 9.4 | KG | 1666.41 | 1666.41 | MC05 | MC05 | SIMOTICS S Synchronous motor 1FK7-CT PN=1.9kW; UDC=600V M0=8.5Nm (100K); NN=3000rpm; Naturally cooled FRAME SIZE IMB 5 (IM V1, IM V3) FLANGE 1 POWER CONNECTOR ROTATABLE ABSOLUTE ENCODER 20 BIT + 12 BIT MULTITURN WITH DRIVE-CLIQ INTERFACE (ENCODER AM20DQI) SHAFT WITH FITTED KEY, TOLERANCE N; WITH HOLDING BRAKE PROTECTION CLASS IP64; | - | 0 | 0
1FK7062-2AF71-1RB1 |  | 1FK7062-2AF71-1RB1 | 1 | UN | 1 | 15 | C | D | N | N | 85015220 | 1 |  | 9.4 | KG | 1728.75 | 1728.75 | MC05 | MC05 | SIMOTICS S Synchronous motor 1FK7-CT PN=1.9kW; UDC=600V M0=8.5Nm (100K); NN=3000rpm; Naturally cooled FRAME SIZE IMB 5 (IM V1, IM V3) FLANGE 1 POWER CONNECTOR ROTATABLE ABSOLUTE ENCODER 20 BIT + 12 BIT MULTITURN WITH DRIVE-CLIQ INTERFACE (ENCODER AM20DQI) SHAFT WITH FITTED KEY, TOLERANCE N; WITH HOLDING BRAKE PROTECTION CLASS IP65, | - | 0 | 0
1FK7062-2AF71-1RB2 |  | 1FK7062-2AF71-1RB2 | 1 | UN | 1 | 15 | C | D | N | N | 85015220 | 1 |  | 9.4 | KG | 1728.75 | 1728.75 | MC05 | MC05 | SIMOTICS S Synchronous motor 1FK7-CT PN=1.9kW; UDC=600V M0=8.5Nm (100K); NN=3000rpm; Naturally cooled FRAME SIZE IMB 5 (IM V1, IM V3) FLANGE 1 POWER CONNECTOR ROTATABLE ABSOLUTE ENCODER 20 BIT + 12 BIT MULTITURN WITH DRIVE-CLIQ INTERFACE (ENCODER AM20DQI) SHAFT WITH FITTED KEY, TOLERANCE N; WITH HOLDING BRAKE PROTECTION CLASS IP65, FLANGE ON DRIVE END IP67; | - | 0 | 0
1FK7062-2AF71-1RG0 |  | 1FK7062-2AF71-1RG0 | 1 | UN | 1 | 15 | C | D | N | N | 85015220 | 1 |  | 9.101 | KG | 1406.98 | 1406.98 | MC05 | MC05 | SIMOTICS S Synchronous motor 1FK7-CT PN=1.9kW; UDC=600V M0=8.5Nm (100K); NN=3000rpm; Naturally cooled FRAME SIZE IMB 5 (IM V1, IM V3) FLANGE 1 POWER CONNECTOR ROTATABLE ABSOLUTE ENCODER 20 BIT + 12 BIT MULTITURN WITH DRIVE-CLIQ INTERFACE (ENCODER AM20DQI) PLAIN SHAFT, TOLERANCE N; W/O HOLDING BRAKE PROTECTION CLASS IP64; | - | 0 | 0
1FK7062-2AF71-1RG1 |  | 1FK7062-2AF71-1RG1 | 1 | UN | 1 | 15 | C | D | N | N | 85015220 | 1 |  | 9.101 | KG | 1469.32 | 1469.32 | MC05 | MC05 | SIMOTICS S Synchronous motor 1FK7-CT PN=1.9kW; UDC=600V M0=8.5Nm (100K); NN=3000rpm; Naturally cooled FRAME SIZE IMB 5 (IM V1, IM V3) FLANGE 1 POWER CONNECTOR ROTATABLE ABSOLUTE ENCODER 20 BIT + 12 BIT MULTITURN WITH DRIVE-CLIQ INTERFACE (ENCODER AM20DQI) PLAIN SHAFT, TOLERANCE N; W/O HOLDING BRAKE PROTECTION CLASS IP65, | - | 0 | 0
1FK7062-2AF71-1RG1-Z | J17 | 1FK7062-2AF71-1RG1-ZJ17 | 1 | UN | 1 | 15 | C | D | N | N | 85015220 | 1 |  | 45.501 | KG | 5198.91 | 5198.91 | MC05 | MC05 | SIMOTICS S Synchronous motor 1FK7-CT PN=1.9kW; UDC=600V M0=8.5Nm (100K); NN=3000rpm; Naturally cooled FRAME SIZE IMB 5 (IM V1, IM V3) FLANGE 1 POWER CONNECTOR ROTATABLE ABSOLUTE ENCODER 20 BIT + 12 BIT MULTITURN WITH DRIVE-CLIQ INTERFACE (ENCODER AM20DQI) PLAIN SHAFT, TOLERANCE N; W/O HOLDING BRAKE PROTECTION CLASS IP65, J17: ALPHA SP+, SP 180S-MF2 PLANETARY GEARING 2 STAGES, I=50, WITH FEATHER KEY | - | 0 | 0
1FK7062-2AF71-1RG2 |  | 1FK7062-2AF71-1RG2 | 1 | UN | 1 | 15 | C | D | N | N | 85015220 | 1 |  | 9.101 | KG | 1469.32 | 1469.32 | MC05 | MC05 | SIMOTICS S Synchronous motor 1FK7-CT PN=1.9kW; UDC=600V M0=8.5Nm (100K); NN=3000rpm; Naturally cooled FRAME SIZE IMB 5 (IM V1, IM V3) FLANGE 1 POWER CONNECTOR ROTATABLE ABSOLUTE ENCODER 20 BIT + 12 BIT MULTITURN WITH DRIVE-CLIQ INTERFACE (ENCODER AM20DQI) PLAIN SHAFT, TOLERANCE N; W/O HOLDING BRAKE PROTECTION CLASS IP65, FLANGE ON DRIVE END IP67; | - | 0 | 0
1FK7062-2AF71-1RH0 |  | 1FK7062-2AF71-1RH0 | 1 | UN | 1 | 15 | C | D | N | N | 85015220 | 1 |  | 9.4 | KG | 1610.42 | 1610.42 | MC05 | MC05 | SIMOTICS S Synchronous motor 1FK7-CT PN=1.9kW; UDC=600V M0=8.5Nm (100K); NN=3000rpm; Naturally cooled FRAME SIZE IMB 5 (IM V1, IM V3) FLANGE 1 POWER CONNECTOR ROTATABLE ABSOLUTE ENCODER 20 BIT + 12 BIT MULTITURN WITH DRIVE-CLIQ INTERFACE (ENCODER AM20DQI) PLAIN SHAFT, TOLERANCE N; WITH HOLDING BRAKE PROTECTION CLASS IP64; | - | 0 | 0
1FK7062-2AF71-1RH1 |  | 1FK7062-2AF71-1RH1 | 1 | UN | 1 | 15 | C | D | N | N | 85015220 | 1 |  | 9.4 | KG | 1672.76 | 1672.76 | MC05 | MC05 | SIMOTICS S Synchronous motor 1FK7-CT PN=1.9kW; UDC=600V M0=8.5Nm (100K); NN=3000rpm; Naturally cooled FRAME SIZE IMB 5 (IM V1, IM V3) FLANGE 1 POWER CONNECTOR ROTATABLE ABSOLUTE ENCODER 20 BIT + 12 BIT MULTITURN WITH DRIVE-CLIQ INTERFACE (ENCODER AM20DQI) PLAIN SHAFT, TOLERANCE N; WITH HOLDING BRAKE PROTECTION CLASS IP65, | - | 0 | 0
1FK7062-2AF71-1RH2 |  | 1FK7062-2AF71-1RH2 | 1 | UN | 1 | 15 | C | D | N | N | 85015220 | 1 |  | 9.4 | KG | 1672.76 | 1672.76 | MC05 | MC05 | SIMOTICS S Synchronous motor 1FK7-CT PN=1.9kW; UDC=600V M0=8.5Nm (100K); NN=3000rpm; Naturally cooled FRAME SIZE IMB 5 (IM V1, IM V3) FLANGE 1 POWER CONNECTOR ROTATABLE ABSOLUTE ENCODER 20 BIT + 12 BIT MULTITURN WITH DRIVE-CLIQ INTERFACE (ENCODER AM20DQI) PLAIN SHAFT, TOLERANCE N; WITH HOLDING BRAKE PROTECTION CLASS IP65, FLANGE ON DRIVE END IP67; | - | 0 | 0
1FK7062-2AF71-1SA0 |  | 1FK7062-2AF71-1SA0 | 1 | UN | 1 | 15 | C | D | N | N | 85015220 | 1 |  | 9.102 | KG | 985.7 | 985.7 | MC05 | MC05 | SIMOTICS S Synchronous motor 1FK7-CT PN=1.9kW; UDC=600V M0=8.5Nm (100K); NN=3000rpm; Naturally cooled FRAME SIZE IMB 5 (IM V1, IM V3) FLANGE 1, WITH KTY TEMPERATURESENSOR POWER CONNECTOR ROTATABLE RESOLVER MULTI-POLE (RESOLVER P=4); SHAFT WITH FITTED KEY, TOLERANCE N; W/O HOLDING BRAKE PROTECTION CLASS IP64; | - | 0 | 0
1FK7062-2AF71-1SA1 |  | 1FK7062-2AF71-1SA1 | 1 | UN | 1 | 15 | C | D | N | N | 85015220 | 1 |  | 9.102 | KG | 1048.04 | 1048.04 | MC05 | MC05 | SIMOTICS S Synchronous motor 1FK7-CT PN=1.9kW; UDC=600V M0=8.5Nm (100K); NN=3000rpm; Naturally cooled FRAME SIZE IMB 5 (IM V1, IM V3) FLANGE 1, WITH KTY TEMPERATURESENSOR POWER CONNECTOR ROTATABLE RESOLVER MULTI-POLE (RESOLVER P=4); SHAFT WITH FITTED KEY, TOLERANCE N; W/O HOLDING BRAKE PROTECTION CLASS IP65, | - | 0 | 0
1FK7062-2AF71-1SA2 |  | 1FK7062-2AF71-1SA2 | 1 | UN | 1 | 15 | C | D | N | N | 85015220 | 1 |  | 9.102 | KG | 1048.04 | 1048.04 | MC05 | MC05 | SIMOTICS S Synchronous motor 1FK7-CT PN=1.9kW; UDC=600V M0=8.5Nm (100K); NN=3000rpm; Naturally cooled FRAME SIZE IMB 5 (IM V1, IM V3) FLANGE 1, WITH KTY TEMPERATURESENSOR POWER CONNECTOR ROTATABLE RESOLVER MULTI-POLE (RESOLVER P=4); SHAFT WITH FITTED KEY, TOLERANCE N; W/O HOLDING BRAKE PROTECTION CLASS IP65, FLANGE ON DRIVE END IP67; | - | 0 | 0
1FK7062-2AF71-1SB0 |  | 1FK7062-2AF71-1SB0 | 1 | UN | 1 | 15 | C | D | N | N | 85015220 | 1 |  | 9.401 | KG | 1187.64 | 1187.64 | MC05 | MC05 | SIMOTICS S Synchronous motor 1FK7-CT PN=1.9kW; UDC=600V M0=8.5Nm (100K); NN=3000rpm; Naturally cooled FRAME SIZE IMB 5 (IM V1, IM V3) FLANGE 1, WITH KTY TEMPERATURESENSOR POWER CONNECTOR ROTATABLE RESOLVER MULTI-POLE (RESOLVER P=4); SHAFT WITH FITTED KEY, TOLERANCE N; WITH HOLDING BRAKE PROTECTION CLASS IP64; | - | 0 | 0
1FK7062-2AF71-1SB1 |  | 1FK7062-2AF71-1SB1 | 1 | UN | 1 | 15 | C | D | N | N | 85015220 | 1 |  | 9.401 | KG | 1249.98 | 1249.98 | MC05 | MC05 | SIMOTICS S Synchronous motor 1FK7-CT PN=1.9kW; UDC=600V M0=8.5Nm (100K); NN=3000rpm; Naturally cooled FRAME SIZE IMB 5 (IM V1, IM V3) FLANGE 1, WITH KTY TEMPERATURESENSOR POWER CONNECTOR ROTATABLE RESOLVER MULTI-POLE (RESOLVER P=4); SHAFT WITH FITTED KEY, TOLERANCE N; WITH HOLDING BRAKE PROTECTION CLASS IP65, | - | 0 | 0
1FK7062-2AF71-1SB2 |  | 1FK7062-2AF71-1SB2 | 1 | UN | 1 | 15 | C | D | N | N | 85015220 | 1 |  | 9.401 | KG | 1249.98 | 1249.98 | MC05 | MC05 | SIMOTICS S Synchronous motor 1FK7-CT PN=1.9kW; UDC=600V M0=8.5Nm (100K); NN=3000rpm; Naturally cooled FRAME SIZE IMB 5 (IM V1, IM V3) FLANGE 1, WITH KTY TEMPERATURESENSOR POWER CONNECTOR ROTATABLE RESOLVER MULTI-POLE (RESOLVER P=4); SHAFT WITH FITTED KEY, TOLERANCE N; WITH HOLDING BRAKE PROTECTION CLASS IP65, FLANGE ON DRIVE END IP67; | - | 0 | 0
1FK7062-2AF71-1SG0 |  | 1FK7062-2AF71-1SG0 | 1 | UN | 1 | 15 | C | D | N | N | 85015220 | 1 |  | 9.102 | KG | 928.21 | 928.21 | MC05 | MC05 | SIMOTICS S Synchronous motor 1FK7-CT PN=1.9kW; UDC=600V M0=8.5Nm (100K); NN=3000rpm; Naturally cooled FRAME SIZE IMB 5 (IM V1, IM V3) FLANGE 1, WITH KTY TEMPERATURESENSOR POWER CONNECTOR ROTATABLE RESOLVER MULTI-POLE (RESOLVER P=4); PLAIN SHAFT, TOLERANCE N; W/O HOLDING BRAKE PROTECTION CLASS IP64; | - | 0 | 0
1FK7062-2AF71-1SG1 |  | 1FK7062-2AF71-1SG1 | 1 | UN | 1 | 15 | C | D | N | N | 85015220 | 1 |  | 9.102 | KG | 990.55 | 990.55 | MC05 | MC05 | SIMOTICS S Synchronous motor 1FK7-CT PN=1.9kW; UDC=600V M0=8.5Nm (100K); NN=3000rpm; Naturally cooled FRAME SIZE IMB 5 (IM V1, IM V3) FLANGE 1, WITH KTY TEMPERATURESENSOR POWER CONNECTOR ROTATABLE RESOLVER MULTI-POLE (RESOLVER P=4); PLAIN SHAFT, TOLERANCE N; W/O HOLDING BRAKE PROTECTION CLASS IP65, | - | 0 | 0
1FK7062-2AF71-1SG2 |  | 1FK7062-2AF71-1SG2 | 1 | UN | 1 | 15 | C | D | N | N | 85015220 | 1 |  | 9.102 | KG | 990.55 | 990.55 | MC05 | MC05 | SIMOTICS S Synchronous motor 1FK7-CT PN=1.9kW; UDC=600V M0=8.5Nm (100K); NN=3000rpm; Naturally cooled FRAME SIZE IMB 5 (IM V1, IM V3) FLANGE 1, WITH KTY TEMPERATURESENSOR POWER CONNECTOR ROTATABLE RESOLVER MULTI-POLE (RESOLVER P=4); PLAIN SHAFT, TOLERANCE N; W/O HOLDING BRAKE PROTECTION CLASS IP65, FLANGE ON DRIVE END IP67; | - | 0 | 0
1FK7062-2AF71-1SH0 |  | 1FK7062-2AF71-1SH0 | 1 | UN | 1 | 15 | C | D | N | N | 85015220 | 1 |  | 9.401 | KG | 1131.65 | 1131.65 | MC05 | MC05 | SIMOTICS S Synchronous motor 1FK7-CT PN=1.9kW; UDC=600V M0=8.5Nm (100K); NN=3000rpm; Naturally cooled FRAME SIZE IMB 5 (IM V1, IM V3) FLANGE 1, WITH KTY TEMPERATURESENSOR POWER CONNECTOR ROTATABLE RESOLVER MULTI-POLE (RESOLVER P=4); PLAIN SHAFT, TOLERANCE N; WITH HOLDING BRAKE PROTECTION CLASS IP64; | - | 0 | 0
1FK7062-2AF71-1SH1 |  | 1FK7062-2AF71-1SH1 | 1 | UN | 1 | 15 | C | D | N | N | 85015220 | 1 |  | 9.401 | KG | 1193.99 | 1193.99 | MC05 | MC05 | SIMOTICS S Synchronous motor 1FK7-CT PN=1.9kW; UDC=600V M0=8.5Nm (100K); NN=3000rpm; Naturally cooled FRAME SIZE IMB 5 (IM V1, IM V3) FLANGE 1, WITH KTY TEMPERATURESENSOR POWER CONNECTOR ROTATABLE RESOLVER MULTI-POLE (RESOLVER P=4); PLAIN SHAFT, TOLERANCE N; WITH HOLDING BRAKE PROTECTION CLASS IP65, | - | 0 | 0
1FK7062-2AF71-1SH2 |  | 1FK7062-2AF71-1SH2 | 1 | UN | 1 | 15 | C | D | N | N | 85015220 | 1 |  | 9.401 | KG | 1193.99 | 1193.99 | MC05 | MC05 | SIMOTICS S Synchronous motor 1FK7-CT PN=1.9kW; UDC=600V M0=8.5Nm (100K); NN=3000rpm; Naturally cooled FRAME SIZE IMB 5 (IM V1, IM V3) FLANGE 1, WITH KTY TEMPERATURESENSOR POWER CONNECTOR ROTATABLE RESOLVER MULTI-POLE (RESOLVER P=4); PLAIN SHAFT, TOLERANCE N; WITH HOLDING BRAKE PROTECTION CLASS IP65, FLANGE ON DRIVE END IP67; | - | 0 | 0
1FK7062-2AF71-1TA0 |  | 1FK7062-2AF71-1TA0 | 1 | UN | 1 | 15 | C | D | N | N | 85015220 | 1 |  | 9.102 | KG | 985.7 | 985.7 | MC05 | MC05 | SIMOTICS S Synchronous motor 1FK7-CT PN=1.9kW; UDC=600V M0=8.5Nm (100K); NN=3000rpm; Naturally cooled FRAME SIZE IMB 5 (IM V1, IM V3) FLANGE 1, WITH KTY TEMPERATURESENSOR POWER CONNECTOR ROTATABLE RESOLVER 2-POLE (RESOLVER P=1); SHAFT WITH FITTED KEY, TOLERANCE N; W/O HOLDING BRAKE PROTECTION CLASS IP64; | - | 0 | 0
1FK7062-2AF71-1TA1 |  | 1FK7062-2AF71-1TA1 | 1 | UN | 1 | 15 | C | D | N | N | 85015220 | 1 |  | 9.102 | KG | 1048.04 | 1048.04 | MC05 | MC05 | SIMOTICS S Synchronous motor 1FK7-CT PN=1.9kW; UDC=600V M0=8.5Nm (100K); NN=3000rpm; Naturally cooled FRAME SIZE IMB 5 (IM V1, IM V3) FLANGE 1, WITH KTY TEMPERATURESENSOR POWER CONNECTOR ROTATABLE RESOLVER 2-POLE (RESOLVER P=1); SHAFT WITH FITTED KEY, TOLERANCE N; W/O HOLDING BRAKE PROTECTION CLASS IP65, | - | 0 | 0
1FK7062-2AF71-1TA2 |  | 1FK7062-2AF71-1TA2 | 1 | UN | 1 | 15 | C | D | N | N | 85015220 | 1 |  | 9.102 | KG | 1048.04 | 1048.04 | MC05 | MC05 | SIMOTICS S Synchronous motor 1FK7-CT PN=1.9kW; UDC=600V M0=8.5Nm (100K); NN=3000rpm; Naturally cooled FRAME SIZE IMB 5 (IM V1, IM V3) FLANGE 1, WITH KTY TEMPERATURESENSOR POWER CONNECTOR ROTATABLE RESOLVER 2-POLE (RESOLVER P=1); SHAFT WITH FITTED KEY, TOLERANCE N; W/O HOLDING BRAKE PROTECTION CLASS IP65, FLANGE ON DRIVE END IP67; | - | 0 | 0
1FK7062-2AF71-1TB0 |  | 1FK7062-2AF71-1TB0 | 1 | UN | 1 | 15 | C | D | N | N | 85015220 | 1 |  | 9.401 | KG | 1187.64 | 1187.64 | MC05 | MC05 | SIMOTICS S Synchronous motor 1FK7-CT PN=1.9kW; UDC=600V M0=8.5Nm (100K); NN=3000rpm; Naturally cooled FRAME SIZE IMB 5 (IM V1, IM V3) FLANGE 1, WITH KTY TEMPERATURESENSOR POWER CONNECTOR ROTATABLE RESOLVER 2-POLE (RESOLVER P=1); SHAFT WITH FITTED KEY, TOLERANCE N; WITH HOLDING BRAKE PROTECTION CLASS IP64; | - | 0 | 0
1FK7062-2AF71-1TB1 |  | 1FK7062-2AF71-1TB1 | 1 | UN | 1 | 15 | C | D | N | N | 85015220 | 1 |  | 9.401 | KG | 1249.98 | 1249.98 | MC05 | MC05 | SIMOTICS S Synchronous motor 1FK7-CT PN=1.9kW; UDC=600V M0=8.5Nm (100K); NN=3000rpm; Naturally cooled FRAME SIZE IMB 5 (IM V1, IM V3) FLANGE 1, WITH KTY TEMPERATURESENSOR POWER CONNECTOR ROTATABLE RESOLVER 2-POLE (RESOLVER P=1); SHAFT WITH FITTED KEY, TOLERANCE N; WITH HOLDING BRAKE PROTECTION CLASS IP65, | - | 0 | 0
1FK7062-2AF71-1TB1-Z | B02K23N05Y84 | 1FK7062-2AF71-1TB1-ZB02K23N05Y84 | 1 | UN | 1 | 15 | C | D | N | N | 85015220 | 1 |  | 9.412 | KG | 1555.58 | 1555.58 | MC05 | MC05 | SIMOTICS S Synchronous motor 1FK7-CT PN=1.9kW; UDC=600V M0=8.5Nm (100K); NN=3000rpm; Naturally cooled FRAME SIZE IMB 5 (IM V1, IM V3) FLANGE 1, WITH KTY TEMPERATURESENSOR POWER CONNECTOR ROTATABLE RESOLVER 2-POLE (RESOLVER P=1); SHAFT WITH FITTED KEY, TOLERANCE N; WITH HOLDING BRAKE PROTECTION CLASS IP65, B02:ACCEPTANCE TEST CERTIFICATE EN 10 204-3.1 K23: PRIMER AND PAINT FINISH ANTHRACITE N05: Compatibility of the shaft extension dimensions with 1FT506X (Configuration information to be considered, see notification number 14361688) Y84: Customer specifications on the rating plate Ordering notes see Notification number 22370783 | - | 0 | 0
1FK7062-2AF71-1TB1-Z | N05 | 1FK7062-2AF71-1TB1-ZN05 | 1 | UN | 1 | 15 | C | D | N | N | 85015220 | 1 |  | 9.402 | KG | 1453.42 | 1453.42 | MC05 | MC05 | SIMOTICS S Synchronous motor 1FK7-CT PN=1.9kW; UDC=600V M0=8.5Nm (100K); NN=3000rpm; Naturally cooled FRAME SIZE IMB 5 (IM V1, IM V3) FLANGE 1, WITH KTY TEMPERATURESENSOR POWER CONNECTOR ROTATABLE RESOLVER 2-POLE (RESOLVER P=1); SHAFT WITH FITTED KEY, TOLERANCE N; WITH HOLDING BRAKE PROTECTION CLASS IP65, N05: Compatibility of the shaft extension dimensions with 1FT506X (Configuration information to be considered, see notification number 14361688) | - | 0 | 0
1FK7062-2AF71-1TB2 |  | 1FK7062-2AF71-1TB2 | 1 | UN | 1 | 15 | C | D | N | N | 85015220 | 1 |  | 9.401 | KG | 1249.98 | 1249.98 | MC05 | MC05 | SIMOTICS S Synchronous motor 1FK7-CT PN=1.9kW; UDC=600V M0=8.5Nm (100K); NN=3000rpm; Naturally cooled FRAME SIZE IMB 5 (IM V1, IM V3) FLANGE 1, WITH KTY TEMPERATURESENSOR POWER CONNECTOR ROTATABLE RESOLVER 2-POLE (RESOLVER P=1); SHAFT WITH FITTED KEY, TOLERANCE N; WITH HOLDING BRAKE PROTECTION CLASS IP65, FLANGE ON DRIVE END IP67; | - | 0 | 0
1FK7062-2AF71-1TG0 |  | 1FK7062-2AF71-1TG0 | 1 | UN | 1 | 15 | C | D | N | N | 85015220 | 1 |  | 9.102 | KG | 928.21 | 928.21 | MC05 | MC05 | SIMOTICS S Synchronous motor 1FK7-CT PN=1.9kW; UDC=600V M0=8.5Nm (100K); NN=3000rpm; Naturally cooled FRAME SIZE IMB 5 (IM V1, IM V3) FLANGE 1, WITH KTY TEMPERATURESENSOR POWER CONNECTOR ROTATABLE RESOLVER 2-POLE (RESOLVER P=1); PLAIN SHAFT, TOLERANCE N; W/O HOLDING BRAKE PROTECTION CLASS IP64; | - | 0 | 0
1FK7062-2AF71-1TG1 |  | 1FK7062-2AF71-1TG1 | 1 | UN | 1 | 15 | C | D | N | N | 85015220 | 1 |  | 9.102 | KG | 990.55 | 990.55 | MC05 | MC05 | SIMOTICS S Synchronous motor 1FK7-CT PN=1.9kW; UDC=600V M0=8.5Nm (100K); NN=3000rpm; Naturally cooled FRAME SIZE IMB 5 (IM V1, IM V3) FLANGE 1, WITH KTY TEMPERATURESENSOR POWER CONNECTOR ROTATABLE RESOLVER 2-POLE (RESOLVER P=1); PLAIN SHAFT, TOLERANCE N; W/O HOLDING BRAKE PROTECTION CLASS IP65, | - | 0 | 0
1FK7062-2AF71-1TG2 |  | 1FK7062-2AF71-1TG2 | 1 | UN | 1 | 15 | C | D | N | N | 85015220 | 1 |  | 9.102 | KG | 990.55 | 990.55 | MC05 | MC05 | SIMOTICS S Synchronous motor 1FK7-CT PN=1.9kW; UDC=600V M0=8.5Nm (100K); NN=3000rpm; Naturally cooled FRAME SIZE IMB 5 (IM V1, IM V3) FLANGE 1, WITH KTY TEMPERATURESENSOR POWER CONNECTOR ROTATABLE RESOLVER 2-POLE (RESOLVER P=1); PLAIN SHAFT, TOLERANCE N; W/O HOLDING BRAKE PROTECTION CLASS IP65, FLANGE ON DRIVE END IP67; | - | 0 | 0
1FK7062-2AF71-1TH0 |  | 1FK7062-2AF71-1TH0 | 1 | UN | 1 | 15 | C | D | N | N | 85015220 | 1 |  | 9.401 | KG | 1131.65 | 1131.65 | MC05 | MC05 | SIMOTICS S Synchronous motor 1FK7-CT PN=1.9kW; UDC=600V M0=8.5Nm (100K); NN=3000rpm; Naturally cooled FRAME SIZE IMB 5 (IM V1, IM V3) FLANGE 1, WITH KTY TEMPERATURESENSOR POWER CONNECTOR ROTATABLE RESOLVER 2-POLE (RESOLVER P=1); PLAIN SHAFT, TOLERANCE N; WITH HOLDING BRAKE PROTECTION CLASS IP64; | - | 0 | 0
1FK7062-2AF71-1TH1 |  | 1FK7062-2AF71-1TH1 | 1 | UN | 1 | 15 | C | D | N | N | 85015220 | 1 |  | 9.401 | KG | 1193.99 | 1193.99 | MC05 | MC05 | SIMOTICS S Synchronous motor 1FK7-CT PN=1.9kW; UDC=600V M0=8.5Nm (100K); NN=3000rpm; Naturally cooled FRAME SIZE IMB 5 (IM V1, IM V3) FLANGE 1, WITH KTY TEMPERATURESENSOR POWER CONNECTOR ROTATABLE RESOLVER 2-POLE (RESOLVER P=1); PLAIN SHAFT, TOLERANCE N; WITH HOLDING BRAKE PROTECTION CLASS IP65, | - | 0 | 0
1FK7062-2AF71-1TH2 |  | 1FK7062-2AF71-1TH2 | 1 | UN | 1 | 15 | C | D | N | N | 85015220 | 1 |  | 9.401 | KG | 1193.99 | 1193.99 | MC05 | MC05 | SIMOTICS S Synchronous motor 1FK7-CT PN=1.9kW; UDC=600V M0=8.5Nm (100K); NN=3000rpm; Naturally cooled FRAME SIZE IMB 5 (IM V1, IM V3) FLANGE 1, WITH KTY TEMPERATURESENSOR POWER CONNECTOR ROTATABLE RESOLVER 2-POLE (RESOLVER P=1); PLAIN SHAFT, TOLERANCE N; WITH HOLDING BRAKE PROTECTION CLASS IP65, FLANGE ON DRIVE END IP67; | - | 0 | 0
1FK7062-2AF71-1UA0 |  | 1FK7062-2AF71-1UA0 | 1 | UN | 1 | 15 | C | D | N | N | 85015220 | 1 |  | 9.102 | KG | 1146.4 | 1146.4 | MC05 | MC05 | SIMOTICS S Synchronous motor 1FK7-CT PN=1.9kW; UDC=600V M0=8.5Nm (100K); NN=3000rpm; Naturally cooled FRAME SIZE IMB 5 (IM V1, IM V3) FLANGE 1 POWER CONNECTOR ROTATABLE RESOLVER MULTI-POLE WITH DRIVE-CLIQ INTERFACE; SHAFT WITH FITTED KEY, TOLERANCE N; W/O HOLDING BRAKE PROTECTION CLASS IP64; | - | 0 | 0
1FK7062-2AF71-1UA1 |  | 1FK7062-2AF71-1UA1 | 1 | UN | 1 | 15 | C | D | N | N | 85015220 | 1 |  | 9.102 | KG | 1208.74 | 1208.74 | MC05 | MC05 | SIMOTICS S Synchronous motor 1FK7-CT PN=1.9kW; UDC=600V M0=8.5Nm (100K); NN=3000rpm; Naturally cooled FRAME SIZE IMB 5 (IM V1, IM V3) FLANGE 1 POWER CONNECTOR ROTATABLE RESOLVER MULTI-POLE WITH DRIVE-CLIQ INTERFACE; SHAFT WITH FITTED KEY, TOLERANCE N; W/O HOLDING BRAKE PROTECTION CLASS IP65, | - | 0 | 0
1FK7062-2AF71-1UA2 |  | 1FK7062-2AF71-1UA2 | 1 | UN | 1 | 15 | C | D | N | N | 85015220 | 1 |  | 9.102 | KG | 1208.74 | 1208.74 | MC05 | MC05 | SIMOTICS S Synchronous motor 1FK7-CT PN=1.9kW; UDC=600V M0=8.5Nm (100K); NN=3000rpm; Naturally cooled FRAME SIZE IMB 5 (IM V1, IM V3) FLANGE 1 POWER CONNECTOR ROTATABLE RESOLVER MULTI-POLE WITH DRIVE-CLIQ INTERFACE; SHAFT WITH FITTED KEY, TOLERANCE N; W/O HOLDING BRAKE PROTECTION CLASS IP65, FLANGE ON DRIVE END IP67; | - | 0 | 0
1FK7062-2AF71-1UB0 |  | 1FK7062-2AF71-1UB0 | 1 | UN | 1 | 15 | C | D | N | N | 85015220 | 1 |  | 9.401 | KG | 1348.34 | 1348.34 | MC05 | MC05 | SIMOTICS S Synchronous motor 1FK7-CT PN=1.9kW; UDC=600V M0=8.5Nm (100K); NN=3000rpm; Naturally cooled FRAME SIZE IMB 5 (IM V1, IM V3) FLANGE 1 POWER CONNECTOR ROTATABLE RESOLVER MULTI-POLE WITH DRIVE-CLIQ INTERFACE; SHAFT WITH FITTED KEY, TOLERANCE N; WITH HOLDING BRAKE PROTECTION CLASS IP64; | - | 0 | 0
1FK7062-2AF71-1UB1 |  | 1FK7062-2AF71-1UB1 | 1 | UN | 1 | 15 | C | D | N | N | 85015220 | 1 |  | 9.401 | KG | 1410.68 | 1410.68 | MC05 | MC05 | SIMOTICS S Synchronous motor 1FK7-CT PN=1.9kW; UDC=600V M0=8.5Nm (100K); NN=3000rpm; Naturally cooled FRAME SIZE IMB 5 (IM V1, IM V3) FLANGE 1 POWER CONNECTOR ROTATABLE RESOLVER MULTI-POLE WITH DRIVE-CLIQ INTERFACE; SHAFT WITH FITTED KEY, TOLERANCE N; WITH HOLDING BRAKE PROTECTION CLASS IP65, | - | 0 | 0
1FK7062-2AF71-1UB2 |  | 1FK7062-2AF71-1UB2 | 1 | UN | 1 | 15 | C | D | N | N | 85015220 | 1 |  | 9.401 | KG | 1410.68 | 1410.68 | MC05 | MC05 | SIMOTICS S Synchronous motor 1FK7-CT PN=1.9kW; UDC=600V M0=8.5Nm (100K); NN=3000rpm; Naturally cooled FRAME SIZE IMB 5 (IM V1, IM V3) FLANGE 1 POWER CONNECTOR ROTATABLE RESOLVER MULTI-POLE WITH DRIVE-CLIQ INTERFACE; SHAFT WITH FITTED KEY, TOLERANCE N; WITH HOLDING BRAKE PROTECTION CLASS IP65, FLANGE ON DRIVE END IP67; | - | 0 | 0
1FK7062-2AF71-1UG0 |  | 1FK7062-2AF71-1UG0 | 1 | UN | 1 | 15 | C | D | N | N | 85015220 | 1 |  | 9.102 | KG | 1088.91 | 1088.91 | MC05 | MC05 | SIMOTICS S Synchronous motor 1FK7-CT PN=1.9kW; UDC=600V M0=8.5Nm (100K); NN=3000rpm; Naturally cooled FRAME SIZE IMB 5 (IM V1, IM V3) FLANGE 1 POWER CONNECTOR ROTATABLE RESOLVER MULTI-POLE WITH DRIVE-CLIQ INTERFACE; PLAIN SHAFT, TOLERANCE N; W/O HOLDING BRAKE PROTECTION CLASS IP64; | - | 0 | 0
1FK7062-2AF71-1UG1 |  | 1FK7062-2AF71-1UG1 | 1 | UN | 1 | 15 | C | D | N | N | 85015220 | 1 |  | 9.102 | KG | 1151.25 | 1151.25 | MC05 | MC05 | SIMOTICS S Synchronous motor 1FK7-CT PN=1.9kW; UDC=600V M0=8.5Nm (100K); NN=3000rpm; Naturally cooled FRAME SIZE IMB 5 (IM V1, IM V3) FLANGE 1 POWER CONNECTOR ROTATABLE RESOLVER MULTI-POLE WITH DRIVE-CLIQ INTERFACE; PLAIN SHAFT, TOLERANCE N; W/O HOLDING BRAKE PROTECTION CLASS IP65, | - | 0 | 0
1FK7062-2AF71-1UG2 |  | 1FK7062-2AF71-1UG2 | 1 | UN | 1 | 15 | C | D | N | N | 85015220 | 1 |  | 9.102 | KG | 1151.25 | 1151.25 | MC05 | MC05 | SIMOTICS S Synchronous motor 1FK7-CT PN=1.9kW; UDC=600V M0=8.5Nm (100K); NN=3000rpm; Naturally cooled FRAME SIZE IMB 5 (IM V1, IM V3) FLANGE 1 POWER CONNECTOR ROTATABLE RESOLVER MULTI-POLE WITH DRIVE-CLIQ INTERFACE; PLAIN SHAFT, TOLERANCE N; W/O HOLDING BRAKE PROTECTION CLASS IP65, FLANGE ON DRIVE END IP67; | - | 0 | 0
1FK7062-2AF71-1UH0 |  | 1FK7062-2AF71-1UH0 | 1 | UN | 1 | 15 | C | D | N | N | 85015220 | 1 |  | 9.401 | KG | 1292.35 | 1292.35 | MC05 | MC05 | SIMOTICS S Synchronous motor 1FK7-CT PN=1.9kW; UDC=600V M0=8.5Nm (100K); NN=3000rpm; Naturally cooled FRAME SIZE IMB 5 (IM V1, IM V3) FLANGE 1 POWER CONNECTOR ROTATABLE RESOLVER MULTI-POLE WITH DRIVE-CLIQ INTERFACE; PLAIN SHAFT, TOLERANCE N; WITH HOLDING BRAKE PROTECTION CLASS IP64; | - | 0 | 0
1FK7062-2AF71-1UH1 |  | 1FK7062-2AF71-1UH1 | 1 | UN | 1 | 15 | C | D | N | N | 85015220 | 1 |  | 9.401 | KG | 1354.69 | 1354.69 | MC05 | MC05 | SIMOTICS S Synchronous motor 1FK7-CT PN=1.9kW; UDC=600V M0=8.5Nm (100K); NN=3000rpm; Naturally cooled FRAME SIZE IMB 5 (IM V1, IM V3) FLANGE 1 POWER CONNECTOR ROTATABLE RESOLVER MULTI-POLE WITH DRIVE-CLIQ INTERFACE; PLAIN SHAFT, TOLERANCE N; WITH HOLDING BRAKE PROTECTION CLASS IP65, | - | 0 | 0
1FK7062-2AF71-1UH2 |  | 1FK7062-2AF71-1UH2 | 1 | UN | 1 | 15 | C | D | N | N | 85015220 | 1 |  | 9.401 | KG | 1354.69 | 1354.69 | MC05 | MC05 | SIMOTICS S Synchronous motor 1FK7-CT PN=1.9kW; UDC=600V M0=8.5Nm (100K); NN=3000rpm; Naturally cooled FRAME SIZE IMB 5 (IM V1, IM V3) FLANGE 1 POWER CONNECTOR ROTATABLE RESOLVER MULTI-POLE WITH DRIVE-CLIQ INTERFACE; PLAIN SHAFT, TOLERANCE N; WITH HOLDING BRAKE PROTECTION CLASS IP65, FLANGE ON DRIVE END IP67; | - | 0 | 0
1FK7062-2AF72-9ZG9-Z | N5AP1CR1AS02 | 1FK7062-2AF72-9ZG9-ZN5AP1CR1AS02 | 1 | UN | 1 | 15 | C | D | N | N | 85015220 | 1 |  | 17 | KG | 4628 | 4628 | MC05 | MC05 | SIMOTICS S Synchronous motor 1FK7-CT PN=1.28kW; UDC=600V M0=5.9Nm (100K); NN=3000rpm; naturally cooled; customer-spec. design Absolute encoder 2048 S/R+ 4096 revolutions multi-turn with EnDat interface (encoder AM2048S/R) smooth shaft, Tolerance N without holding brake; degree of protection customer-spec. S02: Customer-specific version | - | 0 | 7
1FK7062-2AF74-1AA0 |  | 1FK7062-2AF74-1AA0 | 1 | UN | 1 | 15 | C | D | N | N | 85015220 | 1 |  | 9.101 | KG | 1376.34 | 1376.34 | MC05 | MC05 | SIMOTICS S Synchronous motor 1FK7-CT PN=1.9kW; UDC=600V M0=8.5Nm (100K); NN=3000rpm; Naturally cooled FRAME SIZE IMB 5 (IM V1, IM V3) FLANGE 1, WITH PT1000 TEMPERATURESENSOR POWER CONNECTOR ROTATABLE INCREMENTAL ENCODER SIN/COS 1VPP;2048 S/R W. C-AND D-SPUR (ENCODER IC2048S/R) SHAFT WITH FITTED KEY, TOLERANCE N; W/O HOLDING BRAKE PROTECTION CLASS IP64; | - | 0 | 0
1FK7062-2AF74-1AA1 |  | 1FK7062-2AF74-1AA1 | 1 | UN | 1 | 15 | C | D | N | N | 85015220 | 1 |  | 9.101 | KG | 1438.68 | 1438.68 | MC05 | MC05 | SIMOTICS S Synchronous motor 1FK7-CT PN=1.9kW; UDC=600V M0=8.5Nm (100K); NN=3000rpm; Naturally cooled FRAME SIZE IMB 5 (IM V1, IM V3) FLANGE 1, WITH PT1000 TEMPERATURESENSOR POWER CONNECTOR ROTATABLE INCREMENTAL ENCODER SIN/COS 1VPP;2048 S/R W. C-AND D-SPUR (ENCODER IC2048S/R) SHAFT WITH FITTED KEY, TOLERANCE N; W/O HOLDING BRAKE PROTECTION CLASS IP65, | - | 0 | 0
1FK7062-2AF74-1AA2 |  | 1FK7062-2AF74-1AA2 | 1 | UN | 1 | 15 | C | D | N | N | 85015220 | 1 |  | 9.101 | KG | 1438.68 | 1438.68 | MC05 | MC05 | SIMOTICS S Synchronous motor 1FK7-CT PN=1.9kW; UDC=600V M0=8.5Nm (100K); NN=3000rpm; Naturally cooled FRAME SIZE IMB 5 (IM V1, IM V3) FLANGE 1, WITH PT1000 TEMPERATURESENSOR POWER CONNECTOR ROTATABLE INCREMENTAL ENCODER SIN/COS 1VPP;2048 S/R W. C-AND D-SPUR (ENCODER IC2048S/R) SHAFT WITH FITTED KEY, TOLERANCE N; W/O HOLDING BRAKE PROTECTION CLASS IP65, FLANGE ON DRIVE END IP67; | - | 0 | 0
1FK7062-2AF74-1AB0 |  | 1FK7062-2AF74-1AB0 | 1 | UN | 1 | 15 | C | D | N | N | 85015220 | 1 |  | 9.4 | KG | 1578.28 | 1578.28 | MC05 | MC05 | SIMOTICS S Synchronous motor 1FK7-CT PN=1.9kW; UDC=600V M0=8.5Nm (100K); NN=3000rpm; Naturally cooled FRAME SIZE IMB 5 (IM V1, IM V3) FLANGE 1, WITH PT1000 TEMPERATURESENSOR POWER CONNECTOR ROTATABLE INCREMENTAL ENCODER SIN/COS 1VPP;2048 S/R W. C-AND D-SPUR (ENCODER IC2048S/R) SHAFT WITH FITTED KEY, TOLERANCE N; WITH HOLDING BRAKE PROTECTION CLASS IP64; | - | 0 | 0
1FK7062-2AF74-1AB1 |  | 1FK7062-2AF74-1AB1 | 1 | UN | 1 | 15 | C | D | N | N | 85015220 | 1 |  | 9.4 | KG | 1640.62 | 1640.62 | MC05 | MC05 | SIMOTICS S Synchronous motor 1FK7-CT PN=1.9kW; UDC=600V M0=8.5Nm (100K); NN=3000rpm; Naturally cooled FRAME SIZE IMB 5 (IM V1, IM V3) FLANGE 1, WITH PT1000 TEMPERATURESENSOR POWER CONNECTOR ROTATABLE INCREMENTAL ENCODER SIN/COS 1VPP;2048 S/R W. C-AND D-SPUR (ENCODER IC2048S/R) SHAFT WITH FITTED KEY, TOLERANCE N; WITH HOLDING BRAKE PROTECTION CLASS IP65, | - | 0 | 0
1FK7062-2AF74-1AB2 |  | 1FK7062-2AF74-1AB2 | 1 | UN | 1 | 15 | C | D | N | N | 85015220 | 1 |  | 9.4 | KG | 1640.62 | 1640.62 | MC05 | MC05 | SIMOTICS S Synchronous motor 1FK7-CT PN=1.9kW; UDC=600V M0=8.5Nm (100K); NN=3000rpm; Naturally cooled FRAME SIZE IMB 5 (IM V1, IM V3) FLANGE 1, WITH PT1000 TEMPERATURESENSOR POWER CONNECTOR ROTATABLE INCREMENTAL ENCODER SIN/COS 1VPP;2048 S/R W. C-AND D-SPUR (ENCODER IC2048S/R) SHAFT WITH FITTED KEY, TOLERANCE N; WITH HOLDING BRAKE PROTECTION CLASS IP65, FLANGE ON DRIVE END IP67; | - | 0 | 0
1FK7062-2AF74-1AG0 |  | 1FK7062-2AF74-1AG0 | 1 | UN | 1 | 15 | C | D | N | N | 85015220 | 1 |  | 9.101 | KG | 1318.85 | 1318.85 | MC05 | MC05 | SIMOTICS S Synchronous motor 1FK7-CT PN=1.9kW; UDC=600V M0=8.5Nm (100K); NN=3000rpm; Naturally cooled FRAME SIZE IMB 5 (IM V1, IM V3) FLANGE 1, WITH PT1000 TEMPERATURESENSOR POWER CONNECTOR ROTATABLE INCREMENTAL ENCODER SIN/COS 1VPP;2048 S/R W. C-AND D-SPUR (ENCODER IC2048S/R) PLAIN SHAFT, TOLERANCE N; W/O HOLDING BRAKE PROTECTION CLASS IP64; | - | 0 | 0
1FK7062-2AF74-1AG1 |  | 1FK7062-2AF74-1AG1 | 1 | UN | 1 | 15 | C | D | N | N | 85015220 | 1 |  | 9.101 | KG | 1381.19 | 1381.19 | MC05 | MC05 | SIMOTICS S Synchronous motor 1FK7-CT PN=1.9kW; UDC=600V M0=8.5Nm (100K); NN=3000rpm; Naturally cooled FRAME SIZE IMB 5 (IM V1, IM V3) FLANGE 1, WITH PT1000 TEMPERATURESENSOR POWER CONNECTOR ROTATABLE INCREMENTAL ENCODER SIN/COS 1VPP;2048 S/R W. C-AND D-SPUR (ENCODER IC2048S/R) PLAIN SHAFT, TOLERANCE N; W/O HOLDING BRAKE PROTECTION CLASS IP65, | - | 0 | 0
1FK7062-2AF74-1AG2 |  | 1FK7062-2AF74-1AG2 | 1 | UN | 1 | 15 | C | D | N | N | 85015220 | 1 |  | 9.101 | KG | 1381.19 | 1381.19 | MC05 | MC05 | SIMOTICS S Synchronous motor 1FK7-CT PN=1.9kW; UDC=600V M0=8.5Nm (100K); NN=3000rpm; Naturally cooled FRAME SIZE IMB 5 (IM V1, IM V3) FLANGE 1, WITH PT1000 TEMPERATURESENSOR POWER CONNECTOR ROTATABLE INCREMENTAL ENCODER SIN/COS 1VPP;2048 S/R W. C-AND D-SPUR (ENCODER IC2048S/R) PLAIN SHAFT, TOLERANCE N; W/O HOLDING BRAKE PROTECTION CLASS IP65, FLANGE ON DRIVE END IP67; | - | 0 | 0
1FK7062-2AF74-1AH0 |  | 1FK7062-2AF74-1AH0 | 1 | UN | 1 | 15 | C | D | N | N | 85015220 | 1 |  | 9.4 | KG | 1522.29 | 1522.29 | MC05 | MC05 | SIMOTICS S Synchronous motor 1FK7-CT PN=1.9kW; UDC=600V M0=8.5Nm (100K); NN=3000rpm; Naturally cooled FRAME SIZE IMB 5 (IM V1, IM V3) FLANGE 1, WITH PT1000 TEMPERATURESENSOR POWER CONNECTOR ROTATABLE INCREMENTAL ENCODER SIN/COS 1VPP;2048 S/R W. C-AND D-SPUR (ENCODER IC2048S/R) PLAIN SHAFT, TOLERANCE N; WITH HOLDING BRAKE PROTECTION CLASS IP64; | - | 0 | 0
1FK7062-2AF74-1AH1 |  | 1FK7062-2AF74-1AH1 | 1 | UN | 1 | 15 | C | D | N | N | 85015220 | 1 |  | 9.4 | KG | 1584.63 | 1584.63 | MC05 | MC05 | SIMOTICS S Synchronous motor 1FK7-CT PN=1.9kW; UDC=600V M0=8.5Nm (100K); NN=3000rpm; Naturally cooled FRAME SIZE IMB 5 (IM V1, IM V3) FLANGE 1, WITH PT1000 TEMPERATURESENSOR POWER CONNECTOR ROTATABLE INCREMENTAL ENCODER SIN/COS 1VPP;2048 S/R W. C-AND D-SPUR (ENCODER IC2048S/R) PLAIN SHAFT, TOLERANCE N; WITH HOLDING BRAKE PROTECTION CLASS IP65, | - | 0 | 0
1FK7062-2AF74-1AH2 |  | 1FK7062-2AF74-1AH2 | 1 | UN | 1 | 15 | C | D | N | N | 85015220 | 1 |  | 9.4 | KG | 1584.63 | 1584.63 | MC05 | MC05 | SIMOTICS S Synchronous motor 1FK7-CT PN=1.9kW; UDC=600V M0=8.5Nm (100K); NN=3000rpm; Naturally cooled FRAME SIZE IMB 5 (IM V1, IM V3) FLANGE 1, WITH PT1000 TEMPERATURESENSOR POWER CONNECTOR ROTATABLE INCREMENTAL ENCODER SIN/COS 1VPP;2048 S/R W. C-AND D-SPUR (ENCODER IC2048S/R) PLAIN SHAFT, TOLERANCE N; WITH HOLDING BRAKE PROTECTION CLASS IP65, FLANGE ON DRIVE END IP67; | - | 0 | 0
1FK7062-2AF74-1EA0 |  | 1FK7062-2AF74-1EA0 | 1 | UN | 1 | 15 | C | D | N | N | 85015220 | 1 |  | 9.101 | KG | 1624.02 | 1624.02 | MC05 | MC05 | SIMOTICS S Synchronous motor 1FK7-CT PN=1.9kW; UDC=600V M0=8.5Nm (100K); NN=3000rpm; Naturally cooled FRAME SIZE IMB 5 (IM V1, IM V3) FLANGE 1, WITH PT1000 TEMPERATURESENSOR POWER CONNECTOR ROTATABLE ABSOLUTE ENCODERR 2048 S/R + 4096 UMDREHUNGEN MULTITURN, WITH ENDAT-SCHNITTSTELLE (ENCODER AM2048S/R) SHAFT WITH FITTED KEY, TOLERANCE N; W/O HOLDING BRAKE PROTECTION CLASS IP64; | - | 0 | 0
1FK7062-2AF74-1EA1 |  | 1FK7062-2AF74-1EA1 | 1 | UN | 1 | 15 | C | D | N | N | 85015220 | 1 |  | 9.101 | KG | 1686.36 | 1686.36 | MC05 | MC05 | SIMOTICS S Synchronous motor 1FK7-CT PN=1.9kW; UDC=600V M0=8.5Nm (100K); NN=3000rpm; Naturally cooled FRAME SIZE IMB 5 (IM V1, IM V3) FLANGE 1, WITH PT1000 TEMPERATURESENSOR POWER CONNECTOR ROTATABLE ABSOLUTE ENCODERR 2048 S/R + 4096 UMDREHUNGEN MULTITURN, WITH ENDAT-SCHNITTSTELLE (ENCODER AM2048S/R) SHAFT WITH FITTED KEY, TOLERANCE N; W/O HOLDING BRAKE PROTECTION CLASS IP65, | - | 0 | 0
1FK7062-2AF74-1EA2 |  | 1FK7062-2AF74-1EA2 | 1 | UN | 1 | 15 | C | D | N | N | 85015220 | 1 |  | 9.101 | KG | 1686.36 | 1686.36 | MC05 | MC05 | SIMOTICS S Synchronous motor 1FK7-CT PN=1.9kW; UDC=600V M0=8.5Nm (100K); NN=3000rpm; Naturally cooled FRAME SIZE IMB 5 (IM V1, IM V3) FLANGE 1, WITH PT1000 TEMPERATURESENSOR POWER CONNECTOR ROTATABLE ABSOLUTE ENCODERR 2048 S/R + 4096 UMDREHUNGEN MULTITURN, WITH ENDAT-SCHNITTSTELLE (ENCODER AM2048S/R) SHAFT WITH FITTED KEY, TOLERANCE N; W/O HOLDING BRAKE PROTECTION CLASS IP65, FLANGE ON DRIVE END IP67; | - | 0 | 0
1FK7062-2AF74-1EB0 |  | 1FK7062-2AF74-1EB0 | 1 | UN | 1 | 15 | C | D | N | N | 85015220 | 1 |  | 9.4 | KG | 1825.96 | 1825.96 | MC05 | MC05 | SIMOTICS S Synchronous motor 1FK7-CT PN=1.9kW; UDC=600V M0=8.5Nm (100K); NN=3000rpm; Naturally cooled FRAME SIZE IMB 5 (IM V1, IM V3) FLANGE 1, WITH PT1000 TEMPERATURESENSOR POWER CONNECTOR ROTATABLE ABSOLUTE ENCODERR 2048 S/R + 4096 UMDREHUNGEN MULTITURN, WITH ENDAT-SCHNITTSTELLE (ENCODER AM2048S/R) SHAFT WITH FITTED KEY, TOLERANCE N; WITH HOLDING BRAKE PROTECTION CLASS IP64; | - | 0 | 0
1FK7062-2AF74-1EB1 |  | 1FK7062-2AF74-1EB1 | 1 | UN | 1 | 15 | C | D | N | N | 85015220 | 1 |  | 9.4 | KG | 1888.3 | 1888.3 | MC05 | MC05 | SIMOTICS S Synchronous motor 1FK7-CT PN=1.9kW; UDC=600V M0=8.5Nm (100K); NN=3000rpm; Naturally cooled FRAME SIZE IMB 5 (IM V1, IM V3) FLANGE 1, WITH PT1000 TEMPERATURESENSOR POWER CONNECTOR ROTATABLE ABSOLUTE ENCODERR 2048 S/R + 4096 UMDREHUNGEN MULTITURN, WITH ENDAT-SCHNITTSTELLE (ENCODER AM2048S/R) SHAFT WITH FITTED KEY, TOLERANCE N; WITH HOLDING BRAKE PROTECTION CLASS IP65, | - | 0 | 0
1FK7062-2AF74-1EB2 |  | 1FK7062-2AF74-1EB2 | 1 | UN | 1 | 15 | C | D | N | N | 85015220 | 1 |  | 9.4 | KG | 1888.3 | 1888.3 | MC05 | MC05 | SIMOTICS S Synchronous motor 1FK7-CT PN=1.9kW; UDC=600V M0=8.5Nm (100K); NN=3000rpm; Naturally cooled FRAME SIZE IMB 5 (IM V1, IM V3) FLANGE 1, WITH PT1000 TEMPERATURESENSOR POWER CONNECTOR ROTATABLE ABSOLUTE ENCODERR 2048 S/R + 4096 UMDREHUNGEN MULTITURN, WITH ENDAT-SCHNITTSTELLE (ENCODER AM2048S/R) SHAFT WITH FITTED KEY, TOLERANCE N; WITH HOLDING BRAKE PROTECTION CLASS IP65, FLANGE ON DRIVE END IP67; | - | 0 | 0
1FK7062-2AF74-1EG0 |  | 1FK7062-2AF74-1EG0 | 1 | UN | 1 | 15 | C | D | N | N | 85015220 | 1 |  | 9.101 | KG | 1566.53 | 1566.53 | MC05 | MC05 | SIMOTICS S Synchronous motor 1FK7-CT PN=1.9kW; UDC=600V M0=8.5Nm (100K); NN=3000rpm; Naturally cooled FRAME SIZE IMB 5 (IM V1, IM V3) FLANGE 1, WITH PT1000 TEMPERATURESENSOR POWER CONNECTOR ROTATABLE ABSOLUTE ENCODERR 2048 S/R + 4096 UMDREHUNGEN MULTITURN, WITH ENDAT-SCHNITTSTELLE (ENCODER AM2048S/R) PLAIN SHAFT, TOLERANCE N; W/O HOLDING BRAKE PROTECTION CLASS IP64; | - | 0 | 0
1FK7062-2AF74-1EG1 |  | 1FK7062-2AF74-1EG1 | 1 | UN | 1 | 15 | C | D | N | N | 85015220 | 1 |  | 9.101 | KG | 1628.87 | 1628.87 | MC05 | MC05 | SIMOTICS S Synchronous motor 1FK7-CT PN=1.9kW; UDC=600V M0=8.5Nm (100K); NN=3000rpm; Naturally cooled FRAME SIZE IMB 5 (IM V1, IM V3) FLANGE 1, WITH PT1000 TEMPERATURESENSOR POWER CONNECTOR ROTATABLE ABSOLUTE ENCODERR 2048 S/R + 4096 UMDREHUNGEN MULTITURN, WITH ENDAT-SCHNITTSTELLE (ENCODER AM2048S/R) PLAIN SHAFT, TOLERANCE N; W/O HOLDING BRAKE PROTECTION CLASS IP65, | - | 0 | 0
1FK7062-2AF74-1EG2 |  | 1FK7062-2AF74-1EG2 | 1 | UN | 1 | 15 | C | D | N | N | 85015220 | 1 |  | 9.101 | KG | 1628.87 | 1628.87 | MC05 | MC05 | SIMOTICS S Synchronous motor 1FK7-CT PN=1.9kW; UDC=600V M0=8.5Nm (100K); NN=3000rpm; Naturally cooled FRAME SIZE IMB 5 (IM V1, IM V3) FLANGE 1, WITH PT1000 TEMPERATURESENSOR POWER CONNECTOR ROTATABLE ABSOLUTE ENCODERR 2048 S/R + 4096 UMDREHUNGEN MULTITURN, WITH ENDAT-SCHNITTSTELLE (ENCODER AM2048S/R) PLAIN SHAFT, TOLERANCE N; W/O HOLDING BRAKE PROTECTION CLASS IP65, FLANGE ON DRIVE END IP67; | - | 0 | 0
1FK7062-2AF74-1EH0 |  | 1FK7062-2AF74-1EH0 | 1 | UN | 1 | 15 | C | D | N | N | 85015220 | 1 |  | 9.4 | KG | 1769.97 | 1769.97 | MC05 | MC05 | SIMOTICS S Synchronous motor 1FK7-CT PN=1.9kW; UDC=600V M0=8.5Nm (100K); NN=3000rpm; Naturally cooled FRAME SIZE IMB 5 (IM V1, IM V3) FLANGE 1, WITH PT1000 TEMPERATURESENSOR POWER CONNECTOR ROTATABLE ABSOLUTE ENCODERR 2048 S/R + 4096 UMDREHUNGEN MULTITURN, WITH ENDAT-SCHNITTSTELLE (ENCODER AM2048S/R) PLAIN SHAFT, TOLERANCE N; WITH HOLDING BRAKE PROTECTION CLASS IP64; | - | 0 | 0
1FK7062-2AF74-1EH1 |  | 1FK7062-2AF74-1EH1 | 1 | UN | 1 | 15 | C | D | N | N | 85015220 | 1 |  | 9.4 | KG | 1832.31 | 1832.31 | MC05 | MC05 | SIMOTICS S Synchronous motor 1FK7-CT PN=1.9kW; UDC=600V M0=8.5Nm (100K); NN=3000rpm; Naturally cooled FRAME SIZE IMB 5 (IM V1, IM V3) FLANGE 1, WITH PT1000 TEMPERATURESENSOR POWER CONNECTOR ROTATABLE ABSOLUTE ENCODERR 2048 S/R + 4096 UMDREHUNGEN MULTITURN, WITH ENDAT-SCHNITTSTELLE (ENCODER AM2048S/R) PLAIN SHAFT, TOLERANCE N; WITH HOLDING BRAKE PROTECTION CLASS IP65, | - | 0 | 0
1FK7062-2AF74-1EH2 |  | 1FK7062-2AF74-1EH2 | 1 | UN | 1 | 15 | C | D | N | N | 85015220 | 1 |  | 9.4 | KG | 1832.31 | 1832.31 | MC05 | MC05 | SIMOTICS S Synchronous motor 1FK7-CT PN=1.9kW; UDC=600V M0=8.5Nm (100K); NN=3000rpm; Naturally cooled FRAME SIZE IMB 5 (IM V1, IM V3) FLANGE 1, WITH PT1000 TEMPERATURESENSOR POWER CONNECTOR ROTATABLE ABSOLUTE ENCODERR 2048 S/R + 4096 UMDREHUNGEN MULTITURN, WITH ENDAT-SCHNITTSTELLE (ENCODER AM2048S/R) PLAIN SHAFT, TOLERANCE N; WITH HOLDING BRAKE PROTECTION CLASS IP65, FLANGE ON DRIVE END IP67; | - | 0 | 0
1FK7062-2AF74-1SA0 |  | 1FK7062-2AF74-1SA0 | 1 | UN | 1 | 15 | C | D | N | N | 85015220 | 1 |  | 9.102 | KG | 985.7 | 985.7 | MC05 | MC05 | SIMOTICS S Synchronous motor 1FK7-CT PN=1.9kW; UDC=600V M0=8.5Nm (100K); NN=3000rpm; Naturally cooled FRAME SIZE IMB 5 (IM V1, IM V3) FLANGE 1, WITH PT1000 TEMPERATURESENSOR POWER CONNECTOR ROTATABLE RESOLVER MULTI-POLE (RESOLVER P=4); SHAFT WITH FITTED KEY, TOLERANCE N; W/O HOLDING BRAKE PROTECTION CLASS IP64; | - | 0 | 0
1FK7062-2AF74-1SA1 |  | 1FK7062-2AF74-1SA1 | 1 | UN | 1 | 15 | C | D | N | N | 85015220 | 1 |  | 9.102 | KG | 1048.04 | 1048.04 | MC05 | MC05 | SIMOTICS S Synchronous motor 1FK7-CT PN=1.9kW; UDC=600V M0=8.5Nm (100K); NN=3000rpm; Naturally cooled FRAME SIZE IMB 5 (IM V1, IM V3) FLANGE 1, WITH PT1000 TEMPERATURESENSOR POWER CONNECTOR ROTATABLE RESOLVER MULTI-POLE (RESOLVER P=4); SHAFT WITH FITTED KEY, TOLERANCE N; W/O HOLDING BRAKE PROTECTION CLASS IP65, | - | 0 | 0
1FK7062-2AF74-1SA2 |  | 1FK7062-2AF74-1SA2 | 1 | UN | 1 | 15 | C | D | N | N | 85015220 | 1 |  | 9.102 | KG | 1048.04 | 1048.04 | MC05 | MC05 | SIMOTICS S Synchronous motor 1FK7-CT PN=1.9kW; UDC=600V M0=8.5Nm (100K); NN=3000rpm; Naturally cooled FRAME SIZE IMB 5 (IM V1, IM V3) FLANGE 1, WITH PT1000 TEMPERATURESENSOR POWER CONNECTOR ROTATABLE RESOLVER MULTI-POLE (RESOLVER P=4); SHAFT WITH FITTED KEY, TOLERANCE N; W/O HOLDING BRAKE PROTECTION CLASS IP65, FLANGE ON DRIVE END IP67; | - | 0 | 0
1FK7062-2AF74-1SB0 |  | 1FK7062-2AF74-1SB0 | 1 | UN | 1 | 15 | C | D | N | N | 85015220 | 1 |  | 9.401 | KG | 1187.64 | 1187.64 | MC05 | MC05 | SIMOTICS S Synchronous motor 1FK7-CT PN=1.9kW; UDC=600V M0=8.5Nm (100K); NN=3000rpm; Naturally cooled FRAME SIZE IMB 5 (IM V1, IM V3) FLANGE 1, WITH PT1000 TEMPERATURESENSOR POWER CONNECTOR ROTATABLE RESOLVER MULTI-POLE (RESOLVER P=4); SHAFT WITH FITTED KEY, TOLERANCE N; WITH HOLDING BRAKE PROTECTION CLASS IP64; | - | 0 | 0
1FK7062-2AF74-1SB1 |  | 1FK7062-2AF74-1SB1 | 1 | UN | 1 | 15 | C | D | N | N | 85015220 | 1 |  | 9.401 | KG | 1249.98 | 1249.98 | MC05 | MC05 | SIMOTICS S Synchronous motor 1FK7-CT PN=1.9kW; UDC=600V M0=8.5Nm (100K); NN=3000rpm; Naturally cooled FRAME SIZE IMB 5 (IM V1, IM V3) FLANGE 1, WITH PT1000 TEMPERATURESENSOR POWER CONNECTOR ROTATABLE RESOLVER MULTI-POLE (RESOLVER P=4); SHAFT WITH FITTED KEY, TOLERANCE N; WITH HOLDING BRAKE PROTECTION CLASS IP65, | - | 0 | 0
1FK7062-2AF74-1SB2 |  | 1FK7062-2AF74-1SB2 | 1 | UN | 1 | 15 | C | D | N | N | 85015220 | 1 |  | 9.401 | KG | 1249.98 | 1249.98 | MC05 | MC05 | SIMOTICS S Synchronous motor 1FK7-CT PN=1.9kW; UDC=600V M0=8.5Nm (100K); NN=3000rpm; Naturally cooled FRAME SIZE IMB 5 (IM V1, IM V3) FLANGE 1, WITH PT1000 TEMPERATURESENSOR POWER CONNECTOR ROTATABLE RESOLVER MULTI-POLE (RESOLVER P=4); SHAFT WITH FITTED KEY, TOLERANCE N; WITH HOLDING BRAKE PROTECTION CLASS IP65, FLANGE ON DRIVE END IP67; | - | 0 | 0
1FK7062-2AF74-1SG0 |  | 1FK7062-2AF74-1SG0 | 1 | UN | 1 | 15 | C | D | N | N | 85015220 | 1 |  | 9.102 | KG | 928.21 | 928.21 | MC05 | MC05 | SIMOTICS S Synchronous motor 1FK7-CT PN=1.9kW; UDC=600V M0=8.5Nm (100K); NN=3000rpm; Naturally cooled FRAME SIZE IMB 5 (IM V1, IM V3) FLANGE 1, WITH PT1000 TEMPERATURESENSOR POWER CONNECTOR ROTATABLE RESOLVER MULTI-POLE (RESOLVER P=4); PLAIN SHAFT, TOLERANCE N; W/O HOLDING BRAKE PROTECTION CLASS IP64; | - | 0 | 0
1FK7062-2AF74-1SG1 |  | 1FK7062-2AF74-1SG1 | 1 | UN | 1 | 15 | C | D | N | N | 85015220 | 1 |  | 9.102 | KG | 990.55 | 990.55 | MC05 | MC05 | SIMOTICS S Synchronous motor 1FK7-CT PN=1.9kW; UDC=600V M0=8.5Nm (100K); NN=3000rpm; Naturally cooled FRAME SIZE IMB 5 (IM V1, IM V3) FLANGE 1, WITH PT1000 TEMPERATURESENSOR POWER CONNECTOR ROTATABLE RESOLVER MULTI-POLE (RESOLVER P=4); PLAIN SHAFT, TOLERANCE N; W/O HOLDING BRAKE PROTECTION CLASS IP65, | - | 0 | 0
1FK7062-2AF74-1SG2 |  | 1FK7062-2AF74-1SG2 | 1 | UN | 1 | 15 | C | D | N | N | 85015220 | 1 |  | 9.102 | KG | 990.55 | 990.55 | MC05 | MC05 | SIMOTICS S Synchronous motor 1FK7-CT PN=1.9kW; UDC=600V M0=8.5Nm (100K); NN=3000rpm; Naturally cooled FRAME SIZE IMB 5 (IM V1, IM V3) FLANGE 1, WITH PT1000 TEMPERATURESENSOR POWER CONNECTOR ROTATABLE RESOLVER MULTI-POLE (RESOLVER P=4); PLAIN SHAFT, TOLERANCE N; W/O HOLDING BRAKE PROTECTION CLASS IP65, FLANGE ON DRIVE END IP67; | - | 0 | 0
1FK7062-2AF74-1SH0 |  | 1FK7062-2AF74-1SH0 | 1 | UN | 1 | 15 | C | D | N | N | 85015220 | 1 |  | 9.401 | KG | 1131.65 | 1131.65 | MC05 | MC05 | SIMOTICS S Synchronous motor 1FK7-CT PN=1.9kW; UDC=600V M0=8.5Nm (100K); NN=3000rpm; Naturally cooled FRAME SIZE IMB 5 (IM V1, IM V3) FLANGE 1, WITH PT1000 TEMPERATURESENSOR POWER CONNECTOR ROTATABLE RESOLVER MULTI-POLE (RESOLVER P=4); PLAIN SHAFT, TOLERANCE N; WITH HOLDING BRAKE PROTECTION CLASS IP64; | - | 0 | 0
1FK7062-2AF74-1SH1 |  | 1FK7062-2AF74-1SH1 | 1 | UN | 1 | 15 | C | D | N | N | 85015220 | 1 |  | 9.401 | KG | 1193.99 | 1193.99 | MC05 | MC05 | SIMOTICS S Synchronous motor 1FK7-CT PN=1.9kW; UDC=600V M0=8.5Nm (100K); NN=3000rpm; Naturally cooled FRAME SIZE IMB 5 (IM V1, IM V3) FLANGE 1, WITH PT1000 TEMPERATURESENSOR POWER CONNECTOR ROTATABLE RESOLVER MULTI-POLE (RESOLVER P=4); PLAIN SHAFT, TOLERANCE N; WITH HOLDING BRAKE PROTECTION CLASS IP65, | - | 0 | 0
1FK7062-2AF74-1SH2 |  | 1FK7062-2AF74-1SH2 | 1 | UN | 1 | 15 | C | D | N | N | 85015220 | 1 |  | 9.401 | KG | 1193.99 | 1193.99 | MC05 | MC05 | SIMOTICS S Synchronous motor 1FK7-CT PN=1.9kW; UDC=600V M0=8.5Nm (100K); NN=3000rpm; Naturally cooled FRAME SIZE IMB 5 (IM V1, IM V3) FLANGE 1, WITH PT1000 TEMPERATURESENSOR POWER CONNECTOR ROTATABLE RESOLVER MULTI-POLE (RESOLVER P=4); PLAIN SHAFT, TOLERANCE N; WITH HOLDING BRAKE PROTECTION CLASS IP65, FLANGE ON DRIVE END IP67; | - | 0 | 0
1FK7062-2AF74-1TA0 |  | 1FK7062-2AF74-1TA0 | 1 | UN | 1 | 15 | C | D | N | N | 85015220 | 1 |  | 9.102 | KG | 985.7 | 985.7 | MC05 | MC05 | SIMOTICS S Synchronous motor 1FK7-CT PN=1.9kW; UDC=600V M0=8.5Nm (100K); NN=3000rpm; Naturally cooled FRAME SIZE IMB 5 (IM V1, IM V3) FLANGE 1, WITH PT1000 TEMPERATURESENSOR POWER CONNECTOR ROTATABLE RESOLVER 2-POLE (RESOLVER P=1); SHAFT WITH FITTED KEY, TOLERANCE N; W/O HOLDING BRAKE PROTECTION CLASS IP64; | - | 0 | 0
1FK7062-2AF74-1TA1 |  | 1FK7062-2AF74-1TA1 | 1 | UN | 1 | 15 | C | D | N | N | 85015220 | 1 |  | 9.102 | KG | 1048.04 | 1048.04 | MC05 | MC05 | SIMOTICS S Synchronous motor 1FK7-CT PN=1.9kW; UDC=600V M0=8.5Nm (100K); NN=3000rpm; Naturally cooled FRAME SIZE IMB 5 (IM V1, IM V3) FLANGE 1, WITH PT1000 TEMPERATURESENSOR POWER CONNECTOR ROTATABLE RESOLVER 2-POLE (RESOLVER P=1); SHAFT WITH FITTED KEY, TOLERANCE N; W/O HOLDING BRAKE PROTECTION CLASS IP65, | - | 0 | 0
1FK7062-2AF74-1TA2 |  | 1FK7062-2AF74-1TA2 | 1 | UN | 1 | 15 | C | D | N | N | 85015220 | 1 |  | 9.102 | KG | 1048.04 | 1048.04 | MC05 | MC05 | SIMOTICS S Synchronous motor 1FK7-CT PN=1.9kW; UDC=600V M0=8.5Nm (100K); NN=3000rpm; Naturally cooled FRAME SIZE IMB 5 (IM V1, IM V3) FLANGE 1, WITH PT1000 TEMPERATURESENSOR POWER CONNECTOR ROTATABLE RESOLVER 2-POLE (RESOLVER P=1); SHAFT WITH FITTED KEY, TOLERANCE N; W/O HOLDING BRAKE PROTECTION CLASS IP65, FLANGE ON DRIVE END IP67; | - | 0 | 0
1FK7062-2AF74-1TB0 |  | 1FK7062-2AF74-1TB0 | 1 | UN | 1 | 15 | C | D | N | N | 85015220 | 1 |  | 9.401 | KG | 1187.64 | 1187.64 | MC05 | MC05 | SIMOTICS S Synchronous motor 1FK7-CT PN=1.9kW; UDC=600V M0=8.5Nm (100K); NN=3000rpm; Naturally cooled FRAME SIZE IMB 5 (IM V1, IM V3) FLANGE 1, WITH PT1000 TEMPERATURESENSOR POWER CONNECTOR ROTATABLE RESOLVER 2-POLE (RESOLVER P=1); SHAFT WITH FITTED KEY, TOLERANCE N; WITH HOLDING BRAKE PROTECTION CLASS IP64; | - | 0 | 0
1FK7062-2AF74-1TB1 |  | 1FK7062-2AF74-1TB1 | 1 | UN | 1 | 15 | C | D | N | N | 85015220 | 1 |  | 9.401 | KG | 1249.98 | 1249.98 | MC05 | MC05 | SIMOTICS S Synchronous motor 1FK7-CT PN=1.9kW; UDC=600V M0=8.5Nm (100K); NN=3000rpm; Naturally cooled FRAME SIZE IMB 5 (IM V1, IM V3) FLANGE 1, WITH PT1000 TEMPERATURESENSOR POWER CONNECTOR ROTATABLE RESOLVER 2-POLE (RESOLVER P=1); SHAFT WITH FITTED KEY, TOLERANCE N; WITH HOLDING BRAKE PROTECTION CLASS IP65, | - | 0 | 0
1FK7062-2AF74-1TB2 |  | 1FK7062-2AF74-1TB2 | 1 | UN | 1 | 15 | C | D | N | N | 85015220 | 1 |  | 9.401 | KG | 1249.98 | 1249.98 | MC05 | MC05 | SIMOTICS S Synchronous motor 1FK7-CT PN=1.9kW; UDC=600V M0=8.5Nm (100K); NN=3000rpm; Naturally cooled FRAME SIZE IMB 5 (IM V1, IM V3) FLANGE 1, WITH PT1000 TEMPERATURESENSOR POWER CONNECTOR ROTATABLE RESOLVER 2-POLE (RESOLVER P=1); SHAFT WITH FITTED KEY, TOLERANCE N; WITH HOLDING BRAKE PROTECTION CLASS IP65, FLANGE ON DRIVE END IP67; | - | 0 | 0
1FK7062-2AF74-1TG0 |  | 1FK7062-2AF74-1TG0 | 1 | UN | 1 | 15 | C | D | N | N | 85015220 | 1 |  | 9.102 | KG | 928.21 | 928.21 | MC05 | MC05 | SIMOTICS S Synchronous motor 1FK7-CT PN=1.9kW; UDC=600V M0=8.5Nm (100K); NN=3000rpm; Naturally cooled FRAME SIZE IMB 5 (IM V1, IM V3) FLANGE 1, WITH PT1000 TEMPERATURESENSOR POWER CONNECTOR ROTATABLE RESOLVER 2-POLE (RESOLVER P=1); PLAIN SHAFT, TOLERANCE N; W/O HOLDING BRAKE PROTECTION CLASS IP64; | - | 0 | 0
1FK7062-2AF74-1TG1 |  | 1FK7062-2AF74-1TG1 | 1 | UN | 1 | 15 | C | D | N | N | 85015220 | 1 |  | 9.102 | KG | 990.55 | 990.55 | MC05 | MC05 | SIMOTICS S Synchronous motor 1FK7-CT PN=1.9kW; UDC=600V M0=8.5Nm (100K); NN=3000rpm; Naturally cooled FRAME SIZE IMB 5 (IM V1, IM V3) FLANGE 1, WITH PT1000 TEMPERATURESENSOR POWER CONNECTOR ROTATABLE RESOLVER 2-POLE (RESOLVER P=1); PLAIN SHAFT, TOLERANCE N; W/O HOLDING BRAKE PROTECTION CLASS IP65, | - | 0 | 0
1FK7062-2AF74-1TG2 |  | 1FK7062-2AF74-1TG2 | 1 | UN | 1 | 15 | C | D | N | N | 85015220 | 1 |  | 9.102 | KG | 990.55 | 990.55 | MC05 | MC05 | SIMOTICS S Synchronous motor 1FK7-CT PN=1.9kW; UDC=600V M0=8.5Nm (100K); NN=3000rpm; Naturally cooled FRAME SIZE IMB 5 (IM V1, IM V3) FLANGE 1, WITH PT1000 TEMPERATURESENSOR POWER CONNECTOR ROTATABLE RESOLVER 2-POLE (RESOLVER P=1); PLAIN SHAFT, TOLERANCE N; W/O HOLDING BRAKE PROTECTION CLASS IP65, FLANGE ON DRIVE END IP67; | - | 0 | 0
1FK7062-2AF74-1TH0 |  | 1FK7062-2AF74-1TH0 | 1 | UN | 1 | 15 | C | D | N | N | 85015220 | 1 |  | 9.401 | KG | 1131.65 | 1131.65 | MC05 | MC05 | SIMOTICS S Synchronous motor 1FK7-CT PN=1.9kW; UDC=600V M0=8.5Nm (100K); NN=3000rpm; Naturally cooled FRAME SIZE IMB 5 (IM V1, IM V3) FLANGE 1, WITH PT1000 TEMPERATURESENSOR POWER CONNECTOR ROTATABLE RESOLVER 2-POLE (RESOLVER P=1); PLAIN SHAFT, TOLERANCE N; WITH HOLDING BRAKE PROTECTION CLASS IP64; | - | 0 | 0
1FK7062-2AF74-1TH1 |  | 1FK7062-2AF74-1TH1 | 1 | UN | 1 | 15 | C | D | N | N | 85015220 | 1 |  | 9.401 | KG | 1193.99 | 1193.99 | MC05 | MC05 | SIMOTICS S Synchronous motor 1FK7-CT PN=1.9kW; UDC=600V M0=8.5Nm (100K); NN=3000rpm; Naturally cooled FRAME SIZE IMB 5 (IM V1, IM V3) FLANGE 1, WITH PT1000 TEMPERATURESENSOR POWER CONNECTOR ROTATABLE RESOLVER 2-POLE (RESOLVER P=1); PLAIN SHAFT, TOLERANCE N; WITH HOLDING BRAKE PROTECTION CLASS IP65, | - | 0 | 0
1FK7062-2AF74-1TH2 |  | 1FK7062-2AF74-1TH2 | 1 | UN | 1 | 15 | C | D | N | N | 85015220 | 1 |  | 9.401 | KG | 1193.99 | 1193.99 | MC05 | MC05 | SIMOTICS S Synchronous motor 1FK7-CT PN=1.9kW; UDC=600V M0=8.5Nm (100K); NN=3000rpm; Naturally cooled FRAME SIZE IMB 5 (IM V1, IM V3) FLANGE 1, WITH PT1000 TEMPERATURESENSOR POWER CONNECTOR ROTATABLE RESOLVER 2-POLE (RESOLVER P=1); PLAIN SHAFT, TOLERANCE N; WITH HOLDING BRAKE PROTECTION CLASS IP65, FLANGE ON DRIVE END IP67; | - | 0 | 0
1FK7062-2AF78-8YG8-Z | S02 | 1FK7062-2AF78-8YG8-ZS02 | 1 | UN | 1 | 15 | C | D | N | N | 85015220 | 1 |  | 17 | KG | 4221.2 | 4221.2 | MC05 | MC05 | SIMOTICS S Synchronous motor 1FK7-CT PN=1.9kW; UDC=600V M0=8.5Nm (100K); NN=3000rpm; Naturally cooled; customer-spec. design Absolute encoder 2048 S/R+ 4096 revolutions multi-turn with EnDat interface (encoder AM2048S/R) Smooth shaft, Tolerance N without holding brake; degree of protection customer-spec. S02: Customer-specific version | - | 0 | 7
1FK7062-2AH71-1AA0 |  | 1FK7062-2AH71-1AA0 | 1 | UN | 1 | 15 | C | D | N | N | 85015220 | 1 |  | 9.101 | KG | 1376.34 | 1376.34 | MC05 | MC05 | SIMOTICS S Synchronous motor 1FK7-CT PN=1.4kW; UDC=600V M0=8.5Nm (100K); NN=4500rpm; Naturally cooled FRAME SIZE IMB 5 (IM V1, IM V3) FLANGE 1, WITH KTY TEMPERATURESENSOR POWER CONNECTOR ROTATABLE INCREMENTAL ENCODER SIN/COS 1VPP;2048 S/R W. C-AND D-SPUR (ENCODER IC2048S/R) SHAFT WITH FITTED KEY, TOLERANCE N; W/O HOLDING BRAKE PROTECTION CLASS IP64; | - | 0 | 0
1FK7062-2AH71-1AA1 |  | 1FK7062-2AH71-1AA1 | 1 | UN | 1 | 15 | C | D | N | N | 85015220 | 1 |  | 9.101 | KG | 1438.68 | 1438.68 | MC05 | MC05 | SIMOTICS S Synchronous motor 1FK7-CT PN=1.4kW; UDC=600V M0=8.5Nm (100K); NN=4500rpm; Naturally cooled FRAME SIZE IMB 5 (IM V1, IM V3) FLANGE 1, WITH KTY TEMPERATURESENSOR POWER CONNECTOR ROTATABLE INCREMENTAL ENCODER SIN/COS 1VPP;2048 S/R W. C-AND D-SPUR (ENCODER IC2048S/R) SHAFT WITH FITTED KEY, TOLERANCE N; W/O HOLDING BRAKE PROTECTION CLASS IP65, | - | 0 | 0
1FK7062-2AH71-1AA2 |  | 1FK7062-2AH71-1AA2 | 1 | UN | 1 | 15 | C | D | N | N | 85015220 | 1 |  | 9.101 | KG | 1438.68 | 1438.68 | MC05 | MC05 | SIMOTICS S Synchronous motor 1FK7-CT PN=1.4kW; UDC=600V M0=8.5Nm (100K); NN=4500rpm; Naturally cooled FRAME SIZE IMB 5 (IM V1, IM V3) FLANGE 1, WITH KTY TEMPERATURESENSOR POWER CONNECTOR ROTATABLE INCREMENTAL ENCODER SIN/COS 1VPP;2048 S/R W. C-AND D-SPUR (ENCODER IC2048S/R) SHAFT WITH FITTED KEY, TOLERANCE N; W/O HOLDING BRAKE PROTECTION CLASS IP65, FLANGE ON DRIVE END IP67; | - | 0 | 0
1FK7062-2AH71-1AB0 |  | 1FK7062-2AH71-1AB0 | 1 | UN | 1 | 15 | C | D | N | N | 85015220 | 1 |  | 9.4 | KG | 1578.28 | 1578.28 | MC05 | MC05 | SIMOTICS S Synchronous motor 1FK7-CT PN=1.4kW; UDC=600V M0=8.5Nm (100K); NN=4500rpm; Naturally cooled FRAME SIZE IMB 5 (IM V1, IM V3) FLANGE 1, WITH KTY TEMPERATURESENSOR POWER CONNECTOR ROTATABLE INCREMENTAL ENCODER SIN/COS 1VPP;2048 S/R W. C-AND D-SPUR (ENCODER IC2048S/R) SHAFT WITH FITTED KEY, TOLERANCE N; WITH HOLDING BRAKE PROTECTION CLASS IP64; | - | 0 | 0
1FK7062-2AH71-1AB1 |  | 1FK7062-2AH71-1AB1 | 1 | UN | 1 | 15 | C | D | N | N | 85015220 | 1 |  | 9.4 | KG | 1640.62 | 1640.62 | MC05 | MC05 | SIMOTICS S Synchronous motor 1FK7-CT PN=1.4kW; UDC=600V M0=8.5Nm (100K); NN=4500rpm; Naturally cooled FRAME SIZE IMB 5 (IM V1, IM V3) FLANGE 1, WITH KTY TEMPERATURESENSOR POWER CONNECTOR ROTATABLE INCREMENTAL ENCODER SIN/COS 1VPP;2048 S/R W. C-AND D-SPUR (ENCODER IC2048S/R) SHAFT WITH FITTED KEY, TOLERANCE N; WITH HOLDING BRAKE PROTECTION CLASS IP65, | - | 0 | 0
1FK7062-2AH71-1AB2 |  | 1FK7062-2AH71-1AB2 | 1 | UN | 1 | 15 | C | D | N | N | 85015220 | 1 |  | 9.4 | KG | 1640.62 | 1640.62 | MC05 | MC05 | SIMOTICS S Synchronous motor 1FK7-CT PN=1.4kW; UDC=600V M0=8.5Nm (100K); NN=4500rpm; Naturally cooled FRAME SIZE IMB 5 (IM V1, IM V3) FLANGE 1, WITH KTY TEMPERATURESENSOR POWER CONNECTOR ROTATABLE INCREMENTAL ENCODER SIN/COS 1VPP;2048 S/R W. C-AND D-SPUR (ENCODER IC2048S/R) SHAFT WITH FITTED KEY, TOLERANCE N; WITH HOLDING BRAKE PROTECTION CLASS IP65, FLANGE ON DRIVE END IP67; | - | 0 | 0
1FK7062-2AH71-1AG0 |  | 1FK7062-2AH71-1AG0 | 1 | UN | 1 | 15 | C | D | N | N | 85015220 | 1 |  | 9.101 | KG | 1318.85 | 1318.85 | MC05 | MC05 | SIMOTICS S Synchronous motor 1FK7-CT PN=1.4kW; UDC=600V M0=8.5Nm (100K); NN=4500rpm; Naturally cooled FRAME SIZE IMB 5 (IM V1, IM V3) FLANGE 1, WITH KTY TEMPERATURESENSOR POWER CONNECTOR ROTATABLE INCREMENTAL ENCODER SIN/COS 1VPP;2048 S/R W. C-AND D-SPUR (ENCODER IC2048S/R) PLAIN SHAFT, TOLERANCE N; W/O HOLDING BRAKE PROTECTION CLASS IP64; | - | 0 | 0
1FK7062-2AH71-1AG1 |  | 1FK7062-2AH71-1AG1 | 1 | UN | 1 | 15 | C | D | N | N | 85015220 | 1 |  | 9.101 | KG | 1381.19 | 1381.19 | MC05 | MC05 | SIMOTICS S Synchronous motor 1FK7-CT PN=1.4kW; UDC=600V M0=8.5Nm (100K); NN=4500rpm; Naturally cooled FRAME SIZE IMB 5 (IM V1, IM V3) FLANGE 1, WITH KTY TEMPERATURESENSOR POWER CONNECTOR ROTATABLE INCREMENTAL ENCODER SIN/COS 1VPP;2048 S/R W. C-AND D-SPUR (ENCODER IC2048S/R) PLAIN SHAFT, TOLERANCE N; W/O HOLDING BRAKE PROTECTION CLASS IP65, | - | 0 | 0
1FK7062-2AH71-1AG2 |  | 1FK7062-2AH71-1AG2 | 1 | UN | 1 | 15 | C | D | N | N | 85015220 | 1 |  | 9.101 | KG | 1381.19 | 1381.19 | MC05 | MC05 | SIMOTICS S Synchronous motor 1FK7-CT PN=1.4kW; UDC=600V M0=8.5Nm (100K); NN=4500rpm; Naturally cooled FRAME SIZE IMB 5 (IM V1, IM V3) FLANGE 1, WITH KTY TEMPERATURESENSOR POWER CONNECTOR ROTATABLE INCREMENTAL ENCODER SIN/COS 1VPP;2048 S/R W. C-AND D-SPUR (ENCODER IC2048S/R) PLAIN SHAFT, TOLERANCE N; W/O HOLDING BRAKE PROTECTION CLASS IP65, FLANGE ON DRIVE END IP67; | - | 0 | 0
1FK7062-2AH71-1AH0 |  | 1FK7062-2AH71-1AH0 | 1 | UN | 1 | 15 | C | D | N | N | 85015220 | 1 |  | 9.4 | KG | 1522.29 | 1522.29 | MC05 | MC05 | SIMOTICS S Synchronous motor 1FK7-CT PN=1.4kW; UDC=600V M0=8.5Nm (100K); NN=4500rpm; Naturally cooled FRAME SIZE IMB 5 (IM V1, IM V3) FLANGE 1, WITH KTY TEMPERATURESENSOR POWER CONNECTOR ROTATABLE INCREMENTAL ENCODER SIN/COS 1VPP;2048 S/R W. C-AND D-SPUR (ENCODER IC2048S/R) PLAIN SHAFT, TOLERANCE N; WITH HOLDING BRAKE PROTECTION CLASS IP64; | - | 0 | 0
1FK7062-2AH71-1AH1 |  | 1FK7062-2AH71-1AH1 | 1 | UN | 1 | 15 | C | D | N | N | 85015220 | 1 |  | 9.4 | KG | 1584.63 | 1584.63 | MC05 | MC05 | SIMOTICS S Synchronous motor 1FK7-CT PN=1.4kW; UDC=600V M0=8.5Nm (100K); NN=4500rpm; Naturally cooled FRAME SIZE IMB 5 (IM V1, IM V3) FLANGE 1, WITH KTY TEMPERATURESENSOR POWER CONNECTOR ROTATABLE INCREMENTAL ENCODER SIN/COS 1VPP;2048 S/R W. C-AND D-SPUR (ENCODER IC2048S/R) PLAIN SHAFT, TOLERANCE N; WITH HOLDING BRAKE PROTECTION CLASS IP65, | - | 0 | 0
1FK7062-2AH71-1AH2 |  | 1FK7062-2AH71-1AH2 | 1 | UN | 1 | 15 | C | D | N | N | 85015220 | 1 |  | 9.4 | KG | 1584.63 | 1584.63 | MC05 | MC05 | SIMOTICS S Synchronous motor 1FK7-CT PN=1.4kW; UDC=600V M0=8.5Nm (100K); NN=4500rpm; Naturally cooled FRAME SIZE IMB 5 (IM V1, IM V3) FLANGE 1, WITH KTY TEMPERATURESENSOR POWER CONNECTOR ROTATABLE INCREMENTAL ENCODER SIN/COS 1VPP;2048 S/R W. C-AND D-SPUR (ENCODER IC2048S/R) PLAIN SHAFT, TOLERANCE N; WITH HOLDING BRAKE PROTECTION CLASS IP65, FLANGE ON DRIVE END IP67; | - | 0 | 0
1FK7062-2AH71-1BA0 |  | 1FK7062-2AH71-1BA0 | 1 | UN | 1 | 15 | C | D | N | N | 85015220 | 1 |  | 9.101 | KG | 1537.04 | 1537.04 | MC05 | MC05 | SIMOTICS S Synchronous motor 1FK7-CT PN=1.4kW; UDC=600V M0=8.5Nm (100K); NN=4500rpm; Naturally cooled FRAME SIZE IMB 5 (IM V1, IM V3) FLANGE 1 POWER CONNECTOR ROTATABLE ABSOLUTE ENCODER SINGLETURN 24 BIT WITH DRIVE CLIQ INTERFACE (ENCODER AS24DQI) SHAFT WITH FITTED KEY, TOLERANCE N; W/O HOLDING BRAKE PROTECTION CLASS IP64; | - | 0 | 0
1FK7062-2AH71-1BA1 |  | 1FK7062-2AH71-1BA1 | 1 | UN | 1 | 15 | C | D | N | N | 85015220 | 1 |  | 9.101 | KG | 1599.38 | 1599.38 | MC05 | MC05 | SIMOTICS S Synchronous motor 1FK7-CT PN=1.4kW; UDC=600V M0=8.5Nm (100K); NN=4500rpm; Naturally cooled FRAME SIZE IMB 5 (IM V1, IM V3) FLANGE 1 POWER CONNECTOR ROTATABLE ABSOLUTE ENCODER SINGLETURN 24 BIT WITH DRIVE CLIQ INTERFACE (ENCODER AS24DQI) SHAFT WITH FITTED KEY, TOLERANCE N; W/O HOLDING BRAKE PROTECTION CLASS IP65, | - | 0 | 0
1FK7062-2AH71-1BA2 |  | 1FK7062-2AH71-1BA2 | 1 | UN | 1 | 15 | C | D | N | N | 85015220 | 1 |  | 9.101 | KG | 1599.38 | 1599.38 | MC05 | MC05 | SIMOTICS S Synchronous motor 1FK7-CT PN=1.4kW; UDC=600V M0=8.5Nm (100K); NN=4500rpm; Naturally cooled FRAME SIZE IMB 5 (IM V1, IM V3) FLANGE 1 POWER CONNECTOR ROTATABLE ABSOLUTE ENCODER SINGLETURN 24 BIT WITH DRIVE CLIQ INTERFACE (ENCODER AS24DQI) SHAFT WITH FITTED KEY, TOLERANCE N; W/O HOLDING BRAKE PROTECTION CLASS IP65, FLANGE ON DRIVE END IP67; | - | 0 | 0
1FK7062-2AH71-1BB0 |  | 1FK7062-2AH71-1BB0 | 1 | UN | 1 | 15 | C | D | N | N | 85015220 | 1 |  | 9.4 | KG | 1738.98 | 1738.98 | MC05 | MC05 | SIMOTICS S Synchronous motor 1FK7-CT PN=1.4kW; UDC=600V M0=8.5Nm (100K); NN=4500rpm; Naturally cooled FRAME SIZE IMB 5 (IM V1, IM V3) FLANGE 1 POWER CONNECTOR ROTATABLE ABSOLUTE ENCODER SINGLETURN 24 BIT WITH DRIVE CLIQ INTERFACE (ENCODER AS24DQI) SHAFT WITH FITTED KEY, TOLERANCE N; WITH HOLDING BRAKE PROTECTION CLASS IP64; | - | 0 | 0
1FK7062-2AH71-1BB1 |  | 1FK7062-2AH71-1BB1 | 1 | UN | 1 | 15 | C | D | N | N | 85015220 | 1 |  | 9.4 | KG | 1801.32 | 1801.32 | MC05 | MC05 | SIMOTICS S Synchronous motor 1FK7-CT PN=1.4kW; UDC=600V M0=8.5Nm (100K); NN=4500rpm; Naturally cooled FRAME SIZE IMB 5 (IM V1, IM V3) FLANGE 1 POWER CONNECTOR ROTATABLE ABSOLUTE ENCODER SINGLETURN 24 BIT WITH DRIVE CLIQ INTERFACE (ENCODER AS24DQI) SHAFT WITH FITTED KEY, TOLERANCE N; WITH HOLDING BRAKE PROTECTION CLASS IP65, | - | 0 | 0
1FK7062-2AH71-1BB2 |  | 1FK7062-2AH71-1BB2 | 1 | UN | 1 | 15 | C | D | N | N | 85015220 | 1 |  | 9.4 | KG | 1801.32 | 1801.32 | MC05 | MC05 | SIMOTICS S Synchronous motor 1FK7-CT PN=1.4kW; UDC=600V M0=8.5Nm (100K); NN=4500rpm; Naturally cooled FRAME SIZE IMB 5 (IM V1, IM V3) FLANGE 1 POWER CONNECTOR ROTATABLE ABSOLUTE ENCODER SINGLETURN 24 BIT WITH DRIVE CLIQ INTERFACE (ENCODER AS24DQI) SHAFT WITH FITTED KEY, TOLERANCE N; WITH HOLDING BRAKE PROTECTION CLASS IP65, FLANGE ON DRIVE END IP67; | - | 0 | 0
1FK7062-2AH71-1BG0 |  | 1FK7062-2AH71-1BG0 | 1 | UN | 1 | 15 | C | D | N | N | 85015220 | 1 |  | 9.101 | KG | 1479.55 | 1479.55 | MC05 | MC05 | SIMOTICS S Synchronous motor 1FK7-CT PN=1.4kW; UDC=600V M0=8.5Nm (100K); NN=4500rpm; Naturally cooled FRAME SIZE IMB 5 (IM V1, IM V3) FLANGE 1 POWER CONNECTOR ROTATABLE ABSOLUTE ENCODER SINGLETURN 24 BIT WITH DRIVE CLIQ INTERFACE (ENCODER AS24DQI) PLAIN SHAFT, TOLERANCE N; W/O HOLDING BRAKE PROTECTION CLASS IP64; | - | 0 | 0
1FK7062-2AH71-1BG1 |  | 1FK7062-2AH71-1BG1 | 1 | UN | 1 | 15 | C | D | N | N | 85015220 | 1 |  | 9.101 | KG | 1541.89 | 1541.89 | MC05 | MC05 | SIMOTICS S Synchronous motor 1FK7-CT PN=1.4kW; UDC=600V M0=8.5Nm (100K); NN=4500rpm; Naturally cooled FRAME SIZE IMB 5 (IM V1, IM V3) FLANGE 1 POWER CONNECTOR ROTATABLE ABSOLUTE ENCODER SINGLETURN 24 BIT WITH DRIVE CLIQ INTERFACE (ENCODER AS24DQI) PLAIN SHAFT, TOLERANCE N; W/O HOLDING BRAKE PROTECTION CLASS IP65, | - | 0 | 0
1FK7062-2AH71-1BG2 |  | 1FK7062-2AH71-1BG2 | 1 | UN | 1 | 15 | C | D | N | N | 85015220 | 1 |  | 9.101 | KG | 1541.89 | 1541.89 | MC05 | MC05 | SIMOTICS S Synchronous motor 1FK7-CT PN=1.4kW; UDC=600V M0=8.5Nm (100K); NN=4500rpm; Naturally cooled FRAME SIZE IMB 5 (IM V1, IM V3) FLANGE 1 POWER CONNECTOR ROTATABLE ABSOLUTE ENCODER SINGLETURN 24 BIT WITH DRIVE CLIQ INTERFACE (ENCODER AS24DQI) PLAIN SHAFT, TOLERANCE N; W/O HOLDING BRAKE PROTECTION CLASS IP65, FLANGE ON DRIVE END IP67; | - | 0 | 0
1FK7062-2AH71-1BH0 |  | 1FK7062-2AH71-1BH0 | 1 | UN | 1 | 15 | C | D | N | N | 85015220 | 1 |  | 9.4 | KG | 1682.99 | 1682.99 | MC05 | MC05 | SIMOTICS S Synchronous motor 1FK7-CT PN=1.4kW; UDC=600V M0=8.5Nm (100K); NN=4500rpm; Naturally cooled FRAME SIZE IMB 5 (IM V1, IM V3) FLANGE 1 POWER CONNECTOR ROTATABLE ABSOLUTE ENCODER SINGLETURN 24 BIT WITH DRIVE CLIQ INTERFACE (ENCODER AS24DQI) PLAIN SHAFT, TOLERANCE N; WITH HOLDING BRAKE PROTECTION CLASS IP64; | - | 0 | 0
1FK7062-2AH71-1BH1 |  | 1FK7062-2AH71-1BH1 | 1 | UN | 1 | 15 | C | D | N | N | 85015220 | 1 |  | 9.4 | KG | 1745.33 | 1745.33 | MC05 | MC05 | SIMOTICS S Synchronous motor 1FK7-CT PN=1.4kW; UDC=600V M0=8.5Nm (100K); NN=4500rpm; Naturally cooled FRAME SIZE IMB 5 (IM V1, IM V3) FLANGE 1 POWER CONNECTOR ROTATABLE ABSOLUTE ENCODER SINGLETURN 24 BIT WITH DRIVE CLIQ INTERFACE (ENCODER AS24DQI) PLAIN SHAFT, TOLERANCE N; WITH HOLDING BRAKE PROTECTION CLASS IP65, | - | 0 | 0
1FK7062-2AH71-1BH2 |  | 1FK7062-2AH71-1BH2 | 1 | UN | 1 | 15 | C | D | N | N | 85015220 | 1 |  | 9.4 | KG | 1745.33 | 1745.33 | MC05 | MC05 | SIMOTICS S Synchronous motor 1FK7-CT PN=1.4kW; UDC=600V M0=8.5Nm (100K); NN=4500rpm; Naturally cooled FRAME SIZE IMB 5 (IM V1, IM V3) FLANGE 1 POWER CONNECTOR ROTATABLE ABSOLUTE ENCODER SINGLETURN 24 BIT WITH DRIVE CLIQ INTERFACE (ENCODER AS24DQI) PLAIN SHAFT, TOLERANCE N; WITH HOLDING BRAKE PROTECTION CLASS IP65, FLANGE ON DRIVE END IP67; | - | 0 | 0
1FK7062-2AH71-1CA0 |  | 1FK7062-2AH71-1CA0 | 1 | UN | 1 | 15 | C | D | N | N | 85015220 | 1 |  | 9.101 | KG | 1783.2 | 1783.2 | MC05 | MC05 | SIMOTICS S Synchronous motor 1FK7-CT PN=1.4kW; UDC=600V M0=8.5Nm (100K); NN=4500rpm; Naturally cooled FRAME SIZE IMB 5 (IM V1, IM V3) FLANGE 1 POWER CONNECTOR ROTATABLE ABSOLUTE ENCODER 24 BIT + 12 BIT MULTITURN WITH DRIVE-CLIQ INTERFACE (ENCODER AM24DQI) SHAFT WITH FITTED KEY, TOLERANCE N; W/O HOLDING BRAKE PROTECTION CLASS IP64; | - | 0 | 0
1FK7062-2AH71-1CA1 |  | 1FK7062-2AH71-1CA1 | 1 | UN | 1 | 15 | C | D | N | N | 85015220 | 1 |  | 9.101 | KG | 1845.54 | 1845.54 | MC05 | MC05 | SIMOTICS S Synchronous motor 1FK7-CT PN=1.4kW; UDC=600V M0=8.5Nm (100K); NN=4500rpm; Naturally cooled FRAME SIZE IMB 5 (IM V1, IM V3) FLANGE 1 POWER CONNECTOR ROTATABLE ABSOLUTE ENCODER 24 BIT + 12 BIT MULTITURN WITH DRIVE-CLIQ INTERFACE (ENCODER AM24DQI) SHAFT WITH FITTED KEY, TOLERANCE N; W/O HOLDING BRAKE PROTECTION CLASS IP65, | - | 0 | 0
1FK7062-2AH71-1CA2 |  | 1FK7062-2AH71-1CA2 | 1 | UN | 1 | 15 | C | D | N | N | 85015220 | 1 |  | 9.101 | KG | 1845.54 | 1845.54 | MC05 | MC05 | SIMOTICS S Synchronous motor 1FK7-CT PN=1.4kW; UDC=600V M0=8.5Nm (100K); NN=4500rpm; Naturally cooled FRAME SIZE IMB 5 (IM V1, IM V3) FLANGE 1 POWER CONNECTOR ROTATABLE ABSOLUTE ENCODER 24 BIT + 12 BIT MULTITURN WITH DRIVE-CLIQ INTERFACE (ENCODER AM24DQI) SHAFT WITH FITTED KEY, TOLERANCE N; W/O HOLDING BRAKE PROTECTION CLASS IP65, FLANGE ON DRIVE END IP67; | - | 0 | 0
1FK7062-2AH71-1CB0 |  | 1FK7062-2AH71-1CB0 | 1 | UN | 1 | 15 | C | D | N | N | 85015220 | 1 |  | 9.4 | KG | 1985.14 | 1985.14 | MC05 | MC05 | SIMOTICS S Synchronous motor 1FK7-CT PN=1.4kW; UDC=600V M0=8.5Nm (100K); NN=4500rpm; Naturally cooled FRAME SIZE IMB 5 (IM V1, IM V3) FLANGE 1 POWER CONNECTOR ROTATABLE ABSOLUTE ENCODER 24 BIT + 12 BIT MULTITURN WITH DRIVE-CLIQ INTERFACE (ENCODER AM24DQI) SHAFT WITH FITTED KEY, TOLERANCE N; WITH HOLDING BRAKE PROTECTION CLASS IP64; | - | 0 | 0
1FK7062-2AH71-1CB1 |  | 1FK7062-2AH71-1CB1 | 1 | UN | 1 | 15 | C | D | N | N | 85015220 | 1 |  | 9.4 | KG | 2047.48 | 2047.48 | MC05 | MC05 | SIMOTICS S Synchronous motor 1FK7-CT PN=1.4kW; UDC=600V M0=8.5Nm (100K); NN=4500rpm; Naturally cooled FRAME SIZE IMB 5 (IM V1, IM V3) FLANGE 1 POWER CONNECTOR ROTATABLE ABSOLUTE ENCODER 24 BIT + 12 BIT MULTITURN WITH DRIVE-CLIQ INTERFACE (ENCODER AM24DQI) SHAFT WITH FITTED KEY, TOLERANCE N; WITH HOLDING BRAKE PROTECTION CLASS IP65, | - | 0 | 0
1FK7062-2AH71-1CB2 |  | 1FK7062-2AH71-1CB2 | 1 | UN | 1 | 15 | C | D | N | N | 85015220 | 1 |  | 9.4 | KG | 2047.48 | 2047.48 | MC05 | MC05 | SIMOTICS S Synchronous motor 1FK7-CT PN=1.4kW; UDC=600V M0=8.5Nm (100K); NN=4500rpm; Naturally cooled FRAME SIZE IMB 5 (IM V1, IM V3) FLANGE 1 POWER CONNECTOR ROTATABLE ABSOLUTE ENCODER 24 BIT + 12 BIT MULTITURN WITH DRIVE-CLIQ INTERFACE (ENCODER AM24DQI) SHAFT WITH FITTED KEY, TOLERANCE N; WITH HOLDING BRAKE PROTECTION CLASS IP65, FLANGE ON DRIVE END IP67; | - | 0 | 0
1FK7062-2AH71-1CG0 |  | 1FK7062-2AH71-1CG0 | 1 | UN | 1 | 15 | C | D | N | N | 85015220 | 1 |  | 9.101 | KG | 1725.71 | 1725.71 | MC05 | MC05 | SIMOTICS S Synchronous motor 1FK7-CT PN=1.4kW; UDC=600V M0=8.5Nm (100K); NN=4500rpm; Naturally cooled FRAME SIZE IMB 5 (IM V1, IM V3) FLANGE 1 POWER CONNECTOR ROTATABLE ABSOLUTE ENCODER 24 BIT + 12 BIT MULTITURN WITH DRIVE-CLIQ INTERFACE (ENCODER AM24DQI) PLAIN SHAFT, TOLERANCE N; W/O HOLDING BRAKE PROTECTION CLASS IP64; | - | 0 | 0
1FK7062-2AH71-1CG1 |  | 1FK7062-2AH71-1CG1 | 1 | UN | 1 | 15 | C | D | N | N | 85015220 | 1 |  | 9.101 | KG | 1788.05 | 1788.05 | MC05 | MC05 | SIMOTICS S Synchronous motor 1FK7-CT PN=1.4kW; UDC=600V M0=8.5Nm (100K); NN=4500rpm; Naturally cooled FRAME SIZE IMB 5 (IM V1, IM V3) FLANGE 1 POWER CONNECTOR ROTATABLE ABSOLUTE ENCODER 24 BIT + 12 BIT MULTITURN WITH DRIVE-CLIQ INTERFACE (ENCODER AM24DQI) PLAIN SHAFT, TOLERANCE N; W/O HOLDING BRAKE PROTECTION CLASS IP65, | - | 0 | 0
1FK7062-2AH71-1CG1-Z | Q31 | 1FK7062-2AH71-1CG1-ZQ31 | 1 | UN | 1 | 15 | C | D | N | N | 85015220 | 1 |  | 9.151 | KG | 1850.55 | 1850.55 | MC05 | MC05 | SIMOTICS S Synchronous motor 1FK7-CT PN=1.4kW; UDC=600V M0=8.5Nm (100K); NN=4500rpm; Naturally cooled FRAME SIZE IMB 5 (IM V1, IM V3) FLANGE 1 POWER CONNECTOR ROTATABLE ABSOLUTE ENCODER 24 BIT + 12 BIT MULTITURN WITH DRIVE-CLIQ INTERFACE (ENCODER AM24DQI) PLAIN SHAFT, TOLERANCE N; W/O HOLDING BRAKE PROTECTION CLASS IP65, Q31: METALLIC RATING PLATE ON MOTOR | - | 0 | 0
1FK7062-2AH71-1CG2 |  | 1FK7062-2AH71-1CG2 | 1 | UN | 1 | 15 | C | D | N | N | 85015220 | 1 |  | 9.101 | KG | 1788.05 | 1788.05 | MC05 | MC05 | SIMOTICS S Synchronous motor 1FK7-CT PN=1.4kW; UDC=600V M0=8.5Nm (100K); NN=4500rpm; Naturally cooled FRAME SIZE IMB 5 (IM V1, IM V3) FLANGE 1 POWER CONNECTOR ROTATABLE ABSOLUTE ENCODER 24 BIT + 12 BIT MULTITURN WITH DRIVE-CLIQ INTERFACE (ENCODER AM24DQI) PLAIN SHAFT, TOLERANCE N; W/O HOLDING BRAKE PROTECTION CLASS IP65, FLANGE ON DRIVE END IP67; | - | 0 | 0
1FK7062-2AH71-1CH0 |  | 1FK7062-2AH71-1CH0 | 1 | UN | 1 | 15 | C | D | N | N | 85015220 | 1 |  | 9.4 | KG | 1929.15 | 1929.15 | MC05 | MC05 | SIMOTICS S Synchronous motor 1FK7-CT PN=1.4kW; UDC=600V M0=8.5Nm (100K); NN=4500rpm; Naturally cooled FRAME SIZE IMB 5 (IM V1, IM V3) FLANGE 1 POWER CONNECTOR ROTATABLE ABSOLUTE ENCODER 24 BIT + 12 BIT MULTITURN WITH DRIVE-CLIQ INTERFACE (ENCODER AM24DQI) PLAIN SHAFT, TOLERANCE N; WITH HOLDING BRAKE PROTECTION CLASS IP64; | - | 0 | 0
1FK7062-2AH71-1CH1 |  | 1FK7062-2AH71-1CH1 | 1 | UN | 1 | 15 | C | D | N | N | 85015220 | 1 |  | 9.4 | KG | 1991.49 | 1991.49 | MC05 | MC05 | SIMOTICS S Synchronous motor 1FK7-CT PN=1.4kW; UDC=600V M0=8.5Nm (100K); NN=4500rpm; Naturally cooled FRAME SIZE IMB 5 (IM V1, IM V3) FLANGE 1 POWER CONNECTOR ROTATABLE ABSOLUTE ENCODER 24 BIT + 12 BIT MULTITURN WITH DRIVE-CLIQ INTERFACE (ENCODER AM24DQI) PLAIN SHAFT, TOLERANCE N; WITH HOLDING BRAKE PROTECTION CLASS IP65, | - | 0 | 0
1FK7062-2AH71-1CH2 |  | 1FK7062-2AH71-1CH2 | 1 | UN | 1 | 15 | C | D | N | N | 85015220 | 1 |  | 9.4 | KG | 1991.49 | 1991.49 | MC05 | MC05 | SIMOTICS S Synchronous motor 1FK7-CT PN=1.4kW; UDC=600V M0=8.5Nm (100K); NN=4500rpm; Naturally cooled FRAME SIZE IMB 5 (IM V1, IM V3) FLANGE 1 POWER CONNECTOR ROTATABLE ABSOLUTE ENCODER 24 BIT + 12 BIT MULTITURN WITH DRIVE-CLIQ INTERFACE (ENCODER AM24DQI) PLAIN SHAFT, TOLERANCE N; WITH HOLDING BRAKE PROTECTION CLASS IP65, FLANGE ON DRIVE END IP67; | - | 0 | 0
1FK7062-2AH71-1DA0 |  | 1FK7062-2AH71-1DA0 | 1 | UN | 1 | 15 | C | D | N | N | 85015220 | 1 |  | 9.102 | KG | 1590.47 | 1590.47 | MC05 | MC05 | SIMOTICS S Synchronous motor 1FK7-CT PN=1.4kW; UDC=600V M0=8.5Nm (100K); NN=4500rpm; Naturally cooled FRAME SIZE IMB 5 (IM V1, IM V3) FLANGE 1 POWER CONNECTOR ROTATABLE INCREMENTAL ENCODER 22 BIT WITH DRIVE-CLIQ INTERFACE (ENCODER IC22DQ) SHAFT WITH FITTED KEY, TOLERANCE N; W/O HOLDING BRAKE PROTECTION CLASS IP64; | - | 0 | 0
1FK7062-2AH71-1DG0 |  | 1FK7062-2AH71-1DG0 | 1 | UN | 1 | 15 | C | D | N | N | 85015220 | 1 |  | 9.102 | KG | 1532.98 | 1532.98 | MC05 | MC05 | SIMOTICS S Synchronous motor 1FK7-CT PN=1.4kW; UDC=600V M0=8.5Nm (100K); NN=4500rpm; Naturally cooled FRAME SIZE IMB 5 (IM V1, IM V3) FLANGE 1 POWER CONNECTOR ROTATABLE INCREMENTAL ENCODER 22 BIT WITH DRIVE-CLIQ INTERFACE (ENCODER IC22DQ) PLAIN SHAFT, TOLERANCE N; W/O HOLDING BRAKE PROTECTION CLASS IP64; | - | 0 | 0
1FK7062-2AH71-1DH0 |  | 1FK7062-2AH71-1DH0 | 1 | UN | 1 | 15 | C | D | N | N | 85015220 | 1 |  | 9.401 | KG | 1736.42 | 1736.42 | MC05 | MC05 | SIMOTICS S Synchronous motor 1FK7-CT PN=1.4kW; UDC=600V M0=8.5Nm (100K); NN=4500rpm; Naturally cooled FRAME SIZE IMB 5 (IM V1, IM V3) FLANGE 1 POWER CONNECTOR ROTATABLE INCREMENTAL ENCODER 22 BIT WITH DRIVE-CLIQ INTERFACE (ENCODER IC22DQ) PLAIN SHAFT, TOLERANCE N; WITH HOLDING BRAKE PROTECTION CLASS IP64; | - | 0 | 0
1FK7062-2AH71-1EA0 |  | 1FK7062-2AH71-1EA0 | 1 | UN | 1 | 15 | C | D | N | N | 85015220 | 1 |  | 9.101 | KG | 1624.02 | 1624.02 | MC05 | MC05 | SIMOTICS S Synchronous motor 1FK7-CT PN=1.4kW; UDC=600V M0=8.5Nm (100K); NN=4500rpm; Naturally cooled FRAME SIZE IMB 5 (IM V1, IM V3) FLANGE 1, WITH KTY TEMPERATURESENSOR POWER CONNECTOR ROTATABLE ABSOLUTE ENCODERR 2048 S/R + 4096 UMDREHUNGEN MULTITURN, WITH ENDAT-SCHNITTSTELLE (ENCODER AM2048S/R) SHAFT WITH FITTED KEY, TOLERANCE N; W/O HOLDING BRAKE PROTECTION CLASS IP64; | - | 0 | 0
1FK7062-2AH71-1EA1 |  | 1FK7062-2AH71-1EA1 | 1 | UN | 1 | 15 | C | D | N | N | 85015220 | 1 |  | 9.101 | KG | 1686.36 | 1686.36 | MC05 | MC05 | SIMOTICS S Synchronous motor 1FK7-CT PN=1.4kW; UDC=600V M0=8.5Nm (100K); NN=4500rpm; Naturally cooled FRAME SIZE IMB 5 (IM V1, IM V3) FLANGE 1, WITH KTY TEMPERATURESENSOR POWER CONNECTOR ROTATABLE ABSOLUTE ENCODERR 2048 S/R + 4096 UMDREHUNGEN MULTITURN, WITH ENDAT-SCHNITTSTELLE (ENCODER AM2048S/R) SHAFT WITH FITTED KEY, TOLERANCE N; W/O HOLDING BRAKE PROTECTION CLASS IP65, | - | 0 | 0
1FK7062-2AH71-1EA2 |  | 1FK7062-2AH71-1EA2 | 1 | UN | 1 | 15 | C | D | N | N | 85015220 | 1 |  | 9.101 | KG | 1686.36 | 1686.36 | MC05 | MC05 | SIMOTICS S Synchronous motor 1FK7-CT PN=1.4kW; UDC=600V M0=8.5Nm (100K); NN=4500rpm; Naturally cooled FRAME SIZE IMB 5 (IM V1, IM V3) FLANGE 1, WITH KTY TEMPERATURESENSOR POWER CONNECTOR ROTATABLE ABSOLUTE ENCODERR 2048 S/R + 4096 UMDREHUNGEN MULTITURN, WITH ENDAT-SCHNITTSTELLE (ENCODER AM2048S/R) SHAFT WITH FITTED KEY, TOLERANCE N; W/O HOLDING BRAKE PROTECTION CLASS IP65, FLANGE ON DRIVE END IP67; | - | 0 | 0
1FK7062-2AH71-1EB0 |  | 1FK7062-2AH71-1EB0 | 1 | UN | 1 | 15 | C | D | N | N | 85015220 | 1 |  | 9.4 | KG | 1825.96 | 1825.96 | MC05 | MC05 | SIMOTICS S Synchronous motor 1FK7-CT PN=1.4kW; UDC=600V M0=8.5Nm (100K); NN=4500rpm; Naturally cooled FRAME SIZE IMB 5 (IM V1, IM V3) FLANGE 1, WITH KTY TEMPERATURESENSOR POWER CONNECTOR ROTATABLE ABSOLUTE ENCODERR 2048 S/R + 4096 UMDREHUNGEN MULTITURN, WITH ENDAT-SCHNITTSTELLE (ENCODER AM2048S/R) SHAFT WITH FITTED KEY, TOLERANCE N; WITH HOLDING BRAKE PROTECTION CLASS IP64; | - | 0 | 0
1FK7062-2AH71-1EB1 |  | 1FK7062-2AH71-1EB1 | 1 | UN | 1 | 15 | C | D | N | N | 85015220 | 1 |  | 9.4 | KG | 1888.3 | 1888.3 | MC05 | MC05 | SIMOTICS S Synchronous motor 1FK7-CT PN=1.4kW; UDC=600V M0=8.5Nm (100K); NN=4500rpm; Naturally cooled FRAME SIZE IMB 5 (IM V1, IM V3) FLANGE 1, WITH KTY TEMPERATURESENSOR POWER CONNECTOR ROTATABLE ABSOLUTE ENCODERR 2048 S/R + 4096 UMDREHUNGEN MULTITURN, WITH ENDAT-SCHNITTSTELLE (ENCODER AM2048S/R) SHAFT WITH FITTED KEY, TOLERANCE N; WITH HOLDING BRAKE PROTECTION CLASS IP65, | - | 0 | 0
1FK7062-2AH71-1EB2 |  | 1FK7062-2AH71-1EB2 | 1 | UN | 1 | 15 | C | D | N | N | 85015220 | 1 |  | 9.4 | KG | 1888.3 | 1888.3 | MC05 | MC05 | SIMOTICS S Synchronous motor 1FK7-CT PN=1.4kW; UDC=600V M0=8.5Nm (100K); NN=4500rpm; Naturally cooled FRAME SIZE IMB 5 (IM V1, IM V3) FLANGE 1, WITH KTY TEMPERATURESENSOR POWER CONNECTOR ROTATABLE ABSOLUTE ENCODERR 2048 S/R + 4096 UMDREHUNGEN MULTITURN, WITH ENDAT-SCHNITTSTELLE (ENCODER AM2048S/R) SHAFT WITH FITTED KEY, TOLERANCE N; WITH HOLDING BRAKE PROTECTION CLASS IP65, FLANGE ON DRIVE END IP67; | - | 0 | 0
1FK7062-2AH71-1EG0 |  | 1FK7062-2AH71-1EG0 | 1 | UN | 1 | 15 | C | D | N | N | 85015220 | 1 |  | 9.101 | KG | 1566.53 | 1566.53 | MC05 | MC05 | SIMOTICS S Synchronous motor 1FK7-CT PN=1.4kW; UDC=600V M0=8.5Nm (100K); NN=4500rpm; Naturally cooled FRAME SIZE IMB 5 (IM V1, IM V3) FLANGE 1, WITH KTY TEMPERATURESENSOR POWER CONNECTOR ROTATABLE ABSOLUTE ENCODERR 2048 S/R + 4096 UMDREHUNGEN MULTITURN, WITH ENDAT-SCHNITTSTELLE (ENCODER AM2048S/R) PLAIN SHAFT, TOLERANCE N; W/O HOLDING BRAKE PROTECTION CLASS IP64; | - | 0 | 0
1FK7062-2AH71-1EG1 |  | 1FK7062-2AH71-1EG1 | 1 | UN | 1 | 15 | C | D | N | N | 85015220 | 1 |  | 9.101 | KG | 1628.87 | 1628.87 | MC05 | MC05 | SIMOTICS S Synchronous motor 1FK7-CT PN=1.4kW; UDC=600V M0=8.5Nm (100K); NN=4500rpm; Naturally cooled FRAME SIZE IMB 5 (IM V1, IM V3) FLANGE 1, WITH KTY TEMPERATURESENSOR POWER CONNECTOR ROTATABLE ABSOLUTE ENCODERR 2048 S/R + 4096 UMDREHUNGEN MULTITURN, WITH ENDAT-SCHNITTSTELLE (ENCODER AM2048S/R) PLAIN SHAFT, TOLERANCE N; W/O HOLDING BRAKE PROTECTION CLASS IP65, | - | 0 | 0
1FK7062-2AH71-1EG2 |  | 1FK7062-2AH71-1EG2 | 1 | UN | 1 | 15 | C | D | N | N | 85015220 | 1 |  | 9.101 | KG | 1628.87 | 1628.87 | MC05 | MC05 | SIMOTICS S Synchronous motor 1FK7-CT PN=1.4kW; UDC=600V M0=8.5Nm (100K); NN=4500rpm; Naturally cooled FRAME SIZE IMB 5 (IM V1, IM V3) FLANGE 1, WITH KTY TEMPERATURESENSOR POWER CONNECTOR ROTATABLE ABSOLUTE ENCODERR 2048 S/R + 4096 UMDREHUNGEN MULTITURN, WITH ENDAT-SCHNITTSTELLE (ENCODER AM2048S/R) PLAIN SHAFT, TOLERANCE N; W/O HOLDING BRAKE PROTECTION CLASS IP65, FLANGE ON DRIVE END IP67; | - | 0 | 0
1FK7062-2AH71-1EH0 |  | 1FK7062-2AH71-1EH0 | 1 | UN | 1 | 15 | C | D | N | N | 85015220 | 1 |  | 9.4 | KG | 1769.97 | 1769.97 | MC05 | MC05 | SIMOTICS S Synchronous motor 1FK7-CT PN=1.4kW; UDC=600V M0=8.5Nm (100K); NN=4500rpm; Naturally cooled FRAME SIZE IMB 5 (IM V1, IM V3) FLANGE 1, WITH KTY TEMPERATURESENSOR POWER CONNECTOR ROTATABLE ABSOLUTE ENCODERR 2048 S/R + 4096 UMDREHUNGEN MULTITURN, WITH ENDAT-SCHNITTSTELLE (ENCODER AM2048S/R) PLAIN SHAFT, TOLERANCE N; WITH HOLDING BRAKE PROTECTION CLASS IP64; | - | 0 | 0
1FK7062-2AH71-1EH1 |  | 1FK7062-2AH71-1EH1 | 1 | UN | 1 | 15 | C | D | N | N | 85015220 | 1 |  | 9.4 | KG | 1832.31 | 1832.31 | MC05 | MC05 | SIMOTICS S Synchronous motor 1FK7-CT PN=1.4kW; UDC=600V M0=8.5Nm (100K); NN=4500rpm; Naturally cooled FRAME SIZE IMB 5 (IM V1, IM V3) FLANGE 1, WITH KTY TEMPERATURESENSOR POWER CONNECTOR ROTATABLE ABSOLUTE ENCODERR 2048 S/R + 4096 UMDREHUNGEN MULTITURN, WITH ENDAT-SCHNITTSTELLE (ENCODER AM2048S/R) PLAIN SHAFT, TOLERANCE N; WITH HOLDING BRAKE PROTECTION CLASS IP65, | - | 0 | 0
1FK7062-2AH71-1EH2 |  | 1FK7062-2AH71-1EH2 | 1 | UN | 1 | 15 | C | D | N | N | 85015220 | 1 |  | 9.4 | KG | 1832.31 | 1832.31 | MC05 | MC05 | SIMOTICS S Synchronous motor 1FK7-CT PN=1.4kW; UDC=600V M0=8.5Nm (100K); NN=4500rpm; Naturally cooled FRAME SIZE IMB 5 (IM V1, IM V3) FLANGE 1, WITH KTY TEMPERATURESENSOR POWER CONNECTOR ROTATABLE ABSOLUTE ENCODERR 2048 S/R + 4096 UMDREHUNGEN MULTITURN, WITH ENDAT-SCHNITTSTELLE (ENCODER AM2048S/R) PLAIN SHAFT, TOLERANCE N; WITH HOLDING BRAKE PROTECTION CLASS IP65, FLANGE ON DRIVE END IP67; | - | 0 | 0
1FK7062-2AH71-1FH2 |  | 1FK7062-2AH71-1FH2 | 1 | UN | 1 | 15 | C | D | N | N | 85015220 | 1 |  | 9.4 | KG | 2044.93 | 2044.93 | MC05 | MC05 | SIMOTICS S Synchronous motor 1FK7-CT PN=1.4kW; UDC=600V M0=8.5Nm (100K); NN=4500rpm; Naturally cooled FRAME SIZE IMB 5 (IM V1, IM V3) FLANGE 1 POWER CONNECTOR ROTATABLE ABSOLUTE ENCODER 22BIT + 12 BIT MULTITURN, WITH DRIVE-CLIQ INTERFACE (ENCODER AM22DQ) PLAIN SHAFT, TOLERANCE N; WITH HOLDING BRAKE PROTECTION CLASS IP65, FLANGE ON DRIVE END IP67; | - | 0 | 0
1FK7062-2AH71-1PA0 |  | 1FK7062-2AH71-1PA0 | 1 | UN | 1 | 15 | C | D | N | N | 85015220 | 1 |  | 9.201 | KG | 1146.4 | 1146.4 | MC05 | MC05 | SIMOTICS S Synchronous motor 1FK7-CT PN=1.4kW; UDC=600V M0=8.5Nm (100K); NN=4500rpm; Naturally cooled FRAME SIZE IMB 5 (IM V1, IM V3) FLANGE 1 POWER CONNECTOR ROTATABLE RESOLVER 2-POLE, WITH DRIVE CLIQ-INTERFACE SHAFT WITH FITTED KEY, TOLERANCE N; W/O HOLDING BRAKE PROTECTION CLASS IP64; | - | 0 | 0
1FK7062-2AH71-1PA1 |  | 1FK7062-2AH71-1PA1 | 1 | UN | 1 | 15 | C | D | N | N | 85015220 | 1 |  | 9.201 | KG | 1208.74 | 1208.74 | MC05 | MC05 | SIMOTICS S Synchronous motor 1FK7-CT PN=1.4kW; UDC=600V M0=8.5Nm (100K); NN=4500rpm; Naturally cooled FRAME SIZE IMB 5 (IM V1, IM V3) FLANGE 1 POWER CONNECTOR ROTATABLE RESOLVER 2-POLE, WITH DRIVE CLIQ-INTERFACE SHAFT WITH FITTED KEY, TOLERANCE N; W/O HOLDING BRAKE PROTECTION CLASS IP65, | - | 0 | 0
1FK7062-2AH71-1PA2 |  | 1FK7062-2AH71-1PA2 | 1 | UN | 1 | 15 | C | D | N | N | 85015220 | 1 |  | 9.201 | KG | 1208.74 | 1208.74 | MC05 | MC05 | SIMOTICS S Synchronous motor 1FK7-CT PN=1.4kW; UDC=600V M0=8.5Nm (100K); NN=4500rpm; Naturally cooled FRAME SIZE IMB 5 (IM V1, IM V3) FLANGE 1 POWER CONNECTOR ROTATABLE RESOLVER 2-POLE, WITH DRIVE CLIQ-INTERFACE SHAFT WITH FITTED KEY, TOLERANCE N; W/O HOLDING BRAKE PROTECTION CLASS IP65, FLANGE ON DRIVE END IP67; | - | 0 | 0
1FK7062-2AH71-1PB0 |  | 1FK7062-2AH71-1PB0 | 1 | UN | 1 | 15 | C | D | N | N | 85015220 | 1 |  | 9.5 | KG | 1348.34 | 1348.34 | MC05 | MC05 | SIMOTICS S Synchronous motor 1FK7-CT PN=1.4kW; UDC=600V M0=8.5Nm (100K); NN=4500rpm; Naturally cooled FRAME SIZE IMB 5 (IM V1, IM V3) FLANGE 1 POWER CONNECTOR ROTATABLE RESOLVER 2-POLE, WITH DRIVE CLIQ-INTERFACE SHAFT WITH FITTED KEY, TOLERANCE N; WITH HOLDING BRAKE PROTECTION CLASS IP64; | - | 0 | 0
1FK7062-2AH71-1PB1 |  | 1FK7062-2AH71-1PB1 | 1 | UN | 1 | 15 | C | D | N | N | 85015220 | 1 |  | 9.5 | KG | 1410.68 | 1410.68 | MC05 | MC05 | SIMOTICS S Synchronous motor 1FK7-CT PN=1.4kW; UDC=600V M0=8.5Nm (100K); NN=4500rpm; Naturally cooled FRAME SIZE IMB 5 (IM V1, IM V3) FLANGE 1 POWER CONNECTOR ROTATABLE RESOLVER 2-POLE, WITH DRIVE CLIQ-INTERFACE SHAFT WITH FITTED KEY, TOLERANCE N; WITH HOLDING BRAKE PROTECTION CLASS IP65, | - | 0 | 0
1FK7062-2AH71-1PB2 |  | 1FK7062-2AH71-1PB2 | 1 | UN | 1 | 15 | C | D | N | N | 85015220 | 1 |  | 9.5 | KG | 1410.68 | 1410.68 | MC05 | MC05 | SIMOTICS S Synchronous motor 1FK7-CT PN=1.4kW; UDC=600V M0=8.5Nm (100K); NN=4500rpm; Naturally cooled FRAME SIZE IMB 5 (IM V1, IM V3) FLANGE 1 POWER CONNECTOR ROTATABLE RESOLVER 2-POLE, WITH DRIVE CLIQ-INTERFACE SHAFT WITH FITTED KEY, TOLERANCE N; WITH HOLDING BRAKE PROTECTION CLASS IP65, FLANGE ON DRIVE END IP67; | - | 0 | 0
1FK7062-2AH71-1PG0 |  | 1FK7062-2AH71-1PG0 | 1 | UN | 1 | 15 | C | D | N | N | 85015220 | 1 |  | 9.201 | KG | 1088.91 | 1088.91 | MC05 | MC05 | SIMOTICS S Synchronous motor 1FK7-CT PN=1.4kW; UDC=600V M0=8.5Nm (100K); NN=4500rpm; Naturally cooled FRAME SIZE IMB 5 (IM V1, IM V3) FLANGE 1 POWER CONNECTOR ROTATABLE RESOLVER 2-POLE, WITH DRIVE CLIQ-INTERFACE PLAIN SHAFT, TOLERANCE N; W/O HOLDING BRAKE PROTECTION CLASS IP64; | - | 0 | 0
1FK7062-2AH71-1PG1 |  | 1FK7062-2AH71-1PG1 | 1 | UN | 1 | 15 | C | D | N | N | 85015220 | 1 |  | 9.201 | KG | 1151.25 | 1151.25 | MC05 | MC05 | SIMOTICS S Synchronous motor 1FK7-CT PN=1.4kW; UDC=600V M0=8.5Nm (100K); NN=4500rpm; Naturally cooled FRAME SIZE IMB 5 (IM V1, IM V3) FLANGE 1 POWER CONNECTOR ROTATABLE RESOLVER 2-POLE, WITH DRIVE CLIQ-INTERFACE PLAIN SHAFT, TOLERANCE N; W/O HOLDING BRAKE PROTECTION CLASS IP65, | - | 0 | 0
1FK7062-2AH71-1PG2 |  | 1FK7062-2AH71-1PG2 | 1 | UN | 1 | 15 | C | D | N | N | 85015220 | 1 |  | 9.201 | KG | 1151.25 | 1151.25 | MC05 | MC05 | SIMOTICS S Synchronous motor 1FK7-CT PN=1.4kW; UDC=600V M0=8.5Nm (100K); NN=4500rpm; Naturally cooled FRAME SIZE IMB 5 (IM V1, IM V3) FLANGE 1 POWER CONNECTOR ROTATABLE RESOLVER 2-POLE, WITH DRIVE CLIQ-INTERFACE PLAIN SHAFT, TOLERANCE N; W/O HOLDING BRAKE PROTECTION CLASS IP65, FLANGE ON DRIVE END IP67; | - | 0 | 0
1FK7062-2AH71-1PH0 |  | 1FK7062-2AH71-1PH0 | 1 | UN | 1 | 15 | C | D | N | N | 85015220 | 1 |  | 9.5 | KG | 1292.35 | 1292.35 | MC05 | MC05 | SIMOTICS S Synchronous motor 1FK7-CT PN=1.4kW; UDC=600V M0=8.5Nm (100K); NN=4500rpm; Naturally cooled FRAME SIZE IMB 5 (IM V1, IM V3) FLANGE 1 POWER CONNECTOR ROTATABLE RESOLVER 2-POLE, WITH DRIVE CLIQ-INTERFACE PLAIN SHAFT, TOLERANCE N; WITH HOLDING BRAKE PROTECTION CLASS IP64; | - | 0 | 0
1FK7062-2AH71-1PH1 |  | 1FK7062-2AH71-1PH1 | 1 | UN | 1 | 15 | C | D | N | N | 85015220 | 1 |  | 9.5 | KG | 1354.69 | 1354.69 | MC05 | MC05 | SIMOTICS S Synchronous motor 1FK7-CT PN=1.4kW; UDC=600V M0=8.5Nm (100K); NN=4500rpm; Naturally cooled FRAME SIZE IMB 5 (IM V1, IM V3) FLANGE 1 POWER CONNECTOR ROTATABLE RESOLVER 2-POLE, WITH DRIVE CLIQ-INTERFACE PLAIN SHAFT, TOLERANCE N; WITH HOLDING BRAKE PROTECTION CLASS IP65, | - | 0 | 0
1FK7062-2AH71-1PH2 |  | 1FK7062-2AH71-1PH2 | 1 | UN | 1 | 15 | C | D | N | N | 85015220 | 1 |  | 9.5 | KG | 1354.69 | 1354.69 | MC05 | MC05 | SIMOTICS S Synchronous motor 1FK7-CT PN=1.4kW; UDC=600V M0=8.5Nm (100K); NN=4500rpm; Naturally cooled FRAME SIZE IMB 5 (IM V1, IM V3) FLANGE 1 POWER CONNECTOR ROTATABLE RESOLVER 2-POLE, WITH DRIVE CLIQ-INTERFACE PLAIN SHAFT, TOLERANCE N; WITH HOLDING BRAKE PROTECTION CLASS IP65, FLANGE ON DRIVE END IP67; | - | 0 | 0
1FK7062-2AH71-1QA0 |  | 1FK7062-2AH71-1QA0 | 1 | UN | 1 | 15 | C | D | N | N | 85015220 | 1 |  | 9.101 | KG | 1215.1 | 1215.1 | MC05 | MC05 | SIMOTICS S Synchronous motor 1FK7-CT PN=1.4kW; UDC=600V M0=8.5Nm (100K); NN=4500rpm; Naturally cooled FRAME SIZE IMB 5 (IM V1, IM V3) FLANGE 1 POWER CONNECTOR ROTATABLE ABSOLUTE ENCODER SINGLETURN 20 BIT WITH DRIVE-CLIQ INTERFACE (ENCODER AS20DQI) SHAFT WITH FITTED KEY, TOLERANCE N; W/O HOLDING BRAKE PROTECTION CLASS IP64; | - | 0 | 0
1FK7062-2AH71-1QA1 |  | 1FK7062-2AH71-1QA1 | 1 | UN | 1 | 15 | C | D | N | N | 85015220 | 1 |  | 9.101 | KG | 1277.44 | 1277.44 | MC05 | MC05 | SIMOTICS S Synchronous motor 1FK7-CT PN=1.4kW; UDC=600V M0=8.5Nm (100K); NN=4500rpm; Naturally cooled FRAME SIZE IMB 5 (IM V1, IM V3) FLANGE 1 POWER CONNECTOR ROTATABLE ABSOLUTE ENCODER SINGLETURN 20 BIT WITH DRIVE-CLIQ INTERFACE (ENCODER AS20DQI) SHAFT WITH FITTED KEY, TOLERANCE N; W/O HOLDING BRAKE PROTECTION CLASS IP65, | - | 0 | 0
1FK7062-2AH71-1QA2 |  | 1FK7062-2AH71-1QA2 | 1 | UN | 1 | 15 | C | D | N | N | 85015220 | 1 |  | 9.101 | KG | 1277.44 | 1277.44 | MC05 | MC05 | SIMOTICS S Synchronous motor 1FK7-CT PN=1.4kW; UDC=600V M0=8.5Nm (100K); NN=4500rpm; Naturally cooled FRAME SIZE IMB 5 (IM V1, IM V3) FLANGE 1 POWER CONNECTOR ROTATABLE ABSOLUTE ENCODER SINGLETURN 20 BIT WITH DRIVE-CLIQ INTERFACE (ENCODER AS20DQI) SHAFT WITH FITTED KEY, TOLERANCE N; W/O HOLDING BRAKE PROTECTION CLASS IP65, FLANGE ON DRIVE END IP67; | - | 0 | 0
1FK7062-2AH71-1QB0 |  | 1FK7062-2AH71-1QB0 | 1 | UN | 1 | 15 | C | D | N | N | 85015220 | 1 |  | 9.4 | KG | 1417.04 | 1417.04 | MC05 | MC05 | SIMOTICS S Synchronous motor 1FK7-CT PN=1.4kW; UDC=600V M0=8.5Nm (100K); NN=4500rpm; Naturally cooled FRAME SIZE IMB 5 (IM V1, IM V3) FLANGE 1 POWER CONNECTOR ROTATABLE ABSOLUTE ENCODER SINGLETURN 20 BIT WITH DRIVE-CLIQ INTERFACE (ENCODER AS20DQI) SHAFT WITH FITTED KEY, TOLERANCE N; WITH HOLDING BRAKE PROTECTION CLASS IP64; | - | 0 | 0
1FK7062-2AH71-1QB1 |  | 1FK7062-2AH71-1QB1 | 1 | UN | 1 | 15 | C | D | N | N | 85015220 | 1 |  | 9.4 | KG | 1479.38 | 1479.38 | MC05 | MC05 | SIMOTICS S Synchronous motor 1FK7-CT PN=1.4kW; UDC=600V M0=8.5Nm (100K); NN=4500rpm; Naturally cooled FRAME SIZE IMB 5 (IM V1, IM V3) FLANGE 1 POWER CONNECTOR ROTATABLE ABSOLUTE ENCODER SINGLETURN 20 BIT WITH DRIVE-CLIQ INTERFACE (ENCODER AS20DQI) SHAFT WITH FITTED KEY, TOLERANCE N; WITH HOLDING BRAKE PROTECTION CLASS IP65, | - | 0 | 0
1FK7062-2AH71-1QB2 |  | 1FK7062-2AH71-1QB2 | 1 | UN | 1 | 15 | C | D | N | N | 85015220 | 1 |  | 9.4 | KG | 1479.38 | 1479.38 | MC05 | MC05 | SIMOTICS S Synchronous motor 1FK7-CT PN=1.4kW; UDC=600V M0=8.5Nm (100K); NN=4500rpm; Naturally cooled FRAME SIZE IMB 5 (IM V1, IM V3) FLANGE 1 POWER CONNECTOR ROTATABLE ABSOLUTE ENCODER SINGLETURN 20 BIT WITH DRIVE-CLIQ INTERFACE (ENCODER AS20DQI) SHAFT WITH FITTED KEY, TOLERANCE N; WITH HOLDING BRAKE PROTECTION CLASS IP65, FLANGE ON DRIVE END IP67; | - | 0 | 0
1FK7062-2AH71-1QG0 |  | 1FK7062-2AH71-1QG0 | 1 | UN | 1 | 15 | C | D | N | N | 85015220 | 1 |  | 9.101 | KG | 1157.61 | 1157.61 | MC05 | MC05 | SIMOTICS S Synchronous motor 1FK7-CT PN=1.4kW; UDC=600V M0=8.5Nm (100K); NN=4500rpm; Naturally cooled FRAME SIZE IMB 5 (IM V1, IM V3) FLANGE 1 POWER CONNECTOR ROTATABLE ABSOLUTE ENCODER SINGLETURN 20 BIT WITH DRIVE-CLIQ INTERFACE (ENCODER AS20DQI) PLAIN SHAFT, TOLERANCE N; W/O HOLDING BRAKE PROTECTION CLASS IP64; | - | 0 | 0
1FK7062-2AH71-1QG1 |  | 1FK7062-2AH71-1QG1 | 1 | UN | 1 | 15 | C | D | N | N | 85015220 | 1 |  | 9.101 | KG | 1219.95 | 1219.95 | MC05 | MC05 | SIMOTICS S Synchronous motor 1FK7-CT PN=1.4kW; UDC=600V M0=8.5Nm (100K); NN=4500rpm; Naturally cooled FRAME SIZE IMB 5 (IM V1, IM V3) FLANGE 1 POWER CONNECTOR ROTATABLE ABSOLUTE ENCODER SINGLETURN 20 BIT WITH DRIVE-CLIQ INTERFACE (ENCODER AS20DQI) PLAIN SHAFT, TOLERANCE N; W/O HOLDING BRAKE PROTECTION CLASS IP65, | - | 0 | 0
1FK7062-2AH71-1QG2 |  | 1FK7062-2AH71-1QG2 | 1 | UN | 1 | 15 | C | D | N | N | 85015220 | 1 |  | 9.101 | KG | 1219.95 | 1219.95 | MC05 | MC05 | SIMOTICS S Synchronous motor 1FK7-CT PN=1.4kW; UDC=600V M0=8.5Nm (100K); NN=4500rpm; Naturally cooled FRAME SIZE IMB 5 (IM V1, IM V3) FLANGE 1 POWER CONNECTOR ROTATABLE ABSOLUTE ENCODER SINGLETURN 20 BIT WITH DRIVE-CLIQ INTERFACE (ENCODER AS20DQI) PLAIN SHAFT, TOLERANCE N; W/O HOLDING BRAKE PROTECTION CLASS IP65, FLANGE ON DRIVE END IP67; | - | 0 | 0
1FK7062-2AH71-1QH0 |  | 1FK7062-2AH71-1QH0 | 1 | UN | 1 | 15 | C | D | N | N | 85015220 | 1 |  | 9.4 | KG | 1361.05 | 1361.05 | MC05 | MC05 | SIMOTICS S Synchronous motor 1FK7-CT PN=1.4kW; UDC=600V M0=8.5Nm (100K); NN=4500rpm; Naturally cooled FRAME SIZE IMB 5 (IM V1, IM V3) FLANGE 1 POWER CONNECTOR ROTATABLE ABSOLUTE ENCODER SINGLETURN 20 BIT WITH DRIVE-CLIQ INTERFACE (ENCODER AS20DQI) PLAIN SHAFT, TOLERANCE N; WITH HOLDING BRAKE PROTECTION CLASS IP64; | - | 0 | 0
1FK7062-2AH71-1QH1 |  | 1FK7062-2AH71-1QH1 | 1 | UN | 1 | 15 | C | D | N | N | 85015220 | 1 |  | 9.4 | KG | 1423.39 | 1423.39 | MC05 | MC05 | SIMOTICS S Synchronous motor 1FK7-CT PN=1.4kW; UDC=600V M0=8.5Nm (100K); NN=4500rpm; Naturally cooled FRAME SIZE IMB 5 (IM V1, IM V3) FLANGE 1 POWER CONNECTOR ROTATABLE ABSOLUTE ENCODER SINGLETURN 20 BIT WITH DRIVE-CLIQ INTERFACE (ENCODER AS20DQI) PLAIN SHAFT, TOLERANCE N; WITH HOLDING BRAKE PROTECTION CLASS IP65, | - | 0 | 0
1FK7062-2AH71-1QH2 |  | 1FK7062-2AH71-1QH2 | 1 | UN | 1 | 15 | C | D | N | N | 85015220 | 1 |  | 9.4 | KG | 1423.39 | 1423.39 | MC05 | MC05 | SIMOTICS S Synchronous motor 1FK7-CT PN=1.4kW; UDC=600V M0=8.5Nm (100K); NN=4500rpm; Naturally cooled FRAME SIZE IMB 5 (IM V1, IM V3) FLANGE 1 POWER CONNECTOR ROTATABLE ABSOLUTE ENCODER SINGLETURN 20 BIT WITH DRIVE-CLIQ INTERFACE (ENCODER AS20DQI) PLAIN SHAFT, TOLERANCE N; WITH HOLDING BRAKE PROTECTION CLASS IP65, FLANGE ON DRIVE END IP67; | - | 0 | 0
1FK7062-2AH71-1RA0 |  | 1FK7062-2AH71-1RA0 | 1 | UN | 1 | 15 | C | D | N | N | 85015220 | 1 |  | 9.101 | KG | 1464.47 | 1464.47 | MC05 | MC05 | SIMOTICS S Synchronous motor 1FK7-CT PN=1.4kW; UDC=600V M0=8.5Nm (100K); NN=4500rpm; Naturally cooled FRAME SIZE IMB 5 (IM V1, IM V3) FLANGE 1 POWER CONNECTOR ROTATABLE ABSOLUTE ENCODER 20 BIT + 12 BIT MULTITURN WITH DRIVE-CLIQ INTERFACE (ENCODER AM20DQI) SHAFT WITH FITTED KEY, TOLERANCE N; W/O HOLDING BRAKE PROTECTION CLASS IP64; | - | 0 | 0
1FK7062-2AH71-1RA1 |  | 1FK7062-2AH71-1RA1 | 1 | UN | 1 | 15 | C | D | N | N | 85015220 | 1 |  | 9.101 | KG | 1526.81 | 1526.81 | MC05 | MC05 | SIMOTICS S Synchronous motor 1FK7-CT PN=1.4kW; UDC=600V M0=8.5Nm (100K); NN=4500rpm; Naturally cooled FRAME SIZE IMB 5 (IM V1, IM V3) FLANGE 1 POWER CONNECTOR ROTATABLE ABSOLUTE ENCODER 20 BIT + 12 BIT MULTITURN WITH DRIVE-CLIQ INTERFACE (ENCODER AM20DQI) SHAFT WITH FITTED KEY, TOLERANCE N; W/O HOLDING BRAKE PROTECTION CLASS IP65, | - | 0 | 0
1FK7062-2AH71-1RA2 |  | 1FK7062-2AH71-1RA2 | 1 | UN | 1 | 15 | C | D | N | N | 85015220 | 1 |  | 9.101 | KG | 1526.81 | 1526.81 | MC05 | MC05 | SIMOTICS S Synchronous motor 1FK7-CT PN=1.4kW; UDC=600V M0=8.5Nm (100K); NN=4500rpm; Naturally cooled FRAME SIZE IMB 5 (IM V1, IM V3) FLANGE 1 POWER CONNECTOR ROTATABLE ABSOLUTE ENCODER 20 BIT + 12 BIT MULTITURN WITH DRIVE-CLIQ INTERFACE (ENCODER AM20DQI) SHAFT WITH FITTED KEY, TOLERANCE N; W/O HOLDING BRAKE PROTECTION CLASS IP65, FLANGE ON DRIVE END IP67; | - | 0 | 0
1FK7062-2AH71-1RB0 |  | 1FK7062-2AH71-1RB0 | 1 | UN | 1 | 15 | C | D | N | N | 85015220 | 1 |  | 9.4 | KG | 1666.41 | 1666.41 | MC05 | MC05 | SIMOTICS S Synchronous motor 1FK7-CT PN=1.4kW; UDC=600V M0=8.5Nm (100K); NN=4500rpm; Naturally cooled FRAME SIZE IMB 5 (IM V1, IM V3) FLANGE 1 POWER CONNECTOR ROTATABLE ABSOLUTE ENCODER 20 BIT + 12 BIT MULTITURN WITH DRIVE-CLIQ INTERFACE (ENCODER AM20DQI) SHAFT WITH FITTED KEY, TOLERANCE N; WITH HOLDING BRAKE PROTECTION CLASS IP64; | - | 0 | 0
1FK7062-2AH71-1RB1 |  | 1FK7062-2AH71-1RB1 | 1 | UN | 1 | 15 | C | D | N | N | 85015220 | 1 |  | 9.4 | KG | 1728.75 | 1728.75 | MC05 | MC05 | SIMOTICS S Synchronous motor 1FK7-CT PN=1.4kW; UDC=600V M0=8.5Nm (100K); NN=4500rpm; Naturally cooled FRAME SIZE IMB 5 (IM V1, IM V3) FLANGE 1 POWER CONNECTOR ROTATABLE ABSOLUTE ENCODER 20 BIT + 12 BIT MULTITURN WITH DRIVE-CLIQ INTERFACE (ENCODER AM20DQI) SHAFT WITH FITTED KEY, TOLERANCE N; WITH HOLDING BRAKE PROTECTION CLASS IP65, | - | 0 | 0
1FK7062-2AH71-1RB2 |  | 1FK7062-2AH71-1RB2 | 1 | UN | 1 | 15 | C | D | N | N | 85015220 | 1 |  | 9.4 | KG | 1728.75 | 1728.75 | MC05 | MC05 | SIMOTICS S Synchronous motor 1FK7-CT PN=1.4kW; UDC=600V M0=8.5Nm (100K); NN=4500rpm; Naturally cooled FRAME SIZE IMB 5 (IM V1, IM V3) FLANGE 1 POWER CONNECTOR ROTATABLE ABSOLUTE ENCODER 20 BIT + 12 BIT MULTITURN WITH DRIVE-CLIQ INTERFACE (ENCODER AM20DQI) SHAFT WITH FITTED KEY, TOLERANCE N; WITH HOLDING BRAKE PROTECTION CLASS IP65, FLANGE ON DRIVE END IP67; | - | 0 | 0
1FK7062-2AH71-1RG0 |  | 1FK7062-2AH71-1RG0 | 1 | UN | 1 | 15 | C | D | N | N | 85015220 | 1 |  | 9.101 | KG | 1406.98 | 1406.98 | MC05 | MC05 | SIMOTICS S Synchronous motor 1FK7-CT PN=1.4kW; UDC=600V M0=8.5Nm (100K); NN=4500rpm; Naturally cooled FRAME SIZE IMB 5 (IM V1, IM V3) FLANGE 1 POWER CONNECTOR ROTATABLE ABSOLUTE ENCODER 20 BIT + 12 BIT MULTITURN WITH DRIVE-CLIQ INTERFACE (ENCODER AM20DQI) PLAIN SHAFT, TOLERANCE N; W/O HOLDING BRAKE PROTECTION CLASS IP64; | - | 0 | 0
1FK7062-2AH71-1RG1 |  | 1FK7062-2AH71-1RG1 | 1 | UN | 1 | 15 | C | D | N | N | 85015220 | 1 |  | 9.101 | KG | 1469.32 | 1469.32 | MC05 | MC05 | SIMOTICS S Synchronous motor 1FK7-CT PN=1.4kW; UDC=600V M0=8.5Nm (100K); NN=4500rpm; Naturally cooled FRAME SIZE IMB 5 (IM V1, IM V3) FLANGE 1 POWER CONNECTOR ROTATABLE ABSOLUTE ENCODER 20 BIT + 12 BIT MULTITURN WITH DRIVE-CLIQ INTERFACE (ENCODER AM20DQI) PLAIN SHAFT, TOLERANCE N; W/O HOLDING BRAKE PROTECTION CLASS IP65, | - | 0 | 0
1FK7062-2AH71-1RG2 |  | 1FK7062-2AH71-1RG2 | 1 | UN | 1 | 15 | C | D | N | N | 85015220 | 1 |  | 9.101 | KG | 1469.32 | 1469.32 | MC05 | MC05 | SIMOTICS S Synchronous motor 1FK7-CT PN=1.4kW; UDC=600V M0=8.5Nm (100K); NN=4500rpm; Naturally cooled FRAME SIZE IMB 5 (IM V1, IM V3) FLANGE 1 POWER CONNECTOR ROTATABLE ABSOLUTE ENCODER 20 BIT + 12 BIT MULTITURN WITH DRIVE-CLIQ INTERFACE (ENCODER AM20DQI) PLAIN SHAFT, TOLERANCE N; W/O HOLDING BRAKE PROTECTION CLASS IP65, FLANGE ON DRIVE END IP67; | - | 0 | 0
1FK7062-2AH71-1RH0 |  | 1FK7062-2AH71-1RH0 | 1 | UN | 1 | 15 | C | D | N | N | 85015220 | 1 |  | 9.4 | KG | 1610.42 | 1610.42 | MC05 | MC05 | SIMOTICS S Synchronous motor 1FK7-CT PN=1.4kW; UDC=600V M0=8.5Nm (100K); NN=4500rpm; Naturally cooled FRAME SIZE IMB 5 (IM V1, IM V3) FLANGE 1 POWER CONNECTOR ROTATABLE ABSOLUTE ENCODER 20 BIT + 12 BIT MULTITURN WITH DRIVE-CLIQ INTERFACE (ENCODER AM20DQI) PLAIN SHAFT, TOLERANCE N; WITH HOLDING BRAKE PROTECTION CLASS IP64; | - | 0 | 0
1FK7062-2AH71-1RH1 |  | 1FK7062-2AH71-1RH1 | 1 | UN | 1 | 15 | C | D | N | N | 85015220 | 1 |  | 9.4 | KG | 1672.76 | 1672.76 | MC05 | MC05 | SIMOTICS S Synchronous motor 1FK7-CT PN=1.4kW; UDC=600V M0=8.5Nm (100K); NN=4500rpm; Naturally cooled FRAME SIZE IMB 5 (IM V1, IM V3) FLANGE 1 POWER CONNECTOR ROTATABLE ABSOLUTE ENCODER 20 BIT + 12 BIT MULTITURN WITH DRIVE-CLIQ INTERFACE (ENCODER AM20DQI) PLAIN SHAFT, TOLERANCE N; WITH HOLDING BRAKE PROTECTION CLASS IP65, | - | 0 | 0
1FK7062-2AH71-1RH2 |  | 1FK7062-2AH71-1RH2 | 1 | UN | 1 | 15 | C | D | N | N | 85015220 | 1 |  | 9.4 | KG | 1672.76 | 1672.76 | MC05 | MC05 | SIMOTICS S Synchronous motor 1FK7-CT PN=1.4kW; UDC=600V M0=8.5Nm (100K); NN=4500rpm; Naturally cooled FRAME SIZE IMB 5 (IM V1, IM V3) FLANGE 1 POWER CONNECTOR ROTATABLE ABSOLUTE ENCODER 20 BIT + 12 BIT MULTITURN WITH DRIVE-CLIQ INTERFACE (ENCODER AM20DQI) PLAIN SHAFT, TOLERANCE N; WITH HOLDING BRAKE PROTECTION CLASS IP65, FLANGE ON DRIVE END IP67; | - | 0 | 0
1FK7062-2AH71-1SA0 |  | 1FK7062-2AH71-1SA0 | 1 | UN | 1 | 15 | C | D | N | N | 85015220 | 1 |  | 9.102 | KG | 985.7 | 985.7 | MC05 | MC05 | SIMOTICS S Synchronous motor 1FK7-CT PN=1.4kW; UDC=600V M0=8.5Nm (100K); NN=4500rpm; Naturally cooled FRAME SIZE IMB 5 (IM V1, IM V3) FLANGE 1, WITH KTY TEMPERATURESENSOR POWER CONNECTOR ROTATABLE RESOLVER MULTI-POLE (RESOLVER P=4); SHAFT WITH FITTED KEY, TOLERANCE N; W/O HOLDING BRAKE PROTECTION CLASS IP64; | - | 0 | 0
1FK7062-2AH71-1SA1 |  | 1FK7062-2AH71-1SA1 | 1 | UN | 1 | 15 | C | D | N | N | 85015220 | 1 |  | 9.102 | KG | 1048.04 | 1048.04 | MC05 | MC05 | SIMOTICS S Synchronous motor 1FK7-CT PN=1.4kW; UDC=600V M0=8.5Nm (100K); NN=4500rpm; Naturally cooled FRAME SIZE IMB 5 (IM V1, IM V3) FLANGE 1, WITH KTY TEMPERATURESENSOR POWER CONNECTOR ROTATABLE RESOLVER MULTI-POLE (RESOLVER P=4); SHAFT WITH FITTED KEY, TOLERANCE N; W/O HOLDING BRAKE PROTECTION CLASS IP65, | - | 0 | 0
1FK7062-2AH71-1SA2 |  | 1FK7062-2AH71-1SA2 | 1 | UN | 1 | 15 | C | D | N | N | 85015220 | 1 |  | 9.102 | KG | 1048.04 | 1048.04 | MC05 | MC05 | SIMOTICS S Synchronous motor 1FK7-CT PN=1.4kW; UDC=600V M0=8.5Nm (100K); NN=4500rpm; Naturally cooled FRAME SIZE IMB 5 (IM V1, IM V3) FLANGE 1, WITH KTY TEMPERATURESENSOR POWER CONNECTOR ROTATABLE RESOLVER MULTI-POLE (RESOLVER P=4); SHAFT WITH FITTED KEY, TOLERANCE N; W/O HOLDING BRAKE PROTECTION CLASS IP65, FLANGE ON DRIVE END IP67; | - | 0 | 0
1FK7062-2AH71-1SB0 |  | 1FK7062-2AH71-1SB0 | 1 | UN | 1 | 15 | C | D | N | N | 85015220 | 1 |  | 9.401 | KG | 1187.64 | 1187.64 | MC05 | MC05 | SIMOTICS S Synchronous motor 1FK7-CT PN=1.4kW; UDC=600V M0=8.5Nm (100K); NN=4500rpm; Naturally cooled FRAME SIZE IMB 5 (IM V1, IM V3) FLANGE 1, WITH KTY TEMPERATURESENSOR POWER CONNECTOR ROTATABLE RESOLVER MULTI-POLE (RESOLVER P=4); SHAFT WITH FITTED KEY, TOLERANCE N; WITH HOLDING BRAKE PROTECTION CLASS IP64; | - | 0 | 0
1FK7062-2AH71-1SB1 |  | 1FK7062-2AH71-1SB1 | 1 | UN | 1 | 15 | C | D | N | N | 85015220 | 1 |  | 9.401 | KG | 1249.98 | 1249.98 | MC05 | MC05 | SIMOTICS S Synchronous motor 1FK7-CT PN=1.4kW; UDC=600V M0=8.5Nm (100K); NN=4500rpm; Naturally cooled FRAME SIZE IMB 5 (IM V1, IM V3) FLANGE 1, WITH KTY TEMPERATURESENSOR POWER CONNECTOR ROTATABLE RESOLVER MULTI-POLE (RESOLVER P=4); SHAFT WITH FITTED KEY, TOLERANCE N; WITH HOLDING BRAKE PROTECTION CLASS IP65, | - | 0 | 0
1FK7062-2AH71-1SB2 |  | 1FK7062-2AH71-1SB2 | 1 | UN | 1 | 15 | C | D | N | N | 85015220 | 1 |  | 9.401 | KG | 1249.98 | 1249.98 | MC05 | MC05 | SIMOTICS S Synchronous motor 1FK7-CT PN=1.4kW; UDC=600V M0=8.5Nm (100K); NN=4500rpm; Naturally cooled FRAME SIZE IMB 5 (IM V1, IM V3) FLANGE 1, WITH KTY TEMPERATURESENSOR POWER CONNECTOR ROTATABLE RESOLVER MULTI-POLE (RESOLVER P=4); SHAFT WITH FITTED KEY, TOLERANCE N; WITH HOLDING BRAKE PROTECTION CLASS IP65, FLANGE ON DRIVE END IP67; | - | 0 | 0
1FK7062-2AH71-1SG0 |  | 1FK7062-2AH71-1SG0 | 1 | UN | 1 | 15 | C | D | N | N | 85015220 | 1 |  | 9.102 | KG | 928.21 | 928.21 | MC05 | MC05 | SIMOTICS S Synchronous motor 1FK7-CT PN=1.4kW; UDC=600V M0=8.5Nm (100K); NN=4500rpm; Naturally cooled FRAME SIZE IMB 5 (IM V1, IM V3) FLANGE 1, WITH KTY TEMPERATURESENSOR POWER CONNECTOR ROTATABLE RESOLVER MULTI-POLE (RESOLVER P=4); PLAIN SHAFT, TOLERANCE N; W/O HOLDING BRAKE PROTECTION CLASS IP64; | - | 0 | 0
1FK7062-2AH71-1SG1 |  | 1FK7062-2AH71-1SG1 | 1 | UN | 1 | 15 | C | D | N | N | 85015220 | 1 |  | 9.102 | KG | 990.55 | 990.55 | MC05 | MC05 | SIMOTICS S Synchronous motor 1FK7-CT PN=1.4kW; UDC=600V M0=8.5Nm (100K); NN=4500rpm; Naturally cooled FRAME SIZE IMB 5 (IM V1, IM V3) FLANGE 1, WITH KTY TEMPERATURESENSOR POWER CONNECTOR ROTATABLE RESOLVER MULTI-POLE (RESOLVER P=4); PLAIN SHAFT, TOLERANCE N; W/O HOLDING BRAKE PROTECTION CLASS IP65, | - | 0 | 0
1FK7062-2AH71-1SG2 |  | 1FK7062-2AH71-1SG2 | 1 | UN | 1 | 15 | C | D | N | N | 85015220 | 1 |  | 9.102 | KG | 990.55 | 990.55 | MC05 | MC05 | SIMOTICS S Synchronous motor 1FK7-CT PN=1.4kW; UDC=600V M0=8.5Nm (100K); NN=4500rpm; Naturally cooled FRAME SIZE IMB 5 (IM V1, IM V3) FLANGE 1, WITH KTY TEMPERATURESENSOR POWER CONNECTOR ROTATABLE RESOLVER MULTI-POLE (RESOLVER P=4); PLAIN SHAFT, TOLERANCE N; W/O HOLDING BRAKE PROTECTION CLASS IP65, FLANGE ON DRIVE END IP67; | - | 0 | 0
1FK7062-2AH71-1SH0 |  | 1FK7062-2AH71-1SH0 | 1 | UN | 1 | 15 | C | D | N | N | 85015220 | 1 |  | 9.401 | KG | 1131.65 | 1131.65 | MC05 | MC05 | SIMOTICS S Synchronous motor 1FK7-CT PN=1.4kW; UDC=600V M0=8.5Nm (100K); NN=4500rpm; Naturally cooled FRAME SIZE IMB 5 (IM V1, IM V3) FLANGE 1, WITH KTY TEMPERATURESENSOR POWER CONNECTOR ROTATABLE RESOLVER MULTI-POLE (RESOLVER P=4); PLAIN SHAFT, TOLERANCE N; WITH HOLDING BRAKE PROTECTION CLASS IP64; | - | 0 | 0
1FK7062-2AH71-1SH1 |  | 1FK7062-2AH71-1SH1 | 1 | UN | 1 | 15 | C | D | N | N | 85015220 | 1 |  | 9.401 | KG | 1193.99 | 1193.99 | MC05 | MC05 | SIMOTICS S Synchronous motor 1FK7-CT PN=1.4kW; UDC=600V M0=8.5Nm (100K); NN=4500rpm; Naturally cooled FRAME SIZE IMB 5 (IM V1, IM V3) FLANGE 1, WITH KTY TEMPERATURESENSOR POWER CONNECTOR ROTATABLE RESOLVER MULTI-POLE (RESOLVER P=4); PLAIN SHAFT, TOLERANCE N; WITH HOLDING BRAKE PROTECTION CLASS IP65, | - | 0 | 0
1FK7062-2AH71-1SH2 |  | 1FK7062-2AH71-1SH2 | 1 | UN | 1 | 15 | C | D | N | N | 85015220 | 1 |  | 9.401 | KG | 1193.99 | 1193.99 | MC05 | MC05 | SIMOTICS S Synchronous motor 1FK7-CT PN=1.4kW; UDC=600V M0=8.5Nm (100K); NN=4500rpm; Naturally cooled FRAME SIZE IMB 5 (IM V1, IM V3) FLANGE 1, WITH KTY TEMPERATURESENSOR POWER CONNECTOR ROTATABLE RESOLVER MULTI-POLE (RESOLVER P=4); PLAIN SHAFT, TOLERANCE N; WITH HOLDING BRAKE PROTECTION CLASS IP65, FLANGE ON DRIVE END IP67; | - | 0 | 0
1FK7062-2AH71-1TA0 |  | 1FK7062-2AH71-1TA0 | 1 | UN | 1 | 15 | C | D | N | N | 85015220 | 1 |  | 9.102 | KG | 985.7 | 985.7 | MC05 | MC05 | SIMOTICS S Synchronous motor 1FK7-CT PN=1.4kW; UDC=600V M0=8.5Nm (100K); NN=4500rpm; Naturally cooled FRAME SIZE IMB 5 (IM V1, IM V3) FLANGE 1, WITH KTY TEMPERATURESENSOR POWER CONNECTOR ROTATABLE RESOLVER 2-POLE (RESOLVER P=1); SHAFT WITH FITTED KEY, TOLERANCE N; W/O HOLDING BRAKE PROTECTION CLASS IP64; | - | 0 | 0
1FK7062-2AH71-1TA1 |  | 1FK7062-2AH71-1TA1 | 1 | UN | 1 | 15 | C | D | N | N | 85015220 | 1 |  | 9.102 | KG | 1048.04 | 1048.04 | MC05 | MC05 | SIMOTICS S Synchronous motor 1FK7-CT PN=1.4kW; UDC=600V M0=8.5Nm (100K); NN=4500rpm; Naturally cooled FRAME SIZE IMB 5 (IM V1, IM V3) FLANGE 1, WITH KTY TEMPERATURESENSOR POWER CONNECTOR ROTATABLE RESOLVER 2-POLE (RESOLVER P=1); SHAFT WITH FITTED KEY, TOLERANCE N; W/O HOLDING BRAKE PROTECTION CLASS IP65, | - | 0 | 0
1FK7062-2AH71-1TA2 |  | 1FK7062-2AH71-1TA2 | 1 | UN | 1 | 15 | C | D | N | N | 85015220 | 1 |  | 9.102 | KG | 1048.04 | 1048.04 | MC05 | MC05 | SIMOTICS S Synchronous motor 1FK7-CT PN=1.4kW; UDC=600V M0=8.5Nm (100K); NN=4500rpm; Naturally cooled FRAME SIZE IMB 5 (IM V1, IM V3) FLANGE 1, WITH KTY TEMPERATURESENSOR POWER CONNECTOR ROTATABLE RESOLVER 2-POLE (RESOLVER P=1); SHAFT WITH FITTED KEY, TOLERANCE N; W/O HOLDING BRAKE PROTECTION CLASS IP65, FLANGE ON DRIVE END IP67; | - | 0 | 0
1FK7062-2AH71-1TB0 |  | 1FK7062-2AH71-1TB0 | 1 | UN | 1 | 15 | C | D | N | N | 85015220 | 1 |  | 9.401 | KG | 1187.64 | 1187.64 | MC05 | MC05 | SIMOTICS S Synchronous motor 1FK7-CT PN=1.4kW; UDC=600V M0=8.5Nm (100K); NN=4500rpm; Naturally cooled FRAME SIZE IMB 5 (IM V1, IM V3) FLANGE 1, WITH KTY TEMPERATURESENSOR POWER CONNECTOR ROTATABLE RESOLVER 2-POLE (RESOLVER P=1); SHAFT WITH FITTED KEY, TOLERANCE N; WITH HOLDING BRAKE PROTECTION CLASS IP64; | - | 0 | 0
1FK7062-2AH71-1TB1 |  | 1FK7062-2AH71-1TB1 | 1 | UN | 1 | 15 | C | D | N | N | 85015220 | 1 |  | 9.401 | KG | 1249.98 | 1249.98 | MC05 | MC05 | SIMOTICS S Synchronous motor 1FK7-CT PN=1.4kW; UDC=600V M0=8.5Nm (100K); NN=4500rpm; Naturally cooled FRAME SIZE IMB 5 (IM V1, IM V3) FLANGE 1, WITH KTY TEMPERATURESENSOR POWER CONNECTOR ROTATABLE RESOLVER 2-POLE (RESOLVER P=1); SHAFT WITH FITTED KEY, TOLERANCE N; WITH HOLDING BRAKE PROTECTION CLASS IP65, | - | 0 | 0
1FK7062-2AH71-1TB2 |  | 1FK7062-2AH71-1TB2 | 1 | UN | 1 | 15 | C | D | N | N | 85015220 | 1 |  | 9.401 | KG | 1249.98 | 1249.98 | MC05 | MC05 | SIMOTICS S Synchronous motor 1FK7-CT PN=1.4kW; UDC=600V M0=8.5Nm (100K); NN=4500rpm; Naturally cooled FRAME SIZE IMB 5 (IM V1, IM V3) FLANGE 1, WITH KTY TEMPERATURESENSOR POWER CONNECTOR ROTATABLE RESOLVER 2-POLE (RESOLVER P=1); SHAFT WITH FITTED KEY, TOLERANCE N; WITH HOLDING BRAKE PROTECTION CLASS IP65, FLANGE ON DRIVE END IP67; | - | 0 | 0
1FK7062-2AH71-1TG0 |  | 1FK7062-2AH71-1TG0 | 1 | UN | 1 | 15 | C | D | N | N | 85015220 | 1 |  | 9.102 | KG | 928.21 | 928.21 | MC05 | MC05 | SIMOTICS S Synchronous motor 1FK7-CT PN=1.4kW; UDC=600V M0=8.5Nm (100K); NN=4500rpm; Naturally cooled FRAME SIZE IMB 5 (IM V1, IM V3) FLANGE 1, WITH KTY TEMPERATURESENSOR POWER CONNECTOR ROTATABLE RESOLVER 2-POLE (RESOLVER P=1); PLAIN SHAFT, TOLERANCE N; W/O HOLDING BRAKE PROTECTION CLASS IP64; | - | 0 | 0
1FK7062-2AH71-1TG1 |  | 1FK7062-2AH71-1TG1 | 1 | UN | 1 | 15 | C | D | N | N | 85015220 | 1 |  | 9.102 | KG | 990.55 | 990.55 | MC05 | MC05 | SIMOTICS S Synchronous motor 1FK7-CT PN=1.4kW; UDC=600V M0=8.5Nm (100K); NN=4500rpm; Naturally cooled FRAME SIZE IMB 5 (IM V1, IM V3) FLANGE 1, WITH KTY TEMPERATURESENSOR POWER CONNECTOR ROTATABLE RESOLVER 2-POLE (RESOLVER P=1); PLAIN SHAFT, TOLERANCE N; W/O HOLDING BRAKE PROTECTION CLASS IP65, | - | 0 | 0
1FK7062-2AH71-1TG2 |  | 1FK7062-2AH71-1TG2 | 1 | UN | 1 | 15 | C | D | N | N | 85015220 | 1 |  | 9.102 | KG | 990.55 | 990.55 | MC05 | MC05 | SIMOTICS S Synchronous motor 1FK7-CT PN=1.4kW; UDC=600V M0=8.5Nm (100K); NN=4500rpm; Naturally cooled FRAME SIZE IMB 5 (IM V1, IM V3) FLANGE 1, WITH KTY TEMPERATURESENSOR POWER CONNECTOR ROTATABLE RESOLVER 2-POLE (RESOLVER P=1); PLAIN SHAFT, TOLERANCE N; W/O HOLDING BRAKE PROTECTION CLASS IP65, FLANGE ON DRIVE END IP67; | - | 0 | 0
1FK7062-2AH71-1TH0 |  | 1FK7062-2AH71-1TH0 | 1 | UN | 1 | 15 | C | D | N | N | 85015220 | 1 |  | 9.401 | KG | 1131.65 | 1131.65 | MC05 | MC05 | SIMOTICS S Synchronous motor 1FK7-CT PN=1.4kW; UDC=600V M0=8.5Nm (100K); NN=4500rpm; Naturally cooled FRAME SIZE IMB 5 (IM V1, IM V3) FLANGE 1, WITH KTY TEMPERATURESENSOR POWER CONNECTOR ROTATABLE RESOLVER 2-POLE (RESOLVER P=1); PLAIN SHAFT, TOLERANCE N; WITH HOLDING BRAKE PROTECTION CLASS IP64; | - | 0 | 0
1FK7062-2AH71-1TH1 |  | 1FK7062-2AH71-1TH1 | 1 | UN | 1 | 15 | C | D | N | N | 85015220 | 1 |  | 9.401 | KG | 1193.99 | 1193.99 | MC05 | MC05 | SIMOTICS S Synchronous motor 1FK7-CT PN=1.4kW; UDC=600V M0=8.5Nm (100K); NN=4500rpm; Naturally cooled FRAME SIZE IMB 5 (IM V1, IM V3) FLANGE 1, WITH KTY TEMPERATURESENSOR POWER CONNECTOR ROTATABLE RESOLVER 2-POLE (RESOLVER P=1); PLAIN SHAFT, TOLERANCE N; WITH HOLDING BRAKE PROTECTION CLASS IP65, | - | 0 | 0
1FK7062-2AH71-1TH2 |  | 1FK7062-2AH71-1TH2 | 1 | UN | 1 | 15 | C | D | N | N | 85015220 | 1 |  | 9.401 | KG | 1193.99 | 1193.99 | MC05 | MC05 | SIMOTICS S Synchronous motor 1FK7-CT PN=1.4kW; UDC=600V M0=8.5Nm (100K); NN=4500rpm; Naturally cooled FRAME SIZE IMB 5 (IM V1, IM V3) FLANGE 1, WITH KTY TEMPERATURESENSOR POWER CONNECTOR ROTATABLE RESOLVER 2-POLE (RESOLVER P=1); PLAIN SHAFT, TOLERANCE N; WITH HOLDING BRAKE PROTECTION CLASS IP65, FLANGE ON DRIVE END IP67; | - | 0 | 0
1FK7062-2AH71-1UA0 |  | 1FK7062-2AH71-1UA0 | 1 | UN | 1 | 15 | C | D | N | N | 85015220 | 1 |  | 9.102 | KG | 1146.4 | 1146.4 | MC05 | MC05 | SIMOTICS S Synchronous motor 1FK7-CT PN=1.4kW; UDC=600V M0=8.5Nm (100K); NN=4500rpm; Naturally cooled FRAME SIZE IMB 5 (IM V1, IM V3) FLANGE 1 POWER CONNECTOR ROTATABLE RESOLVER MULTI-POLE WITH DRIVE-CLIQ INTERFACE; SHAFT WITH FITTED KEY, TOLERANCE N; W/O HOLDING BRAKE PROTECTION CLASS IP64; | - | 0 | 0
1FK7062-2AH71-1UA1 |  | 1FK7062-2AH71-1UA1 | 1 | UN | 1 | 15 | C | D | N | N | 85015220 | 1 |  | 9.102 | KG | 1208.74 | 1208.74 | MC05 | MC05 | SIMOTICS S Synchronous motor 1FK7-CT PN=1.4kW; UDC=600V M0=8.5Nm (100K); NN=4500rpm; Naturally cooled FRAME SIZE IMB 5 (IM V1, IM V3) FLANGE 1 POWER CONNECTOR ROTATABLE RESOLVER MULTI-POLE WITH DRIVE-CLIQ INTERFACE; SHAFT WITH FITTED KEY, TOLERANCE N; W/O HOLDING BRAKE PROTECTION CLASS IP65, | - | 0 | 0
1FK7062-2AH71-1UA2 |  | 1FK7062-2AH71-1UA2 | 1 | UN | 1 | 15 | C | D | N | N | 85015220 | 1 |  | 9.102 | KG | 1208.74 | 1208.74 | MC05 | MC05 | SIMOTICS S Synchronous motor 1FK7-CT PN=1.4kW; UDC=600V M0=8.5Nm (100K); NN=4500rpm; Naturally cooled FRAME SIZE IMB 5 (IM V1, IM V3) FLANGE 1 POWER CONNECTOR ROTATABLE RESOLVER MULTI-POLE WITH DRIVE-CLIQ INTERFACE; SHAFT WITH FITTED KEY, TOLERANCE N; W/O HOLDING BRAKE PROTECTION CLASS IP65, FLANGE ON DRIVE END IP67; | - | 0 | 0
1FK7062-2AH71-1UB0 |  | 1FK7062-2AH71-1UB0 | 1 | UN | 1 | 15 | C | D | N | N | 85015220 | 1 |  | 9.401 | KG | 1348.34 | 1348.34 | MC05 | MC05 | SIMOTICS S Synchronous motor 1FK7-CT PN=1.4kW; UDC=600V M0=8.5Nm (100K); NN=4500rpm; Naturally cooled FRAME SIZE IMB 5 (IM V1, IM V3) FLANGE 1 POWER CONNECTOR ROTATABLE RESOLVER MULTI-POLE WITH DRIVE-CLIQ INTERFACE; SHAFT WITH FITTED KEY, TOLERANCE N; WITH HOLDING BRAKE PROTECTION CLASS IP64; | - | 0 | 0
1FK7062-2AH71-1UB1 |  | 1FK7062-2AH71-1UB1 | 1 | UN | 1 | 15 | C | D | N | N | 85015220 | 1 |  | 9.401 | KG | 1410.68 | 1410.68 | MC05 | MC05 | SIMOTICS S Synchronous motor 1FK7-CT PN=1.4kW; UDC=600V M0=8.5Nm (100K); NN=4500rpm; Naturally cooled FRAME SIZE IMB 5 (IM V1, IM V3) FLANGE 1 POWER CONNECTOR ROTATABLE RESOLVER MULTI-POLE WITH DRIVE-CLIQ INTERFACE; SHAFT WITH FITTED KEY, TOLERANCE N; WITH HOLDING BRAKE PROTECTION CLASS IP65, | - | 0 | 0
1FK7062-2AH71-1UB2 |  | 1FK7062-2AH71-1UB2 | 1 | UN | 1 | 15 | C | D | N | N | 85015220 | 1 |  | 9.401 | KG | 1410.68 | 1410.68 | MC05 | MC05 | SIMOTICS S Synchronous motor 1FK7-CT PN=1.4kW; UDC=600V M0=8.5Nm (100K); NN=4500rpm; Naturally cooled FRAME SIZE IMB 5 (IM V1, IM V3) FLANGE 1 POWER CONNECTOR ROTATABLE RESOLVER MULTI-POLE WITH DRIVE-CLIQ INTERFACE; SHAFT WITH FITTED KEY, TOLERANCE N; WITH HOLDING BRAKE PROTECTION CLASS IP65, FLANGE ON DRIVE END IP67; | - | 0 | 0
1FK7062-2AH71-1UG0 |  | 1FK7062-2AH71-1UG0 | 1 | UN | 1 | 15 | C | D | N | N | 85015220 | 1 |  | 9.102 | KG | 1088.91 | 1088.91 | MC05 | MC05 | SIMOTICS S Synchronous motor 1FK7-CT PN=1.4kW; UDC=600V M0=8.5Nm (100K); NN=4500rpm; Naturally cooled FRAME SIZE IMB 5 (IM V1, IM V3) FLANGE 1 POWER CONNECTOR ROTATABLE RESOLVER MULTI-POLE WITH DRIVE-CLIQ INTERFACE; PLAIN SHAFT, TOLERANCE N; W/O HOLDING BRAKE PROTECTION CLASS IP64; | - | 0 | 0
1FK7062-2AH71-1UG1 |  | 1FK7062-2AH71-1UG1 | 1 | UN | 1 | 15 | C | D | N | N | 85015220 | 1 |  | 9.102 | KG | 1151.25 | 1151.25 | MC05 | MC05 | SIMOTICS S Synchronous motor 1FK7-CT PN=1.4kW; UDC=600V M0=8.5Nm (100K); NN=4500rpm; Naturally cooled FRAME SIZE IMB 5 (IM V1, IM V3) FLANGE 1 POWER CONNECTOR ROTATABLE RESOLVER MULTI-POLE WITH DRIVE-CLIQ INTERFACE; PLAIN SHAFT, TOLERANCE N; W/O HOLDING BRAKE PROTECTION CLASS IP65, | - | 0 | 0
1FK7062-2AH71-1UG2 |  | 1FK7062-2AH71-1UG2 | 1 | UN | 1 | 15 | C | D | N | N | 85015220 | 1 |  | 9.102 | KG | 1151.25 | 1151.25 | MC05 | MC05 | SIMOTICS S Synchronous motor 1FK7-CT PN=1.4kW; UDC=600V M0=8.5Nm (100K); NN=4500rpm; Naturally cooled FRAME SIZE IMB 5 (IM V1, IM V3) FLANGE 1 POWER CONNECTOR ROTATABLE RESOLVER MULTI-POLE WITH DRIVE-CLIQ INTERFACE; PLAIN SHAFT, TOLERANCE N; W/O HOLDING BRAKE PROTECTION CLASS IP65, FLANGE ON DRIVE END IP67; | - | 0 | 0
1FK7062-2AH71-1UH0 |  | 1FK7062-2AH71-1UH0 | 1 | UN | 1 | 15 | C | D | N | N | 85015220 | 1 |  | 9.401 | KG | 1292.35 | 1292.35 | MC05 | MC05 | SIMOTICS S Synchronous motor 1FK7-CT PN=1.4kW; UDC=600V M0=8.5Nm (100K); NN=4500rpm; Naturally cooled FRAME SIZE IMB 5 (IM V1, IM V3) FLANGE 1 POWER CONNECTOR ROTATABLE RESOLVER MULTI-POLE WITH DRIVE-CLIQ INTERFACE; PLAIN SHAFT, TOLERANCE N; WITH HOLDING BRAKE PROTECTION CLASS IP64; | - | 0 | 0
1FK7062-2AH71-1UH1 |  | 1FK7062-2AH71-1UH1 | 1 | UN | 1 | 15 | C | D | N | N | 85015220 | 1 |  | 9.401 | KG | 1354.69 | 1354.69 | MC05 | MC05 | SIMOTICS S Synchronous motor 1FK7-CT PN=1.4kW; UDC=600V M0=8.5Nm (100K); NN=4500rpm; Naturally cooled FRAME SIZE IMB 5 (IM V1, IM V3) FLANGE 1 POWER CONNECTOR ROTATABLE RESOLVER MULTI-POLE WITH DRIVE-CLIQ INTERFACE; PLAIN SHAFT, TOLERANCE N; WITH HOLDING BRAKE PROTECTION CLASS IP65, | - | 0 | 0
1FK7062-2AH71-1UH2 |  | 1FK7062-2AH71-1UH2 | 1 | UN | 1 | 15 | C | D | N | N | 85015220 | 1 |  | 9.401 | KG | 1354.69 | 1354.69 | MC05 | MC05 | SIMOTICS S Synchronous motor 1FK7-CT PN=1.4kW; UDC=600V M0=8.5Nm (100K); NN=4500rpm; Naturally cooled FRAME SIZE IMB 5 (IM V1, IM V3) FLANGE 1 POWER CONNECTOR ROTATABLE RESOLVER MULTI-POLE WITH DRIVE-CLIQ INTERFACE; PLAIN SHAFT, TOLERANCE N; WITH HOLDING BRAKE PROTECTION CLASS IP65, FLANGE ON DRIVE END IP67; | - | 0 | 0
1FK7062-2AH74-1AA0 |  | 1FK7062-2AH74-1AA0 | 1 | UN | 1 | 15 | C | D | N | N | 85015220 | 1 |  | 9.101 | KG | 1376.34 | 1376.34 | MC05 | MC05 | SIMOTICS S Synchronous motor 1FK7-CT PN=1.4kW; UDC=600V M0=8.5Nm (100K); NN=4500rpm; Naturally cooled FRAME SIZE IMB 5 (IM V1, IM V3) FLANGE 1, WITH PT1000 TEMPERATURESENSOR POWER CONNECTOR ROTATABLE INCREMENTAL ENCODER SIN/COS 1VPP;2048 S/R W. C-AND D-SPUR (ENCODER IC2048S/R) SHAFT WITH FITTED KEY, TOLERANCE N; W/O HOLDING BRAKE PROTECTION CLASS IP64; | - | 0 | 0
1FK7062-2AH74-1AA1 |  | 1FK7062-2AH74-1AA1 | 1 | UN | 1 | 15 | C | D | N | N | 85015220 | 1 |  | 9.101 | KG | 1438.68 | 1438.68 | MC05 | MC05 | SIMOTICS S Synchronous motor 1FK7-CT PN=1.4kW; UDC=600V M0=8.5Nm (100K); NN=4500rpm; Naturally cooled FRAME SIZE IMB 5 (IM V1, IM V3) FLANGE 1, WITH PT1000 TEMPERATURESENSOR POWER CONNECTOR ROTATABLE INCREMENTAL ENCODER SIN/COS 1VPP;2048 S/R W. C-AND D-SPUR (ENCODER IC2048S/R) SHAFT WITH FITTED KEY, TOLERANCE N; W/O HOLDING BRAKE PROTECTION CLASS IP65, | - | 0 | 0
1FK7062-2AH74-1AA2 |  | 1FK7062-2AH74-1AA2 | 1 | UN | 1 | 15 | C | D | N | N | 85015220 | 1 |  | 9.101 | KG | 1438.68 | 1438.68 | MC05 | MC05 | SIMOTICS S Synchronous motor 1FK7-CT PN=1.4kW; UDC=600V M0=8.5Nm (100K); NN=4500rpm; Naturally cooled FRAME SIZE IMB 5 (IM V1, IM V3) FLANGE 1, WITH PT1000 TEMPERATURESENSOR POWER CONNECTOR ROTATABLE INCREMENTAL ENCODER SIN/COS 1VPP;2048 S/R W. C-AND D-SPUR (ENCODER IC2048S/R) SHAFT WITH FITTED KEY, TOLERANCE N; W/O HOLDING BRAKE PROTECTION CLASS IP65, FLANGE ON DRIVE END IP67; | - | 0 | 0
1FK7062-2AH74-1AB0 |  | 1FK7062-2AH74-1AB0 | 1 | UN | 1 | 15 | C | D | N | N | 85015220 | 1 |  | 9.4 | KG | 1578.28 | 1578.28 | MC05 | MC05 | SIMOTICS S Synchronous motor 1FK7-CT PN=1.4kW; UDC=600V M0=8.5Nm (100K); NN=4500rpm; Naturally cooled FRAME SIZE IMB 5 (IM V1, IM V3) FLANGE 1, WITH PT1000 TEMPERATURESENSOR POWER CONNECTOR ROTATABLE INCREMENTAL ENCODER SIN/COS 1VPP;2048 S/R W. C-AND D-SPUR (ENCODER IC2048S/R) SHAFT WITH FITTED KEY, TOLERANCE N; WITH HOLDING BRAKE PROTECTION CLASS IP64; | - | 0 | 0
1FK7062-2AH74-1AB1 |  | 1FK7062-2AH74-1AB1 | 1 | UN | 1 | 15 | C | D | N | N | 85015220 | 1 |  | 9.4 | KG | 1640.62 | 1640.62 | MC05 | MC05 | SIMOTICS S Synchronous motor 1FK7-CT PN=1.4kW; UDC=600V M0=8.5Nm (100K); NN=4500rpm; Naturally cooled FRAME SIZE IMB 5 (IM V1, IM V3) FLANGE 1, WITH PT1000 TEMPERATURESENSOR POWER CONNECTOR ROTATABLE INCREMENTAL ENCODER SIN/COS 1VPP;2048 S/R W. C-AND D-SPUR (ENCODER IC2048S/R) SHAFT WITH FITTED KEY, TOLERANCE N; WITH HOLDING BRAKE PROTECTION CLASS IP65, | - | 0 | 0
1FK7062-2AH74-1AB2 |  | 1FK7062-2AH74-1AB2 | 1 | UN | 1 | 15 | C | D | N | N | 85015220 | 1 |  | 9.4 | KG | 1640.62 | 1640.62 | MC05 | MC05 | SIMOTICS S Synchronous motor 1FK7-CT PN=1.4kW; UDC=600V M0=8.5Nm (100K); NN=4500rpm; Naturally cooled FRAME SIZE IMB 5 (IM V1, IM V3) FLANGE 1, WITH PT1000 TEMPERATURESENSOR POWER CONNECTOR ROTATABLE INCREMENTAL ENCODER SIN/COS 1VPP;2048 S/R W. C-AND D-SPUR (ENCODER IC2048S/R) SHAFT WITH FITTED KEY, TOLERANCE N; WITH HOLDING BRAKE PROTECTION CLASS IP65, FLANGE ON DRIVE END IP67; | - | 0 | 0
1FK7062-2AH74-1AG0 |  | 1FK7062-2AH74-1AG0 | 1 | UN | 1 | 15 | C | D | N | N | 85015220 | 1 |  | 9.101 | KG | 1318.85 | 1318.85 | MC05 | MC05 | SIMOTICS S Synchronous motor 1FK7-CT PN=1.4kW; UDC=600V M0=8.5Nm (100K); NN=4500rpm; Naturally cooled FRAME SIZE IMB 5 (IM V1, IM V3) FLANGE 1, WITH PT1000 TEMPERATURESENSOR POWER CONNECTOR ROTATABLE INCREMENTAL ENCODER SIN/COS 1VPP;2048 S/R W. C-AND D-SPUR (ENCODER IC2048S/R) PLAIN SHAFT, TOLERANCE N; W/O HOLDING BRAKE PROTECTION CLASS IP64; | - | 0 | 0
1FK7062-2AH74-1AG1 |  | 1FK7062-2AH74-1AG1 | 1 | UN | 1 | 15 | C | D | N | N | 85015220 | 1 |  | 9.101 | KG | 1381.19 | 1381.19 | MC05 | MC05 | SIMOTICS S Synchronous motor 1FK7-CT PN=1.4kW; UDC=600V M0=8.5Nm (100K); NN=4500rpm; Naturally cooled FRAME SIZE IMB 5 (IM V1, IM V3) FLANGE 1, WITH PT1000 TEMPERATURESENSOR POWER CONNECTOR ROTATABLE INCREMENTAL ENCODER SIN/COS 1VPP;2048 S/R W. C-AND D-SPUR (ENCODER IC2048S/R) PLAIN SHAFT, TOLERANCE N; W/O HOLDING BRAKE PROTECTION CLASS IP65, | - | 0 | 0
1FK7062-2AH74-1AG2 |  | 1FK7062-2AH74-1AG2 | 1 | UN | 1 | 15 | C | D | N | N | 85015220 | 1 |  | 9.101 | KG | 1381.19 | 1381.19 | MC05 | MC05 | SIMOTICS S Synchronous motor 1FK7-CT PN=1.4kW; UDC=600V M0=8.5Nm (100K); NN=4500rpm; Naturally cooled FRAME SIZE IMB 5 (IM V1, IM V3) FLANGE 1, WITH PT1000 TEMPERATURESENSOR POWER CONNECTOR ROTATABLE INCREMENTAL ENCODER SIN/COS 1VPP;2048 S/R W. C-AND D-SPUR (ENCODER IC2048S/R) PLAIN SHAFT, TOLERANCE N; W/O HOLDING BRAKE PROTECTION CLASS IP65, FLANGE ON DRIVE END IP67; | - | 0 | 0
1FK7062-2AH74-1AH0 |  | 1FK7062-2AH74-1AH0 | 1 | UN | 1 | 15 | C | D | N | N | 85015220 | 1 |  | 9.4 | KG | 1522.29 | 1522.29 | MC05 | MC05 | SIMOTICS S Synchronous motor 1FK7-CT PN=1.4kW; UDC=600V M0=8.5Nm (100K); NN=4500rpm; Naturally cooled FRAME SIZE IMB 5 (IM V1, IM V3) FLANGE 1, WITH PT1000 TEMPERATURESENSOR POWER CONNECTOR ROTATABLE INCREMENTAL ENCODER SIN/COS 1VPP;2048 S/R W. C-AND D-SPUR (ENCODER IC2048S/R) PLAIN SHAFT, TOLERANCE N; WITH HOLDING BRAKE PROTECTION CLASS IP64; | - | 0 | 0
1FK7062-2AH74-1AH1 |  | 1FK7062-2AH74-1AH1 | 1 | UN | 1 | 15 | C | D | N | N | 85015220 | 1 |  | 9.4 | KG | 1584.63 | 1584.63 | MC05 | MC05 | SIMOTICS S Synchronous motor 1FK7-CT PN=1.4kW; UDC=600V M0=8.5Nm (100K); NN=4500rpm; Naturally cooled FRAME SIZE IMB 5 (IM V1, IM V3) FLANGE 1, WITH PT1000 TEMPERATURESENSOR POWER CONNECTOR ROTATABLE INCREMENTAL ENCODER SIN/COS 1VPP;2048 S/R W. C-AND D-SPUR (ENCODER IC2048S/R) PLAIN SHAFT, TOLERANCE N; WITH HOLDING BRAKE PROTECTION CLASS IP65, | - | 0 | 0
1FK7062-2AH74-1AH2 |  | 1FK7062-2AH74-1AH2 | 1 | UN | 1 | 15 | C | D | N | N | 85015220 | 1 |  | 9.4 | KG | 1584.63 | 1584.63 | MC05 | MC05 | SIMOTICS S Synchronous motor 1FK7-CT PN=1.4kW; UDC=600V M0=8.5Nm (100K); NN=4500rpm; Naturally cooled FRAME SIZE IMB 5 (IM V1, IM V3) FLANGE 1, WITH PT1000 TEMPERATURESENSOR POWER CONNECTOR ROTATABLE INCREMENTAL ENCODER SIN/COS 1VPP;2048 S/R W. C-AND D-SPUR (ENCODER IC2048S/R) PLAIN SHAFT, TOLERANCE N; WITH HOLDING BRAKE PROTECTION CLASS IP65, FLANGE ON DRIVE END IP67; | - | 0 | 0
1FK7062-2AH74-1EA0 |  | 1FK7062-2AH74-1EA0 | 1 | UN | 1 | 15 | C | D | N | N | 85015220 | 1 |  | 9.101 | KG | 1624.02 | 1624.02 | MC05 | MC05 | SIMOTICS S Synchronous motor 1FK7-CT PN=1.4kW; UDC=600V M0=8.5Nm (100K); NN=4500rpm; Naturally cooled FRAME SIZE IMB 5 (IM V1, IM V3) FLANGE 1, WITH PT1000 TEMPERATURESENSOR POWER CONNECTOR ROTATABLE ABSOLUTE ENCODERR 2048 S/R + 4096 UMDREHUNGEN MULTITURN, WITH ENDAT-SCHNITTSTELLE (ENCODER AM2048S/R) SHAFT WITH FITTED KEY, TOLERANCE N; W/O HOLDING BRAKE PROTECTION CLASS IP64; | - | 0 | 0
1FK7062-2AH74-1EA1 |  | 1FK7062-2AH74-1EA1 | 1 | UN | 1 | 15 | C | D | N | N | 85015220 | 1 |  | 9.101 | KG | 1686.36 | 1686.36 | MC05 | MC05 | SIMOTICS S Synchronous motor 1FK7-CT PN=1.4kW; UDC=600V M0=8.5Nm (100K); NN=4500rpm; Naturally cooled FRAME SIZE IMB 5 (IM V1, IM V3) FLANGE 1, WITH PT1000 TEMPERATURESENSOR POWER CONNECTOR ROTATABLE ABSOLUTE ENCODERR 2048 S/R + 4096 UMDREHUNGEN MULTITURN, WITH ENDAT-SCHNITTSTELLE (ENCODER AM2048S/R) SHAFT WITH FITTED KEY, TOLERANCE N; W/O HOLDING BRAKE PROTECTION CLASS IP65, | - | 0 | 0
1FK7062-2AH74-1EA2 |  | 1FK7062-2AH74-1EA2 | 1 | UN | 1 | 15 | C | D | N | N | 85015220 | 1 |  | 9.101 | KG | 1686.36 | 1686.36 | MC05 | MC05 | SIMOTICS S Synchronous motor 1FK7-CT PN=1.4kW; UDC=600V M0=8.5Nm (100K); NN=4500rpm; Naturally cooled FRAME SIZE IMB 5 (IM V1, IM V3) FLANGE 1, WITH PT1000 TEMPERATURESENSOR POWER CONNECTOR ROTATABLE ABSOLUTE ENCODERR 2048 S/R + 4096 UMDREHUNGEN MULTITURN, WITH ENDAT-SCHNITTSTELLE (ENCODER AM2048S/R) SHAFT WITH FITTED KEY, TOLERANCE N; W/O HOLDING BRAKE PROTECTION CLASS IP65, FLANGE ON DRIVE END IP67; | - | 0 | 0
1FK7062-2AH74-1EB0 |  | 1FK7062-2AH74-1EB0 | 1 | UN | 1 | 15 | C | D | N | N | 85015220 | 1 |  | 9.4 | KG | 1825.96 | 1825.96 | MC05 | MC05 | SIMOTICS S Synchronous motor 1FK7-CT PN=1.4kW; UDC=600V M0=8.5Nm (100K); NN=4500rpm; Naturally cooled FRAME SIZE IMB 5 (IM V1, IM V3) FLANGE 1, WITH PT1000 TEMPERATURESENSOR POWER CONNECTOR ROTATABLE ABSOLUTE ENCODERR 2048 S/R + 4096 UMDREHUNGEN MULTITURN, WITH ENDAT-SCHNITTSTELLE (ENCODER AM2048S/R) SHAFT WITH FITTED KEY, TOLERANCE N; WITH HOLDING BRAKE PROTECTION CLASS IP64; | - | 0 | 0
1FK7062-2AH74-1EB1 |  | 1FK7062-2AH74-1EB1 | 1 | UN | 1 | 15 | C | D | N | N | 85015220 | 1 |  | 9.4 | KG | 1888.3 | 1888.3 | MC05 | MC05 | SIMOTICS S Synchronous motor 1FK7-CT PN=1.4kW; UDC=600V M0=8.5Nm (100K); NN=4500rpm; Naturally cooled FRAME SIZE IMB 5 (IM V1, IM V3) FLANGE 1, WITH PT1000 TEMPERATURESENSOR POWER CONNECTOR ROTATABLE ABSOLUTE ENCODERR 2048 S/R + 4096 UMDREHUNGEN MULTITURN, WITH ENDAT-SCHNITTSTELLE (ENCODER AM2048S/R) SHAFT WITH FITTED KEY, TOLERANCE N; WITH HOLDING BRAKE PROTECTION CLASS IP65, | - | 0 | 0
1FK7062-2AH74-1EB2 |  | 1FK7062-2AH74-1EB2 | 1 | UN | 1 | 15 | C | D | N | N | 85015220 | 1 |  | 9.4 | KG | 1888.3 | 1888.3 | MC05 | MC05 | SIMOTICS S Synchronous motor 1FK7-CT PN=1.4kW; UDC=600V M0=8.5Nm (100K); NN=4500rpm; Naturally cooled FRAME SIZE IMB 5 (IM V1, IM V3) FLANGE 1, WITH PT1000 TEMPERATURESENSOR POWER CONNECTOR ROTATABLE ABSOLUTE ENCODERR 2048 S/R + 4096 UMDREHUNGEN MULTITURN, WITH ENDAT-SCHNITTSTELLE (ENCODER AM2048S/R) SHAFT WITH FITTED KEY, TOLERANCE N; WITH HOLDING BRAKE PROTECTION CLASS IP65, FLANGE ON DRIVE END IP67; | - | 0 | 0
1FK7062-2AH74-1EG0 |  | 1FK7062-2AH74-1EG0 | 1 | UN | 1 | 15 | C | D | N | N | 85015220 | 1 |  | 9.101 | KG | 1566.53 | 1566.53 | MC05 | MC05 | SIMOTICS S Synchronous motor 1FK7-CT PN=1.4kW; UDC=600V M0=8.5Nm (100K); NN=4500rpm; Naturally cooled FRAME SIZE IMB 5 (IM V1, IM V3) FLANGE 1, WITH PT1000 TEMPERATURESENSOR POWER CONNECTOR ROTATABLE ABSOLUTE ENCODERR 2048 S/R + 4096 UMDREHUNGEN MULTITURN, WITH ENDAT-SCHNITTSTELLE (ENCODER AM2048S/R) PLAIN SHAFT, TOLERANCE N; W/O HOLDING BRAKE PROTECTION CLASS IP64; | - | 0 | 0
1FK7062-2AH74-1EG1 |  | 1FK7062-2AH74-1EG1 | 1 | UN | 1 | 15 | C | D | N | N | 85015220 | 1 |  | 9.101 | KG | 1628.87 | 1628.87 | MC05 | MC05 | SIMOTICS S Synchronous motor 1FK7-CT PN=1.4kW; UDC=600V M0=8.5Nm (100K); NN=4500rpm; Naturally cooled FRAME SIZE IMB 5 (IM V1, IM V3) FLANGE 1, WITH PT1000 TEMPERATURESENSOR POWER CONNECTOR ROTATABLE ABSOLUTE ENCODERR 2048 S/R + 4096 UMDREHUNGEN MULTITURN, WITH ENDAT-SCHNITTSTELLE (ENCODER AM2048S/R) PLAIN SHAFT, TOLERANCE N; W/O HOLDING BRAKE PROTECTION CLASS IP65, | - | 0 | 0
1FK7062-2AH74-1EG2 |  | 1FK7062-2AH74-1EG2 | 1 | UN | 1 | 15 | C | D | N | N | 85015220 | 1 |  | 9.101 | KG | 1628.87 | 1628.87 | MC05 | MC05 | SIMOTICS S Synchronous motor 1FK7-CT PN=1.4kW; UDC=600V M0=8.5Nm (100K); NN=4500rpm; Naturally cooled FRAME SIZE IMB 5 (IM V1, IM V3) FLANGE 1, WITH PT1000 TEMPERATURESENSOR POWER CONNECTOR ROTATABLE ABSOLUTE ENCODERR 2048 S/R + 4096 UMDREHUNGEN MULTITURN, WITH ENDAT-SCHNITTSTELLE (ENCODER AM2048S/R) PLAIN SHAFT, TOLERANCE N; W/O HOLDING BRAKE PROTECTION CLASS IP65, FLANGE ON DRIVE END IP67; | - | 0 | 0
1FK7062-2AH74-1EH0 |  | 1FK7062-2AH74-1EH0 | 1 | UN | 1 | 15 | C | D | N | N | 85015220 | 1 |  | 9.4 | KG | 1769.97 | 1769.97 | MC05 | MC05 | SIMOTICS S Synchronous motor 1FK7-CT PN=1.4kW; UDC=600V M0=8.5Nm (100K); NN=4500rpm; Naturally cooled FRAME SIZE IMB 5 (IM V1, IM V3) FLANGE 1, WITH PT1000 TEMPERATURESENSOR POWER CONNECTOR ROTATABLE ABSOLUTE ENCODERR 2048 S/R + 4096 UMDREHUNGEN MULTITURN, WITH ENDAT-SCHNITTSTELLE (ENCODER AM2048S/R) PLAIN SHAFT, TOLERANCE N; WITH HOLDING BRAKE PROTECTION CLASS IP64; | - | 0 | 0
1FK7062-2AH74-1EH1 |  | 1FK7062-2AH74-1EH1 | 1 | UN | 1 | 15 | C | D | N | N | 85015220 | 1 |  | 9.4 | KG | 1832.31 | 1832.31 | MC05 | MC05 | SIMOTICS S Synchronous motor 1FK7-CT PN=1.4kW; UDC=600V M0=8.5Nm (100K); NN=4500rpm; Naturally cooled FRAME SIZE IMB 5 (IM V1, IM V3) FLANGE 1, WITH PT1000 TEMPERATURESENSOR POWER CONNECTOR ROTATABLE ABSOLUTE ENCODERR 2048 S/R + 4096 UMDREHUNGEN MULTITURN, WITH ENDAT-SCHNITTSTELLE (ENCODER AM2048S/R) PLAIN SHAFT, TOLERANCE N; WITH HOLDING BRAKE PROTECTION CLASS IP65, | - | 0 | 0
1FK7062-2AH74-1EH2 |  | 1FK7062-2AH74-1EH2 | 1 | UN | 1 | 15 | C | D | N | N | 85015220 | 1 |  | 9.4 | KG | 1832.31 | 1832.31 | MC05 | MC05 | SIMOTICS S Synchronous motor 1FK7-CT PN=1.4kW; UDC=600V M0=8.5Nm (100K); NN=4500rpm; Naturally cooled FRAME SIZE IMB 5 (IM V1, IM V3) FLANGE 1, WITH PT1000 TEMPERATURESENSOR POWER CONNECTOR ROTATABLE ABSOLUTE ENCODERR 2048 S/R + 4096 UMDREHUNGEN MULTITURN, WITH ENDAT-SCHNITTSTELLE (ENCODER AM2048S/R) PLAIN SHAFT, TOLERANCE N; WITH HOLDING BRAKE PROTECTION CLASS IP65, FLANGE ON DRIVE END IP67; | - | 0 | 0
1FK7062-2AH74-1SA0 |  | 1FK7062-2AH74-1SA0 | 1 | UN | 1 | 15 | C | D | N | N | 85015220 | 1 |  | 9.102 | KG | 985.7 | 985.7 | MC05 | MC05 | SIMOTICS S Synchronous motor 1FK7-CT PN=1.4kW; UDC=600V M0=8.5Nm (100K); NN=4500rpm; Naturally cooled FRAME SIZE IMB 5 (IM V1, IM V3) FLANGE 1, WITH PT1000 TEMPERATURESENSOR POWER CONNECTOR ROTATABLE RESOLVER MULTI-POLE (RESOLVER P=4); SHAFT WITH FITTED KEY, TOLERANCE N; W/O HOLDING BRAKE PROTECTION CLASS IP64; | - | 0 | 0
1FK7062-2AH74-1SA1 |  | 1FK7062-2AH74-1SA1 | 1 | UN | 1 | 15 | C | D | N | N | 85015220 | 1 |  | 9.102 | KG | 1048.04 | 1048.04 | MC05 | MC05 | SIMOTICS S Synchronous motor 1FK7-CT PN=1.4kW; UDC=600V M0=8.5Nm (100K); NN=4500rpm; Naturally cooled FRAME SIZE IMB 5 (IM V1, IM V3) FLANGE 1, WITH PT1000 TEMPERATURESENSOR POWER CONNECTOR ROTATABLE RESOLVER MULTI-POLE (RESOLVER P=4); SHAFT WITH FITTED KEY, TOLERANCE N; W/O HOLDING BRAKE PROTECTION CLASS IP65, | - | 0 | 0
1FK7062-2AH74-1SA2 |  | 1FK7062-2AH74-1SA2 | 1 | UN | 1 | 15 | C | D | N | N | 85015220 | 1 |  | 9.102 | KG | 1048.04 | 1048.04 | MC05 | MC05 | SIMOTICS S Synchronous motor 1FK7-CT PN=1.4kW; UDC=600V M0=8.5Nm (100K); NN=4500rpm; Naturally cooled FRAME SIZE IMB 5 (IM V1, IM V3) FLANGE 1, WITH PT1000 TEMPERATURESENSOR POWER CONNECTOR ROTATABLE RESOLVER MULTI-POLE (RESOLVER P=4); SHAFT WITH FITTED KEY, TOLERANCE N; W/O HOLDING BRAKE PROTECTION CLASS IP65, FLANGE ON DRIVE END IP67; | - | 0 | 0
1FK7062-2AH74-1SB0 |  | 1FK7062-2AH74-1SB0 | 1 | UN | 1 | 15 | C | D | N | N | 85015220 | 1 |  | 9.401 | KG | 1187.64 | 1187.64 | MC05 | MC05 | SIMOTICS S Synchronous motor 1FK7-CT PN=1.4kW; UDC=600V M0=8.5Nm (100K); NN=4500rpm; Naturally cooled FRAME SIZE IMB 5 (IM V1, IM V3) FLANGE 1, WITH PT1000 TEMPERATURESENSOR POWER CONNECTOR ROTATABLE RESOLVER MULTI-POLE (RESOLVER P=4); SHAFT WITH FITTED KEY, TOLERANCE N; WITH HOLDING BRAKE PROTECTION CLASS IP64; | - | 0 | 0
1FK7062-2AH74-1SB1 |  | 1FK7062-2AH74-1SB1 | 1 | UN | 1 | 15 | C | D | N | N | 85015220 | 1 |  | 9.401 | KG | 1249.98 | 1249.98 | MC05 | MC05 | SIMOTICS S Synchronous motor 1FK7-CT PN=1.4kW; UDC=600V M0=8.5Nm (100K); NN=4500rpm; Naturally cooled FRAME SIZE IMB 5 (IM V1, IM V3) FLANGE 1, WITH PT1000 TEMPERATURESENSOR POWER CONNECTOR ROTATABLE RESOLVER MULTI-POLE (RESOLVER P=4); SHAFT WITH FITTED KEY, TOLERANCE N; WITH HOLDING BRAKE PROTECTION CLASS IP65, | - | 0 | 0
1FK7062-2AH74-1SB2 |  | 1FK7062-2AH74-1SB2 | 1 | UN | 1 | 15 | C | D | N | N | 85015220 | 1 |  | 9.401 | KG | 1249.98 | 1249.98 | MC05 | MC05 | SIMOTICS S Synchronous motor 1FK7-CT PN=1.4kW; UDC=600V M0=8.5Nm (100K); NN=4500rpm; Naturally cooled FRAME SIZE IMB 5 (IM V1, IM V3) FLANGE 1, WITH PT1000 TEMPERATURESENSOR POWER CONNECTOR ROTATABLE RESOLVER MULTI-POLE (RESOLVER P=4); SHAFT WITH FITTED KEY, TOLERANCE N; WITH HOLDING BRAKE PROTECTION CLASS IP65, FLANGE ON DRIVE END IP67; | - | 0 | 0
1FK7062-2AH74-1SG0 |  | 1FK7062-2AH74-1SG0 | 1 | UN | 1 | 15 | C | D | N | N | 85015220 | 1 |  | 9.102 | KG | 928.21 | 928.21 | MC05 | MC05 | SIMOTICS S Synchronous motor 1FK7-CT PN=1.4kW; UDC=600V M0=8.5Nm (100K); NN=4500rpm; Naturally cooled FRAME SIZE IMB 5 (IM V1, IM V3) FLANGE 1, WITH PT1000 TEMPERATURESENSOR POWER CONNECTOR ROTATABLE RESOLVER MULTI-POLE (RESOLVER P=4); PLAIN SHAFT, TOLERANCE N; W/O HOLDING BRAKE PROTECTION CLASS IP64; | - | 0 | 0
1FK7062-2AH74-1SG1 |  | 1FK7062-2AH74-1SG1 | 1 | UN | 1 | 15 | C | D | N | N | 85015220 | 1 |  | 9.102 | KG | 990.55 | 990.55 | MC05 | MC05 | SIMOTICS S Synchronous motor 1FK7-CT PN=1.4kW; UDC=600V M0=8.5Nm (100K); NN=4500rpm; Naturally cooled FRAME SIZE IMB 5 (IM V1, IM V3) FLANGE 1, WITH PT1000 TEMPERATURESENSOR POWER CONNECTOR ROTATABLE RESOLVER MULTI-POLE (RESOLVER P=4); PLAIN SHAFT, TOLERANCE N; W/O HOLDING BRAKE PROTECTION CLASS IP65, | - | 0 | 0
1FK7062-2AH74-1SG2 |  | 1FK7062-2AH74-1SG2 | 1 | UN | 1 | 15 | C | D | N | N | 85015220 | 1 |  | 9.102 | KG | 990.55 | 990.55 | MC05 | MC05 | SIMOTICS S Synchronous motor 1FK7-CT PN=1.4kW; UDC=600V M0=8.5Nm (100K); NN=4500rpm; Naturally cooled FRAME SIZE IMB 5 (IM V1, IM V3) FLANGE 1, WITH PT1000 TEMPERATURESENSOR POWER CONNECTOR ROTATABLE RESOLVER MULTI-POLE (RESOLVER P=4); PLAIN SHAFT, TOLERANCE N; W/O HOLDING BRAKE PROTECTION CLASS IP65, FLANGE ON DRIVE END IP67; | - | 0 | 0
1FK7062-2AH74-1SH0 |  | 1FK7062-2AH74-1SH0 | 1 | UN | 1 | 15 | C | D | N | N | 85015220 | 1 |  | 9.401 | KG | 1131.65 | 1131.65 | MC05 | MC05 | SIMOTICS S Synchronous motor 1FK7-CT PN=1.4kW; UDC=600V M0=8.5Nm (100K); NN=4500rpm; Naturally cooled FRAME SIZE IMB 5 (IM V1, IM V3) FLANGE 1, WITH PT1000 TEMPERATURESENSOR POWER CONNECTOR ROTATABLE RESOLVER MULTI-POLE (RESOLVER P=4); PLAIN SHAFT, TOLERANCE N; WITH HOLDING BRAKE PROTECTION CLASS IP64; | - | 0 | 0
1FK7062-2AH74-1SH1 |  | 1FK7062-2AH74-1SH1 | 1 | UN | 1 | 15 | C | D | N | N | 85015220 | 1 |  | 9.401 | KG | 1193.99 | 1193.99 | MC05 | MC05 | SIMOTICS S Synchronous motor 1FK7-CT PN=1.4kW; UDC=600V M0=8.5Nm (100K); NN=4500rpm; Naturally cooled FRAME SIZE IMB 5 (IM V1, IM V3) FLANGE 1, WITH PT1000 TEMPERATURESENSOR POWER CONNECTOR ROTATABLE RESOLVER MULTI-POLE (RESOLVER P=4); PLAIN SHAFT, TOLERANCE N; WITH HOLDING BRAKE PROTECTION CLASS IP65, | - | 0 | 0
1FK7062-2AH74-1SH2 |  | 1FK7062-2AH74-1SH2 | 1 | UN | 1 | 15 | C | D | N | N | 85015220 | 1 |  | 9.401 | KG | 1193.99 | 1193.99 | MC05 | MC05 | SIMOTICS S Synchronous motor 1FK7-CT PN=1.4kW; UDC=600V M0=8.5Nm (100K); NN=4500rpm; Naturally cooled FRAME SIZE IMB 5 (IM V1, IM V3) FLANGE 1, WITH PT1000 TEMPERATURESENSOR POWER CONNECTOR ROTATABLE RESOLVER MULTI-POLE (RESOLVER P=4); PLAIN SHAFT, TOLERANCE N; WITH HOLDING BRAKE PROTECTION CLASS IP65, FLANGE ON DRIVE END IP67; | - | 0 | 0
1FK7062-2AH74-1TA0 |  | 1FK7062-2AH74-1TA0 | 1 | UN | 1 | 15 | C | D | N | N | 85015220 | 1 |  | 9.102 | KG | 985.7 | 985.7 | MC05 | MC05 | SIMOTICS S Synchronous motor 1FK7-CT PN=1.4kW; UDC=600V M0=8.5Nm (100K); NN=4500rpm; Naturally cooled FRAME SIZE IMB 5 (IM V1, IM V3) FLANGE 1, WITH PT1000 TEMPERATURESENSOR POWER CONNECTOR ROTATABLE RESOLVER 2-POLE (RESOLVER P=1); SHAFT WITH FITTED KEY, TOLERANCE N; W/O HOLDING BRAKE PROTECTION CLASS IP64; | - | 0 | 0
1FK7062-2AH74-1TA1 |  | 1FK7062-2AH74-1TA1 | 1 | UN | 1 | 15 | C | D | N | N | 85015220 | 1 |  | 9.102 | KG | 1048.04 | 1048.04 | MC05 | MC05 | SIMOTICS S Synchronous motor 1FK7-CT PN=1.4kW; UDC=600V M0=8.5Nm (100K); NN=4500rpm; Naturally cooled FRAME SIZE IMB 5 (IM V1, IM V3) FLANGE 1, WITH PT1000 TEMPERATURESENSOR POWER CONNECTOR ROTATABLE RESOLVER 2-POLE (RESOLVER P=1); SHAFT WITH FITTED KEY, TOLERANCE N; W/O HOLDING BRAKE PROTECTION CLASS IP65, | - | 0 | 0
1FK7062-2AH74-1TA2 |  | 1FK7062-2AH74-1TA2 | 1 | UN | 1 | 15 | C | D | N | N | 85015220 | 1 |  | 9.102 | KG | 1048.04 | 1048.04 | MC05 | MC05 | SIMOTICS S Synchronous motor 1FK7-CT PN=1.4kW; UDC=600V M0=8.5Nm (100K); NN=4500rpm; Naturally cooled FRAME SIZE IMB 5 (IM V1, IM V3) FLANGE 1, WITH PT1000 TEMPERATURESENSOR POWER CONNECTOR ROTATABLE RESOLVER 2-POLE (RESOLVER P=1); SHAFT WITH FITTED KEY, TOLERANCE N; W/O HOLDING BRAKE PROTECTION CLASS IP65, FLANGE ON DRIVE END IP67; | - | 0 | 0
1FK7062-2AH74-1TB0 |  | 1FK7062-2AH74-1TB0 | 1 | UN | 1 | 15 | C | D | N | N | 85015220 | 1 |  | 9.401 | KG | 1187.64 | 1187.64 | MC05 | MC05 | SIMOTICS S Synchronous motor 1FK7-CT PN=1.4kW; UDC=600V M0=8.5Nm (100K); NN=4500rpm; Naturally cooled FRAME SIZE IMB 5 (IM V1, IM V3) FLANGE 1, WITH PT1000 TEMPERATURESENSOR POWER CONNECTOR ROTATABLE RESOLVER 2-POLE (RESOLVER P=1); SHAFT WITH FITTED KEY, TOLERANCE N; WITH HOLDING BRAKE PROTECTION CLASS IP64; | - | 0 | 0
1FK7062-2AH74-1TB1 |  | 1FK7062-2AH74-1TB1 | 1 | UN | 1 | 15 | C | D | N | N | 85015220 | 1 |  | 9.401 | KG | 1249.98 | 1249.98 | MC05 | MC05 | SIMOTICS S Synchronous motor 1FK7-CT PN=1.4kW; UDC=600V M0=8.5Nm (100K); NN=4500rpm; Naturally cooled FRAME SIZE IMB 5 (IM V1, IM V3) FLANGE 1, WITH PT1000 TEMPERATURESENSOR POWER CONNECTOR ROTATABLE RESOLVER 2-POLE (RESOLVER P=1); SHAFT WITH FITTED KEY, TOLERANCE N; WITH HOLDING BRAKE PROTECTION CLASS IP65, | - | 0 | 0
1FK7062-2AH74-1TB2 |  | 1FK7062-2AH74-1TB2 | 1 | UN | 1 | 15 | C | D | N | N | 85015220 | 1 |  | 9.401 | KG | 1249.98 | 1249.98 | MC05 | MC05 | SIMOTICS S Synchronous motor 1FK7-CT PN=1.4kW; UDC=600V M0=8.5Nm (100K); NN=4500rpm; Naturally cooled FRAME SIZE IMB 5 (IM V1, IM V3) FLANGE 1, WITH PT1000 TEMPERATURESENSOR POWER CONNECTOR ROTATABLE RESOLVER 2-POLE (RESOLVER P=1); SHAFT WITH FITTED KEY, TOLERANCE N; WITH HOLDING BRAKE PROTECTION CLASS IP65, FLANGE ON DRIVE END IP67; | - | 0 | 0
1FK7062-2AH74-1TG0 |  | 1FK7062-2AH74-1TG0 | 1 | UN | 1 | 15 | C | D | N | N | 85015220 | 1 |  | 9.102 | KG | 928.21 | 928.21 | MC05 | MC05 | SIMOTICS S Synchronous motor 1FK7-CT PN=1.4kW; UDC=600V M0=8.5Nm (100K); NN=4500rpm; Naturally cooled FRAME SIZE IMB 5 (IM V1, IM V3) FLANGE 1, WITH PT1000 TEMPERATURESENSOR POWER CONNECTOR ROTATABLE RESOLVER 2-POLE (RESOLVER P=1); PLAIN SHAFT, TOLERANCE N; W/O HOLDING BRAKE PROTECTION CLASS IP64; | - | 0 | 0
1FK7062-2AH74-1TG1 |  | 1FK7062-2AH74-1TG1 | 1 | UN | 1 | 15 | C | D | N | N | 85015220 | 1 |  | 9.102 | KG | 990.55 | 990.55 | MC05 | MC05 | SIMOTICS S Synchronous motor 1FK7-CT PN=1.4kW; UDC=600V M0=8.5Nm (100K); NN=4500rpm; Naturally cooled FRAME SIZE IMB 5 (IM V1, IM V3) FLANGE 1, WITH PT1000 TEMPERATURESENSOR POWER CONNECTOR ROTATABLE RESOLVER 2-POLE (RESOLVER P=1); PLAIN SHAFT, TOLERANCE N; W/O HOLDING BRAKE PROTECTION CLASS IP65, | - | 0 | 0
1FK7062-2AH74-1TG2 |  | 1FK7062-2AH74-1TG2 | 1 | UN | 1 | 15 | C | D | N | N | 85015220 | 1 |  | 9.102 | KG | 990.55 | 990.55 | MC05 | MC05 | SIMOTICS S Synchronous motor 1FK7-CT PN=1.4kW; UDC=600V M0=8.5Nm (100K); NN=4500rpm; Naturally cooled FRAME SIZE IMB 5 (IM V1, IM V3) FLANGE 1, WITH PT1000 TEMPERATURESENSOR POWER CONNECTOR ROTATABLE RESOLVER 2-POLE (RESOLVER P=1); PLAIN SHAFT, TOLERANCE N; W/O HOLDING BRAKE PROTECTION CLASS IP65, FLANGE ON DRIVE END IP67; | - | 0 | 0
1FK7062-2AH74-1TH0 |  | 1FK7062-2AH74-1TH0 | 1 | UN | 1 | 15 | C | D | N | N | 85015220 | 1 |  | 9.401 | KG | 1131.65 | 1131.65 | MC05 | MC05 | SIMOTICS S Synchronous motor 1FK7-CT PN=1.4kW; UDC=600V M0=8.5Nm (100K); NN=4500rpm; Naturally cooled FRAME SIZE IMB 5 (IM V1, IM V3) FLANGE 1, WITH PT1000 TEMPERATURESENSOR POWER CONNECTOR ROTATABLE RESOLVER 2-POLE (RESOLVER P=1); PLAIN SHAFT, TOLERANCE N; WITH HOLDING BRAKE PROTECTION CLASS IP64; | - | 0 | 0
1FK7062-2AH74-1TH1 |  | 1FK7062-2AH74-1TH1 | 1 | UN | 1 | 15 | C | D | N | N | 85015220 | 1 |  | 9.401 | KG | 1193.99 | 1193.99 | MC05 | MC05 | SIMOTICS S Synchronous motor 1FK7-CT PN=1.4kW; UDC=600V M0=8.5Nm (100K); NN=4500rpm; Naturally cooled FRAME SIZE IMB 5 (IM V1, IM V3) FLANGE 1, WITH PT1000 TEMPERATURESENSOR POWER CONNECTOR ROTATABLE RESOLVER 2-POLE (RESOLVER P=1); PLAIN SHAFT, TOLERANCE N; WITH HOLDING BRAKE PROTECTION CLASS IP65, | - | 0 | 0
1FK7062-2AH74-1TH2 |  | 1FK7062-2AH74-1TH2 | 1 | UN | 1 | 15 | C | D | N | N | 85015220 | 1 |  | 9.401 | KG | 1193.99 | 1193.99 | MC05 | MC05 | SIMOTICS S Synchronous motor 1FK7-CT PN=1.4kW; UDC=600V M0=8.5Nm (100K); NN=4500rpm; Naturally cooled FRAME SIZE IMB 5 (IM V1, IM V3) FLANGE 1, WITH PT1000 TEMPERATURESENSOR POWER CONNECTOR ROTATABLE RESOLVER 2-POLE (RESOLVER P=1); PLAIN SHAFT, TOLERANCE N; WITH HOLDING BRAKE PROTECTION CLASS IP65, FLANGE ON DRIVE END IP67; | - | 0 | 0
1FK7062-3BF71-1AA0 |  | 1FK7062-3BF71-1AA0 | 1 | UN | 1 | 15 | C | D | N | N | 85015220 | 1 |  | 10.601 | KG | 1376.34 | 1376.34 | MC05 | MC05 | SIMOTICS S Synchronous motor 1FK7-HI PN=1.9kW; UDC=600V M0=8.5Nm (100K); NN=3000rpm; Naturally cooled FRAME SIZE IMB 5 (IM V1, IM V3) FLANGE 1, WITH KTY TEMPERATURESENSOR POWER CONNECTOR ROTATABLE INCREMENTAL ENCODER SIN/COS 1VP 2048 S/R WITH C- AND D-SPUR (ENCODER IC2048S/R) SHAFT WITH FITTED KEY, TOLERANCE N; W/O HOLDING BRAKE PROTECTION CLASS IP64; | - | 0 | 0
1FK7062-3BF71-1AA1 |  | 1FK7062-3BF71-1AA1 | 1 | UN | 1 | 15 | C | D | N | N | 85015220 | 1 |  | 10.601 | KG | 1438.68 | 1438.68 | MC05 | MC05 | SIMOTICS S Synchronous motor 1FK7-HI PN=1.9kW; UDC=600V M0=8.5Nm (100K); NN=3000rpm; Naturally cooled FRAME SIZE IMB 5 (IM V1, IM V3) FLANGE 1, WITH KTY TEMPERATURESENSOR POWER CONNECTOR ROTATABLE INCREMENTAL ENCODER SIN/COS 1VP 2048 S/R WITH C- AND D-SPUR (ENCODER IC2048S/R) SHAFT WITH FITTED KEY, TOLERANCE N; W/O HOLDING BRAKE PROTECTION CLASS IP65, | - | 0 | 0
1FK7062-3BF71-1AA2 |  | 1FK7062-3BF71-1AA2 | 1 | UN | 1 | 15 | C | D | N | N | 85015220 | 1 |  | 10.601 | KG | 1438.68 | 1438.68 | MC05 | MC05 | SIMOTICS S Synchronous motor 1FK7-HI PN=1.9kW; UDC=600V M0=8.5Nm (100K); NN=3000rpm; Naturally cooled FRAME SIZE IMB 5 (IM V1, IM V3) FLANGE 1, WITH KTY TEMPERATURESENSOR POWER CONNECTOR ROTATABLE INCREMENTAL ENCODER SIN/COS 1VP 2048 S/R WITH C- AND D-SPUR (ENCODER IC2048S/R) SHAFT WITH FITTED KEY, TOLERANCE N; W/O HOLDING BRAKE PROTECTION CLASS IP65, FLANGE ON DRIVE END IP67; | - | 0 | 0
1FK7062-3BF71-1AB0 |  | 1FK7062-3BF71-1AB0 | 1 | UN | 1 | 15 | C | D | N | N | 85015220 | 1 |  | 10.9 | KG | 1578.28 | 1578.28 | MC05 | MC05 | SIMOTICS S Synchronous motor 1FK7-HI PN=1.9kW; UDC=600V M0=8.5Nm (100K); NN=3000rpm; Naturally cooled FRAME SIZE IMB 5 (IM V1, IM V3) FLANGE 1, WITH KTY TEMPERATURESENSOR POWER CONNECTOR ROTATABLE INCREMENTAL ENCODER SIN/COS 1VP 2048 S/R WITH C- AND D-SPUR (ENCODER IC2048S/R) SHAFT WITH FITTED KEY, TOLERANCE N; WITH HOLDING BRAKE PROTECTION CLASS IP64; | - | 0 | 0
1FK7062-3BF71-1AB1 |  | 1FK7062-3BF71-1AB1 | 1 | UN | 1 | 15 | C | D | N | N | 85015220 | 1 |  | 10.9 | KG | 1640.62 | 1640.62 | MC05 | MC05 | SIMOTICS S Synchronous motor 1FK7-HI PN=1.9kW; UDC=600V M0=8.5Nm (100K); NN=3000rpm; Naturally cooled FRAME SIZE IMB 5 (IM V1, IM V3) FLANGE 1, WITH KTY TEMPERATURESENSOR POWER CONNECTOR ROTATABLE INCREMENTAL ENCODER SIN/COS 1VP 2048 S/R WITH C- AND D-SPUR (ENCODER IC2048S/R) SHAFT WITH FITTED KEY, TOLERANCE N; WITH HOLDING BRAKE PROTECTION CLASS IP65, | - | 0 | 0
1FK7062-3BF71-1AB2 |  | 1FK7062-3BF71-1AB2 | 1 | UN | 1 | 15 | C | D | N | N | 85015220 | 1 |  | 10.9 | KG | 1640.62 | 1640.62 | MC05 | MC05 | SIMOTICS S Synchronous motor 1FK7-HI PN=1.9kW; UDC=600V M0=8.5Nm (100K); NN=3000rpm; Naturally cooled FRAME SIZE IMB 5 (IM V1, IM V3) FLANGE 1, WITH KTY TEMPERATURESENSOR POWER CONNECTOR ROTATABLE INCREMENTAL ENCODER SIN/COS 1VP 2048 S/R WITH C- AND D-SPUR (ENCODER IC2048S/R) SHAFT WITH FITTED KEY, TOLERANCE N; WITH HOLDING BRAKE PROTECTION CLASS IP65, FLANGE ON DRIVE END IP67; | - | 0 | 0
1FK7062-3BF71-1AG0 |  | 1FK7062-3BF71-1AG0 | 1 | UN | 1 | 15 | C | D | N | N | 85015220 | 1 |  | 10.601 | KG | 1318.85 | 1318.85 | MC05 | MC05 | SIMOTICS S Synchronous motor 1FK7-HI PN=1.9kW; UDC=600V M0=8.5Nm (100K); NN=3000rpm; Naturally cooled FRAME SIZE IMB 5 (IM V1, IM V3) FLANGE 1, WITH KTY TEMPERATURESENSOR POWER CONNECTOR ROTATABLE INCREMENTAL ENCODER SIN/COS 1VP 2048 S/R WITH C- AND D-SPUR (ENCODER IC2048S/R) PLAIN SHAFT, TOLERANCE N; W/O HOLDING BRAKE PROTECTION CLASS IP64; | - | 0 | 0
1FK7062-3BF71-1AG1 |  | 1FK7062-3BF71-1AG1 | 1 | UN | 1 | 15 | C | D | N | N | 85015220 | 1 |  | 10.601 | KG | 1381.19 | 1381.19 | MC05 | MC05 | SIMOTICS S Synchronous motor 1FK7-HI PN=1.9kW; UDC=600V M0=8.5Nm (100K); NN=3000rpm; Naturally cooled FRAME SIZE IMB 5 (IM V1, IM V3) FLANGE 1, WITH KTY TEMPERATURESENSOR POWER CONNECTOR ROTATABLE INCREMENTAL ENCODER SIN/COS 1VP 2048 S/R WITH C- AND D-SPUR (ENCODER IC2048S/R) PLAIN SHAFT, TOLERANCE N; W/O HOLDING BRAKE PROTECTION CLASS IP65, | - | 0 | 0
1FK7062-3BF71-1AG2 |  | 1FK7062-3BF71-1AG2 | 1 | UN | 1 | 15 | C | D | N | N | 85015220 | 1 |  | 10.601 | KG | 1381.19 | 1381.19 | MC05 | MC05 | SIMOTICS S Synchronous motor 1FK7-HI PN=1.9kW; UDC=600V M0=8.5Nm (100K); NN=3000rpm; Naturally cooled FRAME SIZE IMB 5 (IM V1, IM V3) FLANGE 1, WITH KTY TEMPERATURESENSOR POWER CONNECTOR ROTATABLE INCREMENTAL ENCODER SIN/COS 1VP 2048 S/R WITH C- AND D-SPUR (ENCODER IC2048S/R) PLAIN SHAFT, TOLERANCE N; W/O HOLDING BRAKE PROTECTION CLASS IP65, FLANGE ON DRIVE END IP67; | - | 0 | 0
1FK7062-3BF71-1AH0 |  | 1FK7062-3BF71-1AH0 | 1 | UN | 1 | 15 | C | D | N | N | 85015220 | 1 |  | 10.9 | KG | 1522.29 | 1522.29 | MC05 | MC05 | SIMOTICS S Synchronous motor 1FK7-HI PN=1.9kW; UDC=600V M0=8.5Nm (100K); NN=3000rpm; Naturally cooled FRAME SIZE IMB 5 (IM V1, IM V3) FLANGE 1, WITH KTY TEMPERATURESENSOR POWER CONNECTOR ROTATABLE INCREMENTAL ENCODER SIN/COS 1VP 2048 S/R WITH C- AND D-SPUR (ENCODER IC2048S/R) PLAIN SHAFT, TOLERANCE N; WITH HOLDING BRAKE PROTECTION CLASS IP64; | - | 0 | 0
1FK7062-3BF71-1AH1 |  | 1FK7062-3BF71-1AH1 | 1 | UN | 1 | 15 | C | D | N | N | 85015220 | 1 |  | 10.9 | KG | 1584.63 | 1584.63 | MC05 | MC05 | SIMOTICS S Synchronous motor 1FK7-HI PN=1.9kW; UDC=600V M0=8.5Nm (100K); NN=3000rpm; Naturally cooled FRAME SIZE IMB 5 (IM V1, IM V3) FLANGE 1, WITH KTY TEMPERATURESENSOR POWER CONNECTOR ROTATABLE INCREMENTAL ENCODER SIN/COS 1VP 2048 S/R WITH C- AND D-SPUR (ENCODER IC2048S/R) PLAIN SHAFT, TOLERANCE N; WITH HOLDING BRAKE PROTECTION CLASS IP65, | - | 0 | 0
1FK7062-3BF71-1AH2 |  | 1FK7062-3BF71-1AH2 | 1 | UN | 1 | 15 | C | D | N | N | 85015220 | 1 |  | 10.9 | KG | 1584.63 | 1584.63 | MC05 | MC05 | SIMOTICS S Synchronous motor 1FK7-HI PN=1.9kW; UDC=600V M0=8.5Nm (100K); NN=3000rpm; Naturally cooled FRAME SIZE IMB 5 (IM V1, IM V3) FLANGE 1, WITH KTY TEMPERATURESENSOR POWER CONNECTOR ROTATABLE INCREMENTAL ENCODER SIN/COS 1VP 2048 S/R WITH C- AND D-SPUR (ENCODER IC2048S/R) PLAIN SHAFT, TOLERANCE N; WITH HOLDING BRAKE PROTECTION CLASS IP65, FLANGE ON DRIVE END IP67; | - | 0 | 0
1FK7062-3BF71-1BA0 |  | 1FK7062-3BF71-1BA0 | 1 | UN | 1 | 15 | C | D | N | N | 85015220 | 1 |  | 10.601 | KG | 1537.04 | 1537.04 | MC05 | MC05 | SIMOTICS S Synchronous motor 1FK7-HI PN=1.9kW; UDC=600V M0=8.5Nm (100K); NN=3000rpm; Naturally cooled FRAME SIZE IMB 5 (IM V1, IM V3) FLANGE 1 POWER CONNECTOR ROTATABLE ABSOLUTE ENCODER SINGLETURN 24 BIT WITH DRIVE CLIQ INTERFACE (ENCODER AS24DQI) SHAFT WITH FITTED KEY, TOLERANCE N; W/O HOLDING BRAKE PROTECTION CLASS IP64; | - | 0 | 0
1FK7062-3BF71-1BA1 |  | 1FK7062-3BF71-1BA1 | 1 | UN | 1 | 15 | C | D | N | N | 85015220 | 1 |  | 10.601 | KG | 1599.38 | 1599.38 | MC05 | MC05 | SIMOTICS S Synchronous motor 1FK7-HI PN=1.9kW; UDC=600V M0=8.5Nm (100K); NN=3000rpm; Naturally cooled FRAME SIZE IMB 5 (IM V1, IM V3) FLANGE 1 POWER CONNECTOR ROTATABLE ABSOLUTE ENCODER SINGLETURN 24 BIT WITH DRIVE CLIQ INTERFACE (ENCODER AS24DQI) SHAFT WITH FITTED KEY, TOLERANCE N; W/O HOLDING BRAKE PROTECTION CLASS IP65, | - | 0 | 0
1FK7062-3BF71-1BA2 |  | 1FK7062-3BF71-1BA2 | 1 | UN | 1 | 15 | C | D | N | N | 85015220 | 1 |  | 10.601 | KG | 1599.38 | 1599.38 | MC05 | MC05 | SIMOTICS S Synchronous motor 1FK7-HI PN=1.9kW; UDC=600V M0=8.5Nm (100K); NN=3000rpm; Naturally cooled FRAME SIZE IMB 5 (IM V1, IM V3) FLANGE 1 POWER CONNECTOR ROTATABLE ABSOLUTE ENCODER SINGLETURN 24 BIT WITH DRIVE CLIQ INTERFACE (ENCODER AS24DQI) SHAFT WITH FITTED KEY, TOLERANCE N; W/O HOLDING BRAKE PROTECTION CLASS IP65, FLANGE ON DRIVE END IP67; | - | 0 | 0
1FK7062-3BF71-1BB0 |  | 1FK7062-3BF71-1BB0 | 1 | UN | 1 | 15 | C | D | N | N | 85015220 | 1 |  | 10.9 | KG | 1738.98 | 1738.98 | MC05 | MC05 | SIMOTICS S Synchronous motor 1FK7-HI PN=1.9kW; UDC=600V M0=8.5Nm (100K); NN=3000rpm; Naturally cooled FRAME SIZE IMB 5 (IM V1, IM V3) FLANGE 1 POWER CONNECTOR ROTATABLE ABSOLUTE ENCODER SINGLETURN 24 BIT WITH DRIVE CLIQ INTERFACE (ENCODER AS24DQI) SHAFT WITH FITTED KEY, TOLERANCE N; WITH HOLDING BRAKE PROTECTION CLASS IP64; | - | 0 | 0
1FK7062-3BF71-1BB1 |  | 1FK7062-3BF71-1BB1 | 1 | UN | 1 | 15 | C | D | N | N | 85015220 | 1 |  | 10.9 | KG | 1801.32 | 1801.32 | MC05 | MC05 | SIMOTICS S Synchronous motor 1FK7-HI PN=1.9kW; UDC=600V M0=8.5Nm (100K); NN=3000rpm; Naturally cooled FRAME SIZE IMB 5 (IM V1, IM V3) FLANGE 1 POWER CONNECTOR ROTATABLE ABSOLUTE ENCODER SINGLETURN 24 BIT WITH DRIVE CLIQ INTERFACE (ENCODER AS24DQI) SHAFT WITH FITTED KEY, TOLERANCE N; WITH HOLDING BRAKE PROTECTION CLASS IP65, | - | 0 | 0
1FK7062-3BF71-1BB2 |  | 1FK7062-3BF71-1BB2 | 1 | UN | 1 | 15 | C | D | N | N | 85015220 | 1 |  | 10.9 | KG | 1801.32 | 1801.32 | MC05 | MC05 | SIMOTICS S Synchronous motor 1FK7-HI PN=1.9kW; UDC=600V M0=8.5Nm (100K); NN=3000rpm; Naturally cooled FRAME SIZE IMB 5 (IM V1, IM V3) FLANGE 1 POWER CONNECTOR ROTATABLE ABSOLUTE ENCODER SINGLETURN 24 BIT WITH DRIVE CLIQ INTERFACE (ENCODER AS24DQI) SHAFT WITH FITTED KEY, TOLERANCE N; WITH HOLDING BRAKE PROTECTION CLASS IP65, FLANGE ON DRIVE END IP67; | - | 0 | 0
1FK7062-3BF71-1BG0 |  | 1FK7062-3BF71-1BG0 | 1 | UN | 1 | 15 | C | D | N | N | 85015220 | 1 |  | 10.601 | KG | 1479.55 | 1479.55 | MC05 | MC05 | SIMOTICS S Synchronous motor 1FK7-HI PN=1.9kW; UDC=600V M0=8.5Nm (100K); NN=3000rpm; Naturally cooled FRAME SIZE IMB 5 (IM V1, IM V3) FLANGE 1 POWER CONNECTOR ROTATABLE ABSOLUTE ENCODER SINGLETURN 24 BIT WITH DRIVE CLIQ INTERFACE (ENCODER AS24DQI) PLAIN SHAFT, TOLERANCE N; W/O HOLDING BRAKE PROTECTION CLASS IP64; | - | 0 | 0
1FK7062-3BF71-1BG1 |  | 1FK7062-3BF71-1BG1 | 1 | UN | 1 | 15 | C | D | N | N | 85015220 | 1 |  | 10.601 | KG | 1541.89 | 1541.89 | MC05 | MC05 | SIMOTICS S Synchronous motor 1FK7-HI PN=1.9kW; UDC=600V M0=8.5Nm (100K); NN=3000rpm; Naturally cooled FRAME SIZE IMB 5 (IM V1, IM V3) FLANGE 1 POWER CONNECTOR ROTATABLE ABSOLUTE ENCODER SINGLETURN 24 BIT WITH DRIVE CLIQ INTERFACE (ENCODER AS24DQI) PLAIN SHAFT, TOLERANCE N; W/O HOLDING BRAKE PROTECTION CLASS IP65, | - | 0 | 0
1FK7062-3BF71-1BG2 |  | 1FK7062-3BF71-1BG2 | 1 | UN | 1 | 15 | C | D | N | N | 85015220 | 1 |  | 10.601 | KG | 1541.89 | 1541.89 | MC05 | MC05 | SIMOTICS S Synchronous motor 1FK7-HI PN=1.9kW; UDC=600V M0=8.5Nm (100K); NN=3000rpm; Naturally cooled FRAME SIZE IMB 5 (IM V1, IM V3) FLANGE 1 POWER CONNECTOR ROTATABLE ABSOLUTE ENCODER SINGLETURN 24 BIT WITH DRIVE CLIQ INTERFACE (ENCODER AS24DQI) PLAIN SHAFT, TOLERANCE N; W/O HOLDING BRAKE PROTECTION CLASS IP65, FLANGE ON DRIVE END IP67; | - | 0 | 0
1FK7062-3BF71-1BH0 |  | 1FK7062-3BF71-1BH0 | 1 | UN | 1 | 15 | C | D | N | N | 85015220 | 1 |  | 10.9 | KG | 1682.99 | 1682.99 | MC05 | MC05 | SIMOTICS S Synchronous motor 1FK7-HI PN=1.9kW; UDC=600V M0=8.5Nm (100K); NN=3000rpm; Naturally cooled FRAME SIZE IMB 5 (IM V1, IM V3) FLANGE 1 POWER CONNECTOR ROTATABLE ABSOLUTE ENCODER SINGLETURN 24 BIT WITH DRIVE CLIQ INTERFACE (ENCODER AS24DQI) PLAIN SHAFT, TOLERANCE N; WITH HOLDING BRAKE PROTECTION CLASS IP64; | - | 0 | 0
1FK7062-3BF71-1BH1 |  | 1FK7062-3BF71-1BH1 | 1 | UN | 1 | 15 | C | D | N | N | 85015220 | 1 |  | 10.9 | KG | 1745.33 | 1745.33 | MC05 | MC05 | SIMOTICS S Synchronous motor 1FK7-HI PN=1.9kW; UDC=600V M0=8.5Nm (100K); NN=3000rpm; Naturally cooled FRAME SIZE IMB 5 (IM V1, IM V3) FLANGE 1 POWER CONNECTOR ROTATABLE ABSOLUTE ENCODER SINGLETURN 24 BIT WITH DRIVE CLIQ INTERFACE (ENCODER AS24DQI) PLAIN SHAFT, TOLERANCE N; WITH HOLDING BRAKE PROTECTION CLASS IP65, | - | 0 | 0
1FK7062-3BF71-1BH2 |  | 1FK7062-3BF71-1BH2 | 1 | UN | 1 | 15 | C | D | N | N | 85015220 | 1 |  | 10.9 | KG | 1745.33 | 1745.33 | MC05 | MC05 | SIMOTICS S Synchronous motor 1FK7-HI PN=1.9kW; UDC=600V M0=8.5Nm (100K); NN=3000rpm; Naturally cooled FRAME SIZE IMB 5 (IM V1, IM V3) FLANGE 1 POWER CONNECTOR ROTATABLE ABSOLUTE ENCODER SINGLETURN 24 BIT WITH DRIVE CLIQ INTERFACE (ENCODER AS24DQI) PLAIN SHAFT, TOLERANCE N; WITH HOLDING BRAKE PROTECTION CLASS IP65, FLANGE ON DRIVE END IP67; | - | 0 | 0
1FK7062-3BF71-1CA0 |  | 1FK7062-3BF71-1CA0 | 1 | UN | 1 | 15 | C | D | N | N | 85015220 | 1 |  | 10.601 | KG | 1783.2 | 1783.2 | MC05 | MC05 | SIMOTICS S Synchronous motor 1FK7-HI PN=1.9kW; UDC=600V M0=8.5Nm (100K); NN=3000rpm; Naturally cooled FRAME SIZE IMB 5 (IM V1, IM V3) FLANGE 1 POWER CONNECTOR ROTATABLE ABSOLUTE ENCODER 24 BIT + 12 BIT MULTITURN WITH DRIVE-CLIQ INTERFACE (ENCODER AM24DQI) SHAFT WITH FITTED KEY, TOLERANCE N; W/O HOLDING BRAKE PROTECTION CLASS IP64; | - | 0 | 0
1FK7062-3BF71-1CA1 |  | 1FK7062-3BF71-1CA1 | 1 | UN | 1 | 15 | C | D | N | N | 85015220 | 1 |  | 10.601 | KG | 1845.54 | 1845.54 | MC05 | MC05 | SIMOTICS S Synchronous motor 1FK7-HI PN=1.9kW; UDC=600V M0=8.5Nm (100K); NN=3000rpm; Naturally cooled FRAME SIZE IMB 5 (IM V1, IM V3) FLANGE 1 POWER CONNECTOR ROTATABLE ABSOLUTE ENCODER 24 BIT + 12 BIT MULTITURN WITH DRIVE-CLIQ INTERFACE (ENCODER AM24DQI) SHAFT WITH FITTED KEY, TOLERANCE N; W/O HOLDING BRAKE PROTECTION CLASS IP65, | - | 0 | 0
1FK7062-3BF71-1CA2 |  | 1FK7062-3BF71-1CA2 | 1 | UN | 1 | 15 | C | D | N | N | 85015220 | 1 |  | 10.601 | KG | 1845.54 | 1845.54 | MC05 | MC05 | SIMOTICS S Synchronous motor 1FK7-HI PN=1.9kW; UDC=600V M0=8.5Nm (100K); NN=3000rpm; Naturally cooled FRAME SIZE IMB 5 (IM V1, IM V3) FLANGE 1 POWER CONNECTOR ROTATABLE ABSOLUTE ENCODER 24 BIT + 12 BIT MULTITURN WITH DRIVE-CLIQ INTERFACE (ENCODER AM24DQI) SHAFT WITH FITTED KEY, TOLERANCE N; W/O HOLDING BRAKE PROTECTION CLASS IP65, FLANGE ON DRIVE END IP67; | - | 0 | 0
1FK7062-3BF71-1CB0 |  | 1FK7062-3BF71-1CB0 | 1 | UN | 1 | 15 | C | D | N | N | 85015220 | 1 |  | 10.9 | KG | 1985.14 | 1985.14 | MC05 | MC05 | SIMOTICS S Synchronous motor 1FK7-HI PN=1.9kW; UDC=600V M0=8.5Nm (100K); NN=3000rpm; Naturally cooled FRAME SIZE IMB 5 (IM V1, IM V3) FLANGE 1 POWER CONNECTOR ROTATABLE ABSOLUTE ENCODER 24 BIT + 12 BIT MULTITURN WITH DRIVE-CLIQ INTERFACE (ENCODER AM24DQI) SHAFT WITH FITTED KEY, TOLERANCE N; WITH HOLDING BRAKE PROTECTION CLASS IP64; | - | 0 | 0
1FK7062-3BF71-1CB1 |  | 1FK7062-3BF71-1CB1 | 1 | UN | 1 | 15 | C | D | N | N | 85015220 | 1 |  | 10.9 | KG | 2047.48 | 2047.48 | MC05 | MC05 | SIMOTICS S Synchronous motor 1FK7-HI PN=1.9kW; UDC=600V M0=8.5Nm (100K); NN=3000rpm; Naturally cooled FRAME SIZE IMB 5 (IM V1, IM V3) FLANGE 1 POWER CONNECTOR ROTATABLE ABSOLUTE ENCODER 24 BIT + 12 BIT MULTITURN WITH DRIVE-CLIQ INTERFACE (ENCODER AM24DQI) SHAFT WITH FITTED KEY, TOLERANCE N; WITH HOLDING BRAKE PROTECTION CLASS IP65, | - | 0 | 0
1FK7062-3BF71-1CB2 |  | 1FK7062-3BF71-1CB2 | 1 | UN | 1 | 15 | C | D | N | N | 85015220 | 1 |  | 10.9 | KG | 2047.48 | 2047.48 | MC05 | MC05 | SIMOTICS S Synchronous motor 1FK7-HI PN=1.9kW; UDC=600V M0=8.5Nm (100K); NN=3000rpm; Naturally cooled FRAME SIZE IMB 5 (IM V1, IM V3) FLANGE 1 POWER CONNECTOR ROTATABLE ABSOLUTE ENCODER 24 BIT + 12 BIT MULTITURN WITH DRIVE-CLIQ INTERFACE (ENCODER AM24DQI) SHAFT WITH FITTED KEY, TOLERANCE N; WITH HOLDING BRAKE PROTECTION CLASS IP65, FLANGE ON DRIVE END IP67; | - | 0 | 0
1FK7062-3BF71-1CG0 |  | 1FK7062-3BF71-1CG0 | 1 | UN | 1 | 15 | C | D | N | N | 85015220 | 1 |  | 10.601 | KG | 1725.71 | 1725.71 | MC05 | MC05 | SIMOTICS S Synchronous motor 1FK7-HI PN=1.9kW; UDC=600V M0=8.5Nm (100K); NN=3000rpm; Naturally cooled FRAME SIZE IMB 5 (IM V1, IM V3) FLANGE 1 POWER CONNECTOR ROTATABLE ABSOLUTE ENCODER 24 BIT + 12 BIT MULTITURN WITH DRIVE-CLIQ INTERFACE (ENCODER AM24DQI) PLAIN SHAFT, TOLERANCE N; W/O HOLDING BRAKE PROTECTION CLASS IP64; | - | 0 | 0
1FK7062-3BF71-1CG1 |  | 1FK7062-3BF71-1CG1 | 1 | UN | 1 | 15 | C | D | N | N | 85015220 | 1 |  | 10.601 | KG | 1788.05 | 1788.05 | MC05 | MC05 | SIMOTICS S Synchronous motor 1FK7-HI PN=1.9kW; UDC=600V M0=8.5Nm (100K); NN=3000rpm; Naturally cooled FRAME SIZE IMB 5 (IM V1, IM V3) FLANGE 1 POWER CONNECTOR ROTATABLE ABSOLUTE ENCODER 24 BIT + 12 BIT MULTITURN WITH DRIVE-CLIQ INTERFACE (ENCODER AM24DQI) PLAIN SHAFT, TOLERANCE N; W/O HOLDING BRAKE PROTECTION CLASS IP65, | - | 0 | 0
1FK7062-3BF71-1CG2 |  | 1FK7062-3BF71-1CG2 | 1 | UN | 1 | 15 | C | D | N | N | 85015220 | 1 |  | 10.601 | KG | 1788.05 | 1788.05 | MC05 | MC05 | SIMOTICS S Synchronous motor 1FK7-HI PN=1.9kW; UDC=600V M0=8.5Nm (100K); NN=3000rpm; Naturally cooled FRAME SIZE IMB 5 (IM V1, IM V3) FLANGE 1 POWER CONNECTOR ROTATABLE ABSOLUTE ENCODER 24 BIT + 12 BIT MULTITURN WITH DRIVE-CLIQ INTERFACE (ENCODER AM24DQI) PLAIN SHAFT, TOLERANCE N; W/O HOLDING BRAKE PROTECTION CLASS IP65, FLANGE ON DRIVE END IP67; | - | 0 | 0
1FK7062-3BF71-1CH0 |  | 1FK7062-3BF71-1CH0 | 1 | UN | 1 | 15 | C | D | N | N | 85015220 | 1 |  | 10.9 | KG | 1929.15 | 1929.15 | MC05 | MC05 | SIMOTICS S Synchronous motor 1FK7-HI PN=1.9kW; UDC=600V M0=8.5Nm (100K); NN=3000rpm; Naturally cooled FRAME SIZE IMB 5 (IM V1, IM V3) FLANGE 1 POWER CONNECTOR ROTATABLE ABSOLUTE ENCODER 24 BIT + 12 BIT MULTITURN WITH DRIVE-CLIQ INTERFACE (ENCODER AM24DQI) PLAIN SHAFT, TOLERANCE N; WITH HOLDING BRAKE PROTECTION CLASS IP64; | - | 0 | 0
1FK7062-3BF71-1CH1 |  | 1FK7062-3BF71-1CH1 | 1 | UN | 1 | 15 | C | D | N | N | 85015220 | 1 |  | 10.9 | KG | 1991.49 | 1991.49 | MC05 | MC05 | SIMOTICS S Synchronous motor 1FK7-HI PN=1.9kW; UDC=600V M0=8.5Nm (100K); NN=3000rpm; Naturally cooled FRAME SIZE IMB 5 (IM V1, IM V3) FLANGE 1 POWER CONNECTOR ROTATABLE ABSOLUTE ENCODER 24 BIT + 12 BIT MULTITURN WITH DRIVE-CLIQ INTERFACE (ENCODER AM24DQI) PLAIN SHAFT, TOLERANCE N; WITH HOLDING BRAKE PROTECTION CLASS IP65, | - | 0 | 0
1FK7062-3BF71-1CH2 |  | 1FK7062-3BF71-1CH2 | 1 | UN | 1 | 15 | C | D | N | N | 85015220 | 1 |  | 10.9 | KG | 1991.49 | 1991.49 | MC05 | MC05 | SIMOTICS S Synchronous motor 1FK7-HI PN=1.9kW; UDC=600V M0=8.5Nm (100K); NN=3000rpm; Naturally cooled FRAME SIZE IMB 5 (IM V1, IM V3) FLANGE 1 POWER CONNECTOR ROTATABLE ABSOLUTE ENCODER 24 BIT + 12 BIT MULTITURN WITH DRIVE-CLIQ INTERFACE (ENCODER AM24DQI) PLAIN SHAFT, TOLERANCE N; WITH HOLDING BRAKE PROTECTION CLASS IP65, FLANGE ON DRIVE END IP67; | - | 0 | 0
1FK7062-3BF71-1DA0 |  | 1FK7062-3BF71-1DA0 | 1 | UN | 1 | 15 | C | D | N | N | 85015220 | 1 |  | 10.602 | KG | 1590.47 | 1590.47 | MC05 | MC05 | SIMOTICS S Synchronous motor 1FK7-HI PN=1.9kW; UDC=600V M0=8.5Nm (100K); NN=3000rpm; Naturally cooled FRAME SIZE IMB 5 (IM V1, IM V3) FLANGE 1 POWER CONNECTOR ROTATABLE INCREMENTAL ENCODER 22 BIT WITH DRIVE-CLIQ INTERFACE (ENCODER IC22DQ) SHAFT WITH FITTED KEY, TOLERANCE N; W/O HOLDING BRAKE PROTECTION CLASS IP64; | - | 0 | 0
1FK7062-3BF71-1DA1 |  | 1FK7062-3BF71-1DA1 | 1 | UN | 1 | 15 | C | D | N | N | 85015220 | 1 |  | 10.602 | KG | 1652.81 | 1652.81 | MC05 | MC05 | SIMOTICS S Synchronous motor 1FK7-HI PN=1.9kW; UDC=600V M0=8.5Nm (100K); NN=3000rpm; Naturally cooled FRAME SIZE IMB 5 (IM V1, IM V3) FLANGE 1 POWER CONNECTOR ROTATABLE INCREMENTAL ENCODER 22 BIT WITH DRIVE-CLIQ INTERFACE (ENCODER IC22DQ) SHAFT WITH FITTED KEY, TOLERANCE N; W/O HOLDING BRAKE PROTECTION CLASS IP65, | - | 0 | 0
1FK7062-3BF71-1DB0 |  | 1FK7062-3BF71-1DB0 | 1 | UN | 1 | 15 | C | D | N | N | 85015220 | 1 |  | 10.901 | KG | 1792.41 | 1792.41 | MC05 | MC05 | SIMOTICS S Synchronous motor 1FK7-HI PN=1.9kW; UDC=600V M0=8.5Nm (100K); NN=3000rpm; Naturally cooled FRAME SIZE IMB 5 (IM V1, IM V3) FLANGE 1 POWER CONNECTOR ROTATABLE INCREMENTAL ENCODER 22 BIT WITH DRIVE-CLIQ INTERFACE (ENCODER IC22DQ) SHAFT WITH FITTED KEY, TOLERANCE N; WITH HOLDING BRAKE PROTECTION CLASS IP64; | - | 0 | 0
1FK7062-3BF71-1DG0 |  | 1FK7062-3BF71-1DG0 | 1 | UN | 1 | 15 | C | D | N | N | 85015220 | 1 |  | 10.602 | KG | 1532.98 | 1532.98 | MC05 | MC05 | SIMOTICS S Synchronous motor 1FK7-HI PN=1.9kW; UDC=600V M0=8.5Nm (100K); NN=3000rpm; Naturally cooled FRAME SIZE IMB 5 (IM V1, IM V3) FLANGE 1 POWER CONNECTOR ROTATABLE INCREMENTAL ENCODER 22 BIT WITH DRIVE-CLIQ INTERFACE (ENCODER IC22DQ) PLAIN SHAFT, TOLERANCE N; W/O HOLDING BRAKE PROTECTION CLASS IP64; | - | 0 | 0
1FK7062-3BF71-1DG1 |  | 1FK7062-3BF71-1DG1 | 1 | UN | 1 | 15 | C | D | N | N | 85015220 | 1 |  | 10.602 | KG | 1595.32 | 1595.32 | MC05 | MC05 | SIMOTICS S Synchronous motor 1FK7-HI PN=1.9kW; UDC=600V M0=8.5Nm (100K); NN=3000rpm; Naturally cooled FRAME SIZE IMB 5 (IM V1, IM V3) FLANGE 1 POWER CONNECTOR ROTATABLE INCREMENTAL ENCODER 22 BIT WITH DRIVE-CLIQ INTERFACE (ENCODER IC22DQ) PLAIN SHAFT, TOLERANCE N; W/O HOLDING BRAKE PROTECTION CLASS IP65, | - | 0 | 0
1FK7062-3BF71-1DG2 |  | 1FK7062-3BF71-1DG2 | 1 | UN | 1 | 15 | C | D | N | N | 85015220 | 1 |  | 10.602 | KG | 1595.32 | 1595.32 | MC05 | MC05 | SIMOTICS S Synchronous motor 1FK7-HI PN=1.9kW; UDC=600V M0=8.5Nm (100K); NN=3000rpm; Naturally cooled FRAME SIZE IMB 5 (IM V1, IM V3) FLANGE 1 POWER CONNECTOR ROTATABLE INCREMENTAL ENCODER 22 BIT WITH DRIVE-CLIQ INTERFACE (ENCODER IC22DQ) PLAIN SHAFT, TOLERANCE N; W/O HOLDING BRAKE PROTECTION CLASS IP65, FLANGE ON DRIVE END IP67; | - | 0 | 0
1FK7062-3BF71-1EA0 |  | 1FK7062-3BF71-1EA0 | 1 | UN | 1 | 15 | C | D | N | N | 85015220 | 1 |  | 10.601 | KG | 1624.02 | 1624.02 | MC05 | MC05 | SIMOTICS S Synchronous motor 1FK7-HI PN=1.9kW; UDC=600V M0=8.5Nm (100K); NN=3000rpm; Naturally cooled FRAME SIZE IMB 5 (IM V1, IM V3) FLANGE 1, WITH KTY TEMPERATURESENSOR POWER CONNECTOR ROTATABLE ABSOLUTE ENCODERR 2048S/R + 4096 UMDREHUNGEN MULTITURN, WITH ENDAT-SCHNITTSTELLE (ENCODER AM2048S/R) SHAFT WITH FITTED KEY, TOLERANCE N; W/O HOLDING BRAKE PROTECTION CLASS IP64; | - | 0 | 0
1FK7062-3BF71-1EA1 |  | 1FK7062-3BF71-1EA1 | 1 | UN | 1 | 15 | C | D | N | N | 85015220 | 1 |  | 10.601 | KG | 1686.36 | 1686.36 | MC05 | MC05 | SIMOTICS S Synchronous motor 1FK7-HI PN=1.9kW; UDC=600V M0=8.5Nm (100K); NN=3000rpm; Naturally cooled FRAME SIZE IMB 5 (IM V1, IM V3) FLANGE 1, WITH KTY TEMPERATURESENSOR POWER CONNECTOR ROTATABLE ABSOLUTE ENCODERR 2048S/R + 4096 UMDREHUNGEN MULTITURN, WITH ENDAT-SCHNITTSTELLE (ENCODER AM2048S/R) SHAFT WITH FITTED KEY, TOLERANCE N; W/O HOLDING BRAKE PROTECTION CLASS IP65, | - | 0 | 0
1FK7062-3BF71-1EA2 |  | 1FK7062-3BF71-1EA2 | 1 | UN | 1 | 15 | C | D | N | N | 85015220 | 1 |  | 10.601 | KG | 1686.36 | 1686.36 | MC05 | MC05 | SIMOTICS S Synchronous motor 1FK7-HI PN=1.9kW; UDC=600V M0=8.5Nm (100K); NN=3000rpm; Naturally cooled FRAME SIZE IMB 5 (IM V1, IM V3) FLANGE 1, WITH KTY TEMPERATURESENSOR POWER CONNECTOR ROTATABLE ABSOLUTE ENCODERR 2048S/R + 4096 UMDREHUNGEN MULTITURN, WITH ENDAT-SCHNITTSTELLE (ENCODER AM2048S/R) SHAFT WITH FITTED KEY, TOLERANCE N; W/O HOLDING BRAKE PROTECTION CLASS IP65, FLANGE ON DRIVE END IP67; | - | 0 | 0
1FK7062-3BF71-1EB0 |  | 1FK7062-3BF71-1EB0 | 1 | UN | 1 | 15 | C | D | N | N | 85015220 | 1 |  | 10.9 | KG | 1825.96 | 1825.96 | MC05 | MC05 | SIMOTICS S Synchronous motor 1FK7-HI PN=1.9kW; UDC=600V M0=8.5Nm (100K); NN=3000rpm; Naturally cooled FRAME SIZE IMB 5 (IM V1, IM V3) FLANGE 1, WITH KTY TEMPERATURESENSOR POWER CONNECTOR ROTATABLE ABSOLUTE ENCODERR 2048S/R + 4096 UMDREHUNGEN MULTITURN, WITH ENDAT-SCHNITTSTELLE (ENCODER AM2048S/R) SHAFT WITH FITTED KEY, TOLERANCE N; WITH HOLDING BRAKE PROTECTION CLASS IP64; | - | 0 | 0
1FK7062-3BF71-1EB1 |  | 1FK7062-3BF71-1EB1 | 1 | UN | 1 | 15 | C | D | N | N | 85015220 | 1 |  | 10.9 | KG | 1888.3 | 1888.3 | MC05 | MC05 | SIMOTICS S Synchronous motor 1FK7-HI PN=1.9kW; UDC=600V M0=8.5Nm (100K); NN=3000rpm; Naturally cooled FRAME SIZE IMB 5 (IM V1, IM V3) FLANGE 1, WITH KTY TEMPERATURESENSOR POWER CONNECTOR ROTATABLE ABSOLUTE ENCODERR 2048S/R + 4096 UMDREHUNGEN MULTITURN, WITH ENDAT-SCHNITTSTELLE (ENCODER AM2048S/R) SHAFT WITH FITTED KEY, TOLERANCE N; WITH HOLDING BRAKE PROTECTION CLASS IP65, | - | 0 | 0
1FK7062-3BF71-1EB2 |  | 1FK7062-3BF71-1EB2 | 1 | UN | 1 | 15 | C | D | N | N | 85015220 | 1 |  | 10.9 | KG | 1888.3 | 1888.3 | MC05 | MC05 | SIMOTICS S Synchronous motor 1FK7-HI PN=1.9kW; UDC=600V M0=8.5Nm (100K); NN=3000rpm; Naturally cooled FRAME SIZE IMB 5 (IM V1, IM V3) FLANGE 1, WITH KTY TEMPERATURESENSOR POWER CONNECTOR ROTATABLE ABSOLUTE ENCODERR 2048S/R + 4096 UMDREHUNGEN MULTITURN, WITH ENDAT-SCHNITTSTELLE (ENCODER AM2048S/R) SHAFT WITH FITTED KEY, TOLERANCE N; WITH HOLDING BRAKE PROTECTION CLASS IP65, FLANGE ON DRIVE END IP67; | - | 0 | 0
1FK7062-3BF71-1EG0 |  | 1FK7062-3BF71-1EG0 | 1 | UN | 1 | 15 | C | D | N | N | 85015220 | 1 |  | 10.601 | KG | 1566.53 | 1566.53 | MC05 | MC05 | SIMOTICS S Synchronous motor 1FK7-HI PN=1.9kW; UDC=600V M0=8.5Nm (100K); NN=3000rpm; Naturally cooled FRAME SIZE IMB 5 (IM V1, IM V3) FLANGE 1, WITH KTY TEMPERATURESENSOR POWER CONNECTOR ROTATABLE ABSOLUTE ENCODERR 2048S/R + 4096 UMDREHUNGEN MULTITURN, WITH ENDAT-SCHNITTSTELLE (ENCODER AM2048S/R) PLAIN SHAFT, TOLERANCE N; W/O HOLDING BRAKE PROTECTION CLASS IP64; | - | 0 | 0
1FK7062-3BF71-1EG1 |  | 1FK7062-3BF71-1EG1 | 1 | UN | 1 | 15 | C | D | N | N | 85015220 | 1 |  | 10.601 | KG | 1628.87 | 1628.87 | MC05 | MC05 | SIMOTICS S Synchronous motor 1FK7-HI PN=1.9kW; UDC=600V M0=8.5Nm (100K); NN=3000rpm; Naturally cooled FRAME SIZE IMB 5 (IM V1, IM V3) FLANGE 1, WITH KTY TEMPERATURESENSOR POWER CONNECTOR ROTATABLE ABSOLUTE ENCODERR 2048S/R + 4096 UMDREHUNGEN MULTITURN, WITH ENDAT-SCHNITTSTELLE (ENCODER AM2048S/R) PLAIN SHAFT, TOLERANCE N; W/O HOLDING BRAKE PROTECTION CLASS IP65, | - | 0 | 0
1FK7062-3BF71-1EG2 |  | 1FK7062-3BF71-1EG2 | 1 | UN | 1 | 15 | C | D | N | N | 85015220 | 1 |  | 10.601 | KG | 1628.87 | 1628.87 | MC05 | MC05 | SIMOTICS S Synchronous motor 1FK7-HI PN=1.9kW; UDC=600V M0=8.5Nm (100K); NN=3000rpm; Naturally cooled FRAME SIZE IMB 5 (IM V1, IM V3) FLANGE 1, WITH KTY TEMPERATURESENSOR POWER CONNECTOR ROTATABLE ABSOLUTE ENCODERR 2048S/R + 4096 UMDREHUNGEN MULTITURN, WITH ENDAT-SCHNITTSTELLE (ENCODER AM2048S/R) PLAIN SHAFT, TOLERANCE N; W/O HOLDING BRAKE PROTECTION CLASS IP65, FLANGE ON DRIVE END IP67; | - | 0 | 0
1FK7062-3BF71-1EH0 |  | 1FK7062-3BF71-1EH0 | 1 | UN | 1 | 15 | C | D | N | N | 85015220 | 1 |  | 10.9 | KG | 1769.97 | 1769.97 | MC05 | MC05 | SIMOTICS S Synchronous motor 1FK7-HI PN=1.9kW; UDC=600V M0=8.5Nm (100K); NN=3000rpm; Naturally cooled FRAME SIZE IMB 5 (IM V1, IM V3) FLANGE 1, WITH KTY TEMPERATURESENSOR POWER CONNECTOR ROTATABLE ABSOLUTE ENCODERR 2048S/R + 4096 UMDREHUNGEN MULTITURN, WITH ENDAT-SCHNITTSTELLE (ENCODER AM2048S/R) PLAIN SHAFT, TOLERANCE N; WITH HOLDING BRAKE PROTECTION CLASS IP64; | - | 0 | 0
1FK7062-3BF71-1EH1 |  | 1FK7062-3BF71-1EH1 | 1 | UN | 1 | 15 | C | D | N | N | 85015220 | 1 |  | 10.9 | KG | 1832.31 | 1832.31 | MC05 | MC05 | SIMOTICS S Synchronous motor 1FK7-HI PN=1.9kW; UDC=600V M0=8.5Nm (100K); NN=3000rpm; Naturally cooled FRAME SIZE IMB 5 (IM V1, IM V3) FLANGE 1, WITH KTY TEMPERATURESENSOR POWER CONNECTOR ROTATABLE ABSOLUTE ENCODERR 2048S/R + 4096 UMDREHUNGEN MULTITURN, WITH ENDAT-SCHNITTSTELLE (ENCODER AM2048S/R) PLAIN SHAFT, TOLERANCE N; WITH HOLDING BRAKE PROTECTION CLASS IP65, | - | 0 | 0
1FK7062-3BF71-1EH2 |  | 1FK7062-3BF71-1EH2 | 1 | UN | 1 | 15 | C | D | N | N | 85015220 | 1 |  | 10.9 | KG | 1832.31 | 1832.31 | MC05 | MC05 | SIMOTICS S Synchronous motor 1FK7-HI PN=1.9kW; UDC=600V M0=8.5Nm (100K); NN=3000rpm; Naturally cooled FRAME SIZE IMB 5 (IM V1, IM V3) FLANGE 1, WITH KTY TEMPERATURESENSOR POWER CONNECTOR ROTATABLE ABSOLUTE ENCODERR 2048S/R + 4096 UMDREHUNGEN MULTITURN, WITH ENDAT-SCHNITTSTELLE (ENCODER AM2048S/R) PLAIN SHAFT, TOLERANCE N; WITH HOLDING BRAKE PROTECTION CLASS IP65, FLANGE ON DRIVE END IP67; | - | 0 | 0
1FK7062-3BF71-1FA0 |  | 1FK7062-3BF71-1FA0 | 1 | UN | 1 | 15 | C | D | N | N | 85015220 | 1 |  | 10.601 | KG | 1836.64 | 1836.64 | MC05 | MC05 | SIMOTICS S Synchronous motor 1FK7-HI PN=1.9kW; UDC=600V M0=8.5Nm (100K); NN=3000rpm; Naturally cooled FRAME SIZE IMB 5 (IM V1, IM V3) FLANGE 1 POWER CONNECTOR ROTATABLE ABSOLUTE ENCODER 22BIT + 12BIT MULTITURN, WITH DRIVE-CLIQ INTERFACE (ENCODER AM22DQ) SHAFT WITH FITTED KEY, TOLERANCE N; W/O HOLDING BRAKE PROTECTION CLASS IP64; | - | 0 | 0
1FK7062-3BF71-1FA1 |  | 1FK7062-3BF71-1FA1 | 1 | UN | 1 | 15 | C | D | N | N | 85015220 | 1 |  | 10.601 | KG | 1898.98 | 1898.98 | MC05 | MC05 | SIMOTICS S Synchronous motor 1FK7-HI PN=1.9kW; UDC=600V M0=8.5Nm (100K); NN=3000rpm; Naturally cooled FRAME SIZE IMB 5 (IM V1, IM V3) FLANGE 1 POWER CONNECTOR ROTATABLE ABSOLUTE ENCODER 22BIT + 12BIT MULTITURN, WITH DRIVE-CLIQ INTERFACE (ENCODER AM22DQ) SHAFT WITH FITTED KEY, TOLERANCE N; W/O HOLDING BRAKE PROTECTION CLASS IP65, | - | 0 | 0
1FK7062-3BF71-1FB0 |  | 1FK7062-3BF71-1FB0 | 1 | UN | 1 | 15 | C | D | N | N | 85015220 | 1 |  | 10.9 | KG | 2038.58 | 2038.58 | MC05 | MC05 | SIMOTICS S Synchronous motor 1FK7-HI PN=1.9kW; UDC=600V M0=8.5Nm (100K); NN=3000rpm; Naturally cooled FRAME SIZE IMB 5 (IM V1, IM V3) FLANGE 1 POWER CONNECTOR ROTATABLE ABSOLUTE ENCODER 22BIT + 12BIT MULTITURN, WITH DRIVE-CLIQ INTERFACE (ENCODER AM22DQ) SHAFT WITH FITTED KEY, TOLERANCE N; WITH HOLDING BRAKE PROTECTION CLASS IP64; | - | 0 | 0
1FK7062-3BF71-1FB1 |  | 1FK7062-3BF71-1FB1 | 1 | UN | 1 | 15 | C | D | N | N | 85015220 | 1 |  | 10.9 | KG | 2100.92 | 2100.92 | MC05 | MC05 | SIMOTICS S Synchronous motor 1FK7-HI PN=1.9kW; UDC=600V M0=8.5Nm (100K); NN=3000rpm; Naturally cooled FRAME SIZE IMB 5 (IM V1, IM V3) FLANGE 1 POWER CONNECTOR ROTATABLE ABSOLUTE ENCODER 22BIT + 12BIT MULTITURN, WITH DRIVE-CLIQ INTERFACE (ENCODER AM22DQ) SHAFT WITH FITTED KEY, TOLERANCE N; WITH HOLDING BRAKE PROTECTION CLASS IP65, | - | 0 | 0
1FK7062-3BF71-1FB2 |  | 1FK7062-3BF71-1FB2 | 1 | UN | 1 | 15 | C | D | N | N | 85015220 | 1 |  | 10.9 | KG | 2100.92 | 2100.92 | MC05 | MC05 | SIMOTICS S Synchronous motor 1FK7-HI PN=1.9kW; UDC=600V M0=8.5Nm (100K); NN=3000rpm; Naturally cooled FRAME SIZE IMB 5 (IM V1, IM V3) FLANGE 1 POWER CONNECTOR ROTATABLE ABSOLUTE ENCODER 22BIT + 12BIT MULTITURN, WITH DRIVE-CLIQ INTERFACE (ENCODER AM22DQ) SHAFT WITH FITTED KEY, TOLERANCE N; WITH HOLDING BRAKE PROTECTION CLASS IP65, FLANGE ON DRIVE END IP67; | - | 0 | 0
1FK7062-3BF71-1FG0 |  | 1FK7062-3BF71-1FG0 | 1 | UN | 1 | 15 | C | D | N | N | 85015220 | 1 |  | 10.601 | KG | 1779.15 | 1779.15 | MC05 | MC05 | SIMOTICS S Synchronous motor 1FK7-HI PN=1.9kW; UDC=600V M0=8.5Nm (100K); NN=3000rpm; Naturally cooled FRAME SIZE IMB 5 (IM V1, IM V3) FLANGE 1 POWER CONNECTOR ROTATABLE ABSOLUTE ENCODER 22BIT + 12BIT MULTITURN, WITH DRIVE-CLIQ INTERFACE (ENCODER AM22DQ) PLAIN SHAFT, TOLERANCE N; W/O HOLDING BRAKE PROTECTION CLASS IP64; | - | 0 | 0
1FK7062-3BF71-1FG1 |  | 1FK7062-3BF71-1FG1 | 1 | UN | 1 | 15 | C | D | N | N | 85015220 | 1 |  | 10.601 | KG | 1841.49 | 1841.49 | MC05 | MC05 | SIMOTICS S Synchronous motor 1FK7-HI PN=1.9kW; UDC=600V M0=8.5Nm (100K); NN=3000rpm; Naturally cooled FRAME SIZE IMB 5 (IM V1, IM V3) FLANGE 1 POWER CONNECTOR ROTATABLE ABSOLUTE ENCODER 22BIT + 12BIT MULTITURN, WITH DRIVE-CLIQ INTERFACE (ENCODER AM22DQ) PLAIN SHAFT, TOLERANCE N; W/O HOLDING BRAKE PROTECTION CLASS IP65, | - | 0 | 0
1FK7062-3BF71-1FG2 |  | 1FK7062-3BF71-1FG2 | 1 | UN | 1 | 15 | C | D | N | N | 85015220 | 1 |  | 10.601 | KG | 1841.49 | 1841.49 | MC05 | MC05 | SIMOTICS S Synchronous motor 1FK7-HI PN=1.9kW; UDC=600V M0=8.5Nm (100K); NN=3000rpm; Naturally cooled FRAME SIZE IMB 5 (IM V1, IM V3) FLANGE 1 POWER CONNECTOR ROTATABLE ABSOLUTE ENCODER 22BIT + 12BIT MULTITURN, WITH DRIVE-CLIQ INTERFACE (ENCODER AM22DQ) PLAIN SHAFT, TOLERANCE N; W/O HOLDING BRAKE PROTECTION CLASS IP65, FLANGE ON DRIVE END IP67; | - | 0 | 0
1FK7062-3BF71-1FH0 |  | 1FK7062-3BF71-1FH0 | 1 | UN | 1 | 15 | C | D | N | N | 85015220 | 1 |  | 10.9 | KG | 1982.59 | 1982.59 | MC05 | MC05 | SIMOTICS S Synchronous motor 1FK7-HI PN=1.9kW; UDC=600V M0=8.5Nm (100K); NN=3000rpm; Naturally cooled FRAME SIZE IMB 5 (IM V1, IM V3) FLANGE 1 POWER CONNECTOR ROTATABLE ABSOLUTE ENCODER 22BIT + 12BIT MULTITURN, WITH DRIVE-CLIQ INTERFACE (ENCODER AM22DQ) PLAIN SHAFT, TOLERANCE N; WITH HOLDING BRAKE PROTECTION CLASS IP64; | - | 0 | 0
1FK7062-3BF71-1FH1 |  | 1FK7062-3BF71-1FH1 | 1 | UN | 1 | 15 | C | D | N | N | 85015220 | 1 |  | 10.9 | KG | 2044.93 | 2044.93 | MC05 | MC05 | SIMOTICS S Synchronous motor 1FK7-HI PN=1.9kW; UDC=600V M0=8.5Nm (100K); NN=3000rpm; Naturally cooled FRAME SIZE IMB 5 (IM V1, IM V3) FLANGE 1 POWER CONNECTOR ROTATABLE ABSOLUTE ENCODER 22BIT + 12BIT MULTITURN, WITH DRIVE-CLIQ INTERFACE (ENCODER AM22DQ) PLAIN SHAFT, TOLERANCE N; WITH HOLDING BRAKE PROTECTION CLASS IP65, | - | 0 | 0
1FK7062-3BF71-1QA0 |  | 1FK7062-3BF71-1QA0 | 1 | UN | 1 | 15 | C | D | N | N | 85015220 | 1 |  | 10.601 | KG | 1215.1 | 1215.1 | MC05 | MC05 | SIMOTICS S Synchronous motor 1FK7-HI PN=1.9kW; UDC=600V M0=8.5Nm (100K); NN=3000rpm; Naturally cooled FRAME SIZE IMB 5 (IM V1, IM V3) FLANGE 1 POWER CONNECTOR ROTATABLE ABSOLUTE ENCODER SINGLETURN 20 BIT WITH DRIVE-CLIQ INTERFACE (ENCODER AS20DQI) SHAFT WITH FITTED KEY, TOLERANCE N; W/O HOLDING BRAKE PROTECTION CLASS IP64; | - | 0 | 0
1FK7062-3BF71-1QA1 |  | 1FK7062-3BF71-1QA1 | 1 | UN | 1 | 15 | C | D | N | N | 85015220 | 1 |  | 10.601 | KG | 1277.44 | 1277.44 | MC05 | MC05 | SIMOTICS S Synchronous motor 1FK7-HI PN=1.9kW; UDC=600V M0=8.5Nm (100K); NN=3000rpm; Naturally cooled FRAME SIZE IMB 5 (IM V1, IM V3) FLANGE 1 POWER CONNECTOR ROTATABLE ABSOLUTE ENCODER SINGLETURN 20 BIT WITH DRIVE-CLIQ INTERFACE (ENCODER AS20DQI) SHAFT WITH FITTED KEY, TOLERANCE N; W/O HOLDING BRAKE PROTECTION CLASS IP65, | - | 0 | 0
1FK7062-3BF71-1QA2 |  | 1FK7062-3BF71-1QA2 | 1 | UN | 1 | 15 | C | D | N | N | 85015220 | 1 |  | 10.601 | KG | 1277.44 | 1277.44 | MC05 | MC05 | SIMOTICS S Synchronous motor 1FK7-HI PN=1.9kW; UDC=600V M0=8.5Nm (100K); NN=3000rpm; Naturally cooled FRAME SIZE IMB 5 (IM V1, IM V3) FLANGE 1 POWER CONNECTOR ROTATABLE ABSOLUTE ENCODER SINGLETURN 20 BIT WITH DRIVE-CLIQ INTERFACE (ENCODER AS20DQI) SHAFT WITH FITTED KEY, TOLERANCE N; W/O HOLDING BRAKE PROTECTION CLASS IP65, FLANGE ON DRIVE END IP67; | - | 0 | 0
1FK7062-3BF71-1QB0 |  | 1FK7062-3BF71-1QB0 | 1 | UN | 1 | 15 | C | D | N | N | 85015220 | 1 |  | 10.9 | KG | 1417.04 | 1417.04 | MC05 | MC05 | SIMOTICS S Synchronous motor 1FK7-HI PN=1.9kW; UDC=600V M0=8.5Nm (100K); NN=3000rpm; Naturally cooled FRAME SIZE IMB 5 (IM V1, IM V3) FLANGE 1 POWER CONNECTOR ROTATABLE ABSOLUTE ENCODER SINGLETURN 20 BIT WITH DRIVE-CLIQ INTERFACE (ENCODER AS20DQI) SHAFT WITH FITTED KEY, TOLERANCE N; WITH HOLDING BRAKE PROTECTION CLASS IP64; | - | 0 | 0
1FK7062-3BF71-1QB1 |  | 1FK7062-3BF71-1QB1 | 1 | UN | 1 | 15 | C | D | N | N | 85015220 | 1 |  | 10.9 | KG | 1479.38 | 1479.38 | MC05 | MC05 | SIMOTICS S Synchronous motor 1FK7-HI PN=1.9kW; UDC=600V M0=8.5Nm (100K); NN=3000rpm; Naturally cooled FRAME SIZE IMB 5 (IM V1, IM V3) FLANGE 1 POWER CONNECTOR ROTATABLE ABSOLUTE ENCODER SINGLETURN 20 BIT WITH DRIVE-CLIQ INTERFACE (ENCODER AS20DQI) SHAFT WITH FITTED KEY, TOLERANCE N; WITH HOLDING BRAKE PROTECTION CLASS IP65, | - | 0 | 0
1FK7062-3BF71-1QB2 |  | 1FK7062-3BF71-1QB2 | 1 | UN | 1 | 15 | C | D | N | N | 85015220 | 1 |  | 10.9 | KG | 1479.38 | 1479.38 | MC05 | MC05 | SIMOTICS S Synchronous motor 1FK7-HI PN=1.9kW; UDC=600V M0=8.5Nm (100K); NN=3000rpm; Naturally cooled FRAME SIZE IMB 5 (IM V1, IM V3) FLANGE 1 POWER CONNECTOR ROTATABLE ABSOLUTE ENCODER SINGLETURN 20 BIT WITH DRIVE-CLIQ INTERFACE (ENCODER AS20DQI) SHAFT WITH FITTED KEY, TOLERANCE N; WITH HOLDING BRAKE PROTECTION CLASS IP65, FLANGE ON DRIVE END IP67; | - | 0 | 0
1FK7062-3BF71-1QG0 |  | 1FK7062-3BF71-1QG0 | 1 | UN | 1 | 15 | C | D | N | N | 85015220 | 1 |  | 10.601 | KG | 1157.61 | 1157.61 | MC05 | MC05 | SIMOTICS S Synchronous motor 1FK7-HI PN=1.9kW; UDC=600V M0=8.5Nm (100K); NN=3000rpm; Naturally cooled FRAME SIZE IMB 5 (IM V1, IM V3) FLANGE 1 POWER CONNECTOR ROTATABLE ABSOLUTE ENCODER SINGLETURN 20 BIT WITH DRIVE-CLIQ INTERFACE (ENCODER AS20DQI) PLAIN SHAFT, TOLERANCE N; W/O HOLDING BRAKE PROTECTION CLASS IP64; | - | 0 | 0
1FK7062-3BF71-1QG1 |  | 1FK7062-3BF71-1QG1 | 1 | UN | 1 | 15 | C | D | N | N | 85015220 | 1 |  | 10.601 | KG | 1219.95 | 1219.95 | MC05 | MC05 | SIMOTICS S Synchronous motor 1FK7-HI PN=1.9kW; UDC=600V M0=8.5Nm (100K); NN=3000rpm; Naturally cooled FRAME SIZE IMB 5 (IM V1, IM V3) FLANGE 1 POWER CONNECTOR ROTATABLE ABSOLUTE ENCODER SINGLETURN 20 BIT WITH DRIVE-CLIQ INTERFACE (ENCODER AS20DQI) PLAIN SHAFT, TOLERANCE N; W/O HOLDING BRAKE PROTECTION CLASS IP65, | - | 0 | 0
1FK7062-3BF71-1QG1-Z | R06Y84 | 1FK7062-3BF71-1QG1-ZR06Y84 | 1 | UN | 1 | 15 | C | D | N | N | 85015220 | 1 |  | 10.601 | KG | 1288.73 | 1288.73 | MC05 | MC05 | SIMOTICS S Synchronous motor 1FK7-HI PN=1.9kW; UDC=600V M0=8.5Nm (100K); NN=3000rpm; Naturally cooled FRAME SIZE IMB 5 (IM V1, IM V3) FLANGE 1 POWER CONNECTOR ROTATABLE ABSOLUTE ENCODER SINGLETURN 20 BIT WITH DRIVE-CLIQ INTERFACE (ENCODER AS20DQI) PLAIN SHAFT, TOLERANCE N; W/O HOLDING BRAKE PROTECTION CLASS IP65, R06: REFERENCE MARK ON MOTOR SHAFT Y84: Customer specifications on the rating plate Ordering notes see Notification number 22370783 | - | 0 | 0
1FK7062-3BF71-1QG1-Z | Y84 | 1FK7062-3BF71-1QG1-ZY84 | 1 | UN | 1 | 15 | C | D | N | N | 85015220 | 1 |  | 10.601 | KG | 1219.95 | 1219.95 | MC05 | MC05 | SIMOTICS S Synchronous motor 1FK7-HI PN=1.9kW; UDC=600V M0=8.5Nm (100K); NN=3000rpm; Naturally cooled FRAME SIZE IMB 5 (IM V1, IM V3) FLANGE 1 POWER CONNECTOR ROTATABLE ABSOLUTE ENCODER SINGLETURN 20 BIT WITH DRIVE-CLIQ INTERFACE (ENCODER AS20DQI) PLAIN SHAFT, TOLERANCE N; W/O HOLDING BRAKE PROTECTION CLASS IP65, Y84: Customer specifications on the rating plate Ordering notes see Notification number 22370783 | - | 0 | 0
1FK7062-3BF71-1QG2 |  | 1FK7062-3BF71-1QG2 | 1 | UN | 1 | 15 | C | D | N | N | 85015220 | 1 |  | 10.601 | KG | 1219.95 | 1219.95 | MC05 | MC05 | SIMOTICS S Synchronous motor 1FK7-HI PN=1.9kW; UDC=600V M0=8.5Nm (100K); NN=3000rpm; Naturally cooled FRAME SIZE IMB 5 (IM V1, IM V3) FLANGE 1 POWER CONNECTOR ROTATABLE ABSOLUTE ENCODER SINGLETURN 20 BIT WITH DRIVE-CLIQ INTERFACE (ENCODER AS20DQI) PLAIN SHAFT, TOLERANCE N; W/O HOLDING BRAKE PROTECTION CLASS IP65, FLANGE ON DRIVE END IP67; | - | 0 | 0
1FK7062-3BF71-1QH0 |  | 1FK7062-3BF71-1QH0 | 1 | UN | 1 | 15 | C | D | N | N | 85015220 | 1 |  | 10.9 | KG | 1361.05 | 1361.05 | MC05 | MC05 | SIMOTICS S Synchronous motor 1FK7-HI PN=1.9kW; UDC=600V M0=8.5Nm (100K); NN=3000rpm; Naturally cooled FRAME SIZE IMB 5 (IM V1, IM V3) FLANGE 1 POWER CONNECTOR ROTATABLE ABSOLUTE ENCODER SINGLETURN 20 BIT WITH DRIVE-CLIQ INTERFACE (ENCODER AS20DQI) PLAIN SHAFT, TOLERANCE N; WITH HOLDING BRAKE PROTECTION CLASS IP64; | - | 0 | 0
1FK7062-3BF71-1QH1 |  | 1FK7062-3BF71-1QH1 | 1 | UN | 1 | 15 | C | D | N | N | 85015220 | 1 |  | 10.9 | KG | 1423.39 | 1423.39 | MC05 | MC05 | SIMOTICS S Synchronous motor 1FK7-HI PN=1.9kW; UDC=600V M0=8.5Nm (100K); NN=3000rpm; Naturally cooled FRAME SIZE IMB 5 (IM V1, IM V3) FLANGE 1 POWER CONNECTOR ROTATABLE ABSOLUTE ENCODER SINGLETURN 20 BIT WITH DRIVE-CLIQ INTERFACE (ENCODER AS20DQI) PLAIN SHAFT, TOLERANCE N; WITH HOLDING BRAKE PROTECTION CLASS IP65, | - | 0 | 0
1FK7062-3BF71-1QH2 |  | 1FK7062-3BF71-1QH2 | 1 | UN | 1 | 15 | C | D | N | N | 85015220 | 1 |  | 10.9 | KG | 1423.39 | 1423.39 | MC05 | MC05 | SIMOTICS S Synchronous motor 1FK7-HI PN=1.9kW; UDC=600V M0=8.5Nm (100K); NN=3000rpm; Naturally cooled FRAME SIZE IMB 5 (IM V1, IM V3) FLANGE 1 POWER CONNECTOR ROTATABLE ABSOLUTE ENCODER SINGLETURN 20 BIT WITH DRIVE-CLIQ INTERFACE (ENCODER AS20DQI) PLAIN SHAFT, TOLERANCE N; WITH HOLDING BRAKE PROTECTION CLASS IP65, FLANGE ON DRIVE END IP67; | - | 0 | 0
1FK7062-3BF71-1RA0 |  | 1FK7062-3BF71-1RA0 | 1 | UN | 1 | 15 | C | D | N | N | 85015220 | 1 |  | 10.601 | KG | 1464.47 | 1464.47 | MC05 | MC05 | SIMOTICS S Synchronous motor 1FK7-HI PN=1.9kW; UDC=600V M0=8.5Nm (100K); NN=3000rpm; Naturally cooled FRAME SIZE IMB 5 (IM V1, IM V3) FLANGE 1 POWER CONNECTOR ROTATABLE ABSOLUTE ENCODER 20 BIT + 12 BIT MULTITURN WITH DRIVE-CLIQ INTERFACE (ENCODER AM20DQI) SHAFT WITH FITTED KEY, TOLERANCE N; W/O HOLDING BRAKE PROTECTION CLASS IP64; | - | 0 | 0
1FK7062-3BF71-1RA1 |  | 1FK7062-3BF71-1RA1 | 1 | UN | 1 | 15 | C | D | N | N | 85015220 | 1 |  | 10.601 | KG | 1526.81 | 1526.81 | MC05 | MC05 | SIMOTICS S Synchronous motor 1FK7-HI PN=1.9kW; UDC=600V M0=8.5Nm (100K); NN=3000rpm; Naturally cooled FRAME SIZE IMB 5 (IM V1, IM V3) FLANGE 1 POWER CONNECTOR ROTATABLE ABSOLUTE ENCODER 20 BIT + 12 BIT MULTITURN WITH DRIVE-CLIQ INTERFACE (ENCODER AM20DQI) SHAFT WITH FITTED KEY, TOLERANCE N; W/O HOLDING BRAKE PROTECTION CLASS IP65, | - | 0 | 0
1FK7062-3BF71-1RA2 |  | 1FK7062-3BF71-1RA2 | 1 | UN | 1 | 15 | C | D | N | N | 85015220 | 1 |  | 10.601 | KG | 1526.81 | 1526.81 | MC05 | MC05 | SIMOTICS S Synchronous motor 1FK7-HI PN=1.9kW; UDC=600V M0=8.5Nm (100K); NN=3000rpm; Naturally cooled FRAME SIZE IMB 5 (IM V1, IM V3) FLANGE 1 POWER CONNECTOR ROTATABLE ABSOLUTE ENCODER 20 BIT + 12 BIT MULTITURN WITH DRIVE-CLIQ INTERFACE (ENCODER AM20DQI) SHAFT WITH FITTED KEY, TOLERANCE N; W/O HOLDING BRAKE PROTECTION CLASS IP65, FLANGE ON DRIVE END IP67; | - | 0 | 0
1FK7062-3BF71-1RB0 |  | 1FK7062-3BF71-1RB0 | 1 | UN | 1 | 15 | C | D | N | N | 85015220 | 1 |  | 10.9 | KG | 1666.41 | 1666.41 | MC05 | MC05 | SIMOTICS S Synchronous motor 1FK7-HI PN=1.9kW; UDC=600V M0=8.5Nm (100K); NN=3000rpm; Naturally cooled FRAME SIZE IMB 5 (IM V1, IM V3) FLANGE 1 POWER CONNECTOR ROTATABLE ABSOLUTE ENCODER 20 BIT + 12 BIT MULTITURN WITH DRIVE-CLIQ INTERFACE (ENCODER AM20DQI) SHAFT WITH FITTED KEY, TOLERANCE N; WITH HOLDING BRAKE PROTECTION CLASS IP64; | - | 0 | 0
1FK7062-3BF71-1RB1 |  | 1FK7062-3BF71-1RB1 | 1 | UN | 1 | 15 | C | D | N | N | 85015220 | 1 |  | 10.9 | KG | 1728.75 | 1728.75 | MC05 | MC05 | SIMOTICS S Synchronous motor 1FK7-HI PN=1.9kW; UDC=600V M0=8.5Nm (100K); NN=3000rpm; Naturally cooled FRAME SIZE IMB 5 (IM V1, IM V3) FLANGE 1 POWER CONNECTOR ROTATABLE ABSOLUTE ENCODER 20 BIT + 12 BIT MULTITURN WITH DRIVE-CLIQ INTERFACE (ENCODER AM20DQI) SHAFT WITH FITTED KEY, TOLERANCE N; WITH HOLDING BRAKE PROTECTION CLASS IP65, | - | 0 | 0
1FK7062-3BF71-1RB2 |  | 1FK7062-3BF71-1RB2 | 1 | UN | 1 | 15 | C | D | N | N | 85015220 | 1 |  | 10.9 | KG | 1728.75 | 1728.75 | MC05 | MC05 | SIMOTICS S Synchronous motor 1FK7-HI PN=1.9kW; UDC=600V M0=8.5Nm (100K); NN=3000rpm; Naturally cooled FRAME SIZE IMB 5 (IM V1, IM V3) FLANGE 1 POWER CONNECTOR ROTATABLE ABSOLUTE ENCODER 20 BIT + 12 BIT MULTITURN WITH DRIVE-CLIQ INTERFACE (ENCODER AM20DQI) SHAFT WITH FITTED KEY, TOLERANCE N; WITH HOLDING BRAKE PROTECTION CLASS IP65, FLANGE ON DRIVE END IP67; | - | 0 | 0
1FK7062-3BF71-1RG0 |  | 1FK7062-3BF71-1RG0 | 1 | UN | 1 | 15 | C | D | N | N | 85015220 | 1 |  | 10.601 | KG | 1406.98 | 1406.98 | MC05 | MC05 | SIMOTICS S Synchronous motor 1FK7-HI PN=1.9kW; UDC=600V M0=8.5Nm (100K); NN=3000rpm; Naturally cooled FRAME SIZE IMB 5 (IM V1, IM V3) FLANGE 1 POWER CONNECTOR ROTATABLE ABSOLUTE ENCODER 20 BIT + 12 BIT MULTITURN WITH DRIVE-CLIQ INTERFACE (ENCODER AM20DQI) PLAIN SHAFT, TOLERANCE N; W/O HOLDING BRAKE PROTECTION CLASS IP64; | - | 0 | 0
1FK7062-3BF71-1RG1 |  | 1FK7062-3BF71-1RG1 | 1 | UN | 1 | 15 | C | D | N | N | 85015220 | 1 |  | 10.601 | KG | 1469.32 | 1469.32 | MC05 | MC05 | SIMOTICS S Synchronous motor 1FK7-HI PN=1.9kW; UDC=600V M0=8.5Nm (100K); NN=3000rpm; Naturally cooled FRAME SIZE IMB 5 (IM V1, IM V3) FLANGE 1 POWER CONNECTOR ROTATABLE ABSOLUTE ENCODER 20 BIT + 12 BIT MULTITURN WITH DRIVE-CLIQ INTERFACE (ENCODER AM20DQI) PLAIN SHAFT, TOLERANCE N; W/O HOLDING BRAKE PROTECTION CLASS IP65, | - | 0 | 0
1FK7062-3BF71-1RG2 |  | 1FK7062-3BF71-1RG2 | 1 | UN | 1 | 15 | C | D | N | N | 85015220 | 1 |  | 10.601 | KG | 1469.32 | 1469.32 | MC05 | MC05 | SIMOTICS S Synchronous motor 1FK7-HI PN=1.9kW; UDC=600V M0=8.5Nm (100K); NN=3000rpm; Naturally cooled FRAME SIZE IMB 5 (IM V1, IM V3) FLANGE 1 POWER CONNECTOR ROTATABLE ABSOLUTE ENCODER 20 BIT + 12 BIT MULTITURN WITH DRIVE-CLIQ INTERFACE (ENCODER AM20DQI) PLAIN SHAFT, TOLERANCE N; W/O HOLDING BRAKE PROTECTION CLASS IP65, FLANGE ON DRIVE END IP67; | - | 0 | 0
1FK7062-3BF71-1RH0 |  | 1FK7062-3BF71-1RH0 | 1 | UN | 1 | 15 | C | D | N | N | 85015220 | 1 |  | 10.9 | KG | 1610.42 | 1610.42 | MC05 | MC05 | SIMOTICS S Synchronous motor 1FK7-HI PN=1.9kW; UDC=600V M0=8.5Nm (100K); NN=3000rpm; Naturally cooled FRAME SIZE IMB 5 (IM V1, IM V3) FLANGE 1 POWER CONNECTOR ROTATABLE ABSOLUTE ENCODER 20 BIT + 12 BIT MULTITURN WITH DRIVE-CLIQ INTERFACE (ENCODER AM20DQI) PLAIN SHAFT, TOLERANCE N; WITH HOLDING BRAKE PROTECTION CLASS IP64; | - | 0 | 0
1FK7062-3BF71-1RH1 |  | 1FK7062-3BF71-1RH1 | 1 | UN | 1 | 15 | C | D | N | N | 85015220 | 1 |  | 10.9 | KG | 1672.76 | 1672.76 | MC05 | MC05 | SIMOTICS S Synchronous motor 1FK7-HI PN=1.9kW; UDC=600V M0=8.5Nm (100K); NN=3000rpm; Naturally cooled FRAME SIZE IMB 5 (IM V1, IM V3) FLANGE 1 POWER CONNECTOR ROTATABLE ABSOLUTE ENCODER 20 BIT + 12 BIT MULTITURN WITH DRIVE-CLIQ INTERFACE (ENCODER AM20DQI) PLAIN SHAFT, TOLERANCE N; WITH HOLDING BRAKE PROTECTION CLASS IP65, | - | 0 | 0
1FK7062-3BF71-1RH2 |  | 1FK7062-3BF71-1RH2 | 1 | UN | 1 | 15 | C | D | N | N | 85015220 | 1 |  | 10.9 | KG | 1672.76 | 1672.76 | MC05 | MC05 | SIMOTICS S Synchronous motor 1FK7-HI PN=1.9kW; UDC=600V M0=8.5Nm (100K); NN=3000rpm; Naturally cooled FRAME SIZE IMB 5 (IM V1, IM V3) FLANGE 1 POWER CONNECTOR ROTATABLE ABSOLUTE ENCODER 20 BIT + 12 BIT MULTITURN WITH DRIVE-CLIQ INTERFACE (ENCODER AM20DQI) PLAIN SHAFT, TOLERANCE N; WITH HOLDING BRAKE PROTECTION CLASS IP65, FLANGE ON DRIVE END IP67; | - | 0 | 0
1FK7062-3BF74-1AA0 |  | 1FK7062-3BF74-1AA0 | 1 | UN | 1 | 15 | C | D | N | N | 85015220 | 1 |  | 10.601 | KG | 1376.34 | 1376.34 | MC05 | MC05 | SIMOTICS S Synchronous motor 1FK7-HI PN=1.9kW; UDC=600V M0=8.5Nm (100K); NN=3000rpm; Naturally cooled FRAME SIZE IMB 5 (IM V1, IM V3) FLANGE 1, WITH PT1000 TEMPERATURESENSOR POWER CONNECTOR ROTATABLE INCREMENTAL ENCODER SIN/COS 1VP 2048 S/R WITH C- AND D-SPUR (ENCODER IC2048S/R) SHAFT WITH FITTED KEY, TOLERANCE N; W/O HOLDING BRAKE PROTECTION CLASS IP64; | - | 0 | 0
1FK7062-3BF74-1AA1 |  | 1FK7062-3BF74-1AA1 | 1 | UN | 1 | 15 | C | D | N | N | 85015220 | 1 |  | 10.601 | KG | 1438.68 | 1438.68 | MC05 | MC05 | SIMOTICS S Synchronous motor 1FK7-HI PN=1.9kW; UDC=600V M0=8.5Nm (100K); NN=3000rpm; Naturally cooled FRAME SIZE IMB 5 (IM V1, IM V3) FLANGE 1, WITH PT1000 TEMPERATURESENSOR POWER CONNECTOR ROTATABLE INCREMENTAL ENCODER SIN/COS 1VP 2048 S/R WITH C- AND D-SPUR (ENCODER IC2048S/R) SHAFT WITH FITTED KEY, TOLERANCE N; W/O HOLDING BRAKE PROTECTION CLASS IP65, | - | 0 | 0
1FK7062-3BF74-1AA2 |  | 1FK7062-3BF74-1AA2 | 1 | UN | 1 | 15 | C | D | N | N | 85015220 | 1 |  | 10.601 | KG | 1438.68 | 1438.68 | MC05 | MC05 | SIMOTICS S Synchronous motor 1FK7-HI PN=1.9kW; UDC=600V M0=8.5Nm (100K); NN=3000rpm; Naturally cooled FRAME SIZE IMB 5 (IM V1, IM V3) FLANGE 1, WITH PT1000 TEMPERATURESENSOR POWER CONNECTOR ROTATABLE INCREMENTAL ENCODER SIN/COS 1VP 2048 S/R WITH C- AND D-SPUR (ENCODER IC2048S/R) SHAFT WITH FITTED KEY, TOLERANCE N; W/O HOLDING BRAKE PROTECTION CLASS IP65, FLANGE ON DRIVE END IP67; | - | 0 | 0
1FK7062-3BF74-1AB0 |  | 1FK7062-3BF74-1AB0 | 1 | UN | 1 | 15 | C | D | N | N | 85015220 | 1 |  | 10.9 | KG | 1578.28 | 1578.28 | MC05 | MC05 | SIMOTICS S Synchronous motor 1FK7-HI PN=1.9kW; UDC=600V M0=8.5Nm (100K); NN=3000rpm; Naturally cooled FRAME SIZE IMB 5 (IM V1, IM V3) FLANGE 1, WITH PT1000 TEMPERATURESENSOR POWER CONNECTOR ROTATABLE INCREMENTAL ENCODER SIN/COS 1VP 2048 S/R WITH C- AND D-SPUR (ENCODER IC2048S/R) SHAFT WITH FITTED KEY, TOLERANCE N; WITH HOLDING BRAKE PROTECTION CLASS IP64; | - | 0 | 0
1FK7062-3BF74-1AB1 |  | 1FK7062-3BF74-1AB1 | 1 | UN | 1 | 15 | C | D | N | N | 85015220 | 1 |  | 10.9 | KG | 1640.62 | 1640.62 | MC05 | MC05 | SIMOTICS S Synchronous motor 1FK7-HI PN=1.9kW; UDC=600V M0=8.5Nm (100K); NN=3000rpm; Naturally cooled FRAME SIZE IMB 5 (IM V1, IM V3) FLANGE 1, WITH PT1000 TEMPERATURESENSOR POWER CONNECTOR ROTATABLE INCREMENTAL ENCODER SIN/COS 1VP 2048 S/R WITH C- AND D-SPUR (ENCODER IC2048S/R) SHAFT WITH FITTED KEY, TOLERANCE N; WITH HOLDING BRAKE PROTECTION CLASS IP65, | - | 0 | 0
1FK7062-3BF74-1AB2 |  | 1FK7062-3BF74-1AB2 | 1 | UN | 1 | 15 | C | D | N | N | 85015220 | 1 |  | 10.9 | KG | 1640.62 | 1640.62 | MC05 | MC05 | SIMOTICS S Synchronous motor 1FK7-HI PN=1.9kW; UDC=600V M0=8.5Nm (100K); NN=3000rpm; Naturally cooled FRAME SIZE IMB 5 (IM V1, IM V3) FLANGE 1, WITH PT1000 TEMPERATURESENSOR POWER CONNECTOR ROTATABLE INCREMENTAL ENCODER SIN/COS 1VP 2048 S/R WITH C- AND D-SPUR (ENCODER IC2048S/R) SHAFT WITH FITTED KEY, TOLERANCE N; WITH HOLDING BRAKE PROTECTION CLASS IP65, FLANGE ON DRIVE END IP67; | - | 0 | 0
1FK7062-3BF74-1AG0 |  | 1FK7062-3BF74-1AG0 | 1 | UN | 1 | 15 | C | D | N | N | 85015220 | 1 |  | 10.601 | KG | 1318.85 | 1318.85 | MC05 | MC05 | SIMOTICS S Synchronous motor 1FK7-HI PN=1.9kW; UDC=600V M0=8.5Nm (100K); NN=3000rpm; Naturally cooled FRAME SIZE IMB 5 (IM V1, IM V3) FLANGE 1, WITH PT1000 TEMPERATURESENSOR POWER CONNECTOR ROTATABLE INCREMENTAL ENCODER SIN/COS 1VP 2048 S/R WITH C- AND D-SPUR (ENCODER IC2048S/R) PLAIN SHAFT, TOLERANCE N; W/O HOLDING BRAKE PROTECTION CLASS IP64; | - | 0 | 0
1FK7062-3BF74-1AG1 |  | 1FK7062-3BF74-1AG1 | 1 | UN | 1 | 15 | C | D | N | N | 85015220 | 1 |  | 10.601 | KG | 1381.19 | 1381.19 | MC05 | MC05 | SIMOTICS S Synchronous motor 1FK7-HI PN=1.9kW; UDC=600V M0=8.5Nm (100K); NN=3000rpm; Naturally cooled FRAME SIZE IMB 5 (IM V1, IM V3) FLANGE 1, WITH PT1000 TEMPERATURESENSOR POWER CONNECTOR ROTATABLE INCREMENTAL ENCODER SIN/COS 1VP 2048 S/R WITH C- AND D-SPUR (ENCODER IC2048S/R) PLAIN SHAFT, TOLERANCE N; W/O HOLDING BRAKE PROTECTION CLASS IP65, | - | 0 | 0
1FK7062-3BF74-1AG2 |  | 1FK7062-3BF74-1AG2 | 1 | UN | 1 | 15 | C | D | N | N | 85015220 | 1 |  | 10.601 | KG | 1381.19 | 1381.19 | MC05 | MC05 | SIMOTICS S Synchronous motor 1FK7-HI PN=1.9kW; UDC=600V M0=8.5Nm (100K); NN=3000rpm; Naturally cooled FRAME SIZE IMB 5 (IM V1, IM V3) FLANGE 1, WITH PT1000 TEMPERATURESENSOR POWER CONNECTOR ROTATABLE INCREMENTAL ENCODER SIN/COS 1VP 2048 S/R WITH C- AND D-SPUR (ENCODER IC2048S/R) PLAIN SHAFT, TOLERANCE N; W/O HOLDING BRAKE PROTECTION CLASS IP65, FLANGE ON DRIVE END IP67; | - | 0 | 0
1FK7062-3BF74-1AH0 |  | 1FK7062-3BF74-1AH0 | 1 | UN | 1 | 15 | C | D | N | N | 85015220 | 1 |  | 10.9 | KG | 1522.29 | 1522.29 | MC05 | MC05 | SIMOTICS S Synchronous motor 1FK7-HI PN=1.9kW; UDC=600V M0=8.5Nm (100K); NN=3000rpm; Naturally cooled FRAME SIZE IMB 5 (IM V1, IM V3) FLANGE 1, WITH PT1000 TEMPERATURESENSOR POWER CONNECTOR ROTATABLE INCREMENTAL ENCODER SIN/COS 1VP 2048 S/R WITH C- AND D-SPUR (ENCODER IC2048S/R) PLAIN SHAFT, TOLERANCE N; WITH HOLDING BRAKE PROTECTION CLASS IP64; | - | 0 | 0
1FK7062-3BF74-1AH1 |  | 1FK7062-3BF74-1AH1 | 1 | UN | 1 | 15 | C | D | N | N | 85015220 | 1 |  | 10.9 | KG | 1584.63 | 1584.63 | MC05 | MC05 | SIMOTICS S Synchronous motor 1FK7-HI PN=1.9kW; UDC=600V M0=8.5Nm (100K); NN=3000rpm; Naturally cooled FRAME SIZE IMB 5 (IM V1, IM V3) FLANGE 1, WITH PT1000 TEMPERATURESENSOR POWER CONNECTOR ROTATABLE INCREMENTAL ENCODER SIN/COS 1VP 2048 S/R WITH C- AND D-SPUR (ENCODER IC2048S/R) PLAIN SHAFT, TOLERANCE N; WITH HOLDING BRAKE PROTECTION CLASS IP65, | - | 0 | 0
1FK7062-3BF74-1AH2 |  | 1FK7062-3BF74-1AH2 | 1 | UN | 1 | 15 | C | D | N | N | 85015220 | 1 |  | 10.9 | KG | 1584.63 | 1584.63 | MC05 | MC05 | SIMOTICS S Synchronous motor 1FK7-HI PN=1.9kW; UDC=600V M0=8.5Nm (100K); NN=3000rpm; Naturally cooled FRAME SIZE IMB 5 (IM V1, IM V3) FLANGE 1, WITH PT1000 TEMPERATURESENSOR POWER CONNECTOR ROTATABLE INCREMENTAL ENCODER SIN/COS 1VP 2048 S/R WITH C- AND D-SPUR (ENCODER IC2048S/R) PLAIN SHAFT, TOLERANCE N; WITH HOLDING BRAKE PROTECTION CLASS IP65, FLANGE ON DRIVE END IP67; | - | 0 | 0
1FK7062-3BF74-1EA0 |  | 1FK7062-3BF74-1EA0 | 1 | UN | 1 | 15 | C | D | N | N | 85015220 | 1 |  | 10.601 | KG | 1624.02 | 1624.02 | MC05 | MC05 | SIMOTICS S Synchronous motor 1FK7-HI PN=1.9kW; UDC=600V M0=8.5Nm (100K); NN=3000rpm; Naturally cooled FRAME SIZE IMB 5 (IM V1, IM V3) FLANGE 1, WITH PT1000 TEMPERATURESENSOR POWER CONNECTOR ROTATABLE ABSOLUTE ENCODERR 2048S/R + 4096 UMDREHUNGEN MULTITURN, WITH ENDAT-SCHNITTSTELLE (ENCODER AM2048S/R) SHAFT WITH FITTED KEY, TOLERANCE N; W/O HOLDING BRAKE PROTECTION CLASS IP64; | - | 0 | 0
1FK7062-3BF74-1EA1 |  | 1FK7062-3BF74-1EA1 | 1 | UN | 1 | 15 | C | D | N | N | 85015220 | 1 |  | 10.601 | KG | 1686.36 | 1686.36 | MC05 | MC05 | SIMOTICS S Synchronous motor 1FK7-HI PN=1.9kW; UDC=600V M0=8.5Nm (100K); NN=3000rpm; Naturally cooled FRAME SIZE IMB 5 (IM V1, IM V3) FLANGE 1, WITH PT1000 TEMPERATURESENSOR POWER CONNECTOR ROTATABLE ABSOLUTE ENCODERR 2048S/R + 4096 UMDREHUNGEN MULTITURN, WITH ENDAT-SCHNITTSTELLE (ENCODER AM2048S/R) SHAFT WITH FITTED KEY, TOLERANCE N; W/O HOLDING BRAKE PROTECTION CLASS IP65, | - | 0 | 0
1FK7062-3BF74-1EA2 |  | 1FK7062-3BF74-1EA2 | 1 | UN | 1 | 15 | C | D | N | N | 85015220 | 1 |  | 10.601 | KG | 1686.36 | 1686.36 | MC05 | MC05 | SIMOTICS S Synchronous motor 1FK7-HI PN=1.9kW; UDC=600V M0=8.5Nm (100K); NN=3000rpm; Naturally cooled FRAME SIZE IMB 5 (IM V1, IM V3) FLANGE 1, WITH PT1000 TEMPERATURESENSOR POWER CONNECTOR ROTATABLE ABSOLUTE ENCODERR 2048S/R + 4096 UMDREHUNGEN MULTITURN, WITH ENDAT-SCHNITTSTELLE (ENCODER AM2048S/R) SHAFT WITH FITTED KEY, TOLERANCE N; W/O HOLDING BRAKE PROTECTION CLASS IP65, FLANGE ON DRIVE END IP67; | - | 0 | 0
1FK7062-3BF74-1EB0 |  | 1FK7062-3BF74-1EB0 | 1 | UN | 1 | 15 | C | D | N | N | 85015220 | 1 |  | 10.9 | KG | 1825.96 | 1825.96 | MC05 | MC05 | SIMOTICS S Synchronous motor 1FK7-HI PN=1.9kW; UDC=600V M0=8.5Nm (100K); NN=3000rpm; Naturally cooled FRAME SIZE IMB 5 (IM V1, IM V3) FLANGE 1, WITH PT1000 TEMPERATURESENSOR POWER CONNECTOR ROTATABLE ABSOLUTE ENCODERR 2048S/R + 4096 UMDREHUNGEN MULTITURN, WITH ENDAT-SCHNITTSTELLE (ENCODER AM2048S/R) SHAFT WITH FITTED KEY, TOLERANCE N; WITH HOLDING BRAKE PROTECTION CLASS IP64; | - | 0 | 0
1FK7062-3BF74-1EB1 |  | 1FK7062-3BF74-1EB1 | 1 | UN | 1 | 15 | C | D | N | N | 85015220 | 1 |  | 10.9 | KG | 1888.3 | 1888.3 | MC05 | MC05 | SIMOTICS S Synchronous motor 1FK7-HI PN=1.9kW; UDC=600V M0=8.5Nm (100K); NN=3000rpm; Naturally cooled FRAME SIZE IMB 5 (IM V1, IM V3) FLANGE 1, WITH PT1000 TEMPERATURESENSOR POWER CONNECTOR ROTATABLE ABSOLUTE ENCODERR 2048S/R + 4096 UMDREHUNGEN MULTITURN, WITH ENDAT-SCHNITTSTELLE (ENCODER AM2048S/R) SHAFT WITH FITTED KEY, TOLERANCE N; WITH HOLDING BRAKE PROTECTION CLASS IP65, | - | 0 | 0
1FK7062-3BF74-1EB2 |  | 1FK7062-3BF74-1EB2 | 1 | UN | 1 | 15 | C | D | N | N | 85015220 | 1 |  | 10.9 | KG | 1888.3 | 1888.3 | MC05 | MC05 | SIMOTICS S Synchronous motor 1FK7-HI PN=1.9kW; UDC=600V M0=8.5Nm (100K); NN=3000rpm; Naturally cooled FRAME SIZE IMB 5 (IM V1, IM V3) FLANGE 1, WITH PT1000 TEMPERATURESENSOR POWER CONNECTOR ROTATABLE ABSOLUTE ENCODERR 2048S/R + 4096 UMDREHUNGEN MULTITURN, WITH ENDAT-SCHNITTSTELLE (ENCODER AM2048S/R) SHAFT WITH FITTED KEY, TOLERANCE N; WITH HOLDING BRAKE PROTECTION CLASS IP65, FLANGE ON DRIVE END IP67; | - | 0 | 0
1FK7062-3BF74-1EG0 |  | 1FK7062-3BF74-1EG0 | 1 | UN | 1 | 15 | C | D | N | N | 85015220 | 1 |  | 10.601 | KG | 1566.53 | 1566.53 | MC05 | MC05 | SIMOTICS S Synchronous motor 1FK7-HI PN=1.9kW; UDC=600V M0=8.5Nm (100K); NN=3000rpm; Naturally cooled FRAME SIZE IMB 5 (IM V1, IM V3) FLANGE 1, WITH PT1000 TEMPERATURESENSOR POWER CONNECTOR ROTATABLE ABSOLUTE ENCODERR 2048S/R + 4096 UMDREHUNGEN MULTITURN, WITH ENDAT-SCHNITTSTELLE (ENCODER AM2048S/R) PLAIN SHAFT, TOLERANCE N; W/O HOLDING BRAKE PROTECTION CLASS IP64; | - | 0 | 0
1FK7062-3BF74-1EG1 |  | 1FK7062-3BF74-1EG1 | 1 | UN | 1 | 15 | C | D | N | N | 85015220 | 1 |  | 10.601 | KG | 1628.87 | 1628.87 | MC05 | MC05 | SIMOTICS S Synchronous motor 1FK7-HI PN=1.9kW; UDC=600V M0=8.5Nm (100K); NN=3000rpm; Naturally cooled FRAME SIZE IMB 5 (IM V1, IM V3) FLANGE 1, WITH PT1000 TEMPERATURESENSOR POWER CONNECTOR ROTATABLE ABSOLUTE ENCODERR 2048S/R + 4096 UMDREHUNGEN MULTITURN, WITH ENDAT-SCHNITTSTELLE (ENCODER AM2048S/R) PLAIN SHAFT, TOLERANCE N; W/O HOLDING BRAKE PROTECTION CLASS IP65, | - | 0 | 0
1FK7062-3BF74-1EG2 |  | 1FK7062-3BF74-1EG2 | 1 | UN | 1 | 15 | C | D | N | N | 85015220 | 1 |  | 10.601 | KG | 1628.87 | 1628.87 | MC05 | MC05 | SIMOTICS S Synchronous motor 1FK7-HI PN=1.9kW; UDC=600V M0=8.5Nm (100K); NN=3000rpm; Naturally cooled FRAME SIZE IMB 5 (IM V1, IM V3) FLANGE 1, WITH PT1000 TEMPERATURESENSOR POWER CONNECTOR ROTATABLE ABSOLUTE ENCODERR 2048S/R + 4096 UMDREHUNGEN MULTITURN, WITH ENDAT-SCHNITTSTELLE (ENCODER AM2048S/R) PLAIN SHAFT, TOLERANCE N; W/O HOLDING BRAKE PROTECTION CLASS IP65, FLANGE ON DRIVE END IP67; | - | 0 | 0
1FK7062-3BF74-1EH0 |  | 1FK7062-3BF74-1EH0 | 1 | UN | 1 | 15 | C | D | N | N | 85015220 | 1 |  | 10.9 | KG | 1769.97 | 1769.97 | MC05 | MC05 | SIMOTICS S Synchronous motor 1FK7-HI PN=1.9kW; UDC=600V M0=8.5Nm (100K); NN=3000rpm; Naturally cooled FRAME SIZE IMB 5 (IM V1, IM V3) FLANGE 1, WITH PT1000 TEMPERATURESENSOR POWER CONNECTOR ROTATABLE ABSOLUTE ENCODERR 2048S/R + 4096 UMDREHUNGEN MULTITURN, WITH ENDAT-SCHNITTSTELLE (ENCODER AM2048S/R) PLAIN SHAFT, TOLERANCE N; WITH HOLDING BRAKE PROTECTION CLASS IP64; | - | 0 | 0
1FK7062-3BF74-1EH1 |  | 1FK7062-3BF74-1EH1 | 1 | UN | 1 | 15 | C | D | N | N | 85015220 | 1 |  | 10.9 | KG | 1832.31 | 1832.31 | MC05 | MC05 | SIMOTICS S Synchronous motor 1FK7-HI PN=1.9kW; UDC=600V M0=8.5Nm (100K); NN=3000rpm; Naturally cooled FRAME SIZE IMB 5 (IM V1, IM V3) FLANGE 1, WITH PT1000 TEMPERATURESENSOR POWER CONNECTOR ROTATABLE ABSOLUTE ENCODERR 2048S/R + 4096 UMDREHUNGEN MULTITURN, WITH ENDAT-SCHNITTSTELLE (ENCODER AM2048S/R) PLAIN SHAFT, TOLERANCE N; WITH HOLDING BRAKE PROTECTION CLASS IP65, | - | 0 | 0
1FK7062-3BF74-1EH2 |  | 1FK7062-3BF74-1EH2 | 1 | UN | 1 | 15 | C | D | N | N | 85015220 | 1 |  | 10.9 | KG | 1832.31 | 1832.31 | MC05 | MC05 | SIMOTICS S Synchronous motor 1FK7-HI PN=1.9kW; UDC=600V M0=8.5Nm (100K); NN=3000rpm; Naturally cooled FRAME SIZE IMB 5 (IM V1, IM V3) FLANGE 1, WITH PT1000 TEMPERATURESENSOR POWER CONNECTOR ROTATABLE ABSOLUTE ENCODERR 2048S/R + 4096 UMDREHUNGEN MULTITURN, WITH ENDAT-SCHNITTSTELLE (ENCODER AM2048S/R) PLAIN SHAFT, TOLERANCE N; WITH HOLDING BRAKE PROTECTION CLASS IP65, FLANGE ON DRIVE END IP67; | - | 0 | 0
1FK7063-2AC71-1AA0 |  | 1FK7063-2AC71-1AA0 | 1 | UN | 1 | 15 | C | D | N | N | 85015220 | 1 |  | 11.101 | KG | 1438.77 | 1438.77 | MC05 | MC05 | SIMOTICS S Synchronous motor 1FK7-CT PN=1.9kW; UDC=600V M0=11Nm (100K); NN=2000rpm; Naturally cooled FRAME SIZE IMB 5 (IM V1, IM V3) FLANGE 1, WITH KTY TEMPERATURESENSOR POWER CONNECTOR ROTATABLE INCREMENTAL ENCODER SIN/COS 1VPP;2048 S/R W. C-AND D-SPUR (ENCODER IC2048S/R) SHAFT WITH FITTED KEY, TOLERANCE N; W/O HOLDING BRAKE PROTECTION CLASS IP64; | - | 0 | 0
1FK7063-2AC71-1AA1 |  | 1FK7063-2AC71-1AA1 | 1 | UN | 1 | 15 | C | D | N | N | 85015220 | 1 |  | 11.101 | KG | 1501.11 | 1501.11 | MC05 | MC05 | SIMOTICS S Synchronous motor 1FK7-CT PN=1.9kW; UDC=600V M0=11Nm (100K); NN=2000rpm; Naturally cooled FRAME SIZE IMB 5 (IM V1, IM V3) FLANGE 1, WITH KTY TEMPERATURESENSOR POWER CONNECTOR ROTATABLE INCREMENTAL ENCODER SIN/COS 1VPP;2048 S/R W. C-AND D-SPUR (ENCODER IC2048S/R) SHAFT WITH FITTED KEY, TOLERANCE N; W/O HOLDING BRAKE PROTECTION CLASS IP65, | - | 0 | 0
1FK7063-2AC71-1AA2 |  | 1FK7063-2AC71-1AA2 | 1 | UN | 1 | 15 | C | D | N | N | 85015220 | 1 |  | 11.101 | KG | 1501.11 | 1501.11 | MC05 | MC05 | SIMOTICS S Synchronous motor 1FK7-CT PN=1.9kW; UDC=600V M0=11Nm (100K); NN=2000rpm; Naturally cooled FRAME SIZE IMB 5 (IM V1, IM V3) FLANGE 1, WITH KTY TEMPERATURESENSOR POWER CONNECTOR ROTATABLE INCREMENTAL ENCODER SIN/COS 1VPP;2048 S/R W. C-AND D-SPUR (ENCODER IC2048S/R) SHAFT WITH FITTED KEY, TOLERANCE N; W/O HOLDING BRAKE PROTECTION CLASS IP65, FLANGE ON DRIVE END IP67; | - | 0 | 0
1FK7063-2AC71-1AB0 |  | 1FK7063-2AC71-1AB0 | 1 | UN | 1 | 15 | C | D | N | N | 85015220 | 1 |  | 11.4 | KG | 1640.71 | 1640.71 | MC05 | MC05 | SIMOTICS S Synchronous motor 1FK7-CT PN=1.9kW; UDC=600V M0=11Nm (100K); NN=2000rpm; Naturally cooled FRAME SIZE IMB 5 (IM V1, IM V3) FLANGE 1, WITH KTY TEMPERATURESENSOR POWER CONNECTOR ROTATABLE INCREMENTAL ENCODER SIN/COS 1VPP;2048 S/R W. C-AND D-SPUR (ENCODER IC2048S/R) SHAFT WITH FITTED KEY, TOLERANCE N; WITH HOLDING BRAKE PROTECTION CLASS IP64; | - | 0 | 0
1FK7063-2AC71-1AB1 |  | 1FK7063-2AC71-1AB1 | 1 | UN | 1 | 15 | C | D | N | N | 85015220 | 1 |  | 11.4 | KG | 1703.05 | 1703.05 | MC05 | MC05 | SIMOTICS S Synchronous motor 1FK7-CT PN=1.9kW; UDC=600V M0=11Nm (100K); NN=2000rpm; Naturally cooled FRAME SIZE IMB 5 (IM V1, IM V3) FLANGE 1, WITH KTY TEMPERATURESENSOR POWER CONNECTOR ROTATABLE INCREMENTAL ENCODER SIN/COS 1VPP;2048 S/R W. C-AND D-SPUR (ENCODER IC2048S/R) SHAFT WITH FITTED KEY, TOLERANCE N; WITH HOLDING BRAKE PROTECTION CLASS IP65, | - | 0 | 0
1FK7063-2AC71-1AB2 |  | 1FK7063-2AC71-1AB2 | 1 | UN | 1 | 15 | C | D | N | N | 85015220 | 1 |  | 11.4 | KG | 1703.05 | 1703.05 | MC05 | MC05 | SIMOTICS S Synchronous motor 1FK7-CT PN=1.9kW; UDC=600V M0=11Nm (100K); NN=2000rpm; Naturally cooled FRAME SIZE IMB 5 (IM V1, IM V3) FLANGE 1, WITH KTY TEMPERATURESENSOR POWER CONNECTOR ROTATABLE INCREMENTAL ENCODER SIN/COS 1VPP;2048 S/R W. C-AND D-SPUR (ENCODER IC2048S/R) SHAFT WITH FITTED KEY, TOLERANCE N; WITH HOLDING BRAKE PROTECTION CLASS IP65, FLANGE ON DRIVE END IP67; | - | 0 | 0
1FK7063-2AC71-1AG0 |  | 1FK7063-2AC71-1AG0 | 1 | UN | 1 | 15 | C | D | N | N | 85015220 | 1 |  | 11.101 | KG | 1381.28 | 1381.28 | MC05 | MC05 | SIMOTICS S Synchronous motor 1FK7-CT PN=1.9kW; UDC=600V M0=11Nm (100K); NN=2000rpm; Naturally cooled FRAME SIZE IMB 5 (IM V1, IM V3) FLANGE 1, WITH KTY TEMPERATURESENSOR POWER CONNECTOR ROTATABLE INCREMENTAL ENCODER SIN/COS 1VPP;2048 S/R W. C-AND D-SPUR (ENCODER IC2048S/R) PLAIN SHAFT, TOLERANCE N; W/O HOLDING BRAKE PROTECTION CLASS IP64; | - | 0 | 0
1FK7063-2AC71-1AG1 |  | 1FK7063-2AC71-1AG1 | 1 | UN | 1 | 15 | C | D | N | N | 85015220 | 1 |  | 11.101 | KG | 1443.62 | 1443.62 | MC05 | MC05 | SIMOTICS S Synchronous motor 1FK7-CT PN=1.9kW; UDC=600V M0=11Nm (100K); NN=2000rpm; Naturally cooled FRAME SIZE IMB 5 (IM V1, IM V3) FLANGE 1, WITH KTY TEMPERATURESENSOR POWER CONNECTOR ROTATABLE INCREMENTAL ENCODER SIN/COS 1VPP;2048 S/R W. C-AND D-SPUR (ENCODER IC2048S/R) PLAIN SHAFT, TOLERANCE N; W/O HOLDING BRAKE PROTECTION CLASS IP65, | - | 0 | 0
1FK7063-2AC71-1AG2 |  | 1FK7063-2AC71-1AG2 | 1 | UN | 1 | 15 | C | D | N | N | 85015220 | 1 |  | 11.101 | KG | 1443.62 | 1443.62 | MC05 | MC05 | SIMOTICS S Synchronous motor 1FK7-CT PN=1.9kW; UDC=600V M0=11Nm (100K); NN=2000rpm; Naturally cooled FRAME SIZE IMB 5 (IM V1, IM V3) FLANGE 1, WITH KTY TEMPERATURESENSOR POWER CONNECTOR ROTATABLE INCREMENTAL ENCODER SIN/COS 1VPP;2048 S/R W. C-AND D-SPUR (ENCODER IC2048S/R) PLAIN SHAFT, TOLERANCE N; W/O HOLDING BRAKE PROTECTION CLASS IP65, FLANGE ON DRIVE END IP67; | - | 0 | 0
1FK7063-2AC71-1AH0 |  | 1FK7063-2AC71-1AH0 | 1 | UN | 1 | 15 | C | D | N | N | 85015220 | 1 |  | 11.4 | KG | 1584.72 | 1584.72 | MC05 | MC05 | SIMOTICS S Synchronous motor 1FK7-CT PN=1.9kW; UDC=600V M0=11Nm (100K); NN=2000rpm; Naturally cooled FRAME SIZE IMB 5 (IM V1, IM V3) FLANGE 1, WITH KTY TEMPERATURESENSOR POWER CONNECTOR ROTATABLE INCREMENTAL ENCODER SIN/COS 1VPP;2048 S/R W. C-AND D-SPUR (ENCODER IC2048S/R) PLAIN SHAFT, TOLERANCE N; WITH HOLDING BRAKE PROTECTION CLASS IP64; | - | 0 | 0
1FK7063-2AC71-1AH1 |  | 1FK7063-2AC71-1AH1 | 1 | UN | 1 | 15 | C | D | N | N | 85015220 | 1 |  | 11.4 | KG | 1647.06 | 1647.06 | MC05 | MC05 | SIMOTICS S Synchronous motor 1FK7-CT PN=1.9kW; UDC=600V M0=11Nm (100K); NN=2000rpm; Naturally cooled FRAME SIZE IMB 5 (IM V1, IM V3) FLANGE 1, WITH KTY TEMPERATURESENSOR POWER CONNECTOR ROTATABLE INCREMENTAL ENCODER SIN/COS 1VPP;2048 S/R W. C-AND D-SPUR (ENCODER IC2048S/R) PLAIN SHAFT, TOLERANCE N; WITH HOLDING BRAKE PROTECTION CLASS IP65, | - | 0 | 0
1FK7063-2AC71-1AH2 |  | 1FK7063-2AC71-1AH2 | 1 | UN | 1 | 15 | C | D | N | N | 85015220 | 1 |  | 11.4 | KG | 1647.06 | 1647.06 | MC05 | MC05 | SIMOTICS S Synchronous motor 1FK7-CT PN=1.9kW; UDC=600V M0=11Nm (100K); NN=2000rpm; Naturally cooled FRAME SIZE IMB 5 (IM V1, IM V3) FLANGE 1, WITH KTY TEMPERATURESENSOR POWER CONNECTOR ROTATABLE INCREMENTAL ENCODER SIN/COS 1VPP;2048 S/R W. C-AND D-SPUR (ENCODER IC2048S/R) PLAIN SHAFT, TOLERANCE N; WITH HOLDING BRAKE PROTECTION CLASS IP65, FLANGE ON DRIVE END IP67; | - | 0 | 0
1FK7063-2AC71-1BA0 |  | 1FK7063-2AC71-1BA0 | 1 | UN | 1 | 15 | C | D | N | N | 85015220 | 1 |  | 11.101 | KG | 1599.47 | 1599.47 | MC05 | MC05 | SIMOTICS S synchronous motor 1FK7-CT PN=1.9kW; UDC=600V M0=11Nm (100K); NN=2000rpm; naturally cooled design IMB 5 (IM V1, IM V3) Flange 1 Power connector rotatable Absolute encoder single-turn 24-bit with Drive-CLiQ interface (encoder AS24DQI) shaft with feather key, tolerance N without holding brake, degree of protection IP64 | - | 0 | 0
1FK7063-2AC71-1BA1 |  | 1FK7063-2AC71-1BA1 | 1 | UN | 1 | 15 | C | D | N | N | 85015220 | 1 |  | 11.101 | KG | 1661.81 | 1661.81 | MC05 | MC05 | SIMOTICS S synchronous motor 1FK7-CT PN=1.9kW; UDC=600V M0=11Nm (100K); NN=2000rpm; naturally cooled design IMB 5 (IM V1, IM V3) Flange 1 Power connector rotatable Absolute encoder single-turn 24-bit with Drive-CLiQ interface (encoder AS24DQI) shaft with feather key, tolerance N without holding brake, degree of protection IP65 | - | 0 | 0
1FK7063-2AC71-1BA2 |  | 1FK7063-2AC71-1BA2 | 1 | UN | 1 | 15 | C | D | N | N | 85015220 | 1 |  | 11.101 | KG | 1661.81 | 1661.81 | MC05 | MC05 | SIMOTICS S synchronous motor 1FK7-CT PN=1.9kW; UDC=600V M0=11Nm (100K); NN=2000rpm; naturally cooled design IMB 5 (IM V1, IM V3) Flange 1 Power connector rotatable Absolute encoder single-turn 24-bit with Drive-CLiQ interface (encoder AS24DQI) shaft with feather key, tolerance N without holding brake, degree of protection IP65 DE Flange, IP67 | - | 0 | 0
1FK7063-2AC71-1BB0 |  | 1FK7063-2AC71-1BB0 | 1 | UN | 1 | 15 | C | D | N | N | 85015220 | 1 |  | 11.4 | KG | 1801.42 | 1801.42 | MC05 | MC05 | SIMOTICS S synchronous motor 1FK7-CT PN=1.9kW; UDC=600V M0=11Nm (100K); NN=2000rpm; naturally cooled design IMB 5 (IM V1, IM V3) Flange 1 Power connector rotatable Absolute encoder single-turn 24-bit with Drive-CLiQ interface (encoder AS24DQI) shaft with feather key, tolerance N with holding brake, degree of protection IP64 | - | 0 | 0
1FK7063-2AC71-1BB1 |  | 1FK7063-2AC71-1BB1 | 1 | UN | 1 | 15 | C | D | N | N | 85015220 | 1 |  | 11.4 | KG | 1863.75 | 1863.75 | MC05 | MC05 | SIMOTICS S synchronous motor 1FK7-CT PN=1.9kW; UDC=600V M0=11Nm (100K); NN=2000rpm; naturally cooled design IMB 5 (IM V1, IM V3) Flange 1 Power connector rotatable Absolute encoder single-turn 24-bit with Drive-CLiQ interface (encoder AS24DQI) shaft with feather key, tolerance N with holding brake, degree of protection IP65 | - | 0 | 0
1FK7063-2AC71-1BB2 |  | 1FK7063-2AC71-1BB2 | 1 | UN | 1 | 15 | C | D | N | N | 85015220 | 1 |  | 11.4 | KG | 1863.75 | 1863.75 | MC05 | MC05 | SIMOTICS S synchronous motor 1FK7-CT PN=1.9kW; UDC=600V M0=11Nm (100K); NN=2000rpm; naturally cooled design IMB 5 (IM V1, IM V3) Flange 1 Power connector rotatable Absolute encoder single-turn 24-bit with Drive-CLiQ interface (encoder AS24DQI) shaft with feather key, tolerance N with holding brake, degree of protection IP65 DE Flange, IP67 | - | 0 | 0
1FK7063-2AC71-1BG0 |  | 1FK7063-2AC71-1BG0 | 1 | UN | 1 | 15 | C | D | N | N | 85015220 | 1 |  | 11.101 | KG | 1541.99 | 1541.99 | MC05 | MC05 | SIMOTICS S synchronous motor 1FK7-CT PN=1.9kW; UDC=600V M0=11Nm (100K); NN=2000rpm; naturally cooled design IMB 5 (IM V1, IM V3) Flange 1 Power connector rotatable Absolute encoder single-turn 24-bit with Drive-CLiQ interface (encoder AS24DQI) Smooth shaft, tolerance N without holding brake, degree of protection IP64 | - | 0 | 0
1FK7063-2AC71-1BG1 |  | 1FK7063-2AC71-1BG1 | 1 | UN | 1 | 15 | C | D | N | N | 85015220 | 1 |  | 11.101 | KG | 1604.32 | 1604.32 | MC05 | MC05 | SIMOTICS S synchronous motor 1FK7-CT PN=1.9kW; UDC=600V M0=11Nm (100K); NN=2000rpm; naturally cooled design IMB 5 (IM V1, IM V3) Flange 1 Power connector rotatable Absolute encoder single-turn 24-bit with Drive-CLiQ interface (encoder AS24DQI) Smooth shaft, tolerance N without holding brake, degree of protection IP65 | - | 0 | 0
1FK7063-2AC71-1BG2 |  | 1FK7063-2AC71-1BG2 | 1 | UN | 1 | 15 | C | D | N | N | 85015220 | 1 |  | 11.101 | KG | 1604.32 | 1604.32 | MC05 | MC05 | SIMOTICS S synchronous motor 1FK7-CT PN=1.9kW; UDC=600V M0=11Nm (100K); NN=2000rpm; naturally cooled design IMB 5 (IM V1, IM V3) Flange 1 Power connector rotatable Absolute encoder single-turn 24-bit with Drive-CLiQ interface (encoder AS24DQI) Smooth shaft, tolerance N without holding brake, degree of protection IP65 DE Flange, IP67 | - | 0 | 0
1FK7063-2AC71-1BH0 |  | 1FK7063-2AC71-1BH0 | 1 | UN | 1 | 15 | C | D | N | N | 85015220 | 1 |  | 11.4 | KG | 1745.43 | 1745.43 | MC05 | MC05 | SIMOTICS S synchronous motor 1FK7-CT PN=1.9kW; UDC=600V M0=11Nm (100K); NN=2000rpm; naturally cooled design IMB 5 (IM V1, IM V3) Flange 1 Power connector rotatable Absolute encoder single-turn 24-bit with Drive-CLiQ interface (encoder AS24DQI) Smooth shaft, tolerance N with holding brake, degree of protection IP64 | - | 0 | 0
1FK7063-2AC71-1BH1 |  | 1FK7063-2AC71-1BH1 | 1 | UN | 1 | 15 | C | D | N | N | 85015220 | 1 |  | 11.4 | KG | 1807.77 | 1807.77 | MC05 | MC05 | SIMOTICS S synchronous motor 1FK7-CT PN=1.9kW; UDC=600V M0=11Nm (100K); NN=2000rpm; naturally cooled design IMB 5 (IM V1, IM V3) Flange 1 Power connector rotatable Absolute encoder single-turn 24-bit with Drive-CLiQ interface (encoder AS24DQI) Smooth shaft, tolerance N with holding brake, degree of protection IP65 | - | 0 | 0
1FK7063-2AC71-1BH2 |  | 1FK7063-2AC71-1BH2 | 1 | UN | 1 | 15 | C | D | N | N | 85015220 | 1 |  | 11.4 | KG | 1807.77 | 1807.77 | MC05 | MC05 | SIMOTICS S synchronous motor 1FK7-CT PN=1.9kW; UDC=600V M0=11Nm (100K); NN=2000rpm; naturally cooled design IMB 5 (IM V1, IM V3) Flange 1 Power connector rotatable Absolute encoder single-turn 24-bit with Drive-CLiQ interface (encoder AS24DQI) Smooth shaft, tolerance N with holding brake, degree of protection IP65 DE Flange, IP67 | - | 0 | 0
1FK7063-2AC71-1CA0 |  | 1FK7063-2AC71-1CA0 | 1 | UN | 1 | 15 | C | D | N | N | 85015220 | 1 |  | 11.101 | KG | 1845.63 | 1845.63 | MC05 | MC05 | SIMOTICS S synchronous motor 1FK7-CT PN=1.9kW; UDC=600V M0=11Nm (100K); NN=2000rpm; naturally cooled design IMB 5 (IM V1, IM V3) Flange 1 Power connector rotatable Absolute encoder 24-bit + 12-bit multiturn with DRIVE-CLiQ interface (encoder AM24DQI) shaft with feather key, tolerance N without holding brake, degree of protection IP64 | - | 0 | 0
1FK7063-2AC71-1CA0-Z | M39 | 1FK7063-2AC71-1CA0-ZM39 | 1 | UN | 1 | 15 | C | D | N | N | 85015220 | 1 |  | 11.102 | KG | 1946.8 | 1946.8 | MC05 | MC05 | SIMOTICS S synchronous motor 1FK7-CT PN=1.9kW; UDC=600V M0=11Nm (100K); NN=2000rpm; naturally cooled design IMB 5 (IM V1, IM V3) Flange 1 Power connector rotatable Absolute encoder 24-bit + 12-bit multiturn with DRIVE-CLiQ interface (encoder AM24DQI) shaft with feather key, tolerance N without holding brake, degree of protection IP64 M39: For use in explosive dust atmosphere area Group II Category 3D (Zone 22) Max. surface temperature T=160Â° | - | 0 | 0
1FK7063-2AC71-1CA1 |  | 1FK7063-2AC71-1CA1 | 1 | UN | 1 | 15 | C | D | N | N | 85015220 | 1 |  | 11.101 | KG | 1907.97 | 1907.97 | MC05 | MC05 | SIMOTICS S synchronous motor 1FK7-CT PN=1.9kW; UDC=600V M0=11Nm (100K); NN=2000rpm; naturally cooled design IMB 5 (IM V1, IM V3) Flange 1 Power connector rotatable Absolute encoder 24-bit + 12-bit multiturn with DRIVE-CLiQ interface (encoder AM24DQI) shaft with feather key, tolerance N without holding brake, degree of protection IP65 | - | 0 | 0
1FK7063-2AC71-1CA2 |  | 1FK7063-2AC71-1CA2 | 1 | UN | 1 | 15 | C | D | N | N | 85015220 | 1 |  | 11.101 | KG | 1907.97 | 1907.97 | MC05 | MC05 | SIMOTICS S synchronous motor 1FK7-CT PN=1.9kW; UDC=600V M0=11Nm (100K); NN=2000rpm; naturally cooled design IMB 5 (IM V1, IM V3) Flange 1 Power connector rotatable Absolute encoder 24-bit + 12-bit multiturn with DRIVE-CLiQ interface (encoder AM24DQI) shaft with feather key, tolerance N without holding brake, degree of protection IP65 DE Flange, IP67 | - | 0 | 0
1FK7063-2AC71-1CB0 |  | 1FK7063-2AC71-1CB0 | 1 | UN | 1 | 15 | C | D | N | N | 85015220 | 1 |  | 11.4 | KG | 2047.58 | 2047.58 | MC05 | MC05 | SIMOTICS S synchronous motor 1FK7-CT PN=1.9kW; UDC=600V M0=11Nm (100K); NN=2000rpm; naturally cooled design IMB 5 (IM V1, IM V3) Flange 1 Power connector rotatable Absolute encoder 24-bit + 12-bit multiturn with DRIVE-CLiQ interface (encoder AM24DQI) shaft with feather key, tolerance N with holding brake, degree of protection IP64 | - | 0 | 0
1FK7063-2AC71-1CB1 |  | 1FK7063-2AC71-1CB1 | 1 | UN | 1 | 15 | C | D | N | N | 85015220 | 1 |  | 11.4 | KG | 2109.91 | 2109.91 | MC05 | MC05 | SIMOTICS S synchronous motor 1FK7-CT PN=1.9kW; UDC=600V M0=11Nm (100K); NN=2000rpm; naturally cooled design IMB 5 (IM V1, IM V3) Flange 1 Power connector rotatable Absolute encoder 24-bit + 12-bit multiturn with DRIVE-CLiQ interface (encoder AM24DQI) shaft with feather key, tolerance N with holding brake, degree of protection IP65 | - | 0 | 0
1FK7063-2AC71-1CB1-Z | Q31 | 1FK7063-2AC71-1CB1-ZQ31 | 1 | UN | 1 | 15 | C | D | N | N | 85015220 | 1 |  | 11.45 | KG | 2172.41 | 2172.41 | MC05 | MC05 | SIMOTICS S synchronous motor 1FK7-CT PN=1.9kW; UDC=600V M0=11Nm (100K); NN=2000rpm; naturally cooled design IMB 5 (IM V1, IM V3) Flange 1 Power connector rotatable Absolute encoder 24-bit + 12-bit multiturn with DRIVE-CLiQ interface (encoder AM24DQI) shaft with feather key, tolerance N with holding brake, degree of protection IP65 Q31: METALLIC RATING PLATE ON MOTOR | - | 0 | 0
1FK7063-2AC71-1CB1-Z | X01 | 1FK7063-2AC71-1CB1-ZX01 | 1 | UN | 1 | 15 | C | D | N | N | 85015220 | 1 |  | 11.401 | KG | 2172.25 | 2172.25 | MC05 | MC05 | SIMOTICS S synchronous motor 1FK7-CT PN=1.9kW; UDC=600V M0=11Nm (100K); NN=2000rpm; naturally cooled design IMB 5 (IM V1, IM V3) Flange 1 Power connector rotatable Absolute encoder 24-bit + 12-bit multiturn with DRIVE-CLiQ interface (encoder AM24DQI) shaft with feather key, tolerance N with holding brake, degree of protection IP65 X01: PAINT FINISH DULL BLACK RAL9005 | - | 0 | 0
1FK7063-2AC71-1CB2 |  | 1FK7063-2AC71-1CB2 | 1 | UN | 1 | 15 | C | D | N | N | 85015220 | 1 |  | 11.4 | KG | 2109.91 | 2109.91 | MC05 | MC05 | SIMOTICS S synchronous motor 1FK7-CT PN=1.9kW; UDC=600V M0=11Nm (100K); NN=2000rpm; naturally cooled design IMB 5 (IM V1, IM V3) Flange 1 Power connector rotatable Absolute encoder 24-bit + 12-bit multiturn with DRIVE-CLiQ interface (encoder AM24DQI) shaft with feather key, tolerance N with holding brake, degree of protection IP65 DE Flange, IP67 | - | 0 | 0
1FK7063-2AC71-1CG0 |  | 1FK7063-2AC71-1CG0 | 1 | UN | 1 | 15 | C | D | N | N | 85015220 | 1 |  | 11.101 | KG | 1788.15 | 1788.15 | MC05 | MC05 | SIMOTICS S synchronous motor 1FK7-CT PN=1.9kW; UDC=600V M0=11Nm (100K); NN=2000rpm; naturally cooled design IMB 5 (IM V1, IM V3) Flange 1 Power connector rotatable Absolute encoder 24-bit + 12-bit multiturn with DRIVE-CLiQ interface (encoder AM24DQI) Smooth shaft, tolerance N without holding brake, degree of protection IP64 | - | 0 | 0
1FK7063-2AC71-1CG1 |  | 1FK7063-2AC71-1CG1 | 1 | UN | 1 | 15 | C | D | N | N | 85015220 | 1 |  | 11.101 | KG | 1850.48 | 1850.48 | MC05 | MC05 | SIMOTICS S synchronous motor 1FK7-CT PN=1.9kW; UDC=600V M0=11Nm (100K); NN=2000rpm; naturally cooled design IMB 5 (IM V1, IM V3) Flange 1 Power connector rotatable Absolute encoder 24-bit + 12-bit multiturn with DRIVE-CLiQ interface (encoder AM24DQI) Smooth shaft, tolerance N without holding brake, degree of protection IP65 | - | 0 | 0
1FK7063-2AC71-1CG2 |  | 1FK7063-2AC71-1CG2 | 1 | UN | 1 | 15 | C | D | N | N | 85015220 | 1 |  | 11.101 | KG | 1850.48 | 1850.48 | MC05 | MC05 | SIMOTICS S synchronous motor 1FK7-CT PN=1.9kW; UDC=600V M0=11Nm (100K); NN=2000rpm; naturally cooled design IMB 5 (IM V1, IM V3) Flange 1 Power connector rotatable Absolute encoder 24-bit + 12-bit multiturn with DRIVE-CLiQ interface (encoder AM24DQI) Smooth shaft, tolerance N without holding brake, degree of protection IP65 DE Flange, IP67 | - | 0 | 0
1FK7063-2AC71-1CH0 |  | 1FK7063-2AC71-1CH0 | 1 | UN | 1 | 15 | C | D | N | N | 85015220 | 1 |  | 11.4 | KG | 1991.59 | 1991.59 | MC05 | MC05 | SIMOTICS S synchronous motor 1FK7-CT PN=1.9kW; UDC=600V M0=11Nm (100K); NN=2000rpm; naturally cooled design IMB 5 (IM V1, IM V3) Flange 1 Power connector rotatable Absolute encoder 24-bit + 12-bit multiturn with DRIVE-CLiQ interface (encoder AM24DQI) Smooth shaft, tolerance N with holding brake, degree of protection IP64 | - | 0 | 0
1FK7063-2AC71-1CH0-Z | M39 | 1FK7063-2AC71-1CH0-ZM39 | 1 | UN | 1 | 15 | C | D | N | N | 85015220 | 1 |  | 11.401 | KG | 2092.76 | 2092.76 | MC05 | MC05 | SIMOTICS S synchronous motor 1FK7-CT PN=1.9kW; UDC=600V M0=11Nm (100K); NN=2000rpm; naturally cooled design IMB 5 (IM V1, IM V3) Flange 1 Power connector rotatable Absolute encoder 24-bit + 12-bit multiturn with DRIVE-CLiQ interface (encoder AM24DQI) Smooth shaft, tolerance N with holding brake, degree of protection IP64 M39: For use in explosive dust atmosphere area Group II Category 3D (Zone 22) Max. surface temperature T=160Â° | - | 0 | 0
1FK7063-2AC71-1CH1 |  | 1FK7063-2AC71-1CH1 | 1 | UN | 1 | 15 | C | D | N | N | 85015220 | 1 |  | 11.4 | KG | 2053.93 | 2053.93 | MC05 | MC05 | SIMOTICS S synchronous motor 1FK7-CT PN=1.9kW; UDC=600V M0=11Nm (100K); NN=2000rpm; naturally cooled design IMB 5 (IM V1, IM V3) Flange 1 Power connector rotatable Absolute encoder 24-bit + 12-bit multiturn with DRIVE-CLiQ interface (encoder AM24DQI) Smooth shaft, tolerance N with holding brake, degree of protection IP65 | - | 0 | 0
1FK7063-2AC71-1CH2 |  | 1FK7063-2AC71-1CH2 | 1 | UN | 1 | 15 | C | D | N | N | 85015220 | 1 |  | 11.4 | KG | 2053.93 | 2053.93 | MC05 | MC05 | SIMOTICS S synchronous motor 1FK7-CT PN=1.9kW; UDC=600V M0=11Nm (100K); NN=2000rpm; naturally cooled design IMB 5 (IM V1, IM V3) Flange 1 Power connector rotatable Absolute encoder 24-bit + 12-bit multiturn with DRIVE-CLiQ interface (encoder AM24DQI) Smooth shaft, tolerance N with holding brake, degree of protection IP65 DE Flange, IP67 | - | 0 | 0
1FK7063-2AC71-1DA0 |  | 1FK7063-2AC71-1DA0 | 1 | UN | 1 | 15 | C | D | N | N | 85015220 | 1 |  | 11.102 | KG | 1652.9 | 1652.9 | MC05 | MC05 | SIMOTICS S Synchronous motor 1FK7-CT PN=1.9kW; UDC=600V M0=11Nm (100K); NN=2000rpm; Naturally cooled FRAME SIZE IMB 5 (IM V1, IM V3) FLANGE 1 POWER CONNECTOR ROTATABLE INCREMENTAL ENCODER 22 BIT WITH DRIVE-CLIQ INTERFACE (ENCODER IC22DQ) SHAFT WITH FITTED KEY, TOLERANCE N; W/O HOLDING BRAKE PROTECTION CLASS IP64; | - | 0 | 0
1FK7063-2AC71-1DA1 |  | 1FK7063-2AC71-1DA1 | 1 | UN | 1 | 15 | C | D | N | N | 85015220 | 1 |  | 11.102 | KG | 1715.24 | 1715.24 | MC05 | MC05 | SIMOTICS S Synchronous motor 1FK7-CT PN=1.9kW; UDC=600V M0=11Nm (100K); NN=2000rpm; Naturally cooled FRAME SIZE IMB 5 (IM V1, IM V3) FLANGE 1 POWER CONNECTOR ROTATABLE INCREMENTAL ENCODER 22 BIT WITH DRIVE-CLIQ INTERFACE (ENCODER IC22DQ) SHAFT WITH FITTED KEY, TOLERANCE N; W/O HOLDING BRAKE PROTECTION CLASS IP65, | - | 0 | 0
1FK7063-2AC71-1DA2 |  | 1FK7063-2AC71-1DA2 | 1 | UN | 1 | 15 | C | D | N | N | 85015220 | 1 |  | 11.102 | KG | 1715.24 | 1715.24 | MC05 | MC05 | SIMOTICS S Synchronous motor 1FK7-CT PN=1.9kW; UDC=600V M0=11Nm (100K); NN=2000rpm; Naturally cooled FRAME SIZE IMB 5 (IM V1, IM V3) FLANGE 1 POWER CONNECTOR ROTATABLE INCREMENTAL ENCODER 22 BIT WITH DRIVE-CLIQ INTERFACE (ENCODER IC22DQ) SHAFT WITH FITTED KEY, TOLERANCE N; W/O HOLDING BRAKE PROTECTION CLASS IP65, FLANGE ON DRIVE END IP67; | - | 0 | 0
1FK7063-2AC71-1DB0 |  | 1FK7063-2AC71-1DB0 | 1 | UN | 1 | 15 | C | D | N | N | 85015220 | 1 |  | 11.401 | KG | 1854.84 | 1854.84 | MC05 | MC05 | SIMOTICS S Synchronous motor 1FK7-CT PN=1.9kW; UDC=600V M0=11Nm (100K); NN=2000rpm; Naturally cooled FRAME SIZE IMB 5 (IM V1, IM V3) FLANGE 1 POWER CONNECTOR ROTATABLE INCREMENTAL ENCODER 22 BIT WITH DRIVE-CLIQ INTERFACE (ENCODER IC22DQ) SHAFT WITH FITTED KEY, TOLERANCE N; WITH HOLDING BRAKE PROTECTION CLASS IP64; | - | 0 | 0
1FK7063-2AC71-1DB2 |  | 1FK7063-2AC71-1DB2 | 1 | UN | 1 | 15 | C | D | N | N | 85015220 | 1 |  | 11.401 | KG | 1917.18 | 1917.18 | MC05 | MC05 | SIMOTICS S Synchronous motor 1FK7-CT PN=1.9kW; UDC=600V M0=11Nm (100K); NN=2000rpm; Naturally cooled FRAME SIZE IMB 5 (IM V1, IM V3) FLANGE 1 POWER CONNECTOR ROTATABLE INCREMENTAL ENCODER 22 BIT WITH DRIVE-CLIQ INTERFACE (ENCODER IC22DQ) SHAFT WITH FITTED KEY, TOLERANCE N; WITH HOLDING BRAKE PROTECTION CLASS IP65, FLANGE ON DRIVE END IP67; | - | 0 | 0
1FK7063-2AC71-1DG0 |  | 1FK7063-2AC71-1DG0 | 1 | UN | 1 | 15 | C | D | N | N | 85015220 | 1 |  | 11.102 | KG | 1595.41 | 1595.41 | MC05 | MC05 | SIMOTICS S Synchronous motor 1FK7-CT PN=1.9kW; UDC=600V M0=11Nm (100K); NN=2000rpm; Naturally cooled FRAME SIZE IMB 5 (IM V1, IM V3) FLANGE 1 POWER CONNECTOR ROTATABLE INCREMENTAL ENCODER 22 BIT WITH DRIVE-CLIQ INTERFACE (ENCODER IC22DQ) PLAIN SHAFT, TOLERANCE N; W/O HOLDING BRAKE PROTECTION CLASS IP64; | - | 0 | 0
1FK7063-2AC71-1DH0 |  | 1FK7063-2AC71-1DH0 | 1 | UN | 1 | 15 | C | D | N | N | 85015220 | 1 |  | 11.401 | KG | 1798.85 | 1798.85 | MC05 | MC05 | SIMOTICS S Synchronous motor 1FK7-CT PN=1.9kW; UDC=600V M0=11Nm (100K); NN=2000rpm; Naturally cooled FRAME SIZE IMB 5 (IM V1, IM V3) FLANGE 1 POWER CONNECTOR ROTATABLE INCREMENTAL ENCODER 22 BIT WITH DRIVE-CLIQ INTERFACE (ENCODER IC22DQ) PLAIN SHAFT, TOLERANCE N; WITH HOLDING BRAKE PROTECTION CLASS IP64; | - | 0 | 0
1FK7063-2AC71-1EA0 |  | 1FK7063-2AC71-1EA0 | 1 | UN | 1 | 15 | C | D | N | N | 85015220 | 1 |  | 11.101 | KG | 1686.45 | 1686.45 | MC05 | MC05 | SIMOTICS S Synchronous motor 1FK7-CT PN=1.9kW; UDC=600V M0=11Nm (100K); NN=2000rpm; Naturally cooled FRAME SIZE IMB 5 (IM V1, IM V3) FLANGE 1, WITH KTY TEMPERATURESENSOR POWER CONNECTOR ROTATABLE ABSOLUTE ENCODERR 2048 S/R + 4096 UMDREHUNGEN MULTITURN, WITH ENDAT-SCHNITTSTELLE (ENCODER AM2048S/R) SHAFT WITH FITTED KEY, TOLERANCE N; W/O HOLDING BRAKE PROTECTION CLASS IP64; | - | 0 | 0
1FK7063-2AC71-1EA1 |  | 1FK7063-2AC71-1EA1 | 1 | UN | 1 | 15 | C | D | N | N | 85015220 | 1 |  | 11.101 | KG | 1748.79 | 1748.79 | MC05 | MC05 | SIMOTICS S Synchronous motor 1FK7-CT PN=1.9kW; UDC=600V M0=11Nm (100K); NN=2000rpm; Naturally cooled FRAME SIZE IMB 5 (IM V1, IM V3) FLANGE 1, WITH KTY TEMPERATURESENSOR POWER CONNECTOR ROTATABLE ABSOLUTE ENCODERR 2048 S/R + 4096 UMDREHUNGEN MULTITURN, WITH ENDAT-SCHNITTSTELLE (ENCODER AM2048S/R) SHAFT WITH FITTED KEY, TOLERANCE N; W/O HOLDING BRAKE PROTECTION CLASS IP65, | - | 0 | 0
1FK7063-2AC71-1EA2 |  | 1FK7063-2AC71-1EA2 | 1 | UN | 1 | 15 | C | D | N | N | 85015220 | 1 |  | 11.101 | KG | 1748.79 | 1748.79 | MC05 | MC05 | SIMOTICS S Synchronous motor 1FK7-CT PN=1.9kW; UDC=600V M0=11Nm (100K); NN=2000rpm; Naturally cooled FRAME SIZE IMB 5 (IM V1, IM V3) FLANGE 1, WITH KTY TEMPERATURESENSOR POWER CONNECTOR ROTATABLE ABSOLUTE ENCODERR 2048 S/R + 4096 UMDREHUNGEN MULTITURN, WITH ENDAT-SCHNITTSTELLE (ENCODER AM2048S/R) SHAFT WITH FITTED KEY, TOLERANCE N; W/O HOLDING BRAKE PROTECTION CLASS IP65, FLANGE ON DRIVE END IP67; | - | 0 | 0
1FK7063-2AC71-1EB0 |  | 1FK7063-2AC71-1EB0 | 1 | UN | 1 | 15 | C | D | N | N | 85015220 | 1 |  | 11.4 | KG | 1888.39 | 1888.39 | MC05 | MC05 | SIMOTICS S Synchronous motor 1FK7-CT PN=1.9kW; UDC=600V M0=11Nm (100K); NN=2000rpm; Naturally cooled FRAME SIZE IMB 5 (IM V1, IM V3) FLANGE 1, WITH KTY TEMPERATURESENSOR POWER CONNECTOR ROTATABLE ABSOLUTE ENCODERR 2048 S/R + 4096 UMDREHUNGEN MULTITURN, WITH ENDAT-SCHNITTSTELLE (ENCODER AM2048S/R) SHAFT WITH FITTED KEY, TOLERANCE N; WITH HOLDING BRAKE PROTECTION CLASS IP64; | - | 0 | 0
1FK7063-2AC71-1EB1 |  | 1FK7063-2AC71-1EB1 | 1 | UN | 1 | 15 | C | D | N | N | 85015220 | 1 |  | 11.4 | KG | 1950.73 | 1950.73 | MC05 | MC05 | SIMOTICS S Synchronous motor 1FK7-CT PN=1.9kW; UDC=600V M0=11Nm (100K); NN=2000rpm; Naturally cooled FRAME SIZE IMB 5 (IM V1, IM V3) FLANGE 1, WITH KTY TEMPERATURESENSOR POWER CONNECTOR ROTATABLE ABSOLUTE ENCODERR 2048 S/R + 4096 UMDREHUNGEN MULTITURN, WITH ENDAT-SCHNITTSTELLE (ENCODER AM2048S/R) SHAFT WITH FITTED KEY, TOLERANCE N; WITH HOLDING BRAKE PROTECTION CLASS IP65, | - | 0 | 0
1FK7063-2AC71-1EB2 |  | 1FK7063-2AC71-1EB2 | 1 | UN | 1 | 15 | C | D | N | N | 85015220 | 1 |  | 11.4 | KG | 1950.73 | 1950.73 | MC05 | MC05 | SIMOTICS S Synchronous motor 1FK7-CT PN=1.9kW; UDC=600V M0=11Nm (100K); NN=2000rpm; Naturally cooled FRAME SIZE IMB 5 (IM V1, IM V3) FLANGE 1, WITH KTY TEMPERATURESENSOR POWER CONNECTOR ROTATABLE ABSOLUTE ENCODERR 2048 S/R + 4096 UMDREHUNGEN MULTITURN, WITH ENDAT-SCHNITTSTELLE (ENCODER AM2048S/R) SHAFT WITH FITTED KEY, TOLERANCE N; WITH HOLDING BRAKE PROTECTION CLASS IP65, FLANGE ON DRIVE END IP67; | - | 0 | 0
1FK7063-2AC71-1EG0 |  | 1FK7063-2AC71-1EG0 | 1 | UN | 1 | 15 | C | D | N | N | 85015220 | 1 |  | 11.101 | KG | 1628.96 | 1628.96 | MC05 | MC05 | SIMOTICS S Synchronous motor 1FK7-CT PN=1.9kW; UDC=600V M0=11Nm (100K); NN=2000rpm; Naturally cooled FRAME SIZE IMB 5 (IM V1, IM V3) FLANGE 1, WITH KTY TEMPERATURESENSOR POWER CONNECTOR ROTATABLE ABSOLUTE ENCODERR 2048 S/R + 4096 UMDREHUNGEN MULTITURN, WITH ENDAT-SCHNITTSTELLE (ENCODER AM2048S/R) PLAIN SHAFT, TOLERANCE N; W/O HOLDING BRAKE PROTECTION CLASS IP64; | - | 0 | 0
1FK7063-2AC71-1EG1 |  | 1FK7063-2AC71-1EG1 | 1 | UN | 1 | 15 | C | D | N | N | 85015220 | 1 |  | 11.101 | KG | 1691.3 | 1691.3 | MC05 | MC05 | SIMOTICS S Synchronous motor 1FK7-CT PN=1.9kW; UDC=600V M0=11Nm (100K); NN=2000rpm; Naturally cooled FRAME SIZE IMB 5 (IM V1, IM V3) FLANGE 1, WITH KTY TEMPERATURESENSOR POWER CONNECTOR ROTATABLE ABSOLUTE ENCODERR 2048 S/R + 4096 UMDREHUNGEN MULTITURN, WITH ENDAT-SCHNITTSTELLE (ENCODER AM2048S/R) PLAIN SHAFT, TOLERANCE N; W/O HOLDING BRAKE PROTECTION CLASS IP65, | - | 0 | 0
1FK7063-2AC71-1EG2 |  | 1FK7063-2AC71-1EG2 | 1 | UN | 1 | 15 | C | D | N | N | 85015220 | 1 |  | 11.101 | KG | 1691.3 | 1691.3 | MC05 | MC05 | SIMOTICS S Synchronous motor 1FK7-CT PN=1.9kW; UDC=600V M0=11Nm (100K); NN=2000rpm; Naturally cooled FRAME SIZE IMB 5 (IM V1, IM V3) FLANGE 1, WITH KTY TEMPERATURESENSOR POWER CONNECTOR ROTATABLE ABSOLUTE ENCODERR 2048 S/R + 4096 UMDREHUNGEN MULTITURN, WITH ENDAT-SCHNITTSTELLE (ENCODER AM2048S/R) PLAIN SHAFT, TOLERANCE N; W/O HOLDING BRAKE PROTECTION CLASS IP65, FLANGE ON DRIVE END IP67; | - | 0 | 0
1FK7063-2AC71-1EH0 |  | 1FK7063-2AC71-1EH0 | 1 | UN | 1 | 15 | C | D | N | N | 85015220 | 1 |  | 11.4 | KG | 1832.4 | 1832.4 | MC05 | MC05 | SIMOTICS S Synchronous motor 1FK7-CT PN=1.9kW; UDC=600V M0=11Nm (100K); NN=2000rpm; Naturally cooled FRAME SIZE IMB 5 (IM V1, IM V3) FLANGE 1, WITH KTY TEMPERATURESENSOR POWER CONNECTOR ROTATABLE ABSOLUTE ENCODERR 2048 S/R + 4096 UMDREHUNGEN MULTITURN, WITH ENDAT-SCHNITTSTELLE (ENCODER AM2048S/R) PLAIN SHAFT, TOLERANCE N; WITH HOLDING BRAKE PROTECTION CLASS IP64; | - | 0 | 0
1FK7063-2AC71-1EH1 |  | 1FK7063-2AC71-1EH1 | 1 | UN | 1 | 15 | C | D | N | N | 85015220 | 1 |  | 11.4 | KG | 1894.74 | 1894.74 | MC05 | MC05 | SIMOTICS S Synchronous motor 1FK7-CT PN=1.9kW; UDC=600V M0=11Nm (100K); NN=2000rpm; Naturally cooled FRAME SIZE IMB 5 (IM V1, IM V3) FLANGE 1, WITH KTY TEMPERATURESENSOR POWER CONNECTOR ROTATABLE ABSOLUTE ENCODERR 2048 S/R + 4096 UMDREHUNGEN MULTITURN, WITH ENDAT-SCHNITTSTELLE (ENCODER AM2048S/R) PLAIN SHAFT, TOLERANCE N; WITH HOLDING BRAKE PROTECTION CLASS IP65, | - | 0 | 0
1FK7063-2AC71-1EH2 |  | 1FK7063-2AC71-1EH2 | 1 | UN | 1 | 15 | C | D | N | N | 85015220 | 1 |  | 11.4 | KG | 1894.74 | 1894.74 | MC05 | MC05 | SIMOTICS S Synchronous motor 1FK7-CT PN=1.9kW; UDC=600V M0=11Nm (100K); NN=2000rpm; Naturally cooled FRAME SIZE IMB 5 (IM V1, IM V3) FLANGE 1, WITH KTY TEMPERATURESENSOR POWER CONNECTOR ROTATABLE ABSOLUTE ENCODERR 2048 S/R + 4096 UMDREHUNGEN MULTITURN, WITH ENDAT-SCHNITTSTELLE (ENCODER AM2048S/R) PLAIN SHAFT, TOLERANCE N; WITH HOLDING BRAKE PROTECTION CLASS IP65, FLANGE ON DRIVE END IP67; | - | 0 | 0
1FK7063-2AC71-1FA0 |  | 1FK7063-2AC71-1FA0 | 1 | UN | 1 | 15 | C | D | N | N | 85015220 | 1 |  | 11.101 | KG | 1899.07 | 1899.07 | MC05 | MC05 | SIMOTICS S Synchronous motor 1FK7-CT PN=1.9kW; UDC=600V M0=11Nm (100K); NN=2000rpm; Naturally cooled FRAME SIZE IMB 5 (IM V1, IM V3) FLANGE 1 POWER CONNECTOR ROTATABLE ABSOLUTE ENCODER 22BIT + 12 BIT MULTITURN, WITH DRIVE-CLIQ INTERFACE (ENCODER AM22DQ) SHAFT WITH FITTED KEY, TOLERANCE N; W/O HOLDING BRAKE PROTECTION CLASS IP64; | - | 0 | 0
1FK7063-2AC71-1FG0 |  | 1FK7063-2AC71-1FG0 | 1 | UN | 1 | 15 | C | D | N | N | 85015220 | 1 |  | 11.101 | KG | 1841.58 | 1841.58 | MC05 | MC05 | SIMOTICS S Synchronous motor 1FK7-CT PN=1.9kW; UDC=600V M0=11Nm (100K); NN=2000rpm; Naturally cooled FRAME SIZE IMB 5 (IM V1, IM V3) FLANGE 1 POWER CONNECTOR ROTATABLE ABSOLUTE ENCODER 22BIT + 12 BIT MULTITURN, WITH DRIVE-CLIQ INTERFACE (ENCODER AM22DQ) PLAIN SHAFT, TOLERANCE N; W/O HOLDING BRAKE PROTECTION CLASS IP64; | - | 0 | 0
1FK7063-2AC71-1FH0 |  | 1FK7063-2AC71-1FH0 | 1 | UN | 1 | 15 | C | D | N | N | 85015220 | 1 |  | 11.4 | KG | 2045.02 | 2045.02 | MC05 | MC05 | SIMOTICS S Synchronous motor 1FK7-CT PN=1.9kW; UDC=600V M0=11Nm (100K); NN=2000rpm; Naturally cooled FRAME SIZE IMB 5 (IM V1, IM V3) FLANGE 1 POWER CONNECTOR ROTATABLE ABSOLUTE ENCODER 22BIT + 12 BIT MULTITURN, WITH DRIVE-CLIQ INTERFACE (ENCODER AM22DQ) PLAIN SHAFT, TOLERANCE N; WITH HOLDING BRAKE PROTECTION CLASS IP64; | - | 0 | 0
1FK7063-2AC71-1FH1 |  | 1FK7063-2AC71-1FH1 | 1 | UN | 1 | 15 | C | D | N | N | 85015220 | 1 |  | 11.4 | KG | 2107.36 | 2107.36 | MC05 | MC05 | SIMOTICS S Synchronous motor 1FK7-CT PN=1.9kW; UDC=600V M0=11Nm (100K); NN=2000rpm; Naturally cooled FRAME SIZE IMB 5 (IM V1, IM V3) FLANGE 1 POWER CONNECTOR ROTATABLE ABSOLUTE ENCODER 22BIT + 12 BIT MULTITURN, WITH DRIVE-CLIQ INTERFACE (ENCODER AM22DQ) PLAIN SHAFT, TOLERANCE N; WITH HOLDING BRAKE PROTECTION CLASS IP65, | - | 0 | 0
1FK7063-2AC71-1GA0 |  | 1FK7063-2AC71-1GA0 | 1 | UN | 1 | 15 | C | D | N | N | 85015220 | 1 |  | 11.101 | KG | 1341.49 | 1341.49 | MC05 | MC05 | SIMOTICS S Synchronous motor 1FK7-CT PN=1.9kW; UDC=600V M0=11Nm (100K); NN=2000rpm; Naturally cooled FRAME SIZE IMB 5 (IM V1, IM V3) FLANGE 1, WITH KTY TEMPERATURESENSOR POWER CONNECTOR ROTATABLE ABSOLUTE ENCODER 32 S/R SINGLETURN, 4096 ROTATION MULTITURN, WITH ENDAT- INTERFACE (ENCODER AM32S/R) SHAFT WITH FITTED KEY, TOLERANCE N; W/O HOLDING BRAKE PROTECTION CLASS IP64; | - | 0 | 0
1FK7063-2AC71-1PA0 |  | 1FK7063-2AC71-1PA0 | 1 | UN | 1 | 15 | C | D | N | N | 85015220 | 1 |  | 11.201 | KG | 1208.83 | 1208.83 | MC05 | MC05 | SIMOTICS S Synchronous motor 1FK7-CT PN=1.9kW; UDC=600V M0=11Nm (100K); NN=2000rpm; Naturally cooled FRAME SIZE IMB 5 (IM V1, IM V3) FLANGE 1 POWER CONNECTOR ROTATABLE RESOLVER 2-POLE, WITH DRIVE CLIQ-INTERFACE SHAFT WITH FITTED KEY, TOLERANCE N; W/O HOLDING BRAKE PROTECTION CLASS IP64; | - | 0 | 0
1FK7063-2AC71-1PA1 |  | 1FK7063-2AC71-1PA1 | 1 | UN | 1 | 15 | C | D | N | N | 85015220 | 1 |  | 11.201 | KG | 1271.17 | 1271.17 | MC05 | MC05 | SIMOTICS S Synchronous motor 1FK7-CT PN=1.9kW; UDC=600V M0=11Nm (100K); NN=2000rpm; Naturally cooled FRAME SIZE IMB 5 (IM V1, IM V3) FLANGE 1 POWER CONNECTOR ROTATABLE RESOLVER 2-POLE, WITH DRIVE CLIQ-INTERFACE SHAFT WITH FITTED KEY, TOLERANCE N; W/O HOLDING BRAKE PROTECTION CLASS IP65, | - | 0 | 0
1FK7063-2AC71-1PA2 |  | 1FK7063-2AC71-1PA2 | 1 | UN | 1 | 15 | C | D | N | N | 85015220 | 1 |  | 11.201 | KG | 1271.17 | 1271.17 | MC05 | MC05 | SIMOTICS S Synchronous motor 1FK7-CT PN=1.9kW; UDC=600V M0=11Nm (100K); NN=2000rpm; Naturally cooled FRAME SIZE IMB 5 (IM V1, IM V3) FLANGE 1 POWER CONNECTOR ROTATABLE RESOLVER 2-POLE, WITH DRIVE CLIQ-INTERFACE SHAFT WITH FITTED KEY, TOLERANCE N; W/O HOLDING BRAKE PROTECTION CLASS IP65, FLANGE ON DRIVE END IP67; | - | 0 | 0
1FK7063-2AC71-1PB0 |  | 1FK7063-2AC71-1PB0 | 1 | UN | 1 | 15 | C | D | N | N | 85015220 | 1 |  | 11.5 | KG | 1410.77 | 1410.77 | MC05 | MC05 | SIMOTICS S Synchronous motor 1FK7-CT PN=1.9kW; UDC=600V M0=11Nm (100K); NN=2000rpm; Naturally cooled FRAME SIZE IMB 5 (IM V1, IM V3) FLANGE 1 POWER CONNECTOR ROTATABLE RESOLVER 2-POLE, WITH DRIVE CLIQ-INTERFACE SHAFT WITH FITTED KEY, TOLERANCE N; WITH HOLDING BRAKE PROTECTION CLASS IP64; | - | 0 | 0
1FK7063-2AC71-1PB1 |  | 1FK7063-2AC71-1PB1 | 1 | UN | 1 | 15 | C | D | N | N | 85015220 | 1 |  | 11.5 | KG | 1473.11 | 1473.11 | MC05 | MC05 | SIMOTICS S Synchronous motor 1FK7-CT PN=1.9kW; UDC=600V M0=11Nm (100K); NN=2000rpm; Naturally cooled FRAME SIZE IMB 5 (IM V1, IM V3) FLANGE 1 POWER CONNECTOR ROTATABLE RESOLVER 2-POLE, WITH DRIVE CLIQ-INTERFACE SHAFT WITH FITTED KEY, TOLERANCE N; WITH HOLDING BRAKE PROTECTION CLASS IP65, | - | 0 | 0
1FK7063-2AC71-1PB2 |  | 1FK7063-2AC71-1PB2 | 1 | UN | 1 | 15 | C | D | N | N | 85015220 | 1 |  | 11.5 | KG | 1473.11 | 1473.11 | MC05 | MC05 | SIMOTICS S Synchronous motor 1FK7-CT PN=1.9kW; UDC=600V M0=11Nm (100K); NN=2000rpm; Naturally cooled FRAME SIZE IMB 5 (IM V1, IM V3) FLANGE 1 POWER CONNECTOR ROTATABLE RESOLVER 2-POLE, WITH DRIVE CLIQ-INTERFACE SHAFT WITH FITTED KEY, TOLERANCE N; WITH HOLDING BRAKE PROTECTION CLASS IP65, FLANGE ON DRIVE END IP67; | - | 0 | 0
1FK7063-2AC71-1PG0 |  | 1FK7063-2AC71-1PG0 | 1 | UN | 1 | 15 | C | D | N | N | 85015220 | 1 |  | 11.201 | KG | 1151.34 | 1151.34 | MC05 | MC05 | SIMOTICS S Synchronous motor 1FK7-CT PN=1.9kW; UDC=600V M0=11Nm (100K); NN=2000rpm; Naturally cooled FRAME SIZE IMB 5 (IM V1, IM V3) FLANGE 1 POWER CONNECTOR ROTATABLE RESOLVER 2-POLE, WITH DRIVE CLIQ-INTERFACE PLAIN SHAFT, TOLERANCE N; W/O HOLDING BRAKE PROTECTION CLASS IP64; | - | 0 | 0
1FK7063-2AC71-1PG1 |  | 1FK7063-2AC71-1PG1 | 1 | UN | 1 | 15 | C | D | N | N | 85015220 | 1 |  | 11.201 | KG | 1213.68 | 1213.68 | MC05 | MC05 | SIMOTICS S Synchronous motor 1FK7-CT PN=1.9kW; UDC=600V M0=11Nm (100K); NN=2000rpm; Naturally cooled FRAME SIZE IMB 5 (IM V1, IM V3) FLANGE 1 POWER CONNECTOR ROTATABLE RESOLVER 2-POLE, WITH DRIVE CLIQ-INTERFACE PLAIN SHAFT, TOLERANCE N; W/O HOLDING BRAKE PROTECTION CLASS IP65, | - | 0 | 0
1FK7063-2AC71-1PG2 |  | 1FK7063-2AC71-1PG2 | 1 | UN | 1 | 15 | C | D | N | N | 85015220 | 1 |  | 11.201 | KG | 1213.68 | 1213.68 | MC05 | MC05 | SIMOTICS S Synchronous motor 1FK7-CT PN=1.9kW; UDC=600V M0=11Nm (100K); NN=2000rpm; Naturally cooled FRAME SIZE IMB 5 (IM V1, IM V3) FLANGE 1 POWER CONNECTOR ROTATABLE RESOLVER 2-POLE, WITH DRIVE CLIQ-INTERFACE PLAIN SHAFT, TOLERANCE N; W/O HOLDING BRAKE PROTECTION CLASS IP65, FLANGE ON DRIVE END IP67; | - | 0 | 0
1FK7063-2AC71-1PH0 |  | 1FK7063-2AC71-1PH0 | 1 | UN | 1 | 15 | C | D | N | N | 85015220 | 1 |  | 11.5 | KG | 1354.78 | 1354.78 | MC05 | MC05 | SIMOTICS S Synchronous motor 1FK7-CT PN=1.9kW; UDC=600V M0=11Nm (100K); NN=2000rpm; Naturally cooled FRAME SIZE IMB 5 (IM V1, IM V3) FLANGE 1 POWER CONNECTOR ROTATABLE RESOLVER 2-POLE, WITH DRIVE CLIQ-INTERFACE PLAIN SHAFT, TOLERANCE N; WITH HOLDING BRAKE PROTECTION CLASS IP64; | - | 0 | 0
1FK7063-2AC71-1PH1 |  | 1FK7063-2AC71-1PH1 | 1 | UN | 1 | 15 | C | D | N | N | 85015220 | 1 |  | 11.5 | KG | 1417.12 | 1417.12 | MC05 | MC05 | SIMOTICS S Synchronous motor 1FK7-CT PN=1.9kW; UDC=600V M0=11Nm (100K); NN=2000rpm; Naturally cooled FRAME SIZE IMB 5 (IM V1, IM V3) FLANGE 1 POWER CONNECTOR ROTATABLE RESOLVER 2-POLE, WITH DRIVE CLIQ-INTERFACE PLAIN SHAFT, TOLERANCE N; WITH HOLDING BRAKE PROTECTION CLASS IP65, | - | 0 | 0
1FK7063-2AC71-1PH2 |  | 1FK7063-2AC71-1PH2 | 1 | UN | 1 | 15 | C | D | N | N | 85015220 | 1 |  | 11.5 | KG | 1417.12 | 1417.12 | MC05 | MC05 | SIMOTICS S Synchronous motor 1FK7-CT PN=1.9kW; UDC=600V M0=11Nm (100K); NN=2000rpm; Naturally cooled FRAME SIZE IMB 5 (IM V1, IM V3) FLANGE 1 POWER CONNECTOR ROTATABLE RESOLVER 2-POLE, WITH DRIVE CLIQ-INTERFACE PLAIN SHAFT, TOLERANCE N; WITH HOLDING BRAKE PROTECTION CLASS IP65, FLANGE ON DRIVE END IP67; | - | 0 | 0
1FK7063-2AC71-1QA0 |  | 1FK7063-2AC71-1QA0 | 1 | UN | 1 | 15 | C | D | N | N | 85015220 | 1 |  | 11.101 | KG | 1277.52 | 1277.52 | MC05 | MC05 | SIMOTICS S synchronous motor 1FK7-CT PN=1.9kW; UDC=600V M0=11Nm (100K); NN=2000rpm; naturally cooled design IMB 5 (IM V1, IM V3) Flange 1 Power connector rotatable Absolute encoder single-turn 20-bit with Drive-CLiQ interface (encoder AS20DQI) shaft with feather key, tolerance N without holding brake, degree of protection IP64 | - | 0 | 0
1FK7063-2AC71-1QA1 |  | 1FK7063-2AC71-1QA1 | 1 | UN | 1 | 15 | C | D | N | N | 85015220 | 1 |  | 11.101 | KG | 1339.86 | 1339.86 | MC05 | MC05 | SIMOTICS S synchronous motor 1FK7-CT PN=1.9kW; UDC=600V M0=11Nm (100K); NN=2000rpm; naturally cooled design IMB 5 (IM V1, IM V3) Flange 1 Power connector rotatable Absolute encoder single-turn 20-bit with Drive-CLiQ interface (encoder AS20DQI) shaft with feather key, tolerance N without holding brake, degree of protection IP65 | - | 0 | 0
1FK7063-2AC71-1QA2 |  | 1FK7063-2AC71-1QA2 | 1 | UN | 1 | 15 | C | D | N | N | 85015220 | 1 |  | 11.101 | KG | 1339.86 | 1339.86 | MC05 | MC05 | SIMOTICS S synchronous motor 1FK7-CT PN=1.9kW; UDC=600V M0=11Nm (100K); NN=2000rpm; naturally cooled design IMB 5 (IM V1, IM V3) Flange 1 Power connector rotatable Absolute encoder single-turn 20-bit with Drive-CLiQ interface (encoder AS20DQI) shaft with feather key, tolerance N without holding brake, degree of protection IP65 DE Flange, IP67 | - | 0 | 0
1FK7063-2AC71-1QB0 |  | 1FK7063-2AC71-1QB0 | 1 | UN | 1 | 15 | C | D | N | N | 85015220 | 1 |  | 11.4 | KG | 1479.46 | 1479.46 | MC05 | MC05 | SIMOTICS S synchronous motor 1FK7-CT PN=1.9kW; UDC=600V M0=11Nm (100K); NN=2000rpm; naturally cooled design IMB 5 (IM V1, IM V3) Flange 1 Power connector rotatable Absolute encoder single-turn 20-bit with Drive-CLiQ interface (encoder AS20DQI) shaft with feather key, tolerance N with holding brake, degree of protection IP64 | - | 0 | 0
1FK7063-2AC71-1QB1 |  | 1FK7063-2AC71-1QB1 | 1 | UN | 1 | 15 | C | D | N | N | 85015220 | 1 |  | 11.4 | KG | 1541.8 | 1541.8 | MC05 | MC05 | SIMOTICS S synchronous motor 1FK7-CT PN=1.9kW; UDC=600V M0=11Nm (100K); NN=2000rpm; naturally cooled design IMB 5 (IM V1, IM V3) Flange 1 Power connector rotatable Absolute encoder single-turn 20-bit with Drive-CLiQ interface (encoder AS20DQI) shaft with feather key, tolerance N with holding brake, degree of protection IP65 | - | 0 | 0
1FK7063-2AC71-1QB2 |  | 1FK7063-2AC71-1QB2 | 1 | UN | 1 | 15 | C | D | N | N | 85015220 | 1 |  | 11.4 | KG | 1541.8 | 1541.8 | MC05 | MC05 | SIMOTICS S synchronous motor 1FK7-CT PN=1.9kW; UDC=600V M0=11Nm (100K); NN=2000rpm; naturally cooled design IMB 5 (IM V1, IM V3) Flange 1 Power connector rotatable Absolute encoder single-turn 20-bit with Drive-CLiQ interface (encoder AS20DQI) shaft with feather key, tolerance N with holding brake, degree of protection IP65 DE Flange, IP67 | - | 0 | 0
1FK7063-2AC71-1QG0 |  | 1FK7063-2AC71-1QG0 | 1 | UN | 1 | 15 | C | D | N | N | 85015220 | 1 |  | 11.101 | KG | 1220.03 | 1220.03 | MC05 | MC05 | SIMOTICS S synchronous motor 1FK7-CT PN=1.9kW; UDC=600V M0=11Nm (100K); NN=2000rpm; naturally cooled design IMB 5 (IM V1, IM V3) Flange 1 Power connector rotatable Absolute encoder single-turn 20-bit with Drive-CLiQ interface (encoder AS20DQI) Smooth shaft, tolerance N without holding brake, degree of protection IP64 | - | 0 | 0
1FK7063-2AC71-1QG1 |  | 1FK7063-2AC71-1QG1 | 1 | UN | 1 | 15 | C | D | N | N | 85015220 | 1 |  | 11.101 | KG | 1282.37 | 1282.37 | MC05 | MC05 | SIMOTICS S synchronous motor 1FK7-CT PN=1.9kW; UDC=600V M0=11Nm (100K); NN=2000rpm; naturally cooled design IMB 5 (IM V1, IM V3) Flange 1 Power connector rotatable Absolute encoder single-turn 20-bit with Drive-CLiQ interface (encoder AS20DQI) Smooth shaft, tolerance N without holding brake, degree of protection IP65 | - | 0 | 0
1FK7063-2AC71-1QG2 |  | 1FK7063-2AC71-1QG2 | 1 | UN | 1 | 15 | C | D | N | N | 85015220 | 1 |  | 11.101 | KG | 1282.37 | 1282.37 | MC05 | MC05 | SIMOTICS S synchronous motor 1FK7-CT PN=1.9kW; UDC=600V M0=11Nm (100K); NN=2000rpm; naturally cooled design IMB 5 (IM V1, IM V3) Flange 1 Power connector rotatable Absolute encoder single-turn 20-bit with Drive-CLiQ interface (encoder AS20DQI) Smooth shaft, tolerance N without holding brake, degree of protection IP65 DE Flange, IP67 | - | 0 | 0
1FK7063-2AC71-1QH0 |  | 1FK7063-2AC71-1QH0 | 1 | UN | 1 | 15 | C | D | N | N | 85015220 | 1 |  | 11.4 | KG | 1423.48 | 1423.48 | MC05 | MC05 | SIMOTICS S synchronous motor 1FK7-CT PN=1.9kW; UDC=600V M0=11Nm (100K); NN=2000rpm; naturally cooled design IMB 5 (IM V1, IM V3) Flange 1 Power connector rotatable Absolute encoder single-turn 20-bit with Drive-CLiQ interface (encoder AS20DQI) Smooth shaft, tolerance N with holding brake, degree of protection IP64 | - | 0 | 0
1FK7063-2AC71-1QH1 |  | 1FK7063-2AC71-1QH1 | 1 | UN | 1 | 15 | C | D | N | N | 85015220 | 1 |  | 11.4 | KG | 1485.81 | 1485.81 | MC05 | MC05 | SIMOTICS S synchronous motor 1FK7-CT PN=1.9kW; UDC=600V M0=11Nm (100K); NN=2000rpm; naturally cooled design IMB 5 (IM V1, IM V3) Flange 1 Power connector rotatable Absolute encoder single-turn 20-bit with Drive-CLiQ interface (encoder AS20DQI) Smooth shaft, tolerance N with holding brake, degree of protection IP65 | - | 0 | 0
1FK7063-2AC71-1QH2 |  | 1FK7063-2AC71-1QH2 | 1 | UN | 1 | 15 | C | D | N | N | 85015220 | 1 |  | 11.4 | KG | 1485.81 | 1485.81 | MC05 | MC05 | SIMOTICS S synchronous motor 1FK7-CT PN=1.9kW; UDC=600V M0=11Nm (100K); NN=2000rpm; naturally cooled design IMB 5 (IM V1, IM V3) Flange 1 Power connector rotatable Absolute encoder single-turn 20-bit with Drive-CLiQ interface (encoder AS20DQI) Smooth shaft, tolerance N with holding brake, degree of protection IP65 DE Flange, IP67 | - | 0 | 0
1FK7063-2AC71-1RA0 |  | 1FK7063-2AC71-1RA0 | 1 | UN | 1 | 15 | C | D | N | N | 85015220 | 1 |  | 11.101 | KG | 1526.89 | 1526.89 | MC05 | MC05 | SIMOTICS S synchronous motor 1FK7-CT PN=1.9kW; UDC=600V M0=11Nm (100K); NN=2000rpm; naturally cooled design IMB 5 (IM V1, IM V3) Flange 1 Power connector rotatable Absolute encoder 20-bit + 12-bit multiturn with DRIVE-CLiQ interface (encoder AM20DQI) shaft with feather key, tolerance N without holding brake, degree of protection IP64 | - | 0 | 0
1FK7063-2AC71-1RA1 |  | 1FK7063-2AC71-1RA1 | 1 | UN | 1 | 15 | C | D | N | N | 85015220 | 1 |  | 11.101 | KG | 1589.23 | 1589.23 | MC05 | MC05 | SIMOTICS S synchronous motor 1FK7-CT PN=1.9kW; UDC=600V M0=11Nm (100K); NN=2000rpm; naturally cooled design IMB 5 (IM V1, IM V3) Flange 1 Power connector rotatable Absolute encoder 20-bit + 12-bit multiturn with DRIVE-CLiQ interface (encoder AM20DQI) shaft with feather key, tolerance N without holding brake, degree of protection IP65 | - | 0 | 0
1FK7063-2AC71-1RA2 |  | 1FK7063-2AC71-1RA2 | 1 | UN | 1 | 15 | C | D | N | N | 85015220 | 1 |  | 11.101 | KG | 1589.23 | 1589.23 | MC05 | MC05 | SIMOTICS S synchronous motor 1FK7-CT PN=1.9kW; UDC=600V M0=11Nm (100K); NN=2000rpm; naturally cooled design IMB 5 (IM V1, IM V3) Flange 1 Power connector rotatable Absolute encoder 20-bit + 12-bit multiturn with DRIVE-CLiQ interface (encoder AM20DQI) shaft with feather key, tolerance N without holding brake, degree of protection IP65 DE Flange, IP67 | - | 0 | 0
1FK7063-2AC71-1RB0 |  | 1FK7063-2AC71-1RB0 | 1 | UN | 1 | 15 | C | D | N | N | 85015220 | 1 |  | 11.4 | KG | 1728.85 | 1728.85 | MC05 | MC05 | SIMOTICS S synchronous motor 1FK7-CT PN=1.9kW; UDC=600V M0=11Nm (100K); NN=2000rpm; naturally cooled design IMB 5 (IM V1, IM V3) Flange 1 Power connector rotatable Absolute encoder 20-bit + 12-bit multiturn with DRIVE-CLiQ interface (encoder AM20DQI) shaft with feather key, tolerance N with holding brake, degree of protection IP64 | - | 0 | 0
1FK7063-2AC71-1RB1 |  | 1FK7063-2AC71-1RB1 | 1 | UN | 1 | 15 | C | D | N | N | 85015220 | 1 |  | 11.4 | KG | 1791.18 | 1791.18 | MC05 | MC05 | SIMOTICS S synchronous motor 1FK7-CT PN=1.9kW; UDC=600V M0=11Nm (100K); NN=2000rpm; naturally cooled design IMB 5 (IM V1, IM V3) Flange 1 Power connector rotatable Absolute encoder 20-bit + 12-bit multiturn with DRIVE-CLiQ interface (encoder AM20DQI) shaft with feather key, tolerance N with holding brake, degree of protection IP65 | - | 0 | 0
1FK7063-2AC71-1RB2 |  | 1FK7063-2AC71-1RB2 | 1 | UN | 1 | 15 | C | D | N | N | 85015220 | 1 |  | 11.4 | KG | 1791.18 | 1791.18 | MC05 | MC05 | SIMOTICS S synchronous motor 1FK7-CT PN=1.9kW; UDC=600V M0=11Nm (100K); NN=2000rpm; naturally cooled design IMB 5 (IM V1, IM V3) Flange 1 Power connector rotatable Absolute encoder 20-bit + 12-bit multiturn with DRIVE-CLiQ interface (encoder AM20DQI) shaft with feather key, tolerance N with holding brake, degree of protection IP65 DE Flange, IP67 | - | 0 | 0
1FK7063-2AC71-1RG0 |  | 1FK7063-2AC71-1RG0 | 1 | UN | 1 | 15 | C | D | N | N | 85015220 | 1 |  | 11.101 | KG | 1469.4 | 1469.4 | MC05 | MC05 | SIMOTICS S synchronous motor 1FK7-CT PN=1.9kW; UDC=600V M0=11Nm (100K); NN=2000rpm; naturally cooled design IMB 5 (IM V1, IM V3) Flange 1 Power connector rotatable Absolute encoder 20-bit + 12-bit multiturn with DRIVE-CLiQ interface (encoder AM20DQI) Smooth shaft, tolerance N without holding brake, degree of protection IP64 | - | 0 | 0
1FK7063-2AC71-1RG1 |  | 1FK7063-2AC71-1RG1 | 1 | UN | 1 | 15 | C | D | N | N | 85015220 | 1 |  | 11.101 | KG | 1531.74 | 1531.74 | MC05 | MC05 | SIMOTICS S synchronous motor 1FK7-CT PN=1.9kW; UDC=600V M0=11Nm (100K); NN=2000rpm; naturally cooled design IMB 5 (IM V1, IM V3) Flange 1 Power connector rotatable Absolute encoder 20-bit + 12-bit multiturn with DRIVE-CLiQ interface (encoder AM20DQI) Smooth shaft, tolerance N without holding brake, degree of protection IP65 | - | 0 | 0
1FK7063-2AC71-1RG2 |  | 1FK7063-2AC71-1RG2 | 1 | UN | 1 | 15 | C | D | N | N | 85015220 | 1 |  | 11.101 | KG | 1531.74 | 1531.74 | MC05 | MC05 | SIMOTICS S synchronous motor 1FK7-CT PN=1.9kW; UDC=600V M0=11Nm (100K); NN=2000rpm; naturally cooled design IMB 5 (IM V1, IM V3) Flange 1 Power connector rotatable Absolute encoder 20-bit + 12-bit multiturn with DRIVE-CLiQ interface (encoder AM20DQI) Smooth shaft, tolerance N without holding brake, degree of protection IP65 DE Flange, IP67 | - | 0 | 0
1FK7063-2AC71-1RH0 |  | 1FK7063-2AC71-1RH0 | 1 | UN | 1 | 15 | C | D | N | N | 85015220 | 1 |  | 11.4 | KG | 1672.85 | 1672.85 | MC05 | MC05 | SIMOTICS S synchronous motor 1FK7-CT PN=1.9kW; UDC=600V M0=11Nm (100K); NN=2000rpm; naturally cooled design IMB 5 (IM V1, IM V3) Flange 1 Power connector rotatable Absolute encoder 20-bit + 12-bit multiturn with DRIVE-CLiQ interface (encoder AM20DQI) Smooth shaft, tolerance N with holding brake, degree of protection IP64 | - | 0 | 0
1FK7063-2AC71-1RH1 |  | 1FK7063-2AC71-1RH1 | 1 | UN | 1 | 15 | C | D | N | N | 85015220 | 1 |  | 11.4 | KG | 1735.18 | 1735.18 | MC05 | MC05 | SIMOTICS S synchronous motor 1FK7-CT PN=1.9kW; UDC=600V M0=11Nm (100K); NN=2000rpm; naturally cooled design IMB 5 (IM V1, IM V3) Flange 1 Power connector rotatable Absolute encoder 20-bit + 12-bit multiturn with DRIVE-CLiQ interface (encoder AM20DQI) Smooth shaft, tolerance N with holding brake, degree of protection IP65 | - | 0 | 0
1FK7063-2AC71-1RH2 |  | 1FK7063-2AC71-1RH2 | 1 | UN | 1 | 15 | C | D | N | N | 85015220 | 1 |  | 11.4 | KG | 1735.18 | 1735.18 | MC05 | MC05 | SIMOTICS S synchronous motor 1FK7-CT PN=1.9kW; UDC=600V M0=11Nm (100K); NN=2000rpm; naturally cooled design IMB 5 (IM V1, IM V3) Flange 1 Power connector rotatable Absolute encoder 20-bit + 12-bit multiturn with DRIVE-CLiQ interface (encoder AM20DQI) Smooth shaft, tolerance N with holding brake, degree of protection IP65 DE Flange, IP67 | - | 0 | 0
1FK7063-2AC71-1SA0 |  | 1FK7063-2AC71-1SA0 | 1 | UN | 1 | 15 | C | D | N | N | 85015220 | 1 |  | 11.102 | KG | 1048.13 | 1048.13 | MC05 | MC05 | SIMOTICS S Synchronous motor 1FK7-CT PN=1.9kW; UDC=600V M0=11Nm (100K); NN=2000rpm; Naturally cooled FRAME SIZE IMB 5 (IM V1, IM V3) FLANGE 1, WITH KTY TEMPERATURESENSOR POWER CONNECTOR ROTATABLE RESOLVER MULTI-POLE (RESOLVER P=4); SHAFT WITH FITTED KEY, TOLERANCE N; W/O HOLDING BRAKE PROTECTION CLASS IP64; | - | 0 | 0
1FK7063-2AC71-1SA1 |  | 1FK7063-2AC71-1SA1 | 1 | UN | 1 | 15 | C | D | N | N | 85015220 | 1 |  | 11.102 | KG | 1110.47 | 1110.47 | MC05 | MC05 | SIMOTICS S Synchronous motor 1FK7-CT PN=1.9kW; UDC=600V M0=11Nm (100K); NN=2000rpm; Naturally cooled FRAME SIZE IMB 5 (IM V1, IM V3) FLANGE 1, WITH KTY TEMPERATURESENSOR POWER CONNECTOR ROTATABLE RESOLVER MULTI-POLE (RESOLVER P=4); SHAFT WITH FITTED KEY, TOLERANCE N; W/O HOLDING BRAKE PROTECTION CLASS IP65, | - | 0 | 0
1FK7063-2AC71-1SA2 |  | 1FK7063-2AC71-1SA2 | 1 | UN | 1 | 15 | C | D | N | N | 85015220 | 1 |  | 11.102 | KG | 1110.47 | 1110.47 | MC05 | MC05 | SIMOTICS S Synchronous motor 1FK7-CT PN=1.9kW; UDC=600V M0=11Nm (100K); NN=2000rpm; Naturally cooled FRAME SIZE IMB 5 (IM V1, IM V3) FLANGE 1, WITH KTY TEMPERATURESENSOR POWER CONNECTOR ROTATABLE RESOLVER MULTI-POLE (RESOLVER P=4); SHAFT WITH FITTED KEY, TOLERANCE N; W/O HOLDING BRAKE PROTECTION CLASS IP65, FLANGE ON DRIVE END IP67; | - | 0 | 0
1FK7063-2AC71-1SB0 |  | 1FK7063-2AC71-1SB0 | 1 | UN | 1 | 15 | C | D | N | N | 85015220 | 1 |  | 11.401 | KG | 1250.07 | 1250.07 | MC05 | MC05 | SIMOTICS S Synchronous motor 1FK7-CT PN=1.9kW; UDC=600V M0=11Nm (100K); NN=2000rpm; Naturally cooled FRAME SIZE IMB 5 (IM V1, IM V3) FLANGE 1, WITH KTY TEMPERATURESENSOR POWER CONNECTOR ROTATABLE RESOLVER MULTI-POLE (RESOLVER P=4); SHAFT WITH FITTED KEY, TOLERANCE N; WITH HOLDING BRAKE PROTECTION CLASS IP64; | - | 0 | 0
1FK7063-2AC71-1SB1 |  | 1FK7063-2AC71-1SB1 | 1 | UN | 1 | 15 | C | D | N | N | 85015220 | 1 |  | 11.401 | KG | 1312.41 | 1312.41 | MC05 | MC05 | SIMOTICS S Synchronous motor 1FK7-CT PN=1.9kW; UDC=600V M0=11Nm (100K); NN=2000rpm; Naturally cooled FRAME SIZE IMB 5 (IM V1, IM V3) FLANGE 1, WITH KTY TEMPERATURESENSOR POWER CONNECTOR ROTATABLE RESOLVER MULTI-POLE (RESOLVER P=4); SHAFT WITH FITTED KEY, TOLERANCE N; WITH HOLDING BRAKE PROTECTION CLASS IP65, | - | 0 | 0
1FK7063-2AC71-1SB2 |  | 1FK7063-2AC71-1SB2 | 1 | UN | 1 | 15 | C | D | N | N | 85015220 | 1 |  | 11.401 | KG | 1312.41 | 1312.41 | MC05 | MC05 | SIMOTICS S Synchronous motor 1FK7-CT PN=1.9kW; UDC=600V M0=11Nm (100K); NN=2000rpm; Naturally cooled FRAME SIZE IMB 5 (IM V1, IM V3) FLANGE 1, WITH KTY TEMPERATURESENSOR POWER CONNECTOR ROTATABLE RESOLVER MULTI-POLE (RESOLVER P=4); SHAFT WITH FITTED KEY, TOLERANCE N; WITH HOLDING BRAKE PROTECTION CLASS IP65, FLANGE ON DRIVE END IP67; | - | 0 | 0
1FK7063-2AC71-1SG0 |  | 1FK7063-2AC71-1SG0 | 1 | UN | 1 | 15 | C | D | N | N | 85015220 | 1 |  | 11.102 | KG | 990.64 | 990.64 | MC05 | MC05 | SIMOTICS S Synchronous motor 1FK7-CT PN=1.9kW; UDC=600V M0=11Nm (100K); NN=2000rpm; Naturally cooled FRAME SIZE IMB 5 (IM V1, IM V3) FLANGE 1, WITH KTY TEMPERATURESENSOR POWER CONNECTOR ROTATABLE RESOLVER MULTI-POLE (RESOLVER P=4); PLAIN SHAFT, TOLERANCE N; W/O HOLDING BRAKE PROTECTION CLASS IP64; | - | 0 | 0
1FK7063-2AC71-1SG1 |  | 1FK7063-2AC71-1SG1 | 1 | UN | 1 | 15 | C | D | N | N | 85015220 | 1 |  | 11.102 | KG | 1052.98 | 1052.98 | MC05 | MC05 | SIMOTICS S Synchronous motor 1FK7-CT PN=1.9kW; UDC=600V M0=11Nm (100K); NN=2000rpm; Naturally cooled FRAME SIZE IMB 5 (IM V1, IM V3) FLANGE 1, WITH KTY TEMPERATURESENSOR POWER CONNECTOR ROTATABLE RESOLVER MULTI-POLE (RESOLVER P=4); PLAIN SHAFT, TOLERANCE N; W/O HOLDING BRAKE PROTECTION CLASS IP65, | - | 0 | 0
1FK7063-2AC71-1SG2 |  | 1FK7063-2AC71-1SG2 | 1 | UN | 1 | 15 | C | D | N | N | 85015220 | 1 |  | 11.102 | KG | 1052.98 | 1052.98 | MC05 | MC05 | SIMOTICS S Synchronous motor 1FK7-CT PN=1.9kW; UDC=600V M0=11Nm (100K); NN=2000rpm; Naturally cooled FRAME SIZE IMB 5 (IM V1, IM V3) FLANGE 1, WITH KTY TEMPERATURESENSOR POWER CONNECTOR ROTATABLE RESOLVER MULTI-POLE (RESOLVER P=4); PLAIN SHAFT, TOLERANCE N; W/O HOLDING BRAKE PROTECTION CLASS IP65, FLANGE ON DRIVE END IP67; | - | 0 | 0
1FK7063-2AC71-1SH0 |  | 1FK7063-2AC71-1SH0 | 1 | UN | 1 | 15 | C | D | N | N | 85015220 | 1 |  | 11.401 | KG | 1194.08 | 1194.08 | MC05 | MC05 | SIMOTICS S Synchronous motor 1FK7-CT PN=1.9kW; UDC=600V M0=11Nm (100K); NN=2000rpm; Naturally cooled FRAME SIZE IMB 5 (IM V1, IM V3) FLANGE 1, WITH KTY TEMPERATURESENSOR POWER CONNECTOR ROTATABLE RESOLVER MULTI-POLE (RESOLVER P=4); PLAIN SHAFT, TOLERANCE N; WITH HOLDING BRAKE PROTECTION CLASS IP64; | - | 0 | 0
1FK7063-2AC71-1SH1 |  | 1FK7063-2AC71-1SH1 | 1 | UN | 1 | 15 | C | D | N | N | 85015220 | 1 |  | 11.401 | KG | 1256.42 | 1256.42 | MC05 | MC05 | SIMOTICS S Synchronous motor 1FK7-CT PN=1.9kW; UDC=600V M0=11Nm (100K); NN=2000rpm; Naturally cooled FRAME SIZE IMB 5 (IM V1, IM V3) FLANGE 1, WITH KTY TEMPERATURESENSOR POWER CONNECTOR ROTATABLE RESOLVER MULTI-POLE (RESOLVER P=4); PLAIN SHAFT, TOLERANCE N; WITH HOLDING BRAKE PROTECTION CLASS IP65, | - | 0 | 0
1FK7063-2AC71-1SH2 |  | 1FK7063-2AC71-1SH2 | 1 | UN | 1 | 15 | C | D | N | N | 85015220 | 1 |  | 11.401 | KG | 1256.42 | 1256.42 | MC05 | MC05 | SIMOTICS S Synchronous motor 1FK7-CT PN=1.9kW; UDC=600V M0=11Nm (100K); NN=2000rpm; Naturally cooled FRAME SIZE IMB 5 (IM V1, IM V3) FLANGE 1, WITH KTY TEMPERATURESENSOR POWER CONNECTOR ROTATABLE RESOLVER MULTI-POLE (RESOLVER P=4); PLAIN SHAFT, TOLERANCE N; WITH HOLDING BRAKE PROTECTION CLASS IP65, FLANGE ON DRIVE END IP67; | - | 0 | 0
1FK7063-2AC71-1TA0 |  | 1FK7063-2AC71-1TA0 | 1 | UN | 1 | 15 | C | D | N | N | 85015220 | 1 |  | 11.102 | KG | 1048.13 | 1048.13 | MC05 | MC05 | SIMOTICS S Synchronous motor 1FK7-CT PN=1.9kW; UDC=600V M0=11Nm (100K); NN=2000rpm; Naturally cooled FRAME SIZE IMB 5 (IM V1, IM V3) FLANGE 1, WITH KTY TEMPERATURESENSOR POWER CONNECTOR ROTATABLE RESOLVER 2-POLE (RESOLVER P=1); SHAFT WITH FITTED KEY, TOLERANCE N; W/O HOLDING BRAKE PROTECTION CLASS IP64; | - | 0 | 0
1FK7063-2AC71-1TA1 |  | 1FK7063-2AC71-1TA1 | 1 | UN | 1 | 15 | C | D | N | N | 85015220 | 1 |  | 11.102 | KG | 1110.47 | 1110.47 | MC05 | MC05 | SIMOTICS S Synchronous motor 1FK7-CT PN=1.9kW; UDC=600V M0=11Nm (100K); NN=2000rpm; Naturally cooled FRAME SIZE IMB 5 (IM V1, IM V3) FLANGE 1, WITH KTY TEMPERATURESENSOR POWER CONNECTOR ROTATABLE RESOLVER 2-POLE (RESOLVER P=1); SHAFT WITH FITTED KEY, TOLERANCE N; W/O HOLDING BRAKE PROTECTION CLASS IP65, | - | 0 | 0
1FK7063-2AC71-1TA2 |  | 1FK7063-2AC71-1TA2 | 1 | UN | 1 | 15 | C | D | N | N | 85015220 | 1 |  | 11.102 | KG | 1110.47 | 1110.47 | MC05 | MC05 | SIMOTICS S Synchronous motor 1FK7-CT PN=1.9kW; UDC=600V M0=11Nm (100K); NN=2000rpm; Naturally cooled FRAME SIZE IMB 5 (IM V1, IM V3) FLANGE 1, WITH KTY TEMPERATURESENSOR POWER CONNECTOR ROTATABLE RESOLVER 2-POLE (RESOLVER P=1); SHAFT WITH FITTED KEY, TOLERANCE N; W/O HOLDING BRAKE PROTECTION CLASS IP65, FLANGE ON DRIVE END IP67; | - | 0 | 0
1FK7063-2AC71-1TB0 |  | 1FK7063-2AC71-1TB0 | 1 | UN | 1 | 15 | C | D | N | N | 85015220 | 1 |  | 11.401 | KG | 1250.07 | 1250.07 | MC05 | MC05 | SIMOTICS S Synchronous motor 1FK7-CT PN=1.9kW; UDC=600V M0=11Nm (100K); NN=2000rpm; Naturally cooled FRAME SIZE IMB 5 (IM V1, IM V3) FLANGE 1, WITH KTY TEMPERATURESENSOR POWER CONNECTOR ROTATABLE RESOLVER 2-POLE (RESOLVER P=1); SHAFT WITH FITTED KEY, TOLERANCE N; WITH HOLDING BRAKE PROTECTION CLASS IP64; | - | 0 | 0
1FK7063-2AC71-1TB1 |  | 1FK7063-2AC71-1TB1 | 1 | UN | 1 | 15 | C | D | N | N | 85015220 | 1 |  | 11.401 | KG | 1312.41 | 1312.41 | MC05 | MC05 | SIMOTICS S Synchronous motor 1FK7-CT PN=1.9kW; UDC=600V M0=11Nm (100K); NN=2000rpm; Naturally cooled FRAME SIZE IMB 5 (IM V1, IM V3) FLANGE 1, WITH KTY TEMPERATURESENSOR POWER CONNECTOR ROTATABLE RESOLVER 2-POLE (RESOLVER P=1); SHAFT WITH FITTED KEY, TOLERANCE N; WITH HOLDING BRAKE PROTECTION CLASS IP65, | - | 0 | 0
1FK7063-2AC71-1TB2 |  | 1FK7063-2AC71-1TB2 | 1 | UN | 1 | 15 | C | D | N | N | 85015220 | 1 |  | 11.401 | KG | 1312.41 | 1312.41 | MC05 | MC05 | SIMOTICS S Synchronous motor 1FK7-CT PN=1.9kW; UDC=600V M0=11Nm (100K); NN=2000rpm; Naturally cooled FRAME SIZE IMB 5 (IM V1, IM V3) FLANGE 1, WITH KTY TEMPERATURESENSOR POWER CONNECTOR ROTATABLE RESOLVER 2-POLE (RESOLVER P=1); SHAFT WITH FITTED KEY, TOLERANCE N; WITH HOLDING BRAKE PROTECTION CLASS IP65, FLANGE ON DRIVE END IP67; | - | 0 | 0
1FK7063-2AC71-1TG0 |  | 1FK7063-2AC71-1TG0 | 1 | UN | 1 | 15 | C | D | N | N | 85015220 | 1 |  | 11.102 | KG | 990.64 | 990.64 | MC05 | MC05 | SIMOTICS S Synchronous motor 1FK7-CT PN=1.9kW; UDC=600V M0=11Nm (100K); NN=2000rpm; Naturally cooled FRAME SIZE IMB 5 (IM V1, IM V3) FLANGE 1, WITH KTY TEMPERATURESENSOR POWER CONNECTOR ROTATABLE RESOLVER 2-POLE (RESOLVER P=1); PLAIN SHAFT, TOLERANCE N; W/O HOLDING BRAKE PROTECTION CLASS IP64; | - | 0 | 0
1FK7063-2AC71-1TG1 |  | 1FK7063-2AC71-1TG1 | 1 | UN | 1 | 15 | C | D | N | N | 85015220 | 1 |  | 11.102 | KG | 1052.98 | 1052.98 | MC05 | MC05 | SIMOTICS S Synchronous motor 1FK7-CT PN=1.9kW; UDC=600V M0=11Nm (100K); NN=2000rpm; Naturally cooled FRAME SIZE IMB 5 (IM V1, IM V3) FLANGE 1, WITH KTY TEMPERATURESENSOR POWER CONNECTOR ROTATABLE RESOLVER 2-POLE (RESOLVER P=1); PLAIN SHAFT, TOLERANCE N; W/O HOLDING BRAKE PROTECTION CLASS IP65, | - | 0 | 0
1FK7063-2AC71-1TG2 |  | 1FK7063-2AC71-1TG2 | 1 | UN | 1 | 15 | C | D | N | N | 85015220 | 1 |  | 11.102 | KG | 1052.98 | 1052.98 | MC05 | MC05 | SIMOTICS S Synchronous motor 1FK7-CT PN=1.9kW; UDC=600V M0=11Nm (100K); NN=2000rpm; Naturally cooled FRAME SIZE IMB 5 (IM V1, IM V3) FLANGE 1, WITH KTY TEMPERATURESENSOR POWER CONNECTOR ROTATABLE RESOLVER 2-POLE (RESOLVER P=1); PLAIN SHAFT, TOLERANCE N; W/O HOLDING BRAKE PROTECTION CLASS IP65, FLANGE ON DRIVE END IP67; | - | 0 | 0
1FK7063-2AC71-1TH0 |  | 1FK7063-2AC71-1TH0 | 1 | UN | 1 | 15 | C | D | N | N | 85015220 | 1 |  | 11.401 | KG | 1194.08 | 1194.08 | MC05 | MC05 | SIMOTICS S Synchronous motor 1FK7-CT PN=1.9kW; UDC=600V M0=11Nm (100K); NN=2000rpm; Naturally cooled FRAME SIZE IMB 5 (IM V1, IM V3) FLANGE 1, WITH KTY TEMPERATURESENSOR POWER CONNECTOR ROTATABLE RESOLVER 2-POLE (RESOLVER P=1); PLAIN SHAFT, TOLERANCE N; WITH HOLDING BRAKE PROTECTION CLASS IP64; | - | 0 | 0
1FK7063-2AC71-1TH1 |  | 1FK7063-2AC71-1TH1 | 1 | UN | 1 | 15 | C | D | N | N | 85015220 | 1 |  | 11.401 | KG | 1256.42 | 1256.42 | MC05 | MC05 | SIMOTICS S Synchronous motor 1FK7-CT PN=1.9kW; UDC=600V M0=11Nm (100K); NN=2000rpm; Naturally cooled FRAME SIZE IMB 5 (IM V1, IM V3) FLANGE 1, WITH KTY TEMPERATURESENSOR POWER CONNECTOR ROTATABLE RESOLVER 2-POLE (RESOLVER P=1); PLAIN SHAFT, TOLERANCE N; WITH HOLDING BRAKE PROTECTION CLASS IP65, | - | 0 | 0
1FK7063-2AC71-1TH2 |  | 1FK7063-2AC71-1TH2 | 1 | UN | 1 | 15 | C | D | N | N | 85015220 | 1 |  | 11.401 | KG | 1256.42 | 1256.42 | MC05 | MC05 | SIMOTICS S Synchronous motor 1FK7-CT PN=1.9kW; UDC=600V M0=11Nm (100K); NN=2000rpm; Naturally cooled FRAME SIZE IMB 5 (IM V1, IM V3) FLANGE 1, WITH KTY TEMPERATURESENSOR POWER CONNECTOR ROTATABLE RESOLVER 2-POLE (RESOLVER P=1); PLAIN SHAFT, TOLERANCE N; WITH HOLDING BRAKE PROTECTION CLASS IP65, FLANGE ON DRIVE END IP67; | - | 0 | 0
1FK7063-2AC71-1UA0 |  | 1FK7063-2AC71-1UA0 | 1 | UN | 1 | 15 | C | D | N | N | 85015220 | 1 |  | 11.102 | KG | 1208.83 | 1208.83 | MC05 | MC05 | SIMOTICS S Synchronous motor 1FK7-CT PN=1.9kW; UDC=600V M0=11Nm (100K); NN=2000rpm; Naturally cooled FRAME SIZE IMB 5 (IM V1, IM V3) FLANGE 1 POWER CONNECTOR ROTATABLE RESOLVER MULTI-POLE WITH DRIVE-CLIQ INTERFACE; SHAFT WITH FITTED KEY, TOLERANCE N; W/O HOLDING BRAKE PROTECTION CLASS IP64; | - | 0 | 0
1FK7063-2AC71-1UA1 |  | 1FK7063-2AC71-1UA1 | 1 | UN | 1 | 15 | C | D | N | N | 85015220 | 1 |  | 11.102 | KG | 1271.17 | 1271.17 | MC05 | MC05 | SIMOTICS S Synchronous motor 1FK7-CT PN=1.9kW; UDC=600V M0=11Nm (100K); NN=2000rpm; Naturally cooled FRAME SIZE IMB 5 (IM V1, IM V3) FLANGE 1 POWER CONNECTOR ROTATABLE RESOLVER MULTI-POLE WITH DRIVE-CLIQ INTERFACE; SHAFT WITH FITTED KEY, TOLERANCE N; W/O HOLDING BRAKE PROTECTION CLASS IP65, | - | 0 | 0
1FK7063-2AC71-1UA2 |  | 1FK7063-2AC71-1UA2 | 1 | UN | 1 | 15 | C | D | N | N | 85015220 | 1 |  | 11.102 | KG | 1271.17 | 1271.17 | MC05 | MC05 | SIMOTICS S Synchronous motor 1FK7-CT PN=1.9kW; UDC=600V M0=11Nm (100K); NN=2000rpm; Naturally cooled FRAME SIZE IMB 5 (IM V1, IM V3) FLANGE 1 POWER CONNECTOR ROTATABLE RESOLVER MULTI-POLE WITH DRIVE-CLIQ INTERFACE; SHAFT WITH FITTED KEY, TOLERANCE N; W/O HOLDING BRAKE PROTECTION CLASS IP65, FLANGE ON DRIVE END IP67; | - | 0 | 0
1FK7063-2AC71-1UB0 |  | 1FK7063-2AC71-1UB0 | 1 | UN | 1 | 15 | C | D | N | N | 85015220 | 1 |  | 11.401 | KG | 1410.77 | 1410.77 | MC05 | MC05 | SIMOTICS S Synchronous motor 1FK7-CT PN=1.9kW; UDC=600V M0=11Nm (100K); NN=2000rpm; Naturally cooled FRAME SIZE IMB 5 (IM V1, IM V3) FLANGE 1 POWER CONNECTOR ROTATABLE RESOLVER MULTI-POLE WITH DRIVE-CLIQ INTERFACE; SHAFT WITH FITTED KEY, TOLERANCE N; WITH HOLDING BRAKE PROTECTION CLASS IP64; | - | 0 | 0
1FK7063-2AC71-1UB1 |  | 1FK7063-2AC71-1UB1 | 1 | UN | 1 | 15 | C | D | N | N | 85015220 | 1 |  | 11.401 | KG | 1473.11 | 1473.11 | MC05 | MC05 | SIMOTICS S Synchronous motor 1FK7-CT PN=1.9kW; UDC=600V M0=11Nm (100K); NN=2000rpm; Naturally cooled FRAME SIZE IMB 5 (IM V1, IM V3) FLANGE 1 POWER CONNECTOR ROTATABLE RESOLVER MULTI-POLE WITH DRIVE-CLIQ INTERFACE; SHAFT WITH FITTED KEY, TOLERANCE N; WITH HOLDING BRAKE PROTECTION CLASS IP65, | - | 0 | 0
1FK7063-2AC71-1UB2 |  | 1FK7063-2AC71-1UB2 | 1 | UN | 1 | 15 | C | D | N | N | 85015220 | 1 |  | 11.401 | KG | 1473.11 | 1473.11 | MC05 | MC05 | SIMOTICS S Synchronous motor 1FK7-CT PN=1.9kW; UDC=600V M0=11Nm (100K); NN=2000rpm; Naturally cooled FRAME SIZE IMB 5 (IM V1, IM V3) FLANGE 1 POWER CONNECTOR ROTATABLE RESOLVER MULTI-POLE WITH DRIVE-CLIQ INTERFACE; SHAFT WITH FITTED KEY, TOLERANCE N; WITH HOLDING BRAKE PROTECTION CLASS IP65, FLANGE ON DRIVE END IP67; | - | 0 | 0
1FK7063-2AC71-1UG0 |  | 1FK7063-2AC71-1UG0 | 1 | UN | 1 | 15 | C | D | N | N | 85015220 | 1 |  | 11.102 | KG | 1151.34 | 1151.34 | MC05 | MC05 | SIMOTICS S Synchronous motor 1FK7-CT PN=1.9kW; UDC=600V M0=11Nm (100K); NN=2000rpm; Naturally cooled FRAME SIZE IMB 5 (IM V1, IM V3) FLANGE 1 POWER CONNECTOR ROTATABLE RESOLVER MULTI-POLE WITH DRIVE-CLIQ INTERFACE; PLAIN SHAFT, TOLERANCE N; W/O HOLDING BRAKE PROTECTION CLASS IP64; | - | 0 | 0
1FK7063-2AC71-1UG1 |  | 1FK7063-2AC71-1UG1 | 1 | UN | 1 | 15 | C | D | N | N | 85015220 | 1 |  | 11.102 | KG | 1213.68 | 1213.68 | MC05 | MC05 | SIMOTICS S Synchronous motor 1FK7-CT PN=1.9kW; UDC=600V M0=11Nm (100K); NN=2000rpm; Naturally cooled FRAME SIZE IMB 5 (IM V1, IM V3) FLANGE 1 POWER CONNECTOR ROTATABLE RESOLVER MULTI-POLE WITH DRIVE-CLIQ INTERFACE; PLAIN SHAFT, TOLERANCE N; W/O HOLDING BRAKE PROTECTION CLASS IP65, | - | 0 | 0
1FK7063-2AC71-1UG2 |  | 1FK7063-2AC71-1UG2 | 1 | UN | 1 | 15 | C | D | N | N | 85015220 | 1 |  | 11.102 | KG | 1213.68 | 1213.68 | MC05 | MC05 | SIMOTICS S Synchronous motor 1FK7-CT PN=1.9kW; UDC=600V M0=11Nm (100K); NN=2000rpm; Naturally cooled FRAME SIZE IMB 5 (IM V1, IM V3) FLANGE 1 POWER CONNECTOR ROTATABLE RESOLVER MULTI-POLE WITH DRIVE-CLIQ INTERFACE; PLAIN SHAFT, TOLERANCE N; W/O HOLDING BRAKE PROTECTION CLASS IP65, FLANGE ON DRIVE END IP67; | - | 0 | 0
1FK7063-2AC71-1UH0 |  | 1FK7063-2AC71-1UH0 | 1 | UN | 1 | 15 | C | D | N | N | 85015220 | 1 |  | 11.401 | KG | 1354.78 | 1354.78 | MC05 | MC05 | SIMOTICS S Synchronous motor 1FK7-CT PN=1.9kW; UDC=600V M0=11Nm (100K); NN=2000rpm; Naturally cooled FRAME SIZE IMB 5 (IM V1, IM V3) FLANGE 1 POWER CONNECTOR ROTATABLE RESOLVER MULTI-POLE WITH DRIVE-CLIQ INTERFACE; PLAIN SHAFT, TOLERANCE N; WITH HOLDING BRAKE PROTECTION CLASS IP64; | - | 0 | 0
1FK7063-2AC71-1UH1 |  | 1FK7063-2AC71-1UH1 | 1 | UN | 1 | 15 | C | D | N | N | 85015220 | 1 |  | 11.401 | KG | 1417.12 | 1417.12 | MC05 | MC05 | SIMOTICS S Synchronous motor 1FK7-CT PN=1.9kW; UDC=600V M0=11Nm (100K); NN=2000rpm; Naturally cooled FRAME SIZE IMB 5 (IM V1, IM V3) FLANGE 1 POWER CONNECTOR ROTATABLE RESOLVER MULTI-POLE WITH DRIVE-CLIQ INTERFACE; PLAIN SHAFT, TOLERANCE N; WITH HOLDING BRAKE PROTECTION CLASS IP65, | - | 0 | 0
1FK7063-2AC71-1UH2 |  | 1FK7063-2AC71-1UH2 | 1 | UN | 1 | 15 | C | D | N | N | 85015220 | 1 |  | 11.401 | KG | 1417.12 | 1417.12 | MC05 | MC05 | SIMOTICS S Synchronous motor 1FK7-CT PN=1.9kW; UDC=600V M0=11Nm (100K); NN=2000rpm; Naturally cooled FRAME SIZE IMB 5 (IM V1, IM V3) FLANGE 1 POWER CONNECTOR ROTATABLE RESOLVER MULTI-POLE WITH DRIVE-CLIQ INTERFACE; PLAIN SHAFT, TOLERANCE N; WITH HOLDING BRAKE PROTECTION CLASS IP65, FLANGE ON DRIVE END IP67; | - | 0 | 0
1FK7063-2AC74-1AA0 |  | 1FK7063-2AC74-1AA0 | 1 | UN | 1 | 15 | C | D | N | N | 85015220 | 1 |  | 11.101 | KG | 1438.77 | 1438.77 | MC05 | MC05 | SIMOTICS S Synchronous motor 1FK7-CT PN=1.9kW; UDC=600V M0=11Nm (100K); NN=2000rpm; Naturally cooled FRAME SIZE IMB 5 (IM V1, IM V3) FLANGE 1, WITH PT1000 TEMPERATURESENSOR POWER CONNECTOR ROTATABLE INCREMENTAL ENCODER SIN/COS 1VPP;2048 S/R W. C-AND D-SPUR (ENCODER IC2048S/R) SHAFT WITH FITTED KEY, TOLERANCE N; W/O HOLDING BRAKE PROTECTION CLASS IP64; | - | 0 | 0
1FK7063-2AC74-1AA1 |  | 1FK7063-2AC74-1AA1 | 1 | UN | 1 | 15 | C | D | N | N | 85015220 | 1 |  | 11.101 | KG | 1501.11 | 1501.11 | MC05 | MC05 | SIMOTICS S Synchronous motor 1FK7-CT PN=1.9kW; UDC=600V M0=11Nm (100K); NN=2000rpm; Naturally cooled FRAME SIZE IMB 5 (IM V1, IM V3) FLANGE 1, WITH PT1000 TEMPERATURESENSOR POWER CONNECTOR ROTATABLE INCREMENTAL ENCODER SIN/COS 1VPP;2048 S/R W. C-AND D-SPUR (ENCODER IC2048S/R) SHAFT WITH FITTED KEY, TOLERANCE N; W/O HOLDING BRAKE PROTECTION CLASS IP65, | - | 0 | 0
1FK7063-2AC74-1AA2 |  | 1FK7063-2AC74-1AA2 | 1 | UN | 1 | 15 | C | D | N | N | 85015220 | 1 |  | 11.101 | KG | 1501.11 | 1501.11 | MC05 | MC05 | SIMOTICS S Synchronous motor 1FK7-CT PN=1.9kW; UDC=600V M0=11Nm (100K); NN=2000rpm; Naturally cooled FRAME SIZE IMB 5 (IM V1, IM V3) FLANGE 1, WITH PT1000 TEMPERATURESENSOR POWER CONNECTOR ROTATABLE INCREMENTAL ENCODER SIN/COS 1VPP;2048 S/R W. C-AND D-SPUR (ENCODER IC2048S/R) SHAFT WITH FITTED KEY, TOLERANCE N; W/O HOLDING BRAKE PROTECTION CLASS IP65, FLANGE ON DRIVE END IP67; | - | 0 | 0
1FK7063-2AC74-1AB0 |  | 1FK7063-2AC74-1AB0 | 1 | UN | 1 | 15 | C | D | N | N | 85015220 | 1 |  | 11.4 | KG | 1640.71 | 1640.71 | MC05 | MC05 | SIMOTICS S Synchronous motor 1FK7-CT PN=1.9kW; UDC=600V M0=11Nm (100K); NN=2000rpm; Naturally cooled FRAME SIZE IMB 5 (IM V1, IM V3) FLANGE 1, WITH PT1000 TEMPERATURESENSOR POWER CONNECTOR ROTATABLE INCREMENTAL ENCODER SIN/COS 1VPP;2048 S/R W. C-AND D-SPUR (ENCODER IC2048S/R) SHAFT WITH FITTED KEY, TOLERANCE N; WITH HOLDING BRAKE PROTECTION CLASS IP64; | - | 0 | 0
1FK7063-2AC74-1AB1 |  | 1FK7063-2AC74-1AB1 | 1 | UN | 1 | 15 | C | D | N | N | 85015220 | 1 |  | 11.4 | KG | 1703.05 | 1703.05 | MC05 | MC05 | SIMOTICS S Synchronous motor 1FK7-CT PN=1.9kW; UDC=600V M0=11Nm (100K); NN=2000rpm; Naturally cooled FRAME SIZE IMB 5 (IM V1, IM V3) FLANGE 1, WITH PT1000 TEMPERATURESENSOR POWER CONNECTOR ROTATABLE INCREMENTAL ENCODER SIN/COS 1VPP;2048 S/R W. C-AND D-SPUR (ENCODER IC2048S/R) SHAFT WITH FITTED KEY, TOLERANCE N; WITH HOLDING BRAKE PROTECTION CLASS IP65, | - | 0 | 0
1FK7063-2AC74-1AB2 |  | 1FK7063-2AC74-1AB2 | 1 | UN | 1 | 15 | C | D | N | N | 85015220 | 1 |  | 11.4 | KG | 1703.05 | 1703.05 | MC05 | MC05 | SIMOTICS S Synchronous motor 1FK7-CT PN=1.9kW; UDC=600V M0=11Nm (100K); NN=2000rpm; Naturally cooled FRAME SIZE IMB 5 (IM V1, IM V3) FLANGE 1, WITH PT1000 TEMPERATURESENSOR POWER CONNECTOR ROTATABLE INCREMENTAL ENCODER SIN/COS 1VPP;2048 S/R W. C-AND D-SPUR (ENCODER IC2048S/R) SHAFT WITH FITTED KEY, TOLERANCE N; WITH HOLDING BRAKE PROTECTION CLASS IP65, FLANGE ON DRIVE END IP67; | - | 0 | 0
1FK7063-2AC74-1AG0 |  | 1FK7063-2AC74-1AG0 | 1 | UN | 1 | 15 | C | D | N | N | 85015220 | 1 |  | 11.101 | KG | 1381.28 | 1381.28 | MC05 | MC05 | SIMOTICS S Synchronous motor 1FK7-CT PN=1.9kW; UDC=600V M0=11Nm (100K); NN=2000rpm; Naturally cooled FRAME SIZE IMB 5 (IM V1, IM V3) FLANGE 1, WITH PT1000 TEMPERATURESENSOR POWER CONNECTOR ROTATABLE INCREMENTAL ENCODER SIN/COS 1VPP;2048 S/R W. C-AND D-SPUR (ENCODER IC2048S/R) PLAIN SHAFT, TOLERANCE N; W/O HOLDING BRAKE PROTECTION CLASS IP64; | - | 0 | 0
1FK7063-2AC74-1AG1 |  | 1FK7063-2AC74-1AG1 | 1 | UN | 1 | 15 | C | D | N | N | 85015220 | 1 |  | 11.101 | KG | 1443.62 | 1443.62 | MC05 | MC05 | SIMOTICS S Synchronous motor 1FK7-CT PN=1.9kW; UDC=600V M0=11Nm (100K); NN=2000rpm; Naturally cooled FRAME SIZE IMB 5 (IM V1, IM V3) FLANGE 1, WITH PT1000 TEMPERATURESENSOR POWER CONNECTOR ROTATABLE INCREMENTAL ENCODER SIN/COS 1VPP;2048 S/R W. C-AND D-SPUR (ENCODER IC2048S/R) PLAIN SHAFT, TOLERANCE N; W/O HOLDING BRAKE PROTECTION CLASS IP65, | - | 0 | 0
1FK7063-2AC74-1AG2 |  | 1FK7063-2AC74-1AG2 | 1 | UN | 1 | 15 | C | D | N | N | 85015220 | 1 |  | 11.101 | KG | 1443.62 | 1443.62 | MC05 | MC05 | SIMOTICS S Synchronous motor 1FK7-CT PN=1.9kW; UDC=600V M0=11Nm (100K); NN=2000rpm; Naturally cooled FRAME SIZE IMB 5 (IM V1, IM V3) FLANGE 1, WITH PT1000 TEMPERATURESENSOR POWER CONNECTOR ROTATABLE INCREMENTAL ENCODER SIN/COS 1VPP;2048 S/R W. C-AND D-SPUR (ENCODER IC2048S/R) PLAIN SHAFT, TOLERANCE N; W/O HOLDING BRAKE PROTECTION CLASS IP65, FLANGE ON DRIVE END IP67; | - | 0 | 0
1FK7063-2AC74-1AH0 |  | 1FK7063-2AC74-1AH0 | 1 | UN | 1 | 15 | C | D | N | N | 85015220 | 1 |  | 11.4 | KG | 1584.72 | 1584.72 | MC05 | MC05 | SIMOTICS S Synchronous motor 1FK7-CT PN=1.9kW; UDC=600V M0=11Nm (100K); NN=2000rpm; Naturally cooled FRAME SIZE IMB 5 (IM V1, IM V3) FLANGE 1, WITH PT1000 TEMPERATURESENSOR POWER CONNECTOR ROTATABLE INCREMENTAL ENCODER SIN/COS 1VPP;2048 S/R W. C-AND D-SPUR (ENCODER IC2048S/R) PLAIN SHAFT, TOLERANCE N; WITH HOLDING BRAKE PROTECTION CLASS IP64; | - | 0 | 0
1FK7063-2AC74-1AH1 |  | 1FK7063-2AC74-1AH1 | 1 | UN | 1 | 15 | C | D | N | N | 85015220 | 1 |  | 11.4 | KG | 1647.06 | 1647.06 | MC05 | MC05 | SIMOTICS S Synchronous motor 1FK7-CT PN=1.9kW; UDC=600V M0=11Nm (100K); NN=2000rpm; Naturally cooled FRAME SIZE IMB 5 (IM V1, IM V3) FLANGE 1, WITH PT1000 TEMPERATURESENSOR POWER CONNECTOR ROTATABLE INCREMENTAL ENCODER SIN/COS 1VPP;2048 S/R W. C-AND D-SPUR (ENCODER IC2048S/R) PLAIN SHAFT, TOLERANCE N; WITH HOLDING BRAKE PROTECTION CLASS IP65, | - | 0 | 0
1FK7063-2AC74-1AH2 |  | 1FK7063-2AC74-1AH2 | 1 | UN | 1 | 15 | C | D | N | N | 85015220 | 1 |  | 11.4 | KG | 1647.06 | 1647.06 | MC05 | MC05 | SIMOTICS S Synchronous motor 1FK7-CT PN=1.9kW; UDC=600V M0=11Nm (100K); NN=2000rpm; Naturally cooled FRAME SIZE IMB 5 (IM V1, IM V3) FLANGE 1, WITH PT1000 TEMPERATURESENSOR POWER CONNECTOR ROTATABLE INCREMENTAL ENCODER SIN/COS 1VPP;2048 S/R W. C-AND D-SPUR (ENCODER IC2048S/R) PLAIN SHAFT, TOLERANCE N; WITH HOLDING BRAKE PROTECTION CLASS IP65, FLANGE ON DRIVE END IP67; | - | 0 | 0
1FK7063-2AC74-1EA0 |  | 1FK7063-2AC74-1EA0 | 1 | UN | 1 | 15 | C | D | N | N | 85015220 | 1 |  | 11.101 | KG | 1686.45 | 1686.45 | MC05 | MC05 | SIMOTICS S Synchronous motor 1FK7-CT PN=1.9kW; UDC=600V M0=11Nm (100K); NN=2000rpm; Naturally cooled FRAME SIZE IMB 5 (IM V1, IM V3) FLANGE 1, WITH PT1000 TEMPERATURESENSOR POWER CONNECTOR ROTATABLE ABSOLUTE ENCODERR 2048 S/R + 4096 UMDREHUNGEN MULTITURN, WITH ENDAT-SCHNITTSTELLE (ENCODER AM2048S/R) SHAFT WITH FITTED KEY, TOLERANCE N; W/O HOLDING BRAKE PROTECTION CLASS IP64; | - | 0 | 0
1FK7063-2AC74-1EA1 |  | 1FK7063-2AC74-1EA1 | 1 | UN | 1 | 15 | C | D | N | N | 85015220 | 1 |  | 11.101 | KG | 1748.79 | 1748.79 | MC05 | MC05 | SIMOTICS S Synchronous motor 1FK7-CT PN=1.9kW; UDC=600V M0=11Nm (100K); NN=2000rpm; Naturally cooled FRAME SIZE IMB 5 (IM V1, IM V3) FLANGE 1, WITH PT1000 TEMPERATURESENSOR POWER CONNECTOR ROTATABLE ABSOLUTE ENCODERR 2048 S/R + 4096 UMDREHUNGEN MULTITURN, WITH ENDAT-SCHNITTSTELLE (ENCODER AM2048S/R) SHAFT WITH FITTED KEY, TOLERANCE N; W/O HOLDING BRAKE PROTECTION CLASS IP65, | - | 0 | 0
1FK7063-2AC74-1EA2 |  | 1FK7063-2AC74-1EA2 | 1 | UN | 1 | 15 | C | D | N | N | 85015220 | 1 |  | 11.101 | KG | 1748.79 | 1748.79 | MC05 | MC05 | SIMOTICS S Synchronous motor 1FK7-CT PN=1.9kW; UDC=600V M0=11Nm (100K); NN=2000rpm; Naturally cooled FRAME SIZE IMB 5 (IM V1, IM V3) FLANGE 1, WITH PT1000 TEMPERATURESENSOR POWER CONNECTOR ROTATABLE ABSOLUTE ENCODERR 2048 S/R + 4096 UMDREHUNGEN MULTITURN, WITH ENDAT-SCHNITTSTELLE (ENCODER AM2048S/R) SHAFT WITH FITTED KEY, TOLERANCE N; W/O HOLDING BRAKE PROTECTION CLASS IP65, FLANGE ON DRIVE END IP67; | - | 0 | 0
1FK7063-2AC74-1EB0 |  | 1FK7063-2AC74-1EB0 | 1 | UN | 1 | 15 | C | D | N | N | 85015220 | 1 |  | 11.4 | KG | 1888.39 | 1888.39 | MC05 | MC05 | SIMOTICS S Synchronous motor 1FK7-CT PN=1.9kW; UDC=600V M0=11Nm (100K); NN=2000rpm; Naturally cooled FRAME SIZE IMB 5 (IM V1, IM V3) FLANGE 1, WITH PT1000 TEMPERATURESENSOR POWER CONNECTOR ROTATABLE ABSOLUTE ENCODERR 2048 S/R + 4096 UMDREHUNGEN MULTITURN, WITH ENDAT-SCHNITTSTELLE (ENCODER AM2048S/R) SHAFT WITH FITTED KEY, TOLERANCE N; WITH HOLDING BRAKE PROTECTION CLASS IP64; | - | 0 | 0
1FK7063-2AC74-1EB1 |  | 1FK7063-2AC74-1EB1 | 1 | UN | 1 | 15 | C | D | N | N | 85015220 | 1 |  | 11.4 | KG | 1950.73 | 1950.73 | MC05 | MC05 | SIMOTICS S Synchronous motor 1FK7-CT PN=1.9kW; UDC=600V M0=11Nm (100K); NN=2000rpm; Naturally cooled FRAME SIZE IMB 5 (IM V1, IM V3) FLANGE 1, WITH PT1000 TEMPERATURESENSOR POWER CONNECTOR ROTATABLE ABSOLUTE ENCODERR 2048 S/R + 4096 UMDREHUNGEN MULTITURN, WITH ENDAT-SCHNITTSTELLE (ENCODER AM2048S/R) SHAFT WITH FITTED KEY, TOLERANCE N; WITH HOLDING BRAKE PROTECTION CLASS IP65, | - | 0 | 0
1FK7063-2AC74-1EB2 |  | 1FK7063-2AC74-1EB2 | 1 | UN | 1 | 15 | C | D | N | N | 85015220 | 1 |  | 11.4 | KG | 1950.73 | 1950.73 | MC05 | MC05 | SIMOTICS S Synchronous motor 1FK7-CT PN=1.9kW; UDC=600V M0=11Nm (100K); NN=2000rpm; Naturally cooled FRAME SIZE IMB 5 (IM V1, IM V3) FLANGE 1, WITH PT1000 TEMPERATURESENSOR POWER CONNECTOR ROTATABLE ABSOLUTE ENCODERR 2048 S/R + 4096 UMDREHUNGEN MULTITURN, WITH ENDAT-SCHNITTSTELLE (ENCODER AM2048S/R) SHAFT WITH FITTED KEY, TOLERANCE N; WITH HOLDING BRAKE PROTECTION CLASS IP65, FLANGE ON DRIVE END IP67; | - | 0 | 0
1FK7063-2AC74-1EG0 |  | 1FK7063-2AC74-1EG0 | 1 | UN | 1 | 15 | C | D | N | N | 85015220 | 1 |  | 11.101 | KG | 1628.96 | 1628.96 | MC05 | MC05 | SIMOTICS S Synchronous motor 1FK7-CT PN=1.9kW; UDC=600V M0=11Nm (100K); NN=2000rpm; Naturally cooled FRAME SIZE IMB 5 (IM V1, IM V3) FLANGE 1, WITH PT1000 TEMPERATURESENSOR POWER CONNECTOR ROTATABLE ABSOLUTE ENCODERR 2048 S/R + 4096 UMDREHUNGEN MULTITURN, WITH ENDAT-SCHNITTSTELLE (ENCODER AM2048S/R) PLAIN SHAFT, TOLERANCE N; W/O HOLDING BRAKE PROTECTION CLASS IP64; | - | 0 | 0
1FK7063-2AC74-1EG1 |  | 1FK7063-2AC74-1EG1 | 1 | UN | 1 | 15 | C | D | N | N | 85015220 | 1 |  | 11.101 | KG | 1691.3 | 1691.3 | MC05 | MC05 | SIMOTICS S Synchronous motor 1FK7-CT PN=1.9kW; UDC=600V M0=11Nm (100K); NN=2000rpm; Naturally cooled FRAME SIZE IMB 5 (IM V1, IM V3) FLANGE 1, WITH PT1000 TEMPERATURESENSOR POWER CONNECTOR ROTATABLE ABSOLUTE ENCODERR 2048 S/R + 4096 UMDREHUNGEN MULTITURN, WITH ENDAT-SCHNITTSTELLE (ENCODER AM2048S/R) PLAIN SHAFT, TOLERANCE N; W/O HOLDING BRAKE PROTECTION CLASS IP65, | - | 0 | 0
1FK7063-2AC74-1EG2 |  | 1FK7063-2AC74-1EG2 | 1 | UN | 1 | 15 | C | D | N | N | 85015220 | 1 |  | 11.101 | KG | 1691.3 | 1691.3 | MC05 | MC05 | SIMOTICS S Synchronous motor 1FK7-CT PN=1.9kW; UDC=600V M0=11Nm (100K); NN=2000rpm; Naturally cooled FRAME SIZE IMB 5 (IM V1, IM V3) FLANGE 1, WITH PT1000 TEMPERATURESENSOR POWER CONNECTOR ROTATABLE ABSOLUTE ENCODERR 2048 S/R + 4096 UMDREHUNGEN MULTITURN, WITH ENDAT-SCHNITTSTELLE (ENCODER AM2048S/R) PLAIN SHAFT, TOLERANCE N; W/O HOLDING BRAKE PROTECTION CLASS IP65, FLANGE ON DRIVE END IP67; | - | 0 | 0
1FK7063-2AC74-1EH0 |  | 1FK7063-2AC74-1EH0 | 1 | UN | 1 | 15 | C | D | N | N | 85015220 | 1 |  | 11.4 | KG | 1832.4 | 1832.4 | MC05 | MC05 | SIMOTICS S Synchronous motor 1FK7-CT PN=1.9kW; UDC=600V M0=11Nm (100K); NN=2000rpm; Naturally cooled FRAME SIZE IMB 5 (IM V1, IM V3) FLANGE 1, WITH PT1000 TEMPERATURESENSOR POWER CONNECTOR ROTATABLE ABSOLUTE ENCODERR 2048 S/R + 4096 UMDREHUNGEN MULTITURN, WITH ENDAT-SCHNITTSTELLE (ENCODER AM2048S/R) PLAIN SHAFT, TOLERANCE N; WITH HOLDING BRAKE PROTECTION CLASS IP64; | - | 0 | 0
1FK7063-2AC74-1EH1 |  | 1FK7063-2AC74-1EH1 | 1 | UN | 1 | 15 | C | D | N | N | 85015220 | 1 |  | 11.4 | KG | 1894.74 | 1894.74 | MC05 | MC05 | SIMOTICS S Synchronous motor 1FK7-CT PN=1.9kW; UDC=600V M0=11Nm (100K); NN=2000rpm; Naturally cooled FRAME SIZE IMB 5 (IM V1, IM V3) FLANGE 1, WITH PT1000 TEMPERATURESENSOR POWER CONNECTOR ROTATABLE ABSOLUTE ENCODERR 2048 S/R + 4096 UMDREHUNGEN MULTITURN, WITH ENDAT-SCHNITTSTELLE (ENCODER AM2048S/R) PLAIN SHAFT, TOLERANCE N; WITH HOLDING BRAKE PROTECTION CLASS IP65, | - | 0 | 0
1FK7063-2AC74-1EH2 |  | 1FK7063-2AC74-1EH2 | 1 | UN | 1 | 15 | C | D | N | N | 85015220 | 1 |  | 11.4 | KG | 1894.74 | 1894.74 | MC05 | MC05 | SIMOTICS S Synchronous motor 1FK7-CT PN=1.9kW; UDC=600V M0=11Nm (100K); NN=2000rpm; Naturally cooled FRAME SIZE IMB 5 (IM V1, IM V3) FLANGE 1, WITH PT1000 TEMPERATURESENSOR POWER CONNECTOR ROTATABLE ABSOLUTE ENCODERR 2048 S/R + 4096 UMDREHUNGEN MULTITURN, WITH ENDAT-SCHNITTSTELLE (ENCODER AM2048S/R) PLAIN SHAFT, TOLERANCE N; WITH HOLDING BRAKE PROTECTION CLASS IP65, FLANGE ON DRIVE END IP67; | - | 0 | 0
1FK7063-2AC74-1SA0 |  | 1FK7063-2AC74-1SA0 | 1 | UN | 1 | 15 | C | D | N | N | 85015220 | 1 |  | 11.102 | KG | 1048.13 | 1048.13 | MC05 | MC05 | SIMOTICS S Synchronous motor 1FK7-CT PN=1.9kW; UDC=600V M0=11Nm (100K); NN=2000rpm; Naturally cooled FRAME SIZE IMB 5 (IM V1, IM V3) FLANGE 1, WITH PT1000 TEMPERATURESENSOR POWER CONNECTOR ROTATABLE RESOLVER MULTI-POLE (RESOLVER P=4); SHAFT WITH FITTED KEY, TOLERANCE N; W/O HOLDING BRAKE PROTECTION CLASS IP64; | - | 0 | 0
1FK7063-2AC74-1SA1 |  | 1FK7063-2AC74-1SA1 | 1 | UN | 1 | 15 | C | D | N | N | 85015220 | 1 |  | 11.102 | KG | 1110.47 | 1110.47 | MC05 | MC05 | SIMOTICS S Synchronous motor 1FK7-CT PN=1.9kW; UDC=600V M0=11Nm (100K); NN=2000rpm; Naturally cooled FRAME SIZE IMB 5 (IM V1, IM V3) FLANGE 1, WITH PT1000 TEMPERATURESENSOR POWER CONNECTOR ROTATABLE RESOLVER MULTI-POLE (RESOLVER P=4); SHAFT WITH FITTED KEY, TOLERANCE N; W/O HOLDING BRAKE PROTECTION CLASS IP65, | - | 0 | 0
1FK7063-2AC74-1SA2 |  | 1FK7063-2AC74-1SA2 | 1 | UN | 1 | 15 | C | D | N | N | 85015220 | 1 |  | 11.102 | KG | 1110.47 | 1110.47 | MC05 | MC05 | SIMOTICS S Synchronous motor 1FK7-CT PN=1.9kW; UDC=600V M0=11Nm (100K); NN=2000rpm; Naturally cooled FRAME SIZE IMB 5 (IM V1, IM V3) FLANGE 1, WITH PT1000 TEMPERATURESENSOR POWER CONNECTOR ROTATABLE RESOLVER MULTI-POLE (RESOLVER P=4); SHAFT WITH FITTED KEY, TOLERANCE N; W/O HOLDING BRAKE PROTECTION CLASS IP65, FLANGE ON DRIVE END IP67; | - | 0 | 0
1FK7063-2AC74-1SB0 |  | 1FK7063-2AC74-1SB0 | 1 | UN | 1 | 15 | C | D | N | N | 85015220 | 1 |  | 11.401 | KG | 1250.07 | 1250.07 | MC05 | MC05 | SIMOTICS S Synchronous motor 1FK7-CT PN=1.9kW; UDC=600V M0=11Nm (100K); NN=2000rpm; Naturally cooled FRAME SIZE IMB 5 (IM V1, IM V3) FLANGE 1, WITH PT1000 TEMPERATURESENSOR POWER CONNECTOR ROTATABLE RESOLVER MULTI-POLE (RESOLVER P=4); SHAFT WITH FITTED KEY, TOLERANCE N; WITH HOLDING BRAKE PROTECTION CLASS IP64; | - | 0 | 0
1FK7063-2AC74-1SB1 |  | 1FK7063-2AC74-1SB1 | 1 | UN | 1 | 15 | C | D | N | N | 85015220 | 1 |  | 11.401 | KG | 1312.41 | 1312.41 | MC05 | MC05 | SIMOTICS S Synchronous motor 1FK7-CT PN=1.9kW; UDC=600V M0=11Nm (100K); NN=2000rpm; Naturally cooled FRAME SIZE IMB 5 (IM V1, IM V3) FLANGE 1, WITH PT1000 TEMPERATURESENSOR POWER CONNECTOR ROTATABLE RESOLVER MULTI-POLE (RESOLVER P=4); SHAFT WITH FITTED KEY, TOLERANCE N; WITH HOLDING BRAKE PROTECTION CLASS IP65, | - | 0 | 0
1FK7063-2AC74-1SB2 |  | 1FK7063-2AC74-1SB2 | 1 | UN | 1 | 15 | C | D | N | N | 85015220 | 1 |  | 11.401 | KG | 1312.41 | 1312.41 | MC05 | MC05 | SIMOTICS S Synchronous motor 1FK7-CT PN=1.9kW; UDC=600V M0=11Nm (100K); NN=2000rpm; Naturally cooled FRAME SIZE IMB 5 (IM V1, IM V3) FLANGE 1, WITH PT1000 TEMPERATURESENSOR POWER CONNECTOR ROTATABLE RESOLVER MULTI-POLE (RESOLVER P=4); SHAFT WITH FITTED KEY, TOLERANCE N; WITH HOLDING BRAKE PROTECTION CLASS IP65, FLANGE ON DRIVE END IP67; | - | 0 | 0
1FK7063-2AC74-1SG0 |  | 1FK7063-2AC74-1SG0 | 1 | UN | 1 | 15 | C | D | N | N | 85015220 | 1 |  | 11.102 | KG | 990.64 | 990.64 | MC05 | MC05 | SIMOTICS S Synchronous motor 1FK7-CT PN=1.9kW; UDC=600V M0=11Nm (100K); NN=2000rpm; Naturally cooled FRAME SIZE IMB 5 (IM V1, IM V3) FLANGE 1, WITH PT1000 TEMPERATURESENSOR POWER CONNECTOR ROTATABLE RESOLVER MULTI-POLE (RESOLVER P=4); PLAIN SHAFT, TOLERANCE N; W/O HOLDING BRAKE PROTECTION CLASS IP64; | - | 0 | 0
1FK7063-2AC74-1SG1 |  | 1FK7063-2AC74-1SG1 | 1 | UN | 1 | 15 | C | D | N | N | 85015220 | 1 |  | 11.102 | KG | 1052.98 | 1052.98 | MC05 | MC05 | SIMOTICS S Synchronous motor 1FK7-CT PN=1.9kW; UDC=600V M0=11Nm (100K); NN=2000rpm; Naturally cooled FRAME SIZE IMB 5 (IM V1, IM V3) FLANGE 1, WITH PT1000 TEMPERATURESENSOR POWER CONNECTOR ROTATABLE RESOLVER MULTI-POLE (RESOLVER P=4); PLAIN SHAFT, TOLERANCE N; W/O HOLDING BRAKE PROTECTION CLASS IP65, | - | 0 | 0
1FK7063-2AC74-1SG2 |  | 1FK7063-2AC74-1SG2 | 1 | UN | 1 | 15 | C | D | N | N | 85015220 | 1 |  | 11.102 | KG | 1052.98 | 1052.98 | MC05 | MC05 | SIMOTICS S Synchronous motor 1FK7-CT PN=1.9kW; UDC=600V M0=11Nm (100K); NN=2000rpm; Naturally cooled FRAME SIZE IMB 5 (IM V1, IM V3) FLANGE 1, WITH PT1000 TEMPERATURESENSOR POWER CONNECTOR ROTATABLE RESOLVER MULTI-POLE (RESOLVER P=4); PLAIN SHAFT, TOLERANCE N; W/O HOLDING BRAKE PROTECTION CLASS IP65, FLANGE ON DRIVE END IP67; | - | 0 | 0
1FK7063-2AC74-1SH0 |  | 1FK7063-2AC74-1SH0 | 1 | UN | 1 | 15 | C | D | N | N | 85015220 | 1 |  | 11.401 | KG | 1194.08 | 1194.08 | MC05 | MC05 | SIMOTICS S Synchronous motor 1FK7-CT PN=1.9kW; UDC=600V M0=11Nm (100K); NN=2000rpm; Naturally cooled FRAME SIZE IMB 5 (IM V1, IM V3) FLANGE 1, WITH PT1000 TEMPERATURESENSOR POWER CONNECTOR ROTATABLE RESOLVER MULTI-POLE (RESOLVER P=4); PLAIN SHAFT, TOLERANCE N; WITH HOLDING BRAKE PROTECTION CLASS IP64; | - | 0 | 0
1FK7063-2AC74-1SH1 |  | 1FK7063-2AC74-1SH1 | 1 | UN | 1 | 15 | C | D | N | N | 85015220 | 1 |  | 11.401 | KG | 1256.42 | 1256.42 | MC05 | MC05 | SIMOTICS S Synchronous motor 1FK7-CT PN=1.9kW; UDC=600V M0=11Nm (100K); NN=2000rpm; Naturally cooled FRAME SIZE IMB 5 (IM V1, IM V3) FLANGE 1, WITH PT1000 TEMPERATURESENSOR POWER CONNECTOR ROTATABLE RESOLVER MULTI-POLE (RESOLVER P=4); PLAIN SHAFT, TOLERANCE N; WITH HOLDING BRAKE PROTECTION CLASS IP65, | - | 0 | 0
1FK7063-2AC74-1SH2 |  | 1FK7063-2AC74-1SH2 | 1 | UN | 1 | 15 | C | D | N | N | 85015220 | 1 |  | 11.401 | KG | 1256.42 | 1256.42 | MC05 | MC05 | SIMOTICS S Synchronous motor 1FK7-CT PN=1.9kW; UDC=600V M0=11Nm (100K); NN=2000rpm; Naturally cooled FRAME SIZE IMB 5 (IM V1, IM V3) FLANGE 1, WITH PT1000 TEMPERATURESENSOR POWER CONNECTOR ROTATABLE RESOLVER MULTI-POLE (RESOLVER P=4); PLAIN SHAFT, TOLERANCE N; WITH HOLDING BRAKE PROTECTION CLASS IP65, FLANGE ON DRIVE END IP67; | - | 0 | 0
1FK7063-2AC74-1TA0 |  | 1FK7063-2AC74-1TA0 | 1 | UN | 1 | 15 | C | D | N | N | 85015220 | 1 |  | 11.102 | KG | 1048.13 | 1048.13 | MC05 | MC05 | SIMOTICS S Synchronous motor 1FK7-CT PN=1.9kW; UDC=600V M0=11Nm (100K); NN=2000rpm; Naturally cooled FRAME SIZE IMB 5 (IM V1, IM V3) FLANGE 1, WITH PT1000 TEMPERATURESENSOR POWER CONNECTOR ROTATABLE RESOLVER 2-POLE (RESOLVER P=1); SHAFT WITH FITTED KEY, TOLERANCE N; W/O HOLDING BRAKE PROTECTION CLASS IP64; | - | 0 | 0
1FK7063-2AC74-1TA1 |  | 1FK7063-2AC74-1TA1 | 1 | UN | 1 | 15 | C | D | N | N | 85015220 | 1 |  | 11.102 | KG | 1110.47 | 1110.47 | MC05 | MC05 | SIMOTICS S Synchronous motor 1FK7-CT PN=1.9kW; UDC=600V M0=11Nm (100K); NN=2000rpm; Naturally cooled FRAME SIZE IMB 5 (IM V1, IM V3) FLANGE 1, WITH PT1000 TEMPERATURESENSOR POWER CONNECTOR ROTATABLE RESOLVER 2-POLE (RESOLVER P=1); SHAFT WITH FITTED KEY, TOLERANCE N; W/O HOLDING BRAKE PROTECTION CLASS IP65, | - | 0 | 0
1FK7063-2AC74-1TA2 |  | 1FK7063-2AC74-1TA2 | 1 | UN | 1 | 15 | C | D | N | N | 85015220 | 1 |  | 11.102 | KG | 1110.47 | 1110.47 | MC05 | MC05 | SIMOTICS S Synchronous motor 1FK7-CT PN=1.9kW; UDC=600V M0=11Nm (100K); NN=2000rpm; Naturally cooled FRAME SIZE IMB 5 (IM V1, IM V3) FLANGE 1, WITH PT1000 TEMPERATURESENSOR POWER CONNECTOR ROTATABLE RESOLVER 2-POLE (RESOLVER P=1); SHAFT WITH FITTED KEY, TOLERANCE N; W/O HOLDING BRAKE PROTECTION CLASS IP65, FLANGE ON DRIVE END IP67; | - | 0 | 0
1FK7063-2AC74-1TB0 |  | 1FK7063-2AC74-1TB0 | 1 | UN | 1 | 15 | C | D | N | N | 85015220 | 1 |  | 11.401 | KG | 1250.07 | 1250.07 | MC05 | MC05 | SIMOTICS S Synchronous motor 1FK7-CT PN=1.9kW; UDC=600V M0=11Nm (100K); NN=2000rpm; Naturally cooled FRAME SIZE IMB 5 (IM V1, IM V3) FLANGE 1, WITH PT1000 TEMPERATURESENSOR POWER CONNECTOR ROTATABLE RESOLVER 2-POLE (RESOLVER P=1); SHAFT WITH FITTED KEY, TOLERANCE N; WITH HOLDING BRAKE PROTECTION CLASS IP64; | - | 0 | 0
1FK7063-2AC74-1TB1 |  | 1FK7063-2AC74-1TB1 | 1 | UN | 1 | 15 | C | D | N | N | 85015220 | 1 |  | 11.401 | KG | 1312.41 | 1312.41 | MC05 | MC05 | SIMOTICS S Synchronous motor 1FK7-CT PN=1.9kW; UDC=600V M0=11Nm (100K); NN=2000rpm; Naturally cooled FRAME SIZE IMB 5 (IM V1, IM V3) FLANGE 1, WITH PT1000 TEMPERATURESENSOR POWER CONNECTOR ROTATABLE RESOLVER 2-POLE (RESOLVER P=1); SHAFT WITH FITTED KEY, TOLERANCE N; WITH HOLDING BRAKE PROTECTION CLASS IP65, | - | 0 | 0
1FK7063-2AC74-1TB2 |  | 1FK7063-2AC74-1TB2 | 1 | UN | 1 | 15 | C | D | N | N | 85015220 | 1 |  | 11.401 | KG | 1312.41 | 1312.41 | MC05 | MC05 | SIMOTICS S Synchronous motor 1FK7-CT PN=1.9kW; UDC=600V M0=11Nm (100K); NN=2000rpm; Naturally cooled FRAME SIZE IMB 5 (IM V1, IM V3) FLANGE 1, WITH PT1000 TEMPERATURESENSOR POWER CONNECTOR ROTATABLE RESOLVER 2-POLE (RESOLVER P=1); SHAFT WITH FITTED KEY, TOLERANCE N; WITH HOLDING BRAKE PROTECTION CLASS IP65, FLANGE ON DRIVE END IP67; | - | 0 | 0
1FK7063-2AC74-1TG0 |  | 1FK7063-2AC74-1TG0 | 1 | UN | 1 | 15 | C | D | N | N | 85015220 | 1 |  | 11.102 | KG | 990.64 | 990.64 | MC05 | MC05 | SIMOTICS S Synchronous motor 1FK7-CT PN=1.9kW; UDC=600V M0=11Nm (100K); NN=2000rpm; Naturally cooled FRAME SIZE IMB 5 (IM V1, IM V3) FLANGE 1, WITH PT1000 TEMPERATURESENSOR POWER CONNECTOR ROTATABLE RESOLVER 2-POLE (RESOLVER P=1); PLAIN SHAFT, TOLERANCE N; W/O HOLDING BRAKE PROTECTION CLASS IP64; | - | 0 | 0
1FK7063-2AC74-1TG1 |  | 1FK7063-2AC74-1TG1 | 1 | UN | 1 | 15 | C | D | N | N | 85015220 | 1 |  | 11.102 | KG | 1052.98 | 1052.98 | MC05 | MC05 | SIMOTICS S Synchronous motor 1FK7-CT PN=1.9kW; UDC=600V M0=11Nm (100K); NN=2000rpm; Naturally cooled FRAME SIZE IMB 5 (IM V1, IM V3) FLANGE 1, WITH PT1000 TEMPERATURESENSOR POWER CONNECTOR ROTATABLE RESOLVER 2-POLE (RESOLVER P=1); PLAIN SHAFT, TOLERANCE N; W/O HOLDING BRAKE PROTECTION CLASS IP65, | - | 0 | 0
1FK7063-2AC74-1TG2 |  | 1FK7063-2AC74-1TG2 | 1 | UN | 1 | 15 | C | D | N | N | 85015220 | 1 |  | 11.102 | KG | 1052.98 | 1052.98 | MC05 | MC05 | SIMOTICS S Synchronous motor 1FK7-CT PN=1.9kW; UDC=600V M0=11Nm (100K); NN=2000rpm; Naturally cooled FRAME SIZE IMB 5 (IM V1, IM V3) FLANGE 1, WITH PT1000 TEMPERATURESENSOR POWER CONNECTOR ROTATABLE RESOLVER 2-POLE (RESOLVER P=1); PLAIN SHAFT, TOLERANCE N; W/O HOLDING BRAKE PROTECTION CLASS IP65, FLANGE ON DRIVE END IP67; | - | 0 | 0
1FK7063-2AC74-1TH0 |  | 1FK7063-2AC74-1TH0 | 1 | UN | 1 | 15 | C | D | N | N | 85015220 | 1 |  | 11.401 | KG | 1194.08 | 1194.08 | MC05 | MC05 | SIMOTICS S Synchronous motor 1FK7-CT PN=1.9kW; UDC=600V M0=11Nm (100K); NN=2000rpm; Naturally cooled FRAME SIZE IMB 5 (IM V1, IM V3) FLANGE 1, WITH PT1000 TEMPERATURESENSOR POWER CONNECTOR ROTATABLE RESOLVER 2-POLE (RESOLVER P=1); PLAIN SHAFT, TOLERANCE N; WITH HOLDING BRAKE PROTECTION CLASS IP64; | - | 0 | 0
1FK7063-2AC74-1TH1 |  | 1FK7063-2AC74-1TH1 | 1 | UN | 1 | 15 | C | D | N | N | 85015220 | 1 |  | 11.401 | KG | 1256.42 | 1256.42 | MC05 | MC05 | SIMOTICS S Synchronous motor 1FK7-CT PN=1.9kW; UDC=600V M0=11Nm (100K); NN=2000rpm; Naturally cooled FRAME SIZE IMB 5 (IM V1, IM V3) FLANGE 1, WITH PT1000 TEMPERATURESENSOR POWER CONNECTOR ROTATABLE RESOLVER 2-POLE (RESOLVER P=1); PLAIN SHAFT, TOLERANCE N; WITH HOLDING BRAKE PROTECTION CLASS IP65, | - | 0 | 0
1FK7063-2AC74-1TH2 |  | 1FK7063-2AC74-1TH2 | 1 | UN | 1 | 15 | C | D | N | N | 85015220 | 1 |  | 11.401 | KG | 1256.42 | 1256.42 | MC05 | MC05 | SIMOTICS S Synchronous motor 1FK7-CT PN=1.9kW; UDC=600V M0=11Nm (100K); NN=2000rpm; Naturally cooled FRAME SIZE IMB 5 (IM V1, IM V3) FLANGE 1, WITH PT1000 TEMPERATURESENSOR POWER CONNECTOR ROTATABLE RESOLVER 2-POLE (RESOLVER P=1); PLAIN SHAFT, TOLERANCE N; WITH HOLDING BRAKE PROTECTION CLASS IP65, FLANGE ON DRIVE END IP67; | - | 0 | 0
1FK7063-2AF71-1AA0 |  | 1FK7063-2AF71-1AA0 | 1 | UN | 1 | 15 | C | D | N | N | 85015220 | 1 |  | 11.101 | KG | 1438.77 | 1438.77 | MC05 | MC05 | SIMOTICS S Synchronous motor 1FK7-CT PN=2.3kW; UDC=600V M0=11Nm (100K); NN=3000rpm; Naturally cooled FRAME SIZE IMB 5 (IM V1, IM V3) FLANGE 1, WITH KTY TEMPERATURESENSOR POWER CONNECTOR ROTATABLE INCREMENTAL ENCODER SIN/COS 1VPP;2048 S/R W. C-AND D-SPUR (ENCODER IC2048S/R) SHAFT WITH FITTED KEY, TOLERANCE N; W/O HOLDING BRAKE PROTECTION CLASS IP64; | - | 0 | 0
1FK7063-2AF71-1AA1 |  | 1FK7063-2AF71-1AA1 | 1 | UN | 1 | 15 | C | D | N | N | 85015220 | 1 |  | 11.101 | KG | 1501.11 | 1501.11 | MC05 | MC05 | SIMOTICS S Synchronous motor 1FK7-CT PN=2.3kW; UDC=600V M0=11Nm (100K); NN=3000rpm; Naturally cooled FRAME SIZE IMB 5 (IM V1, IM V3) FLANGE 1, WITH KTY TEMPERATURESENSOR POWER CONNECTOR ROTATABLE INCREMENTAL ENCODER SIN/COS 1VPP;2048 S/R W. C-AND D-SPUR (ENCODER IC2048S/R) SHAFT WITH FITTED KEY, TOLERANCE N; W/O HOLDING BRAKE PROTECTION CLASS IP65, | - | 0 | 0
1FK7063-2AF71-1AA2 |  | 1FK7063-2AF71-1AA2 | 1 | UN | 1 | 15 | C | D | N | N | 85015220 | 1 |  | 11.101 | KG | 1501.11 | 1501.11 | MC05 | MC05 | SIMOTICS S Synchronous motor 1FK7-CT PN=2.3kW; UDC=600V M0=11Nm (100K); NN=3000rpm; Naturally cooled FRAME SIZE IMB 5 (IM V1, IM V3) FLANGE 1, WITH KTY TEMPERATURESENSOR POWER CONNECTOR ROTATABLE INCREMENTAL ENCODER SIN/COS 1VPP;2048 S/R W. C-AND D-SPUR (ENCODER IC2048S/R) SHAFT WITH FITTED KEY, TOLERANCE N; W/O HOLDING BRAKE PROTECTION CLASS IP65, FLANGE ON DRIVE END IP67; | - | 0 | 0
1FK7063-2AF71-1AB0 |  | 1FK7063-2AF71-1AB0 | 1 | UN | 1 | 15 | C | D | N | N | 85015220 | 1 |  | 11.4 | KG | 1640.71 | 1640.71 | MC05 | MC05 | SIMOTICS S Synchronous motor 1FK7-CT PN=2.3kW; UDC=600V M0=11Nm (100K); NN=3000rpm; Naturally cooled FRAME SIZE IMB 5 (IM V1, IM V3) FLANGE 1, WITH KTY TEMPERATURESENSOR POWER CONNECTOR ROTATABLE INCREMENTAL ENCODER SIN/COS 1VPP;2048 S/R W. C-AND D-SPUR (ENCODER IC2048S/R) SHAFT WITH FITTED KEY, TOLERANCE N; WITH HOLDING BRAKE PROTECTION CLASS IP64; | - | 0 | 0
1FK7063-2AF71-1AB0-Z | M03 | 1FK7063-2AF71-1AB0-ZM03 | 1 | UN | 1 | 15 | C | D | N | N | 85015220 | 1 |  | 11.401 | KG | 1739.94 | 1739.94 | MC05 | MC05 | SIMOTICS S Synchronous motor 1FK7-CT PN=2.3kW; UDC=600V M0=11Nm (100K); NN=3000rpm; Naturally cooled FRAME SIZE IMB 5 (IM V1, IM V3) FLANGE 1, WITH KTY TEMPERATURESENSOR POWER CONNECTOR ROTATABLE INCREMENTAL ENCODER SIN/COS 1VPP;2048 S/R W. C-AND D-SPUR (ENCODER IC2048S/R) SHAFT WITH FITTED KEY, TOLERANCE N; WITH HOLDING BRAKE PROTECTION CLASS IP64; M03: FOR USE IN THE GAS EXPLOSION-PRONE AREA UNIT II, CATEGORY 3G (ZONE 2) TEMPERATURE CLASS T1 TO T3 OBSERVE PLANNING GUIDELINES SEE ENCLOSURE REGARDING THE DECLARATION OF CONFORMITY | - | 0 | 0
1FK7063-2AF71-1AB1 |  | 1FK7063-2AF71-1AB1 | 1 | UN | 1 | 15 | C | D | N | N | 85015220 | 1 |  | 11.4 | KG | 1703.05 | 1703.05 | MC05 | MC05 | SIMOTICS S Synchronous motor 1FK7-CT PN=2.3kW; UDC=600V M0=11Nm (100K); NN=3000rpm; Naturally cooled FRAME SIZE IMB 5 (IM V1, IM V3) FLANGE 1, WITH KTY TEMPERATURESENSOR POWER CONNECTOR ROTATABLE INCREMENTAL ENCODER SIN/COS 1VPP;2048 S/R W. C-AND D-SPUR (ENCODER IC2048S/R) SHAFT WITH FITTED KEY, TOLERANCE N; WITH HOLDING BRAKE PROTECTION CLASS IP65, | - | 0 | 0
1FK7063-2AF71-1AB2 |  | 1FK7063-2AF71-1AB2 | 1 | UN | 1 | 15 | C | D | N | N | 85015220 | 1 |  | 11.4 | KG | 1703.05 | 1703.05 | MC05 | MC05 | SIMOTICS S Synchronous motor 1FK7-CT PN=2.3kW; UDC=600V M0=11Nm (100K); NN=3000rpm; Naturally cooled FRAME SIZE IMB 5 (IM V1, IM V3) FLANGE 1, WITH KTY TEMPERATURESENSOR POWER CONNECTOR ROTATABLE INCREMENTAL ENCODER SIN/COS 1VPP;2048 S/R W. C-AND D-SPUR (ENCODER IC2048S/R) SHAFT WITH FITTED KEY, TOLERANCE N; WITH HOLDING BRAKE PROTECTION CLASS IP65, FLANGE ON DRIVE END IP67; | - | 0 | 0
1FK7063-2AF71-1AG0 |  | 1FK7063-2AF71-1AG0 | 1 | UN | 1 | 15 | C | D | N | N | 85015220 | 1 |  | 11.101 | KG | 1381.28 | 1381.28 | MC05 | MC05 | SIMOTICS S Synchronous motor 1FK7-CT PN=2.3kW; UDC=600V M0=11Nm (100K); NN=3000rpm; Naturally cooled FRAME SIZE IMB 5 (IM V1, IM V3) FLANGE 1, WITH KTY TEMPERATURESENSOR POWER CONNECTOR ROTATABLE INCREMENTAL ENCODER SIN/COS 1VPP;2048 S/R W. C-AND D-SPUR (ENCODER IC2048S/R) PLAIN SHAFT, TOLERANCE N; W/O HOLDING BRAKE PROTECTION CLASS IP64; | - | 0 | 0
1FK7063-2AF71-1AG1 |  | 1FK7063-2AF71-1AG1 | 1 | UN | 1 | 15 | C | D | N | N | 85015220 | 1 |  | 11.101 | KG | 1443.62 | 1443.62 | MC05 | MC05 | SIMOTICS S Synchronous motor 1FK7-CT PN=2.3kW; UDC=600V M0=11Nm (100K); NN=3000rpm; Naturally cooled FRAME SIZE IMB 5 (IM V1, IM V3) FLANGE 1, WITH KTY TEMPERATURESENSOR POWER CONNECTOR ROTATABLE INCREMENTAL ENCODER SIN/COS 1VPP;2048 S/R W. C-AND D-SPUR (ENCODER IC2048S/R) PLAIN SHAFT, TOLERANCE N; W/O HOLDING BRAKE PROTECTION CLASS IP65, | - | 0 | 0
1FK7063-2AF71-1AG2 |  | 1FK7063-2AF71-1AG2 | 1 | UN | 1 | 15 | C | D | N | N | 85015220 | 1 |  | 11.101 | KG | 1443.62 | 1443.62 | MC05 | MC05 | SIMOTICS S Synchronous motor 1FK7-CT PN=2.3kW; UDC=600V M0=11Nm (100K); NN=3000rpm; Naturally cooled FRAME SIZE IMB 5 (IM V1, IM V3) FLANGE 1, WITH KTY TEMPERATURESENSOR POWER CONNECTOR ROTATABLE INCREMENTAL ENCODER SIN/COS 1VPP;2048 S/R W. C-AND D-SPUR (ENCODER IC2048S/R) PLAIN SHAFT, TOLERANCE N; W/O HOLDING BRAKE PROTECTION CLASS IP65, FLANGE ON DRIVE END IP67; | - | 0 | 0
1FK7063-2AF71-1AH0 |  | 1FK7063-2AF71-1AH0 | 1 | UN | 1 | 15 | C | D | N | N | 85015220 | 1 |  | 11.4 | KG | 1584.72 | 1584.72 | MC05 | MC05 | SIMOTICS S Synchronous motor 1FK7-CT PN=2.3kW; UDC=600V M0=11Nm (100K); NN=3000rpm; Naturally cooled FRAME SIZE IMB 5 (IM V1, IM V3) FLANGE 1, WITH KTY TEMPERATURESENSOR POWER CONNECTOR ROTATABLE INCREMENTAL ENCODER SIN/COS 1VPP;2048 S/R W. C-AND D-SPUR (ENCODER IC2048S/R) PLAIN SHAFT, TOLERANCE N; WITH HOLDING BRAKE PROTECTION CLASS IP64; | - | 0 | 0
1FK7063-2AF71-1AH1 |  | 1FK7063-2AF71-1AH1 | 1 | UN | 1 | 15 | C | D | N | N | 85015220 | 1 |  | 11.4 | KG | 1647.06 | 1647.06 | MC05 | MC05 | SIMOTICS S Synchronous motor 1FK7-CT PN=2.3kW; UDC=600V M0=11Nm (100K); NN=3000rpm; Naturally cooled FRAME SIZE IMB 5 (IM V1, IM V3) FLANGE 1, WITH KTY TEMPERATURESENSOR POWER CONNECTOR ROTATABLE INCREMENTAL ENCODER SIN/COS 1VPP;2048 S/R W. C-AND D-SPUR (ENCODER IC2048S/R) PLAIN SHAFT, TOLERANCE N; WITH HOLDING BRAKE PROTECTION CLASS IP65, | - | 0 | 0
1FK7063-2AF71-1AH2 |  | 1FK7063-2AF71-1AH2 | 1 | UN | 1 | 15 | C | D | N | N | 85015220 | 1 |  | 11.4 | KG | 1647.06 | 1647.06 | MC05 | MC05 | SIMOTICS S Synchronous motor 1FK7-CT PN=2.3kW; UDC=600V M0=11Nm (100K); NN=3000rpm; Naturally cooled FRAME SIZE IMB 5 (IM V1, IM V3) FLANGE 1, WITH KTY TEMPERATURESENSOR POWER CONNECTOR ROTATABLE INCREMENTAL ENCODER SIN/COS 1VPP;2048 S/R W. C-AND D-SPUR (ENCODER IC2048S/R) PLAIN SHAFT, TOLERANCE N; WITH HOLDING BRAKE PROTECTION CLASS IP65, FLANGE ON DRIVE END IP67; | - | 0 | 0
1FK7063-2AF71-1BA0 |  | 1FK7063-2AF71-1BA0 | 1 | UN | 1 | 15 | C | D | N | N | 85015220 | 1 |  | 11.101 | KG | 1599.47 | 1599.47 | MC05 | MC05 | SIMOTICS S synchronous motor 1FK7-CT PN=2.3kW; UDC=600V M0=11Nm (100K); NN=3000rpm; naturally cooled design IMB 5 (IM V1, IM V3) Flange 1 Power connector rotatable Absolute encoder single-turn 24-bit with Drive-CLiQ interface (encoder AS24DQI) shaft with feather key, tolerance N without holding brake, degree of protection IP64 | - | 0 | 0
1FK7063-2AF71-1BA1 |  | 1FK7063-2AF71-1BA1 | 1 | UN | 1 | 15 | C | D | N | N | 85015220 | 1 |  | 11.101 | KG | 1661.81 | 1661.81 | MC05 | MC05 | SIMOTICS S synchronous motor 1FK7-CT PN=2.3kW; UDC=600V M0=11Nm (100K); NN=3000rpm; naturally cooled design IMB 5 (IM V1, IM V3) Flange 1 Power connector rotatable Absolute encoder single-turn 24-bit with Drive-CLiQ interface (encoder AS24DQI) shaft with feather key, tolerance N without holding brake, degree of protection IP65 | - | 0 | 0
1FK7063-2AF71-1BA2 |  | 1FK7063-2AF71-1BA2 | 1 | UN | 1 | 15 | C | D | N | N | 85015220 | 1 |  | 11.101 | KG | 1661.81 | 1661.81 | MC05 | MC05 | SIMOTICS S synchronous motor 1FK7-CT PN=2.3kW; UDC=600V M0=11Nm (100K); NN=3000rpm; naturally cooled design IMB 5 (IM V1, IM V3) Flange 1 Power connector rotatable Absolute encoder single-turn 24-bit with Drive-CLiQ interface (encoder AS24DQI) shaft with feather key, tolerance N without holding brake, degree of protection IP65 DE Flange, IP67 | - | 0 | 0
1FK7063-2AF71-1BB0 |  | 1FK7063-2AF71-1BB0 | 1 | UN | 1 | 15 | C | D | N | N | 85015220 | 1 |  | 11.4 | KG | 1801.42 | 1801.42 | MC05 | MC05 | SIMOTICS S synchronous motor 1FK7-CT PN=2.3kW; UDC=600V M0=11Nm (100K); NN=3000rpm; naturally cooled design IMB 5 (IM V1, IM V3) Flange 1 Power connector rotatable Absolute encoder single-turn 24-bit with Drive-CLiQ interface (encoder AS24DQI) shaft with feather key, tolerance N with holding brake, degree of protection IP64 | - | 0 | 0
1FK7063-2AF71-1BB1 |  | 1FK7063-2AF71-1BB1 | 1 | UN | 1 | 15 | C | D | N | N | 85015220 | 1 |  | 11.4 | KG | 1863.75 | 1863.75 | MC05 | MC05 | SIMOTICS S synchronous motor 1FK7-CT PN=2.3kW; UDC=600V M0=11Nm (100K); NN=3000rpm; naturally cooled design IMB 5 (IM V1, IM V3) Flange 1 Power connector rotatable Absolute encoder single-turn 24-bit with Drive-CLiQ interface (encoder AS24DQI) shaft with feather key, tolerance N with holding brake, degree of protection IP65 | - | 0 | 0
1FK7063-2AF71-1BB2 |  | 1FK7063-2AF71-1BB2 | 1 | UN | 1 | 15 | C | D | N | N | 85015220 | 1 |  | 11.4 | KG | 1863.75 | 1863.75 | MC05 | MC05 | SIMOTICS S synchronous motor 1FK7-CT PN=2.3kW; UDC=600V M0=11Nm (100K); NN=3000rpm; naturally cooled design IMB 5 (IM V1, IM V3) Flange 1 Power connector rotatable Absolute encoder single-turn 24-bit with Drive-CLiQ interface (encoder AS24DQI) shaft with feather key, tolerance N with holding brake, degree of protection IP65 DE Flange, IP67 | - | 0 | 0
1FK7063-2AF71-1BG0 |  | 1FK7063-2AF71-1BG0 | 1 | UN | 1 | 15 | C | D | N | N | 85015220 | 1 |  | 11.101 | KG | 1541.99 | 1541.99 | MC05 | MC05 | SIMOTICS S synchronous motor 1FK7-CT PN=2.3kW; UDC=600V M0=11Nm (100K); NN=3000rpm; naturally cooled design IMB 5 (IM V1, IM V3) Flange 1 Power connector rotatable Absolute encoder single-turn 24-bit with Drive-CLiQ interface (encoder AS24DQI) Smooth shaft, tolerance N without holding brake, degree of protection IP64 | - | 0 | 0
1FK7063-2AF71-1BG1 |  | 1FK7063-2AF71-1BG1 | 1 | UN | 1 | 15 | C | D | N | N | 85015220 | 1 |  | 11.101 | KG | 1604.32 | 1604.32 | MC05 | MC05 | SIMOTICS S synchronous motor 1FK7-CT PN=2.3kW; UDC=600V M0=11Nm (100K); NN=3000rpm; naturally cooled design IMB 5 (IM V1, IM V3) Flange 1 Power connector rotatable Absolute encoder single-turn 24-bit with Drive-CLiQ interface (encoder AS24DQI) Smooth shaft, tolerance N without holding brake, degree of protection IP65 | - | 0 | 0
1FK7063-2AF71-1BG2 |  | 1FK7063-2AF71-1BG2 | 1 | UN | 1 | 15 | C | D | N | N | 85015220 | 1 |  | 11.101 | KG | 1604.32 | 1604.32 | MC05 | MC05 | SIMOTICS S synchronous motor 1FK7-CT PN=2.3kW; UDC=600V M0=11Nm (100K); NN=3000rpm; naturally cooled design IMB 5 (IM V1, IM V3) Flange 1 Power connector rotatable Absolute encoder single-turn 24-bit with Drive-CLiQ interface (encoder AS24DQI) Smooth shaft, tolerance N without holding brake, degree of protection IP65 DE Flange, IP67 | - | 0 | 0
1FK7063-2AF71-1BH0 |  | 1FK7063-2AF71-1BH0 | 1 | UN | 1 | 15 | C | D | N | N | 85015220 | 1 |  | 11.4 | KG | 1745.43 | 1745.43 | MC05 | MC05 | SIMOTICS S synchronous motor 1FK7-CT PN=2.3kW; UDC=600V M0=11Nm (100K); NN=3000rpm; naturally cooled design IMB 5 (IM V1, IM V3) Flange 1 Power connector rotatable Absolute encoder single-turn 24-bit with Drive-CLiQ interface (encoder AS24DQI) Smooth shaft, tolerance N with holding brake, degree of protection IP64 | - | 0 | 0
1FK7063-2AF71-1BH1 |  | 1FK7063-2AF71-1BH1 | 1 | UN | 1 | 15 | C | D | N | N | 85015220 | 1 |  | 11.4 | KG | 1807.77 | 1807.77 | MC05 | MC05 | SIMOTICS S synchronous motor 1FK7-CT PN=2.3kW; UDC=600V M0=11Nm (100K); NN=3000rpm; naturally cooled design IMB 5 (IM V1, IM V3) Flange 1 Power connector rotatable Absolute encoder single-turn 24-bit with Drive-CLiQ interface (encoder AS24DQI) Smooth shaft, tolerance N with holding brake, degree of protection IP65 | - | 0 | 0
1FK7063-2AF71-1BH2 |  | 1FK7063-2AF71-1BH2 | 1 | UN | 1 | 15 | C | D | N | N | 85015220 | 1 |  | 11.4 | KG | 1807.77 | 1807.77 | MC05 | MC05 | SIMOTICS S synchronous motor 1FK7-CT PN=2.3kW; UDC=600V M0=11Nm (100K); NN=3000rpm; naturally cooled design IMB 5 (IM V1, IM V3) Flange 1 Power connector rotatable Absolute encoder single-turn 24-bit with Drive-CLiQ interface (encoder AS24DQI) Smooth shaft, tolerance N with holding brake, degree of protection IP65 DE Flange, IP67 | - | 0 | 0
1FK7063-2AF71-1CA0 |  | 1FK7063-2AF71-1CA0 | 1 | UN | 1 | 15 | C | D | N | N | 85015220 | 1 |  | 11.101 | KG | 1845.63 | 1845.63 | MC05 | MC05 | SIMOTICS S synchronous motor 1FK7-CT PN=2.3kW; UDC=600V M0=11Nm (100K); NN=3000rpm; naturally cooled design IMB 5 (IM V1, IM V3) Flange 1 Power connector rotatable Absolute encoder 24-bit + 12-bit multiturn with DRIVE-CLiQ interface (encoder AM24DQI) shaft with feather key, tolerance N without holding brake, degree of protection IP64 | - | 0 | 0
1FK7063-2AF71-1CA1 |  | 1FK7063-2AF71-1CA1 | 1 | UN | 1 | 15 | C | D | N | N | 85015220 | 1 |  | 11.101 | KG | 1907.97 | 1907.97 | MC05 | MC05 | SIMOTICS S synchronous motor 1FK7-CT PN=2.3kW; UDC=600V M0=11Nm (100K); NN=3000rpm; naturally cooled design IMB 5 (IM V1, IM V3) Flange 1 Power connector rotatable Absolute encoder 24-bit + 12-bit multiturn with DRIVE-CLiQ interface (encoder AM24DQI) shaft with feather key, tolerance N without holding brake, degree of protection IP65 | - | 0 | 0
1FK7063-2AF71-1CA2 |  | 1FK7063-2AF71-1CA2 | 1 | UN | 1 | 15 | C | D | N | N | 85015220 | 1 |  | 11.101 | KG | 1907.97 | 1907.97 | MC05 | MC05 | SIMOTICS S synchronous motor 1FK7-CT PN=2.3kW; UDC=600V M0=11Nm (100K); NN=3000rpm; naturally cooled design IMB 5 (IM V1, IM V3) Flange 1 Power connector rotatable Absolute encoder 24-bit + 12-bit multiturn with DRIVE-CLiQ interface (encoder AM24DQI) shaft with feather key, tolerance N without holding brake, degree of protection IP65 DE Flange, IP67 | - | 0 | 0
1FK7063-2AF71-1CB0 |  | 1FK7063-2AF71-1CB0 | 1 | UN | 1 | 15 | C | D | N | N | 85015220 | 1 |  | 11.4 | KG | 2047.58 | 2047.58 | MC05 | MC05 | SIMOTICS S synchronous motor 1FK7-CT PN=2.3kW; UDC=600V M0=11Nm (100K); NN=3000rpm; naturally cooled design IMB 5 (IM V1, IM V3) Flange 1 Power connector rotatable Absolute encoder 24-bit + 12-bit multiturn with DRIVE-CLiQ interface (encoder AM24DQI) shaft with feather key, tolerance N with holding brake, degree of protection IP64 | - | 0 | 0
1FK7063-2AF71-1CB0-Z | X01 | 1FK7063-2AF71-1CB0-ZX01 | 1 | UN | 1 | 15 | C | D | N | N | 85015220 | 1 |  | 11.401 | KG | 2109.92 | 2109.92 | MC05 | MC05 | SIMOTICS S synchronous motor 1FK7-CT PN=2.3kW; UDC=600V M0=11Nm (100K); NN=3000rpm; naturally cooled design IMB 5 (IM V1, IM V3) Flange 1 Power connector rotatable Absolute encoder 24-bit + 12-bit multiturn with DRIVE-CLiQ interface (encoder AM24DQI) shaft with feather key, tolerance N with holding brake, degree of protection IP64 X01: PAINT FINISH DULL BLACK RAL9005 | - | 0 | 0
1FK7063-2AF71-1CB1 |  | 1FK7063-2AF71-1CB1 | 1 | UN | 1 | 15 | C | D | N | N | 85015220 | 1 |  | 11.4 | KG | 2109.91 | 2109.91 | MC05 | MC05 | SIMOTICS S synchronous motor 1FK7-CT PN=2.3kW; UDC=600V M0=11Nm (100K); NN=3000rpm; naturally cooled design IMB 5 (IM V1, IM V3) Flange 1 Power connector rotatable Absolute encoder 24-bit + 12-bit multiturn with DRIVE-CLiQ interface (encoder AM24DQI) shaft with feather key, tolerance N with holding brake, degree of protection IP65 | - | 0 | 0
1FK7063-2AF71-1CB2 |  | 1FK7063-2AF71-1CB2 | 1 | UN | 1 | 15 | C | D | N | N | 85015220 | 1 |  | 11.4 | KG | 2109.91 | 2109.91 | MC05 | MC05 | SIMOTICS S synchronous motor 1FK7-CT PN=2.3kW; UDC=600V M0=11Nm (100K); NN=3000rpm; naturally cooled design IMB 5 (IM V1, IM V3) Flange 1 Power connector rotatable Absolute encoder 24-bit + 12-bit multiturn with DRIVE-CLiQ interface (encoder AM24DQI) shaft with feather key, tolerance N with holding brake, degree of protection IP65 DE Flange, IP67 | - | 0 | 0
1FK7063-2AF71-1CG0 |  | 1FK7063-2AF71-1CG0 | 1 | UN | 1 | 15 | C | D | N | N | 85015220 | 1 |  | 11.101 | KG | 1788.15 | 1788.15 | MC05 | MC05 | SIMOTICS S synchronous motor 1FK7-CT PN=2.3kW; UDC=600V M0=11Nm (100K); NN=3000rpm; naturally cooled design IMB 5 (IM V1, IM V3) Flange 1 Power connector rotatable Absolute encoder 24-bit + 12-bit multiturn with DRIVE-CLiQ interface (encoder AM24DQI) Smooth shaft, tolerance N without holding brake, degree of protection IP64 | - | 0 | 0
1FK7063-2AF71-1CG0-Z | V40 | 1FK7063-2AF71-1CG0-ZV40 | 1 | UN | 1 | 15 | C | D | N | N | 85015220 | 1 |  | 20.501 | KG | 2997.53 | 2997.53 | MC05 | MC05 | SIMOTICS S synchronous motor 1FK7-CT PN=2.3kW; UDC=600V M0=11Nm (100K); NN=3000rpm; naturally cooled design IMB 5 (IM V1, IM V3) Flange 1 Power connector rotatable Absolute encoder 24-bit + 12-bit multiturn with DRIVE-CLiQ interface (encoder AM24DQI) Smooth shaft, tolerance N without holding brake, degree of protection IP64 V40: ALPHA NP, NP 035 Planetary gear unit 1-stage, i=5, with feather key | - | 0 | 0
1FK7063-2AF71-1CG1 |  | 1FK7063-2AF71-1CG1 | 1 | UN | 1 | 15 | C | D | N | N | 85015220 | 1 |  | 11.101 | KG | 1850.48 | 1850.48 | MC05 | MC05 | SIMOTICS S synchronous motor 1FK7-CT PN=2.3kW; UDC=600V M0=11Nm (100K); NN=3000rpm; naturally cooled design IMB 5 (IM V1, IM V3) Flange 1 Power connector rotatable Absolute encoder 24-bit + 12-bit multiturn with DRIVE-CLiQ interface (encoder AM24DQI) Smooth shaft, tolerance N without holding brake, degree of protection IP65 | - | 0 | 0
1FK7063-2AF71-1CG1-Z | J03 | 1FK7063-2AF71-1CG1-ZJ03 | 1 | UN | 1 | 15 | C | D | N | N | 85015220 | 1 |  | 18.801 | KG | 3457.3 | 3457.3 | MC05 | MC05 | SIMOTICS S synchronous motor 1FK7-CT PN=2.3kW; UDC=600V M0=11Nm (100K); NN=3000rpm; naturally cooled design IMB 5 (IM V1, IM V3) Flange 1 Power connector rotatable Absolute encoder 24-bit + 12-bit multiturn with DRIVE-CLiQ interface (encoder AM24DQI) Smooth shaft, tolerance N without holding brake, degree of protection IP65 J03: ALPHA SP+, SP 100S-MF1 PLANETARY GEARING 1 STAGE, I=5, WITH FEATHER KEY | - | 0 | 0
1FK7063-2AF71-1CG1-Z | N05 | 1FK7063-2AF71-1CG1-ZN05 | 1 | UN | 1 | 15 | C | D | N | N | 85015220 | 1 |  | 11.102 | KG | 2053.92 | 2053.92 | MC05 | MC05 | SIMOTICS S synchronous motor 1FK7-CT PN=2.3kW; UDC=600V M0=11Nm (100K); NN=3000rpm; naturally cooled design IMB 5 (IM V1, IM V3) Flange 1 Power connector rotatable Absolute encoder 24-bit + 12-bit multiturn with DRIVE-CLiQ interface (encoder AM24DQI) Smooth shaft, tolerance N without holding brake, degree of protection IP65 N05: Compatibility of the shaft extension dimensions with 1FT506X (Configuration information to be considered, see notification number 14361688) | - | 0 | 0
1FK7063-2AF71-1CG1-Z | Q31 | 1FK7063-2AF71-1CG1-ZQ31 | 1 | UN | 1 | 15 | C | D | N | N | 85015220 | 1 |  | 11.151 | KG | 1912.98 | 1912.98 | MC05 | MC05 | SIMOTICS S synchronous motor 1FK7-CT PN=2.3kW; UDC=600V M0=11Nm (100K); NN=3000rpm; naturally cooled design IMB 5 (IM V1, IM V3) Flange 1 Power connector rotatable Absolute encoder 24-bit + 12-bit multiturn with DRIVE-CLiQ interface (encoder AM24DQI) Smooth shaft, tolerance N without holding brake, degree of protection IP65 Q31: METALLIC RATING PLATE ON MOTOR | - | 0 | 0
1FK7063-2AF71-1CG1-Z | Y84 | 1FK7063-2AF71-1CG1-ZY84 | 1 | UN | 1 | 15 | C | D | N | N | 85015220 | 1 |  | 11.101 | KG | 1850.48 | 1850.48 | MC05 | MC05 | SIMOTICS S synchronous motor 1FK7-CT PN=2.3kW; UDC=600V M0=11Nm (100K); NN=3000rpm; naturally cooled design IMB 5 (IM V1, IM V3) Flange 1 Power connector rotatable Absolute encoder 24-bit + 12-bit multiturn with DRIVE-CLiQ interface (encoder AM24DQI) Smooth shaft, tolerance N without holding brake, degree of protection IP65 Y84: Customer specifications on the rating plate Ordering notes see Notification number 22370783 | - | 0 | 0
1FK7063-2AF71-1CG2 |  | 1FK7063-2AF71-1CG2 | 1 | UN | 1 | 15 | C | D | N | N | 85015220 | 1 |  | 11.101 | KG | 1850.48 | 1850.48 | MC05 | MC05 | SIMOTICS S synchronous motor 1FK7-CT PN=2.3kW; UDC=600V M0=11Nm (100K); NN=3000rpm; naturally cooled design IMB 5 (IM V1, IM V3) Flange 1 Power connector rotatable Absolute encoder 24-bit + 12-bit multiturn with DRIVE-CLiQ interface (encoder AM24DQI) Smooth shaft, tolerance N without holding brake, degree of protection IP65 DE Flange, IP67 | - | 0 | 0
1FK7063-2AF71-1CH0 |  | 1FK7063-2AF71-1CH0 | 1 | UN | 1 | 15 | C | D | N | N | 85015220 | 1 |  | 11.4 | KG | 1991.59 | 1991.59 | MC05 | MC05 | SIMOTICS S synchronous motor 1FK7-CT PN=2.3kW; UDC=600V M0=11Nm (100K); NN=3000rpm; naturally cooled design IMB 5 (IM V1, IM V3) Flange 1 Power connector rotatable Absolute encoder 24-bit + 12-bit multiturn with DRIVE-CLiQ interface (encoder AM24DQI) Smooth shaft, tolerance N with holding brake, degree of protection IP64 | - | 0 | 0
1FK7063-2AF71-1CH1 |  | 1FK7063-2AF71-1CH1 | 1 | UN | 1 | 15 | C | D | N | N | 85015220 | 1 |  | 11.4 | KG | 2053.93 | 2053.93 | MC05 | MC05 | SIMOTICS S synchronous motor 1FK7-CT PN=2.3kW; UDC=600V M0=11Nm (100K); NN=3000rpm; naturally cooled design IMB 5 (IM V1, IM V3) Flange 1 Power connector rotatable Absolute encoder 24-bit + 12-bit multiturn with DRIVE-CLiQ interface (encoder AM24DQI) Smooth shaft, tolerance N with holding brake, degree of protection IP65 | - | 0 | 0
1FK7063-2AF71-1CH2 |  | 1FK7063-2AF71-1CH2 | 1 | UN | 1 | 15 | C | D | N | N | 85015220 | 1 |  | 11.4 | KG | 2053.93 | 2053.93 | MC05 | MC05 | SIMOTICS S synchronous motor 1FK7-CT PN=2.3kW; UDC=600V M0=11Nm (100K); NN=3000rpm; naturally cooled design IMB 5 (IM V1, IM V3) Flange 1 Power connector rotatable Absolute encoder 24-bit + 12-bit multiturn with DRIVE-CLiQ interface (encoder AM24DQI) Smooth shaft, tolerance N with holding brake, degree of protection IP65 DE Flange, IP67 | - | 0 | 0
1FK7063-2AF71-1CH2-Z | Q13Q20 | 1FK7063-2AF71-1CH2-ZQ13Q20 | 1 | UN | 1 | 15 | C | D | N | N | 85015220 | 1 |  | 12.24 | KG | 2250.89 | 2250.89 | MC05 | MC05 | SIMOTICS S Synchronous motor 1FK7-CT PN=2.3kW; UDC=600V M0=11Nm (100K); NN=3000rpm; Naturally cooled IMB 5 design (IM V1, IM V3) Flange 1 Power connector rotatable Absolute encoder 24-bit +12-bit multi-turn with Drive-CLiQ interface (encoder AM24DQI) smooth shaft, Tolerance N with holding brake; Degree of protection IP65 DE flange IP67 Q13: customer-specific additional seal encoder flange No encoder replacement in the field possible Q20: Pressure compensation M5 | - | 0 | 7
1FK7063-2AF71-1DA0 |  | 1FK7063-2AF71-1DA0 | 1 | UN | 1 | 15 | C | D | N | N | 85015220 | 1 |  | 11.102 | KG | 1652.9 | 1652.9 | MC05 | MC05 | SIMOTICS S Synchronous motor 1FK7-CT PN=2.3kW; UDC=600V M0=11Nm (100K); NN=3000rpm; Naturally cooled FRAME SIZE IMB 5 (IM V1, IM V3) FLANGE 1 POWER CONNECTOR ROTATABLE INCREMENTAL ENCODER 22 BIT WITH DRIVE-CLIQ INTERFACE (ENCODER IC22DQ) SHAFT WITH FITTED KEY, TOLERANCE N; W/O HOLDING BRAKE PROTECTION CLASS IP64; | - | 0 | 0
1FK7063-2AF71-1DA2 |  | 1FK7063-2AF71-1DA2 | 1 | UN | 1 | 15 | C | D | N | N | 85015220 | 1 |  | 11.102 | KG | 1715.24 | 1715.24 | MC05 | MC05 | SIMOTICS S Synchronous motor 1FK7-CT PN=2.3kW; UDC=600V M0=11Nm (100K); NN=3000rpm; Naturally cooled FRAME SIZE IMB 5 (IM V1, IM V3) FLANGE 1 POWER CONNECTOR ROTATABLE INCREMENTAL ENCODER 22 BIT WITH DRIVE-CLIQ INTERFACE (ENCODER IC22DQ) SHAFT WITH FITTED KEY, TOLERANCE N; W/O HOLDING BRAKE PROTECTION CLASS IP65, FLANGE ON DRIVE END IP67; | - | 0 | 0
1FK7063-2AF71-1DB0 |  | 1FK7063-2AF71-1DB0 | 1 | UN | 1 | 15 | C | D | N | N | 85015220 | 1 |  | 11.401 | KG | 1854.84 | 1854.84 | MC05 | MC05 | SIMOTICS S Synchronous motor 1FK7-CT PN=2.3kW; UDC=600V M0=11Nm (100K); NN=3000rpm; Naturally cooled FRAME SIZE IMB 5 (IM V1, IM V3) FLANGE 1 POWER CONNECTOR ROTATABLE INCREMENTAL ENCODER 22 BIT WITH DRIVE-CLIQ INTERFACE (ENCODER IC22DQ) SHAFT WITH FITTED KEY, TOLERANCE N; WITH HOLDING BRAKE PROTECTION CLASS IP64; | - | 0 | 0
1FK7063-2AF71-1DB2 |  | 1FK7063-2AF71-1DB2 | 1 | UN | 1 | 15 | C | D | N | N | 85015220 | 1 |  | 11.401 | KG | 1917.18 | 1917.18 | MC05 | MC05 | SIMOTICS S Synchronous motor 1FK7-CT PN=2.3kW; UDC=600V M0=11Nm (100K); NN=3000rpm; Naturally cooled FRAME SIZE IMB 5 (IM V1, IM V3) FLANGE 1 POWER CONNECTOR ROTATABLE INCREMENTAL ENCODER 22 BIT WITH DRIVE-CLIQ INTERFACE (ENCODER IC22DQ) SHAFT WITH FITTED KEY, TOLERANCE N; WITH HOLDING BRAKE PROTECTION CLASS IP65, FLANGE ON DRIVE END IP67; | - | 0 | 0
1FK7063-2AF71-1DG0 |  | 1FK7063-2AF71-1DG0 | 1 | UN | 1 | 15 | C | D | N | N | 85015220 | 1 |  | 11.102 | KG | 1595.41 | 1595.41 | MC05 | MC05 | SIMOTICS S Synchronous motor 1FK7-CT PN=2.3kW; UDC=600V M0=11Nm (100K); NN=3000rpm; Naturally cooled FRAME SIZE IMB 5 (IM V1, IM V3) FLANGE 1 POWER CONNECTOR ROTATABLE INCREMENTAL ENCODER 22 BIT WITH DRIVE-CLIQ INTERFACE (ENCODER IC22DQ) PLAIN SHAFT, TOLERANCE N; W/O HOLDING BRAKE PROTECTION CLASS IP64; | - | 0 | 0
1FK7063-2AF71-1DG1 |  | 1FK7063-2AF71-1DG1 | 1 | UN | 1 | 15 | C | D | N | N | 85015220 | 1 |  | 11.102 | KG | 1657.75 | 1657.75 | MC05 | MC05 | SIMOTICS S Synchronous motor 1FK7-CT PN=2.3kW; UDC=600V M0=11Nm (100K); NN=3000rpm; Naturally cooled FRAME SIZE IMB 5 (IM V1, IM V3) FLANGE 1 POWER CONNECTOR ROTATABLE INCREMENTAL ENCODER 22 BIT WITH DRIVE-CLIQ INTERFACE (ENCODER IC22DQ) PLAIN SHAFT, TOLERANCE N; W/O HOLDING BRAKE PROTECTION CLASS IP65, | - | 0 | 0
1FK7063-2AF71-1DG2 |  | 1FK7063-2AF71-1DG2 | 1 | UN | 1 | 15 | C | D | N | N | 85015220 | 1 |  | 11.102 | KG | 1657.75 | 1657.75 | MC05 | MC05 | SIMOTICS S Synchronous motor 1FK7-CT PN=2.3kW; UDC=600V M0=11Nm (100K); NN=3000rpm; Naturally cooled FRAME SIZE IMB 5 (IM V1, IM V3) FLANGE 1 POWER CONNECTOR ROTATABLE INCREMENTAL ENCODER 22 BIT WITH DRIVE-CLIQ INTERFACE (ENCODER IC22DQ) PLAIN SHAFT, TOLERANCE N; W/O HOLDING BRAKE PROTECTION CLASS IP65, FLANGE ON DRIVE END IP67; | - | 0 | 0
1FK7063-2AF71-1DH0 |  | 1FK7063-2AF71-1DH0 | 1 | UN | 1 | 15 | C | D | N | N | 85015220 | 1 |  | 11.401 | KG | 1798.85 | 1798.85 | MC05 | MC05 | SIMOTICS S Synchronous motor 1FK7-CT PN=2.3kW; UDC=600V M0=11Nm (100K); NN=3000rpm; Naturally cooled FRAME SIZE IMB 5 (IM V1, IM V3) FLANGE 1 POWER CONNECTOR ROTATABLE INCREMENTAL ENCODER 22 BIT WITH DRIVE-CLIQ INTERFACE (ENCODER IC22DQ) PLAIN SHAFT, TOLERANCE N; WITH HOLDING BRAKE PROTECTION CLASS IP64; | - | 0 | 0
1FK7063-2AF71-1DH1 |  | 1FK7063-2AF71-1DH1 | 1 | UN | 1 | 15 | C | D | N | N | 85015220 | 1 |  | 11.401 | KG | 1861.19 | 1861.19 | MC05 | MC05 | SIMOTICS S Synchronous motor 1FK7-CT PN=2.3kW; UDC=600V M0=11Nm (100K); NN=3000rpm; Naturally cooled FRAME SIZE IMB 5 (IM V1, IM V3) FLANGE 1 POWER CONNECTOR ROTATABLE INCREMENTAL ENCODER 22 BIT WITH DRIVE-CLIQ INTERFACE (ENCODER IC22DQ) PLAIN SHAFT, TOLERANCE N; WITH HOLDING BRAKE PROTECTION CLASS IP65, | - | 0 | 0
1FK7063-2AF71-1EA0 |  | 1FK7063-2AF71-1EA0 | 1 | UN | 1 | 15 | C | D | N | N | 85015220 | 1 |  | 11.101 | KG | 1686.45 | 1686.45 | MC05 | MC05 | SIMOTICS S Synchronous motor 1FK7-CT PN=2.3kW; UDC=600V M0=11Nm (100K); NN=3000rpm; Naturally cooled FRAME SIZE IMB 5 (IM V1, IM V3) FLANGE 1, WITH KTY TEMPERATURESENSOR POWER CONNECTOR ROTATABLE ABSOLUTE ENCODERR 2048 S/R + 4096 UMDREHUNGEN MULTITURN, WITH ENDAT-SCHNITTSTELLE (ENCODER AM2048S/R) SHAFT WITH FITTED KEY, TOLERANCE N; W/O HOLDING BRAKE PROTECTION CLASS IP64; | - | 0 | 0
1FK7063-2AF71-1EA1 |  | 1FK7063-2AF71-1EA1 | 1 | UN | 1 | 15 | C | D | N | N | 85015220 | 1 |  | 11.101 | KG | 1748.79 | 1748.79 | MC05 | MC05 | SIMOTICS S Synchronous motor 1FK7-CT PN=2.3kW; UDC=600V M0=11Nm (100K); NN=3000rpm; Naturally cooled FRAME SIZE IMB 5 (IM V1, IM V3) FLANGE 1, WITH KTY TEMPERATURESENSOR POWER CONNECTOR ROTATABLE ABSOLUTE ENCODERR 2048 S/R + 4096 UMDREHUNGEN MULTITURN, WITH ENDAT-SCHNITTSTELLE (ENCODER AM2048S/R) SHAFT WITH FITTED KEY, TOLERANCE N; W/O HOLDING BRAKE PROTECTION CLASS IP65, | - | 0 | 0
1FK7063-2AF71-1EA2 |  | 1FK7063-2AF71-1EA2 | 1 | UN | 1 | 15 | C | D | N | N | 85015220 | 1 |  | 11.101 | KG | 1748.79 | 1748.79 | MC05 | MC05 | SIMOTICS S Synchronous motor 1FK7-CT PN=2.3kW; UDC=600V M0=11Nm (100K); NN=3000rpm; Naturally cooled FRAME SIZE IMB 5 (IM V1, IM V3) FLANGE 1, WITH KTY TEMPERATURESENSOR POWER CONNECTOR ROTATABLE ABSOLUTE ENCODERR 2048 S/R + 4096 UMDREHUNGEN MULTITURN, WITH ENDAT-SCHNITTSTELLE (ENCODER AM2048S/R) SHAFT WITH FITTED KEY, TOLERANCE N; W/O HOLDING BRAKE PROTECTION CLASS IP65, FLANGE ON DRIVE END IP67; | - | 0 | 0
1FK7063-2AF71-1EB0 |  | 1FK7063-2AF71-1EB0 | 1 | UN | 1 | 15 | C | D | N | N | 85015220 | 1 |  | 11.4 | KG | 1888.39 | 1888.39 | MC05 | MC05 | SIMOTICS S Synchronous motor 1FK7-CT PN=2.3kW; UDC=600V M0=11Nm (100K); NN=3000rpm; Naturally cooled FRAME SIZE IMB 5 (IM V1, IM V3) FLANGE 1, WITH KTY TEMPERATURESENSOR POWER CONNECTOR ROTATABLE ABSOLUTE ENCODERR 2048 S/R + 4096 UMDREHUNGEN MULTITURN, WITH ENDAT-SCHNITTSTELLE (ENCODER AM2048S/R) SHAFT WITH FITTED KEY, TOLERANCE N; WITH HOLDING BRAKE PROTECTION CLASS IP64; | - | 0 | 0
1FK7063-2AF71-1EB1 |  | 1FK7063-2AF71-1EB1 | 1 | UN | 1 | 15 | C | D | N | N | 85015220 | 1 |  | 11.4 | KG | 1950.73 | 1950.73 | MC05 | MC05 | SIMOTICS S Synchronous motor 1FK7-CT PN=2.3kW; UDC=600V M0=11Nm (100K); NN=3000rpm; Naturally cooled FRAME SIZE IMB 5 (IM V1, IM V3) FLANGE 1, WITH KTY TEMPERATURESENSOR POWER CONNECTOR ROTATABLE ABSOLUTE ENCODERR 2048 S/R + 4096 UMDREHUNGEN MULTITURN, WITH ENDAT-SCHNITTSTELLE (ENCODER AM2048S/R) SHAFT WITH FITTED KEY, TOLERANCE N; WITH HOLDING BRAKE PROTECTION CLASS IP65, | - | 0 | 0
1FK7063-2AF71-1EB2 |  | 1FK7063-2AF71-1EB2 | 1 | UN | 1 | 15 | C | D | N | N | 85015220 | 1 |  | 11.4 | KG | 1950.73 | 1950.73 | MC05 | MC05 | SIMOTICS S Synchronous motor 1FK7-CT PN=2.3kW; UDC=600V M0=11Nm (100K); NN=3000rpm; Naturally cooled FRAME SIZE IMB 5 (IM V1, IM V3) FLANGE 1, WITH KTY TEMPERATURESENSOR POWER CONNECTOR ROTATABLE ABSOLUTE ENCODERR 2048 S/R + 4096 UMDREHUNGEN MULTITURN, WITH ENDAT-SCHNITTSTELLE (ENCODER AM2048S/R) SHAFT WITH FITTED KEY, TOLERANCE N; WITH HOLDING BRAKE PROTECTION CLASS IP65, FLANGE ON DRIVE END IP67; | - | 0 | 0
1FK7063-2AF71-1EG0 |  | 1FK7063-2AF71-1EG0 | 1 | UN | 1 | 15 | C | D | N | N | 85015220 | 1 |  | 11.101 | KG | 1628.96 | 1628.96 | MC05 | MC05 | SIMOTICS S Synchronous motor 1FK7-CT PN=2.3kW; UDC=600V M0=11Nm (100K); NN=3000rpm; Naturally cooled FRAME SIZE IMB 5 (IM V1, IM V3) FLANGE 1, WITH KTY TEMPERATURESENSOR POWER CONNECTOR ROTATABLE ABSOLUTE ENCODERR 2048 S/R + 4096 UMDREHUNGEN MULTITURN, WITH ENDAT-SCHNITTSTELLE (ENCODER AM2048S/R) PLAIN SHAFT, TOLERANCE N; W/O HOLDING BRAKE PROTECTION CLASS IP64; | - | 0 | 0
1FK7063-2AF71-1EG1 |  | 1FK7063-2AF71-1EG1 | 1 | UN | 1 | 15 | C | D | N | N | 85015220 | 1 |  | 11.101 | KG | 1691.3 | 1691.3 | MC05 | MC05 | SIMOTICS S Synchronous motor 1FK7-CT PN=2.3kW; UDC=600V M0=11Nm (100K); NN=3000rpm; Naturally cooled FRAME SIZE IMB 5 (IM V1, IM V3) FLANGE 1, WITH KTY TEMPERATURESENSOR POWER CONNECTOR ROTATABLE ABSOLUTE ENCODERR 2048 S/R + 4096 UMDREHUNGEN MULTITURN, WITH ENDAT-SCHNITTSTELLE (ENCODER AM2048S/R) PLAIN SHAFT, TOLERANCE N; W/O HOLDING BRAKE PROTECTION CLASS IP65, | - | 0 | 0
1FK7063-2AF71-1EG2 |  | 1FK7063-2AF71-1EG2 | 1 | UN | 1 | 15 | C | D | N | N | 85015220 | 1 |  | 11.101 | KG | 1691.3 | 1691.3 | MC05 | MC05 | SIMOTICS S Synchronous motor 1FK7-CT PN=2.3kW; UDC=600V M0=11Nm (100K); NN=3000rpm; Naturally cooled FRAME SIZE IMB 5 (IM V1, IM V3) FLANGE 1, WITH KTY TEMPERATURESENSOR POWER CONNECTOR ROTATABLE ABSOLUTE ENCODERR 2048 S/R + 4096 UMDREHUNGEN MULTITURN, WITH ENDAT-SCHNITTSTELLE (ENCODER AM2048S/R) PLAIN SHAFT, TOLERANCE N; W/O HOLDING BRAKE PROTECTION CLASS IP65, FLANGE ON DRIVE END IP67; | - | 0 | 0
1FK7063-2AF71-1EH0 |  | 1FK7063-2AF71-1EH0 | 1 | UN | 1 | 15 | C | D | N | N | 85015220 | 1 |  | 11.4 | KG | 1832.4 | 1832.4 | MC05 | MC05 | SIMOTICS S Synchronous motor 1FK7-CT PN=2.3kW; UDC=600V M0=11Nm (100K); NN=3000rpm; Naturally cooled FRAME SIZE IMB 5 (IM V1, IM V3) FLANGE 1, WITH KTY TEMPERATURESENSOR POWER CONNECTOR ROTATABLE ABSOLUTE ENCODERR 2048 S/R + 4096 UMDREHUNGEN MULTITURN, WITH ENDAT-SCHNITTSTELLE (ENCODER AM2048S/R) PLAIN SHAFT, TOLERANCE N; WITH HOLDING BRAKE PROTECTION CLASS IP64; | - | 0 | 0
1FK7063-2AF71-1EH1 |  | 1FK7063-2AF71-1EH1 | 1 | UN | 1 | 15 | C | D | N | N | 85015220 | 1 |  | 11.4 | KG | 1894.74 | 1894.74 | MC05 | MC05 | SIMOTICS S Synchronous motor 1FK7-CT PN=2.3kW; UDC=600V M0=11Nm (100K); NN=3000rpm; Naturally cooled FRAME SIZE IMB 5 (IM V1, IM V3) FLANGE 1, WITH KTY TEMPERATURESENSOR POWER CONNECTOR ROTATABLE ABSOLUTE ENCODERR 2048 S/R + 4096 UMDREHUNGEN MULTITURN, WITH ENDAT-SCHNITTSTELLE (ENCODER AM2048S/R) PLAIN SHAFT, TOLERANCE N; WITH HOLDING BRAKE PROTECTION CLASS IP65, | - | 0 | 0
1FK7063-2AF71-1EH2 |  | 1FK7063-2AF71-1EH2 | 1 | UN | 1 | 15 | C | D | N | N | 85015220 | 1 |  | 11.4 | KG | 1894.74 | 1894.74 | MC05 | MC05 | SIMOTICS S Synchronous motor 1FK7-CT PN=2.3kW; UDC=600V M0=11Nm (100K); NN=3000rpm; Naturally cooled FRAME SIZE IMB 5 (IM V1, IM V3) FLANGE 1, WITH KTY TEMPERATURESENSOR POWER CONNECTOR ROTATABLE ABSOLUTE ENCODERR 2048 S/R + 4096 UMDREHUNGEN MULTITURN, WITH ENDAT-SCHNITTSTELLE (ENCODER AM2048S/R) PLAIN SHAFT, TOLERANCE N; WITH HOLDING BRAKE PROTECTION CLASS IP65, FLANGE ON DRIVE END IP67; | - | 0 | 0
1FK7063-2AF71-1FA0 |  | 1FK7063-2AF71-1FA0 | 1 | UN | 1 | 15 | C | D | N | N | 85015220 | 1 |  | 11.101 | KG | 1899.07 | 1899.07 | MC05 | MC05 | SIMOTICS S Synchronous motor 1FK7-CT PN=2.3kW; UDC=600V M0=11Nm (100K); NN=3000rpm; Naturally cooled FRAME SIZE IMB 5 (IM V1, IM V3) FLANGE 1 POWER CONNECTOR ROTATABLE ABSOLUTE ENCODER 22BIT + 12 BIT MULTITURN, WITH DRIVE-CLIQ INTERFACE (ENCODER AM22DQ) SHAFT WITH FITTED KEY, TOLERANCE N; W/O HOLDING BRAKE PROTECTION CLASS IP64; | - | 0 | 0
1FK7063-2AF71-1FA2 |  | 1FK7063-2AF71-1FA2 | 1 | UN | 1 | 15 | C | D | N | N | 85015220 | 1 |  | 11.101 | KG | 1961.41 | 1961.41 | MC05 | MC05 | SIMOTICS S Synchronous motor 1FK7-CT PN=2.3kW; UDC=600V M0=11Nm (100K); NN=3000rpm; Naturally cooled FRAME SIZE IMB 5 (IM V1, IM V3) FLANGE 1 POWER CONNECTOR ROTATABLE ABSOLUTE ENCODER 22BIT + 12 BIT MULTITURN, WITH DRIVE-CLIQ INTERFACE (ENCODER AM22DQ) SHAFT WITH FITTED KEY, TOLERANCE N; W/O HOLDING BRAKE PROTECTION CLASS IP65, FLANGE ON DRIVE END IP67; | - | 0 | 0
1FK7063-2AF71-1FB0 |  | 1FK7063-2AF71-1FB0 | 1 | UN | 1 | 15 | C | D | N | N | 85015220 | 1 |  | 11.4 | KG | 2101.01 | 2101.01 | MC05 | MC05 | SIMOTICS S Synchronous motor 1FK7-CT PN=2.3kW; UDC=600V M0=11Nm (100K); NN=3000rpm; Naturally cooled FRAME SIZE IMB 5 (IM V1, IM V3) FLANGE 1 POWER CONNECTOR ROTATABLE ABSOLUTE ENCODER 22BIT + 12 BIT MULTITURN, WITH DRIVE-CLIQ INTERFACE (ENCODER AM22DQ) SHAFT WITH FITTED KEY, TOLERANCE N; WITH HOLDING BRAKE PROTECTION CLASS IP64; | - | 0 | 0
1FK7063-2AF71-1FB1 |  | 1FK7063-2AF71-1FB1 | 1 | UN | 1 | 15 | C | D | N | N | 85015220 | 1 |  | 11.4 | KG | 2163.35 | 2163.35 | MC05 | MC05 | SIMOTICS S Synchronous motor 1FK7-CT PN=2.3kW; UDC=600V M0=11Nm (100K); NN=3000rpm; Naturally cooled FRAME SIZE IMB 5 (IM V1, IM V3) FLANGE 1 POWER CONNECTOR ROTATABLE ABSOLUTE ENCODER 22BIT + 12 BIT MULTITURN, WITH DRIVE-CLIQ INTERFACE (ENCODER AM22DQ) SHAFT WITH FITTED KEY, TOLERANCE N; WITH HOLDING BRAKE PROTECTION CLASS IP65, | - | 0 | 0
1FK7063-2AF71-1FG0 |  | 1FK7063-2AF71-1FG0 | 1 | UN | 1 | 15 | C | D | N | N | 85015220 | 1 |  | 11.101 | KG | 1841.58 | 1841.58 | MC05 | MC05 | SIMOTICS S Synchronous motor 1FK7-CT PN=2.3kW; UDC=600V M0=11Nm (100K); NN=3000rpm; Naturally cooled FRAME SIZE IMB 5 (IM V1, IM V3) FLANGE 1 POWER CONNECTOR ROTATABLE ABSOLUTE ENCODER 22BIT + 12 BIT MULTITURN, WITH DRIVE-CLIQ INTERFACE (ENCODER AM22DQ) PLAIN SHAFT, TOLERANCE N; W/O HOLDING BRAKE PROTECTION CLASS IP64; | - | 0 | 0
1FK7063-2AF71-1FG1 |  | 1FK7063-2AF71-1FG1 | 1 | UN | 1 | 15 | C | D | N | N | 85015220 | 1 |  | 11.101 | KG | 1903.92 | 1903.92 | MC05 | MC05 | SIMOTICS S Synchronous motor 1FK7-CT PN=2.3kW; UDC=600V M0=11Nm (100K); NN=3000rpm; Naturally cooled FRAME SIZE IMB 5 (IM V1, IM V3) FLANGE 1 POWER CONNECTOR ROTATABLE ABSOLUTE ENCODER 22BIT + 12 BIT MULTITURN, WITH DRIVE-CLIQ INTERFACE (ENCODER AM22DQ) PLAIN SHAFT, TOLERANCE N; W/O HOLDING BRAKE PROTECTION CLASS IP65, | - | 0 | 0
1FK7063-2AF71-1FG2 |  | 1FK7063-2AF71-1FG2 | 1 | UN | 1 | 15 | C | D | N | N | 85015220 | 1 |  | 11.101 | KG | 1903.92 | 1903.92 | MC05 | MC05 | SIMOTICS S Synchronous motor 1FK7-CT PN=2.3kW; UDC=600V M0=11Nm (100K); NN=3000rpm; Naturally cooled FRAME SIZE IMB 5 (IM V1, IM V3) FLANGE 1 POWER CONNECTOR ROTATABLE ABSOLUTE ENCODER 22BIT + 12 BIT MULTITURN, WITH DRIVE-CLIQ INTERFACE (ENCODER AM22DQ) PLAIN SHAFT, TOLERANCE N; W/O HOLDING BRAKE PROTECTION CLASS IP65, FLANGE ON DRIVE END IP67; | - | 0 | 0
1FK7063-2AF71-1FH0 |  | 1FK7063-2AF71-1FH0 | 1 | UN | 1 | 15 | C | D | N | N | 85015220 | 1 |  | 11.4 | KG | 2045.02 | 2045.02 | MC05 | MC05 | SIMOTICS S Synchronous motor 1FK7-CT PN=2.3kW; UDC=600V M0=11Nm (100K); NN=3000rpm; Naturally cooled FRAME SIZE IMB 5 (IM V1, IM V3) FLANGE 1 POWER CONNECTOR ROTATABLE ABSOLUTE ENCODER 22BIT + 12 BIT MULTITURN, WITH DRIVE-CLIQ INTERFACE (ENCODER AM22DQ) PLAIN SHAFT, TOLERANCE N; WITH HOLDING BRAKE PROTECTION CLASS IP64; | - | 0 | 0
1FK7063-2AF71-1FH1 |  | 1FK7063-2AF71-1FH1 | 1 | UN | 1 | 15 | C | D | N | N | 85015220 | 1 |  | 11.4 | KG | 2107.36 | 2107.36 | MC05 | MC05 | SIMOTICS S Synchronous motor 1FK7-CT PN=2.3kW; UDC=600V M0=11Nm (100K); NN=3000rpm; Naturally cooled FRAME SIZE IMB 5 (IM V1, IM V3) FLANGE 1 POWER CONNECTOR ROTATABLE ABSOLUTE ENCODER 22BIT + 12 BIT MULTITURN, WITH DRIVE-CLIQ INTERFACE (ENCODER AM22DQ) PLAIN SHAFT, TOLERANCE N; WITH HOLDING BRAKE PROTECTION CLASS IP65, | - | 0 | 0
1FK7063-2AF71-1FH2 |  | 1FK7063-2AF71-1FH2 | 1 | UN | 1 | 15 | C | D | N | N | 85015220 | 1 |  | 11.4 | KG | 2107.36 | 2107.36 | MC05 | MC05 | SIMOTICS S Synchronous motor 1FK7-CT PN=2.3kW; UDC=600V M0=11Nm (100K); NN=3000rpm; Naturally cooled FRAME SIZE IMB 5 (IM V1, IM V3) FLANGE 1 POWER CONNECTOR ROTATABLE ABSOLUTE ENCODER 22BIT + 12 BIT MULTITURN, WITH DRIVE-CLIQ INTERFACE (ENCODER AM22DQ) PLAIN SHAFT, TOLERANCE N; WITH HOLDING BRAKE PROTECTION CLASS IP65, FLANGE ON DRIVE END IP67; | - | 0 | 0
1FK7063-2AF71-1GA0 |  | 1FK7063-2AF71-1GA0 | 1 | UN | 1 | 15 | C | D | N | N | 85015220 | 1 |  | 11.101 | KG | 1341.49 | 1341.49 | MC05 | MC05 | SIMOTICS S Synchronous motor 1FK7-CT PN=2.3kW; UDC=600V M0=11Nm (100K); NN=3000rpm; Naturally cooled FRAME SIZE IMB 5 (IM V1, IM V3) FLANGE 1, WITH KTY TEMPERATURESENSOR POWER CONNECTOR ROTATABLE ABSOLUTE ENCODER 32 S/R SINGLETURN, 4096 ROTATION MULTITURN, WITH ENDAT- INTERFACE (ENCODER AM32S/R) SHAFT WITH FITTED KEY, TOLERANCE N; W/O HOLDING BRAKE PROTECTION CLASS IP64; | - | 0 | 0
1FK7063-2AF71-1GA0-Z | N05 | 1FK7063-2AF71-1GA0-ZN05 | 1 | UN | 1 | 15 | C | D | N | N | 85015220 | 1 |  | 11.102 | KG | 1544.93 | 1544.93 | MC05 | MC05 | SIMOTICS S Synchronous motor 1FK7-CT PN=2.3kW; UDC=600V M0=11Nm (100K); NN=3000rpm; Naturally cooled FRAME SIZE IMB 5 (IM V1, IM V3) FLANGE 1, WITH KTY TEMPERATURESENSOR POWER CONNECTOR ROTATABLE ABSOLUTE ENCODER 32 S/R SINGLETURN, 4096 ROTATION MULTITURN, WITH ENDAT- INTERFACE (ENCODER AM32S/R) SHAFT WITH FITTED KEY, TOLERANCE N; W/O HOLDING BRAKE PROTECTION CLASS IP64; N05: Compatibility of the shaft extension dimensions with 1FT506X (Configuration information to be considered, see notification number 14361688) | - | 0 | 0
1FK7063-2AF71-1GB0 |  | 1FK7063-2AF71-1GB0 | 1 | UN | 1 | 15 | C | D | N | N | 85015220 | 1 |  | 11.4 | KG | 1543.43 | 1543.43 | MC05 | MC05 | SIMOTICS S Synchronous motor 1FK7-CT PN=2.3kW; UDC=600V M0=11Nm (100K); NN=3000rpm; Naturally cooled FRAME SIZE IMB 5 (IM V1, IM V3) FLANGE 1, WITH KTY TEMPERATURESENSOR POWER CONNECTOR ROTATABLE ABSOLUTE ENCODER 32 S/R SINGLETURN, 4096 ROTATION MULTITURN, WITH ENDAT- INTERFACE (ENCODER AM32S/R) SHAFT WITH FITTED KEY, TOLERANCE N; WITH HOLDING BRAKE PROTECTION CLASS IP64; | - | 0 | 0
1FK7063-2AF71-1GH0 |  | 1FK7063-2AF71-1GH0 | 1 | UN | 1 | 15 | C | D | N | N | 85015220 | 1 |  | 11.4 | KG | 1487.44 | 1487.44 | MC05 | MC05 | SIMOTICS S Synchronous motor 1FK7-CT PN=2.3kW; UDC=600V M0=11Nm (100K); NN=3000rpm; Naturally cooled FRAME SIZE IMB 5 (IM V1, IM V3) FLANGE 1, WITH KTY TEMPERATURESENSOR POWER CONNECTOR ROTATABLE ABSOLUTE ENCODER 32 S/R SINGLETURN, 4096 ROTATION MULTITURN, WITH ENDAT- INTERFACE (ENCODER AM32S/R) PLAIN SHAFT, TOLERANCE N; WITH HOLDING BRAKE PROTECTION CLASS IP64; | - | 0 | 0
1FK7063-2AF71-1PA0 |  | 1FK7063-2AF71-1PA0 | 1 | UN | 1 | 15 | C | D | N | N | 85015220 | 1 |  | 11.201 | KG | 1208.83 | 1208.83 | MC05 | MC05 | SIMOTICS S Synchronous motor 1FK7-CT PN=2.3kW; UDC=600V M0=11Nm (100K); NN=3000rpm; Naturally cooled FRAME SIZE IMB 5 (IM V1, IM V3) FLANGE 1 POWER CONNECTOR ROTATABLE RESOLVER 2-POLE, WITH DRIVE CLIQ-INTERFACE SHAFT WITH FITTED KEY, TOLERANCE N; W/O HOLDING BRAKE PROTECTION CLASS IP64; | - | 0 | 0
1FK7063-2AF71-1PA1 |  | 1FK7063-2AF71-1PA1 | 1 | UN | 1 | 15 | C | D | N | N | 85015220 | 1 |  | 11.201 | KG | 1271.17 | 1271.17 | MC05 | MC05 | SIMOTICS S Synchronous motor 1FK7-CT PN=2.3kW; UDC=600V M0=11Nm (100K); NN=3000rpm; Naturally cooled FRAME SIZE IMB 5 (IM V1, IM V3) FLANGE 1 POWER CONNECTOR ROTATABLE RESOLVER 2-POLE, WITH DRIVE CLIQ-INTERFACE SHAFT WITH FITTED KEY, TOLERANCE N; W/O HOLDING BRAKE PROTECTION CLASS IP65, | - | 0 | 0
1FK7063-2AF71-1PA2 |  | 1FK7063-2AF71-1PA2 | 1 | UN | 1 | 15 | C | D | N | N | 85015220 | 1 |  | 11.201 | KG | 1271.17 | 1271.17 | MC05 | MC05 | SIMOTICS S Synchronous motor 1FK7-CT PN=2.3kW; UDC=600V M0=11Nm (100K); NN=3000rpm; Naturally cooled FRAME SIZE IMB 5 (IM V1, IM V3) FLANGE 1 POWER CONNECTOR ROTATABLE RESOLVER 2-POLE, WITH DRIVE CLIQ-INTERFACE SHAFT WITH FITTED KEY, TOLERANCE N; W/O HOLDING BRAKE PROTECTION CLASS IP65, FLANGE ON DRIVE END IP67; | - | 0 | 0
1FK7063-2AF71-1PB0 |  | 1FK7063-2AF71-1PB0 | 1 | UN | 1 | 15 | C | D | N | N | 85015220 | 1 |  | 11.5 | KG | 1410.77 | 1410.77 | MC05 | MC05 | SIMOTICS S Synchronous motor 1FK7-CT PN=2.3kW; UDC=600V M0=11Nm (100K); NN=3000rpm; Naturally cooled FRAME SIZE IMB 5 (IM V1, IM V3) FLANGE 1 POWER CONNECTOR ROTATABLE RESOLVER 2-POLE, WITH DRIVE CLIQ-INTERFACE SHAFT WITH FITTED KEY, TOLERANCE N; WITH HOLDING BRAKE PROTECTION CLASS IP64; | - | 0 | 0
1FK7063-2AF71-1PB1 |  | 1FK7063-2AF71-1PB1 | 1 | UN | 1 | 15 | C | D | N | N | 85015220 | 1 |  | 11.5 | KG | 1473.11 | 1473.11 | MC05 | MC05 | SIMOTICS S Synchronous motor 1FK7-CT PN=2.3kW; UDC=600V M0=11Nm (100K); NN=3000rpm; Naturally cooled FRAME SIZE IMB 5 (IM V1, IM V3) FLANGE 1 POWER CONNECTOR ROTATABLE RESOLVER 2-POLE, WITH DRIVE CLIQ-INTERFACE SHAFT WITH FITTED KEY, TOLERANCE N; WITH HOLDING BRAKE PROTECTION CLASS IP65, | - | 0 | 0
1FK7063-2AF71-1PB2 |  | 1FK7063-2AF71-1PB2 | 1 | UN | 1 | 15 | C | D | N | N | 85015220 | 1 |  | 11.5 | KG | 1473.11 | 1473.11 | MC05 | MC05 | SIMOTICS S Synchronous motor 1FK7-CT PN=2.3kW; UDC=600V M0=11Nm (100K); NN=3000rpm; Naturally cooled FRAME SIZE IMB 5 (IM V1, IM V3) FLANGE 1 POWER CONNECTOR ROTATABLE RESOLVER 2-POLE, WITH DRIVE CLIQ-INTERFACE SHAFT WITH FITTED KEY, TOLERANCE N; WITH HOLDING BRAKE PROTECTION CLASS IP65, FLANGE ON DRIVE END IP67; | - | 0 | 0
1FK7063-2AF71-1PG0 |  | 1FK7063-2AF71-1PG0 | 1 | UN | 1 | 15 | C | D | N | N | 85015220 | 1 |  | 11.201 | KG | 1151.34 | 1151.34 | MC05 | MC05 | SIMOTICS S Synchronous motor 1FK7-CT PN=2.3kW; UDC=600V M0=11Nm (100K); NN=3000rpm; Naturally cooled FRAME SIZE IMB 5 (IM V1, IM V3) FLANGE 1 POWER CONNECTOR ROTATABLE RESOLVER 2-POLE, WITH DRIVE CLIQ-INTERFACE PLAIN SHAFT, TOLERANCE N; W/O HOLDING BRAKE PROTECTION CLASS IP64; | - | 0 | 0
1FK7063-2AF71-1PG1 |  | 1FK7063-2AF71-1PG1 | 1 | UN | 1 | 15 | C | D | N | N | 85015220 | 1 |  | 11.201 | KG | 1213.68 | 1213.68 | MC05 | MC05 | SIMOTICS S Synchronous motor 1FK7-CT PN=2.3kW; UDC=600V M0=11Nm (100K); NN=3000rpm; Naturally cooled FRAME SIZE IMB 5 (IM V1, IM V3) FLANGE 1 POWER CONNECTOR ROTATABLE RESOLVER 2-POLE, WITH DRIVE CLIQ-INTERFACE PLAIN SHAFT, TOLERANCE N; W/O HOLDING BRAKE PROTECTION CLASS IP65, | - | 0 | 0
1FK7063-2AF71-1PG2 |  | 1FK7063-2AF71-1PG2 | 1 | UN | 1 | 15 | C | D | N | N | 85015220 | 1 |  | 11.201 | KG | 1213.68 | 1213.68 | MC05 | MC05 | SIMOTICS S Synchronous motor 1FK7-CT PN=2.3kW; UDC=600V M0=11Nm (100K); NN=3000rpm; Naturally cooled FRAME SIZE IMB 5 (IM V1, IM V3) FLANGE 1 POWER CONNECTOR ROTATABLE RESOLVER 2-POLE, WITH DRIVE CLIQ-INTERFACE PLAIN SHAFT, TOLERANCE N; W/O HOLDING BRAKE PROTECTION CLASS IP65, FLANGE ON DRIVE END IP67; | - | 0 | 0
1FK7063-2AF71-1PH0 |  | 1FK7063-2AF71-1PH0 | 1 | UN | 1 | 15 | C | D | N | N | 85015220 | 1 |  | 11.5 | KG | 1354.78 | 1354.78 | MC05 | MC05 | SIMOTICS S Synchronous motor 1FK7-CT PN=2.3kW; UDC=600V M0=11Nm (100K); NN=3000rpm; Naturally cooled FRAME SIZE IMB 5 (IM V1, IM V3) FLANGE 1 POWER CONNECTOR ROTATABLE RESOLVER 2-POLE, WITH DRIVE CLIQ-INTERFACE PLAIN SHAFT, TOLERANCE N; WITH HOLDING BRAKE PROTECTION CLASS IP64; | - | 0 | 0
1FK7063-2AF71-1PH1 |  | 1FK7063-2AF71-1PH1 | 1 | UN | 1 | 15 | C | D | N | N | 85015220 | 1 |  | 11.5 | KG | 1417.12 | 1417.12 | MC05 | MC05 | SIMOTICS S Synchronous motor 1FK7-CT PN=2.3kW; UDC=600V M0=11Nm (100K); NN=3000rpm; Naturally cooled FRAME SIZE IMB 5 (IM V1, IM V3) FLANGE 1 POWER CONNECTOR ROTATABLE RESOLVER 2-POLE, WITH DRIVE CLIQ-INTERFACE PLAIN SHAFT, TOLERANCE N; WITH HOLDING BRAKE PROTECTION CLASS IP65, | - | 0 | 0
1FK7063-2AF71-1PH2 |  | 1FK7063-2AF71-1PH2 | 1 | UN | 1 | 15 | C | D | N | N | 85015220 | 1 |  | 11.5 | KG | 1417.12 | 1417.12 | MC05 | MC05 | SIMOTICS S Synchronous motor 1FK7-CT PN=2.3kW; UDC=600V M0=11Nm (100K); NN=3000rpm; Naturally cooled FRAME SIZE IMB 5 (IM V1, IM V3) FLANGE 1 POWER CONNECTOR ROTATABLE RESOLVER 2-POLE, WITH DRIVE CLIQ-INTERFACE PLAIN SHAFT, TOLERANCE N; WITH HOLDING BRAKE PROTECTION CLASS IP65, FLANGE ON DRIVE END IP67; | - | 0 | 0
1FK7063-2AF71-1QA0 |  | 1FK7063-2AF71-1QA0 | 1 | UN | 1 | 10 | C | D | N | N | 85015220 | 1 |  | 11.101 | KG | 1277.52 | 1277.52 | MC05 | MC05 | SIMOTICS S synchronous motor 1FK7-CT PN=2.3kW; UDC=600V M0=11Nm (100K); NN=3000rpm; naturally cooled design IMB 5 (IM V1, IM V3) Flange 1 Power connector rotatable Absolute encoder single-turn 20-bit with Drive-CLiQ interface (encoder AS20DQI) shaft with feather key, tolerance N without holding brake, degree of protection IP64 | - | 0 | 0
1FK7063-2AF71-1QA1 |  | 1FK7063-2AF71-1QA1 | 1 | UN | 1 | 15 | C | D | N | N | 85015220 | 1 |  | 11.101 | KG | 1339.86 | 1339.86 | MC05 | MC05 | SIMOTICS S synchronous motor 1FK7-CT PN=2.3kW; UDC=600V M0=11Nm (100K); NN=3000rpm; naturally cooled design IMB 5 (IM V1, IM V3) Flange 1 Power connector rotatable Absolute encoder single-turn 20-bit with Drive-CLiQ interface (encoder AS20DQI) shaft with feather key, tolerance N without holding brake, degree of protection IP65 | - | 0 | 0
1FK7063-2AF71-1QA2 |  | 1FK7063-2AF71-1QA2 | 1 | UN | 1 | 15 | C | D | N | N | 85015220 | 1 |  | 11.101 | KG | 1339.86 | 1339.86 | MC05 | MC05 | SIMOTICS S synchronous motor 1FK7-CT PN=2.3kW; UDC=600V M0=11Nm (100K); NN=3000rpm; naturally cooled design IMB 5 (IM V1, IM V3) Flange 1 Power connector rotatable Absolute encoder single-turn 20-bit with Drive-CLiQ interface (encoder AS20DQI) shaft with feather key, tolerance N without holding brake, degree of protection IP65 DE Flange, IP67 | - | 0 | 0
1FK7063-2AF71-1QB0 |  | 1FK7063-2AF71-1QB0 | 1 | UN | 1 | 10 | C | D | N | N | 85015220 | 1 |  | 11.4 | KG | 1479.46 | 1479.46 | MC05 | MC05 | SIMOTICS S synchronous motor 1FK7-CT PN=2.3kW; UDC=600V M0=11Nm (100K); NN=3000rpm; naturally cooled design IMB 5 (IM V1, IM V3) Flange 1 Power connector rotatable Absolute encoder single-turn 20-bit with Drive-CLiQ interface (encoder AS20DQI) shaft with feather key, tolerance N with holding brake, degree of protection IP64 | - | 0 | 0
1FK7063-2AF71-1QB1 |  | 1FK7063-2AF71-1QB1 | 1 | UN | 1 | 15 | C | D | N | N | 85015220 | 1 |  | 11.4 | KG | 1541.8 | 1541.8 | MC05 | MC05 | SIMOTICS S synchronous motor 1FK7-CT PN=2.3kW; UDC=600V M0=11Nm (100K); NN=3000rpm; naturally cooled design IMB 5 (IM V1, IM V3) Flange 1 Power connector rotatable Absolute encoder single-turn 20-bit with Drive-CLiQ interface (encoder AS20DQI) shaft with feather key, tolerance N with holding brake, degree of protection IP65 | - | 0 | 0
1FK7063-2AF71-1QB2 |  | 1FK7063-2AF71-1QB2 | 1 | UN | 1 | 15 | C | D | N | N | 85015220 | 1 |  | 11.4 | KG | 1541.8 | 1541.8 | MC05 | MC05 | SIMOTICS S synchronous motor 1FK7-CT PN=2.3kW; UDC=600V M0=11Nm (100K); NN=3000rpm; naturally cooled design IMB 5 (IM V1, IM V3) Flange 1 Power connector rotatable Absolute encoder single-turn 20-bit with Drive-CLiQ interface (encoder AS20DQI) shaft with feather key, tolerance N with holding brake, degree of protection IP65 DE Flange, IP67 | - | 0 | 0
1FK7063-2AF71-1QG0 |  | 1FK7063-2AF71-1QG0 | 1 | UN | 1 | 10 | C | D | N | N | 85015220 | 1 |  | 11.101 | KG | 1220.03 | 1220.03 | MC05 | MC05 | SIMOTICS S synchronous motor 1FK7-CT PN=2.3kW; UDC=600V M0=11Nm (100K); NN=3000rpm; naturally cooled design IMB 5 (IM V1, IM V3) Flange 1 Power connector rotatable Absolute encoder single-turn 20-bit with Drive-CLiQ interface (encoder AS20DQI) Smooth shaft, tolerance N without holding brake, degree of protection IP64 | - | 0 | 0
1FK7063-2AF71-1QG1 |  | 1FK7063-2AF71-1QG1 | 1 | UN | 1 | 15 | C | D | N | N | 85015220 | 1 |  | 11.101 | KG | 1282.37 | 1282.37 | MC05 | MC05 | SIMOTICS S synchronous motor 1FK7-CT PN=2.3kW; UDC=600V M0=11Nm (100K); NN=3000rpm; naturally cooled design IMB 5 (IM V1, IM V3) Flange 1 Power connector rotatable Absolute encoder single-turn 20-bit with Drive-CLiQ interface (encoder AS20DQI) Smooth shaft, tolerance N without holding brake, degree of protection IP65 | - | 0 | 0
1FK7063-2AF71-1QG2 |  | 1FK7063-2AF71-1QG2 | 1 | UN | 1 | 15 | C | D | N | N | 85015220 | 1 |  | 11.101 | KG | 1282.37 | 1282.37 | MC05 | MC05 | SIMOTICS S synchronous motor 1FK7-CT PN=2.3kW; UDC=600V M0=11Nm (100K); NN=3000rpm; naturally cooled design IMB 5 (IM V1, IM V3) Flange 1 Power connector rotatable Absolute encoder single-turn 20-bit with Drive-CLiQ interface (encoder AS20DQI) Smooth shaft, tolerance N without holding brake, degree of protection IP65 DE Flange, IP67 | - | 0 | 0
1FK7063-2AF71-1QH0 |  | 1FK7063-2AF71-1QH0 | 1 | UN | 1 | 10 | C | D | N | N | 85015220 | 1 |  | 11.4 | KG | 1423.48 | 1423.48 | MC05 | MC05 | SIMOTICS S synchronous motor 1FK7-CT PN=2.3kW; UDC=600V M0=11Nm (100K); NN=3000rpm; naturally cooled design IMB 5 (IM V1, IM V3) Flange 1 Power connector rotatable Absolute encoder single-turn 20-bit with Drive-CLiQ interface (encoder AS20DQI) Smooth shaft, tolerance N with holding brake, degree of protection IP64 | - | 0 | 0
1FK7063-2AF71-1QH1 |  | 1FK7063-2AF71-1QH1 | 1 | UN | 1 | 15 | C | D | N | N | 85015220 | 1 |  | 11.4 | KG | 1485.81 | 1485.81 | MC05 | MC05 | SIMOTICS S synchronous motor 1FK7-CT PN=2.3kW; UDC=600V M0=11Nm (100K); NN=3000rpm; naturally cooled design IMB 5 (IM V1, IM V3) Flange 1 Power connector rotatable Absolute encoder single-turn 20-bit with Drive-CLiQ interface (encoder AS20DQI) Smooth shaft, tolerance N with holding brake, degree of protection IP65 | - | 0 | 0
1FK7063-2AF71-1QH2 |  | 1FK7063-2AF71-1QH2 | 1 | UN | 1 | 15 | C | D | N | N | 85015220 | 1 |  | 11.4 | KG | 1485.81 | 1485.81 | MC05 | MC05 | SIMOTICS S synchronous motor 1FK7-CT PN=2.3kW; UDC=600V M0=11Nm (100K); NN=3000rpm; naturally cooled design IMB 5 (IM V1, IM V3) Flange 1 Power connector rotatable Absolute encoder single-turn 20-bit with Drive-CLiQ interface (encoder AS20DQI) Smooth shaft, tolerance N with holding brake, degree of protection IP65 DE Flange, IP67 | - | 0 | 0
1FK7063-2AF71-1RA0 |  | 1FK7063-2AF71-1RA0 | 1 | UN | 1 | 10 | C | D | N | N | 85015220 | 1 |  | 11.101 | KG | 1526.89 | 1526.89 | MC05 | MC05 | SIMOTICS S synchronous motor 1FK7-CT PN=2.3kW; UDC=600V M0=11Nm (100K); NN=3000rpm; naturally cooled design IMB 5 (IM V1, IM V3) Flange 1 Power connector rotatable Absolute encoder 20-bit + 12-bit multiturn with DRIVE-CLiQ interface (encoder AM20DQI) shaft with feather key, tolerance N without holding brake, degree of protection IP64 | - | 0 | 0
1FK7063-2AF71-1RA1 |  | 1FK7063-2AF71-1RA1 | 1 | UN | 1 | 15 | C | D | N | N | 85015220 | 1 |  | 11.101 | KG | 1589.23 | 1589.23 | MC05 | MC05 | SIMOTICS S synchronous motor 1FK7-CT PN=2.3kW; UDC=600V M0=11Nm (100K); NN=3000rpm; naturally cooled design IMB 5 (IM V1, IM V3) Flange 1 Power connector rotatable Absolute encoder 20-bit + 12-bit multiturn with DRIVE-CLiQ interface (encoder AM20DQI) shaft with feather key, tolerance N without holding brake, degree of protection IP65 | - | 0 | 0
1FK7063-2AF71-1RA2 |  | 1FK7063-2AF71-1RA2 | 1 | UN | 1 | 15 | C | D | N | N | 85015220 | 1 |  | 11.101 | KG | 1589.23 | 1589.23 | MC05 | MC05 | SIMOTICS S synchronous motor 1FK7-CT PN=2.3kW; UDC=600V M0=11Nm (100K); NN=3000rpm; naturally cooled design IMB 5 (IM V1, IM V3) Flange 1 Power connector rotatable Absolute encoder 20-bit + 12-bit multiturn with DRIVE-CLiQ interface (encoder AM20DQI) shaft with feather key, tolerance N without holding brake, degree of protection IP65 DE Flange, IP67 | - | 0 | 0
1FK7063-2AF71-1RB0 |  | 1FK7063-2AF71-1RB0 | 1 | UN | 1 | 10 | C | D | N | N | 85015220 | 1 |  | 11.4 | KG | 1728.85 | 1728.85 | MC05 | MC05 | SIMOTICS S synchronous motor 1FK7-CT PN=2.3kW; UDC=600V M0=11Nm (100K); NN=3000rpm; naturally cooled design IMB 5 (IM V1, IM V3) Flange 1 Power connector rotatable Absolute encoder 20-bit + 12-bit multiturn with DRIVE-CLiQ interface (encoder AM20DQI) shaft with feather key, tolerance N with holding brake, degree of protection IP64 | - | 0 | 0
1FK7063-2AF71-1RB1 |  | 1FK7063-2AF71-1RB1 | 1 | UN | 1 | 15 | C | D | N | N | 85015220 | 1 |  | 11.4 | KG | 1791.18 | 1791.18 | MC05 | MC05 | SIMOTICS S synchronous motor 1FK7-CT PN=2.3kW; UDC=600V M0=11Nm (100K); NN=3000rpm; naturally cooled design IMB 5 (IM V1, IM V3) Flange 1 Power connector rotatable Absolute encoder 20-bit + 12-bit multiturn with DRIVE-CLiQ interface (encoder AM20DQI) shaft with feather key, tolerance N with holding brake, degree of protection IP65 | - | 0 | 0
1FK7063-2AF71-1RB1-Z | Y84 | 1FK7063-2AF71-1RB1-ZY84 | 1 | UN | 1 | 15 | C | D | N | N | 85015220 | 1 |  | 11.4 | KG | 1791.18 | 1791.18 | MC05 | MC05 | SIMOTICS S synchronous motor 1FK7-CT PN=2.3kW; UDC=600V M0=11Nm (100K); NN=3000rpm; naturally cooled design IMB 5 (IM V1, IM V3) Flange 1 Power connector rotatable Absolute encoder 20-bit + 12-bit multiturn with DRIVE-CLiQ interface (encoder AM20DQI) shaft with feather key, tolerance N with holding brake, degree of protection IP65 Y84: Customer specifications on the rating plate Ordering notes see Notification number 22370783 | - | 0 | 0
1FK7063-2AF71-1RB2 |  | 1FK7063-2AF71-1RB2 | 1 | UN | 1 | 15 | C | D | N | N | 85015220 | 1 |  | 11.4 | KG | 1791.18 | 1791.18 | MC05 | MC05 | SIMOTICS S synchronous motor 1FK7-CT PN=2.3kW; UDC=600V M0=11Nm (100K); NN=3000rpm; naturally cooled design IMB 5 (IM V1, IM V3) Flange 1 Power connector rotatable Absolute encoder 20-bit + 12-bit multiturn with DRIVE-CLiQ interface (encoder AM20DQI) shaft with feather key, tolerance N with holding brake, degree of protection IP65 DE Flange, IP67 | - | 0 | 0
1FK7063-2AF71-1RG0 |  | 1FK7063-2AF71-1RG0 | 1 | UN | 1 | 10 | C | D | N | N | 85015220 | 1 |  | 11.101 | KG | 1469.4 | 1469.4 | MC05 | MC05 | SIMOTICS S synchronous motor 1FK7-CT PN=2.3kW; UDC=600V M0=11Nm (100K); NN=3000rpm; naturally cooled design IMB 5 (IM V1, IM V3) Flange 1 Power connector rotatable Absolute encoder 20-bit + 12-bit multiturn with DRIVE-CLiQ interface (encoder AM20DQI) Smooth shaft, tolerance N without holding brake, degree of protection IP64 | - | 0 | 0
1FK7063-2AF71-1RG1 |  | 1FK7063-2AF71-1RG1 | 1 | UN | 1 | 15 | C | D | N | N | 85015220 | 1 |  | 11.101 | KG | 1531.74 | 1531.74 | MC05 | MC05 | SIMOTICS S synchronous motor 1FK7-CT PN=2.3kW; UDC=600V M0=11Nm (100K); NN=3000rpm; naturally cooled design IMB 5 (IM V1, IM V3) Flange 1 Power connector rotatable Absolute encoder 20-bit + 12-bit multiturn with DRIVE-CLiQ interface (encoder AM20DQI) Smooth shaft, tolerance N without holding brake, degree of protection IP65 | - | 0 | 0
1FK7063-2AF71-1RG2 |  | 1FK7063-2AF71-1RG2 | 1 | UN | 1 | 15 | C | D | N | N | 85015220 | 1 |  | 11.101 | KG | 1531.74 | 1531.74 | MC05 | MC05 | SIMOTICS S synchronous motor 1FK7-CT PN=2.3kW; UDC=600V M0=11Nm (100K); NN=3000rpm; naturally cooled design IMB 5 (IM V1, IM V3) Flange 1 Power connector rotatable Absolute encoder 20-bit + 12-bit multiturn with DRIVE-CLiQ interface (encoder AM20DQI) Smooth shaft, tolerance N without holding brake, degree of protection IP65 DE Flange, IP67 | - | 0 | 0
1FK7063-2AF71-1RH0 |  | 1FK7063-2AF71-1RH0 | 1 | UN | 1 | 10 | C | D | N | N | 85015220 | 1 |  | 11.4 | KG | 1672.85 | 1672.85 | MC05 | MC05 | SIMOTICS S synchronous motor 1FK7-CT PN=2.3kW; UDC=600V M0=11Nm (100K); NN=3000rpm; naturally cooled design IMB 5 (IM V1, IM V3) Flange 1 Power connector rotatable Absolute encoder 20-bit + 12-bit multiturn with DRIVE-CLiQ interface (encoder AM20DQI) Smooth shaft, tolerance N with holding brake, degree of protection IP64 | - | 0 | 0
1FK7063-2AF71-1RH0-Z | K23 | 1FK7063-2AF71-1RH0-ZK23 | 1 | UN | 1 | 10 | C | D | N | N | 85015220 | 1 |  | 11.41 | KG | 1735.19 | 1735.19 | MC05 | MC05 | SIMOTICS S synchronous motor 1FK7-CT PN=2.3kW; UDC=600V M0=11Nm (100K); NN=3000rpm; naturally cooled design IMB 5 (IM V1, IM V3) Flange 1 Power connector rotatable Absolute encoder 20-bit + 12-bit multiturn with DRIVE-CLiQ interface (encoder AM20DQI) Smooth shaft, tolerance N with holding brake, degree of protection IP64 K23: PRIMER AND PAINT FINISH ANTHRACITE | - | 0 | 0
1FK7063-2AF71-1RH1 |  | 1FK7063-2AF71-1RH1 | 1 | UN | 1 | 15 | C | D | N | N | 85015220 | 1 |  | 11.4 | KG | 1735.18 | 1735.18 | MC05 | MC05 | SIMOTICS S synchronous motor 1FK7-CT PN=2.3kW; UDC=600V M0=11Nm (100K); NN=3000rpm; naturally cooled design IMB 5 (IM V1, IM V3) Flange 1 Power connector rotatable Absolute encoder 20-bit + 12-bit multiturn with DRIVE-CLiQ interface (encoder AM20DQI) Smooth shaft, tolerance N with holding brake, degree of protection IP65 | - | 0 | 0
1FK7063-2AF71-1RH1-Z | J02 | 1FK7063-2AF71-1RH1-ZJ02 | 1 | UN | 1 | 15 | C | D | N | N | 85015220 | 1 |  | 19.1 | KG | 3342 | 3342 | MC05 | MC05 | SIMOTICS S synchronous motor 1FK7-CT PN=2.3kW; UDC=600V M0=11Nm (100K); NN=3000rpm; naturally cooled design IMB 5 (IM V1, IM V3) Flange 1 Power connector rotatable Absolute encoder 20-bit + 12-bit multiturn with DRIVE-CLiQ interface (encoder AM20DQI) Smooth shaft, tolerance N with holding brake, degree of protection IP65 J02: ALPHA SP+, SP 100S-MF1 PLANETARY GEARING 1 STAGE, I=4, WITH FEATHER KEY | - | 0 | 0
1FK7063-2AF71-1RH1-Z | X01Y84 | 1FK7063-2AF71-1RH1-ZX01Y84 | 1 | UN | 1 | 15 | C | D | N | N | 85015220 | 1 |  | 11.401 | KG | 1797.52 | 1797.52 | MC05 | MC05 | SIMOTICS S synchronous motor 1FK7-CT PN=2.3kW; UDC=600V M0=11Nm (100K); NN=3000rpm; naturally cooled design IMB 5 (IM V1, IM V3) Flange 1 Power connector rotatable Absolute encoder 20-bit + 12-bit multiturn with DRIVE-CLiQ interface (encoder AM20DQI) Smooth shaft, tolerance N with holding brake, degree of protection IP65 X01: PAINT FINISH DULL BLACK RAL9005 Y84: Customer specifications on the rating plate Ordering notes see Notification number 22370783 | - | 0 | 0
1FK7063-2AF71-1RH1-Z | Y84 | 1FK7063-2AF71-1RH1-ZY84 | 1 | UN | 1 | 15 | C | D | N | N | 85015220 | 1 |  | 11.4 | KG | 1735.18 | 1735.18 | MC05 | MC05 | SIMOTICS S synchronous motor 1FK7-CT PN=2.3kW; UDC=600V M0=11Nm (100K); NN=3000rpm; naturally cooled design IMB 5 (IM V1, IM V3) Flange 1 Power connector rotatable Absolute encoder 20-bit + 12-bit multiturn with DRIVE-CLiQ interface (encoder AM20DQI) Smooth shaft, tolerance N with holding brake, degree of protection IP65 Y84: Customer specifications on the rating plate Ordering notes see Notification number 22370783 | - | 0 | 0
1FK7063-2AF71-1RH2 |  | 1FK7063-2AF71-1RH2 | 1 | UN | 1 | 15 | C | D | N | N | 85015220 | 1 |  | 11.4 | KG | 1735.18 | 1735.18 | MC05 | MC05 | SIMOTICS S synchronous motor 1FK7-CT PN=2.3kW; UDC=600V M0=11Nm (100K); NN=3000rpm; naturally cooled design IMB 5 (IM V1, IM V3) Flange 1 Power connector rotatable Absolute encoder 20-bit + 12-bit multiturn with DRIVE-CLiQ interface (encoder AM20DQI) Smooth shaft, tolerance N with holding brake, degree of protection IP65 DE Flange, IP67 | - | 0 | 0
1FK7063-2AF71-1SA0 |  | 1FK7063-2AF71-1SA0 | 1 | UN | 1 | 15 | C | D | N | N | 85015220 | 1 |  | 11.102 | KG | 1048.13 | 1048.13 | MC05 | MC05 | SIMOTICS S Synchronous motor 1FK7-CT PN=2.3kW; UDC=600V M0=11Nm (100K); NN=3000rpm; Naturally cooled FRAME SIZE IMB 5 (IM V1, IM V3) FLANGE 1, WITH KTY TEMPERATURESENSOR POWER CONNECTOR ROTATABLE RESOLVER MULTI-POLE (RESOLVER P=4); SHAFT WITH FITTED KEY, TOLERANCE N; W/O HOLDING BRAKE PROTECTION CLASS IP64; | - | 0 | 0
1FK7063-2AF71-1SA1 |  | 1FK7063-2AF71-1SA1 | 1 | UN | 1 | 15 | C | D | N | N | 85015220 | 1 |  | 11.102 | KG | 1110.47 | 1110.47 | MC05 | MC05 | SIMOTICS S Synchronous motor 1FK7-CT PN=2.3kW; UDC=600V M0=11Nm (100K); NN=3000rpm; Naturally cooled FRAME SIZE IMB 5 (IM V1, IM V3) FLANGE 1, WITH KTY TEMPERATURESENSOR POWER CONNECTOR ROTATABLE RESOLVER MULTI-POLE (RESOLVER P=4); SHAFT WITH FITTED KEY, TOLERANCE N; W/O HOLDING BRAKE PROTECTION CLASS IP65, | - | 0 | 0
1FK7063-2AF71-1SA2 |  | 1FK7063-2AF71-1SA2 | 1 | UN | 1 | 15 | C | D | N | N | 85015220 | 1 |  | 11.102 | KG | 1110.47 | 1110.47 | MC05 | MC05 | SIMOTICS S Synchronous motor 1FK7-CT PN=2.3kW; UDC=600V M0=11Nm (100K); NN=3000rpm; Naturally cooled FRAME SIZE IMB 5 (IM V1, IM V3) FLANGE 1, WITH KTY TEMPERATURESENSOR POWER CONNECTOR ROTATABLE RESOLVER MULTI-POLE (RESOLVER P=4); SHAFT WITH FITTED KEY, TOLERANCE N; W/O HOLDING BRAKE PROTECTION CLASS IP65, FLANGE ON DRIVE END IP67; | - | 0 | 0
1FK7063-2AF71-1SB0 |  | 1FK7063-2AF71-1SB0 | 1 | UN | 1 | 15 | C | D | N | N | 85015220 | 1 |  | 11.401 | KG | 1250.07 | 1250.07 | MC05 | MC05 | SIMOTICS S Synchronous motor 1FK7-CT PN=2.3kW; UDC=600V M0=11Nm (100K); NN=3000rpm; Naturally cooled FRAME SIZE IMB 5 (IM V1, IM V3) FLANGE 1, WITH KTY TEMPERATURESENSOR POWER CONNECTOR ROTATABLE RESOLVER MULTI-POLE (RESOLVER P=4); SHAFT WITH FITTED KEY, TOLERANCE N; WITH HOLDING BRAKE PROTECTION CLASS IP64; | - | 0 | 0
1FK7063-2AF71-1SB1 |  | 1FK7063-2AF71-1SB1 | 1 | UN | 1 | 15 | C | D | N | N | 85015220 | 1 |  | 11.401 | KG | 1312.41 | 1312.41 | MC05 | MC05 | SIMOTICS S Synchronous motor 1FK7-CT PN=2.3kW; UDC=600V M0=11Nm (100K); NN=3000rpm; Naturally cooled FRAME SIZE IMB 5 (IM V1, IM V3) FLANGE 1, WITH KTY TEMPERATURESENSOR POWER CONNECTOR ROTATABLE RESOLVER MULTI-POLE (RESOLVER P=4); SHAFT WITH FITTED KEY, TOLERANCE N; WITH HOLDING BRAKE PROTECTION CLASS IP65, | - | 0 | 0
1FK7063-2AF71-1SB2 |  | 1FK7063-2AF71-1SB2 | 1 | UN | 1 | 15 | C | D | N | N | 85015220 | 1 |  | 11.401 | KG | 1312.41 | 1312.41 | MC05 | MC05 | SIMOTICS S Synchronous motor 1FK7-CT PN=2.3kW; UDC=600V M0=11Nm (100K); NN=3000rpm; Naturally cooled FRAME SIZE IMB 5 (IM V1, IM V3) FLANGE 1, WITH KTY TEMPERATURESENSOR POWER CONNECTOR ROTATABLE RESOLVER MULTI-POLE (RESOLVER P=4); SHAFT WITH FITTED KEY, TOLERANCE N; WITH HOLDING BRAKE PROTECTION CLASS IP65, FLANGE ON DRIVE END IP67; | - | 0 | 0
1FK7063-2AF71-1SG0 |  | 1FK7063-2AF71-1SG0 | 1 | UN | 1 | 15 | C | D | N | N | 85015220 | 1 |  | 11.102 | KG | 990.64 | 990.64 | MC05 | MC05 | SIMOTICS S Synchronous motor 1FK7-CT PN=2.3kW; UDC=600V M0=11Nm (100K); NN=3000rpm; Naturally cooled FRAME SIZE IMB 5 (IM V1, IM V3) FLANGE 1, WITH KTY TEMPERATURESENSOR POWER CONNECTOR ROTATABLE RESOLVER MULTI-POLE (RESOLVER P=4); PLAIN SHAFT, TOLERANCE N; W/O HOLDING BRAKE PROTECTION CLASS IP64; | - | 0 | 0
1FK7063-2AF71-1SG1 |  | 1FK7063-2AF71-1SG1 | 1 | UN | 1 | 15 | C | D | N | N | 85015220 | 1 |  | 11.102 | KG | 1052.98 | 1052.98 | MC05 | MC05 | SIMOTICS S Synchronous motor 1FK7-CT PN=2.3kW; UDC=600V M0=11Nm (100K); NN=3000rpm; Naturally cooled FRAME SIZE IMB 5 (IM V1, IM V3) FLANGE 1, WITH KTY TEMPERATURESENSOR POWER CONNECTOR ROTATABLE RESOLVER MULTI-POLE (RESOLVER P=4); PLAIN SHAFT, TOLERANCE N; W/O HOLDING BRAKE PROTECTION CLASS IP65, | - | 0 | 0
1FK7063-2AF71-1SG2 |  | 1FK7063-2AF71-1SG2 | 1 | UN | 1 | 15 | C | D | N | N | 85015220 | 1 |  | 11.102 | KG | 1052.98 | 1052.98 | MC05 | MC05 | SIMOTICS S Synchronous motor 1FK7-CT PN=2.3kW; UDC=600V M0=11Nm (100K); NN=3000rpm; Naturally cooled FRAME SIZE IMB 5 (IM V1, IM V3) FLANGE 1, WITH KTY TEMPERATURESENSOR POWER CONNECTOR ROTATABLE RESOLVER MULTI-POLE (RESOLVER P=4); PLAIN SHAFT, TOLERANCE N; W/O HOLDING BRAKE PROTECTION CLASS IP65, FLANGE ON DRIVE END IP67; | - | 0 | 0
1FK7063-2AF71-1SH0 |  | 1FK7063-2AF71-1SH0 | 1 | UN | 1 | 15 | C | D | N | N | 85015220 | 1 |  | 11.401 | KG | 1194.08 | 1194.08 | MC05 | MC05 | SIMOTICS S Synchronous motor 1FK7-CT PN=2.3kW; UDC=600V M0=11Nm (100K); NN=3000rpm; Naturally cooled FRAME SIZE IMB 5 (IM V1, IM V3) FLANGE 1, WITH KTY TEMPERATURESENSOR POWER CONNECTOR ROTATABLE RESOLVER MULTI-POLE (RESOLVER P=4); PLAIN SHAFT, TOLERANCE N; WITH HOLDING BRAKE PROTECTION CLASS IP64; | - | 0 | 0
1FK7063-2AF71-1SH1 |  | 1FK7063-2AF71-1SH1 | 1 | UN | 1 | 15 | C | D | N | N | 85015220 | 1 |  | 11.401 | KG | 1256.42 | 1256.42 | MC05 | MC05 | SIMOTICS S Synchronous motor 1FK7-CT PN=2.3kW; UDC=600V M0=11Nm (100K); NN=3000rpm; Naturally cooled FRAME SIZE IMB 5 (IM V1, IM V3) FLANGE 1, WITH KTY TEMPERATURESENSOR POWER CONNECTOR ROTATABLE RESOLVER MULTI-POLE (RESOLVER P=4); PLAIN SHAFT, TOLERANCE N; WITH HOLDING BRAKE PROTECTION CLASS IP65, | - | 0 | 0
1FK7063-2AF71-1SH2 |  | 1FK7063-2AF71-1SH2 | 1 | UN | 1 | 15 | C | D | N | N | 85015220 | 1 |  | 11.401 | KG | 1256.42 | 1256.42 | MC05 | MC05 | SIMOTICS S Synchronous motor 1FK7-CT PN=2.3kW; UDC=600V M0=11Nm (100K); NN=3000rpm; Naturally cooled FRAME SIZE IMB 5 (IM V1, IM V3) FLANGE 1, WITH KTY TEMPERATURESENSOR POWER CONNECTOR ROTATABLE RESOLVER MULTI-POLE (RESOLVER P=4); PLAIN SHAFT, TOLERANCE N; WITH HOLDING BRAKE PROTECTION CLASS IP65, FLANGE ON DRIVE END IP67; | - | 0 | 0
1FK7063-2AF71-1TA0 |  | 1FK7063-2AF71-1TA0 | 1 | UN | 1 | 15 | C | D | N | N | 85015220 | 1 |  | 11.102 | KG | 1048.13 | 1048.13 | MC05 | MC05 | SIMOTICS S Synchronous motor 1FK7-CT PN=2.3kW; UDC=600V M0=11Nm (100K); NN=3000rpm; Naturally cooled FRAME SIZE IMB 5 (IM V1, IM V3) FLANGE 1, WITH KTY TEMPERATURESENSOR POWER CONNECTOR ROTATABLE RESOLVER 2-POLE (RESOLVER P=1); SHAFT WITH FITTED KEY, TOLERANCE N; W/O HOLDING BRAKE PROTECTION CLASS IP64; | - | 0 | 0
1FK7063-2AF71-1TA1 |  | 1FK7063-2AF71-1TA1 | 1 | UN | 1 | 15 | C | D | N | N | 85015220 | 1 |  | 11.102 | KG | 1110.47 | 1110.47 | MC05 | MC05 | SIMOTICS S Synchronous motor 1FK7-CT PN=2.3kW; UDC=600V M0=11Nm (100K); NN=3000rpm; Naturally cooled FRAME SIZE IMB 5 (IM V1, IM V3) FLANGE 1, WITH KTY TEMPERATURESENSOR POWER CONNECTOR ROTATABLE RESOLVER 2-POLE (RESOLVER P=1); SHAFT WITH FITTED KEY, TOLERANCE N; W/O HOLDING BRAKE PROTECTION CLASS IP65, | - | 0 | 0
1FK7063-2AF71-1TA2 |  | 1FK7063-2AF71-1TA2 | 1 | UN | 1 | 15 | C | D | N | N | 85015220 | 1 |  | 11.102 | KG | 1110.47 | 1110.47 | MC05 | MC05 | SIMOTICS S Synchronous motor 1FK7-CT PN=2.3kW; UDC=600V M0=11Nm (100K); NN=3000rpm; Naturally cooled FRAME SIZE IMB 5 (IM V1, IM V3) FLANGE 1, WITH KTY TEMPERATURESENSOR POWER CONNECTOR ROTATABLE RESOLVER 2-POLE (RESOLVER P=1); SHAFT WITH FITTED KEY, TOLERANCE N; W/O HOLDING BRAKE PROTECTION CLASS IP65, FLANGE ON DRIVE END IP67; | - | 0 | 0
1FK7063-2AF71-1TB0 |  | 1FK7063-2AF71-1TB0 | 1 | UN | 1 | 15 | C | D | N | N | 85015220 | 1 |  | 11.401 | KG | 1250.07 | 1250.07 | MC05 | MC05 | SIMOTICS S Synchronous motor 1FK7-CT PN=2.3kW; UDC=600V M0=11Nm (100K); NN=3000rpm; Naturally cooled FRAME SIZE IMB 5 (IM V1, IM V3) FLANGE 1, WITH KTY TEMPERATURESENSOR POWER CONNECTOR ROTATABLE RESOLVER 2-POLE (RESOLVER P=1); SHAFT WITH FITTED KEY, TOLERANCE N; WITH HOLDING BRAKE PROTECTION CLASS IP64; | - | 0 | 0
1FK7063-2AF71-1TB1 |  | 1FK7063-2AF71-1TB1 | 1 | UN | 1 | 15 | C | D | N | N | 85015220 | 1 |  | 11.401 | KG | 1312.41 | 1312.41 | MC05 | MC05 | SIMOTICS S Synchronous motor 1FK7-CT PN=2.3kW; UDC=600V M0=11Nm (100K); NN=3000rpm; Naturally cooled FRAME SIZE IMB 5 (IM V1, IM V3) FLANGE 1, WITH KTY TEMPERATURESENSOR POWER CONNECTOR ROTATABLE RESOLVER 2-POLE (RESOLVER P=1); SHAFT WITH FITTED KEY, TOLERANCE N; WITH HOLDING BRAKE PROTECTION CLASS IP65, | - | 0 | 0
1FK7063-2AF71-1TB2 |  | 1FK7063-2AF71-1TB2 | 1 | UN | 1 | 15 | C | D | N | N | 85015220 | 1 |  | 11.401 | KG | 1312.41 | 1312.41 | MC05 | MC05 | SIMOTICS S Synchronous motor 1FK7-CT PN=2.3kW; UDC=600V M0=11Nm (100K); NN=3000rpm; Naturally cooled FRAME SIZE IMB 5 (IM V1, IM V3) FLANGE 1, WITH KTY TEMPERATURESENSOR POWER CONNECTOR ROTATABLE RESOLVER 2-POLE (RESOLVER P=1); SHAFT WITH FITTED KEY, TOLERANCE N; WITH HOLDING BRAKE PROTECTION CLASS IP65, FLANGE ON DRIVE END IP67; | - | 0 | 0
1FK7063-2AF71-1TG0 |  | 1FK7063-2AF71-1TG0 | 1 | UN | 1 | 15 | C | D | N | N | 85015220 | 1 |  | 11.102 | KG | 990.64 | 990.64 | MC05 | MC05 | SIMOTICS S Synchronous motor 1FK7-CT PN=2.3kW; UDC=600V M0=11Nm (100K); NN=3000rpm; Naturally cooled FRAME SIZE IMB 5 (IM V1, IM V3) FLANGE 1, WITH KTY TEMPERATURESENSOR POWER CONNECTOR ROTATABLE RESOLVER 2-POLE (RESOLVER P=1); PLAIN SHAFT, TOLERANCE N; W/O HOLDING BRAKE PROTECTION CLASS IP64; | - | 0 | 0
1FK7063-2AF71-1TG1 |  | 1FK7063-2AF71-1TG1 | 1 | UN | 1 | 15 | C | D | N | N | 85015220 | 1 |  | 11.102 | KG | 1052.98 | 1052.98 | MC05 | MC05 | SIMOTICS S Synchronous motor 1FK7-CT PN=2.3kW; UDC=600V M0=11Nm (100K); NN=3000rpm; Naturally cooled FRAME SIZE IMB 5 (IM V1, IM V3) FLANGE 1, WITH KTY TEMPERATURESENSOR POWER CONNECTOR ROTATABLE RESOLVER 2-POLE (RESOLVER P=1); PLAIN SHAFT, TOLERANCE N; W/O HOLDING BRAKE PROTECTION CLASS IP65, | - | 0 | 0
1FK7063-2AF71-1TG2 |  | 1FK7063-2AF71-1TG2 | 1 | UN | 1 | 15 | C | D | N | N | 85015220 | 1 |  | 11.102 | KG | 1052.98 | 1052.98 | MC05 | MC05 | SIMOTICS S Synchronous motor 1FK7-CT PN=2.3kW; UDC=600V M0=11Nm (100K); NN=3000rpm; Naturally cooled FRAME SIZE IMB 5 (IM V1, IM V3) FLANGE 1, WITH KTY TEMPERATURESENSOR POWER CONNECTOR ROTATABLE RESOLVER 2-POLE (RESOLVER P=1); PLAIN SHAFT, TOLERANCE N; W/O HOLDING BRAKE PROTECTION CLASS IP65, FLANGE ON DRIVE END IP67; | - | 0 | 0
1FK7063-2AF71-1TH0 |  | 1FK7063-2AF71-1TH0 | 1 | UN | 1 | 15 | C | D | N | N | 85015220 | 1 |  | 11.401 | KG | 1194.08 | 1194.08 | MC05 | MC05 | SIMOTICS S Synchronous motor 1FK7-CT PN=2.3kW; UDC=600V M0=11Nm (100K); NN=3000rpm; Naturally cooled FRAME SIZE IMB 5 (IM V1, IM V3) FLANGE 1, WITH KTY TEMPERATURESENSOR POWER CONNECTOR ROTATABLE RESOLVER 2-POLE (RESOLVER P=1); PLAIN SHAFT, TOLERANCE N; WITH HOLDING BRAKE PROTECTION CLASS IP64; | - | 0 | 0
1FK7063-2AF71-1TH1 |  | 1FK7063-2AF71-1TH1 | 1 | UN | 1 | 15 | C | D | N | N | 85015220 | 1 |  | 11.401 | KG | 1256.42 | 1256.42 | MC05 | MC05 | SIMOTICS S Synchronous motor 1FK7-CT PN=2.3kW; UDC=600V M0=11Nm (100K); NN=3000rpm; Naturally cooled FRAME SIZE IMB 5 (IM V1, IM V3) FLANGE 1, WITH KTY TEMPERATURESENSOR POWER CONNECTOR ROTATABLE RESOLVER 2-POLE (RESOLVER P=1); PLAIN SHAFT, TOLERANCE N; WITH HOLDING BRAKE PROTECTION CLASS IP65, | - | 0 | 0
1FK7063-2AF71-1TH2 |  | 1FK7063-2AF71-1TH2 | 1 | UN | 1 | 15 | C | D | N | N | 85015220 | 1 |  | 11.401 | KG | 1256.42 | 1256.42 | MC05 | MC05 | SIMOTICS S Synchronous motor 1FK7-CT PN=2.3kW; UDC=600V M0=11Nm (100K); NN=3000rpm; Naturally cooled FRAME SIZE IMB 5 (IM V1, IM V3) FLANGE 1, WITH KTY TEMPERATURESENSOR POWER CONNECTOR ROTATABLE RESOLVER 2-POLE (RESOLVER P=1); PLAIN SHAFT, TOLERANCE N; WITH HOLDING BRAKE PROTECTION CLASS IP65, FLANGE ON DRIVE END IP67; | - | 0 | 0
1FK7063-2AF71-1UA0 |  | 1FK7063-2AF71-1UA0 | 1 | UN | 1 | 15 | C | D | N | N | 85015220 | 1 |  | 11.102 | KG | 1208.83 | 1208.83 | MC05 | MC05 | SIMOTICS S Synchronous motor 1FK7-CT PN=2.3kW; UDC=600V M0=11Nm (100K); NN=3000rpm; Naturally cooled FRAME SIZE IMB 5 (IM V1, IM V3) FLANGE 1 POWER CONNECTOR ROTATABLE RESOLVER MULTI-POLE WITH DRIVE-CLIQ INTERFACE; SHAFT WITH FITTED KEY, TOLERANCE N; W/O HOLDING BRAKE PROTECTION CLASS IP64; | - | 0 | 0
1FK7063-2AF71-1UA1 |  | 1FK7063-2AF71-1UA1 | 1 | UN | 1 | 15 | C | D | N | N | 85015220 | 1 |  | 11.102 | KG | 1271.17 | 1271.17 | MC05 | MC05 | SIMOTICS S Synchronous motor 1FK7-CT PN=2.3kW; UDC=600V M0=11Nm (100K); NN=3000rpm; Naturally cooled FRAME SIZE IMB 5 (IM V1, IM V3) FLANGE 1 POWER CONNECTOR ROTATABLE RESOLVER MULTI-POLE WITH DRIVE-CLIQ INTERFACE; SHAFT WITH FITTED KEY, TOLERANCE N; W/O HOLDING BRAKE PROTECTION CLASS IP65, | - | 0 | 0
1FK7063-2AF71-1UA2 |  | 1FK7063-2AF71-1UA2 | 1 | UN | 1 | 15 | C | D | N | N | 85015220 | 1 |  | 11.102 | KG | 1271.17 | 1271.17 | MC05 | MC05 | SIMOTICS S Synchronous motor 1FK7-CT PN=2.3kW; UDC=600V M0=11Nm (100K); NN=3000rpm; Naturally cooled FRAME SIZE IMB 5 (IM V1, IM V3) FLANGE 1 POWER CONNECTOR ROTATABLE RESOLVER MULTI-POLE WITH DRIVE-CLIQ INTERFACE; SHAFT WITH FITTED KEY, TOLERANCE N; W/O HOLDING BRAKE PROTECTION CLASS IP65, FLANGE ON DRIVE END IP67; | - | 0 | 0
1FK7063-2AF71-1UB0 |  | 1FK7063-2AF71-1UB0 | 1 | UN | 1 | 15 | C | D | N | N | 85015220 | 1 |  | 11.401 | KG | 1410.77 | 1410.77 | MC05 | MC05 | SIMOTICS S Synchronous motor 1FK7-CT PN=2.3kW; UDC=600V M0=11Nm (100K); NN=3000rpm; Naturally cooled FRAME SIZE IMB 5 (IM V1, IM V3) FLANGE 1 POWER CONNECTOR ROTATABLE RESOLVER MULTI-POLE WITH DRIVE-CLIQ INTERFACE; SHAFT WITH FITTED KEY, TOLERANCE N; WITH HOLDING BRAKE PROTECTION CLASS IP64; | - | 0 | 0
1FK7063-2AF71-1UB1 |  | 1FK7063-2AF71-1UB1 | 1 | UN | 1 | 15 | C | D | N | N | 85015220 | 1 |  | 11.401 | KG | 1473.11 | 1473.11 | MC05 | MC05 | SIMOTICS S Synchronous motor 1FK7-CT PN=2.3kW; UDC=600V M0=11Nm (100K); NN=3000rpm; Naturally cooled FRAME SIZE IMB 5 (IM V1, IM V3) FLANGE 1 POWER CONNECTOR ROTATABLE RESOLVER MULTI-POLE WITH DRIVE-CLIQ INTERFACE; SHAFT WITH FITTED KEY, TOLERANCE N; WITH HOLDING BRAKE PROTECTION CLASS IP65, | - | 0 | 0
1FK7063-2AF71-1UB2 |  | 1FK7063-2AF71-1UB2 | 1 | UN | 1 | 15 | C | D | N | N | 85015220 | 1 |  | 11.401 | KG | 1473.11 | 1473.11 | MC05 | MC05 | SIMOTICS S Synchronous motor 1FK7-CT PN=2.3kW; UDC=600V M0=11Nm (100K); NN=3000rpm; Naturally cooled FRAME SIZE IMB 5 (IM V1, IM V3) FLANGE 1 POWER CONNECTOR ROTATABLE RESOLVER MULTI-POLE WITH DRIVE-CLIQ INTERFACE; SHAFT WITH FITTED KEY, TOLERANCE N; WITH HOLDING BRAKE PROTECTION CLASS IP65, FLANGE ON DRIVE END IP67; | - | 0 | 0
1FK7063-2AF71-1UG0 |  | 1FK7063-2AF71-1UG0 | 1 | UN | 1 | 15 | C | D | N | N | 85015220 | 1 |  | 11.102 | KG | 1151.34 | 1151.34 | MC05 | MC05 | SIMOTICS S Synchronous motor 1FK7-CT PN=2.3kW; UDC=600V M0=11Nm (100K); NN=3000rpm; Naturally cooled FRAME SIZE IMB 5 (IM V1, IM V3) FLANGE 1 POWER CONNECTOR ROTATABLE RESOLVER MULTI-POLE WITH DRIVE-CLIQ INTERFACE; PLAIN SHAFT, TOLERANCE N; W/O HOLDING BRAKE PROTECTION CLASS IP64; | - | 0 | 0
1FK7063-2AF71-1UG1 |  | 1FK7063-2AF71-1UG1 | 1 | UN | 1 | 15 | C | D | N | N | 85015220 | 1 |  | 11.102 | KG | 1213.68 | 1213.68 | MC05 | MC05 | SIMOTICS S Synchronous motor 1FK7-CT PN=2.3kW; UDC=600V M0=11Nm (100K); NN=3000rpm; Naturally cooled FRAME SIZE IMB 5 (IM V1, IM V3) FLANGE 1 POWER CONNECTOR ROTATABLE RESOLVER MULTI-POLE WITH DRIVE-CLIQ INTERFACE; PLAIN SHAFT, TOLERANCE N; W/O HOLDING BRAKE PROTECTION CLASS IP65, | - | 0 | 0
1FK7063-2AF71-1UG2 |  | 1FK7063-2AF71-1UG2 | 1 | UN | 1 | 15 | C | D | N | N | 85015220 | 1 |  | 11.102 | KG | 1213.68 | 1213.68 | MC05 | MC05 | SIMOTICS S Synchronous motor 1FK7-CT PN=2.3kW; UDC=600V M0=11Nm (100K); NN=3000rpm; Naturally cooled FRAME SIZE IMB 5 (IM V1, IM V3) FLANGE 1 POWER CONNECTOR ROTATABLE RESOLVER MULTI-POLE WITH DRIVE-CLIQ INTERFACE; PLAIN SHAFT, TOLERANCE N; W/O HOLDING BRAKE PROTECTION CLASS IP65, FLANGE ON DRIVE END IP67; | - | 0 | 0
1FK7063-2AF71-1UH0 |  | 1FK7063-2AF71-1UH0 | 1 | UN | 1 | 15 | C | D | N | N | 85015220 | 1 |  | 11.401 | KG | 1354.78 | 1354.78 | MC05 | MC05 | SIMOTICS S Synchronous motor 1FK7-CT PN=2.3kW; UDC=600V M0=11Nm (100K); NN=3000rpm; Naturally cooled FRAME SIZE IMB 5 (IM V1, IM V3) FLANGE 1 POWER CONNECTOR ROTATABLE RESOLVER MULTI-POLE WITH DRIVE-CLIQ INTERFACE; PLAIN SHAFT, TOLERANCE N; WITH HOLDING BRAKE PROTECTION CLASS IP64; | - | 0 | 0
1FK7063-2AF71-1UH1 |  | 1FK7063-2AF71-1UH1 | 1 | UN | 1 | 15 | C | D | N | N | 85015220 | 1 |  | 11.401 | KG | 1417.12 | 1417.12 | MC05 | MC05 | SIMOTICS S Synchronous motor 1FK7-CT PN=2.3kW; UDC=600V M0=11Nm (100K); NN=3000rpm; Naturally cooled FRAME SIZE IMB 5 (IM V1, IM V3) FLANGE 1 POWER CONNECTOR ROTATABLE RESOLVER MULTI-POLE WITH DRIVE-CLIQ INTERFACE; PLAIN SHAFT, TOLERANCE N; WITH HOLDING BRAKE PROTECTION CLASS IP65, | - | 0 | 0
1FK7063-2AF71-1UH2 |  | 1FK7063-2AF71-1UH2 | 1 | UN | 1 | 15 | C | D | N | N | 85015220 | 1 |  | 11.401 | KG | 1417.12 | 1417.12 | MC05 | MC05 | SIMOTICS S Synchronous motor 1FK7-CT PN=2.3kW; UDC=600V M0=11Nm (100K); NN=3000rpm; Naturally cooled FRAME SIZE IMB 5 (IM V1, IM V3) FLANGE 1 POWER CONNECTOR ROTATABLE RESOLVER MULTI-POLE WITH DRIVE-CLIQ INTERFACE; PLAIN SHAFT, TOLERANCE N; WITH HOLDING BRAKE PROTECTION CLASS IP65, FLANGE ON DRIVE END IP67; | - | 0 | 0
1FK7063-2AF74-1AA0 |  | 1FK7063-2AF74-1AA0 | 1 | UN | 1 | 15 | C | D | N | N | 85015220 | 1 |  | 11.101 | KG | 1438.77 | 1438.77 | MC05 | MC05 | SIMOTICS S Synchronous motor 1FK7-CT PN=2.3kW; UDC=600V M0=11Nm (100K); NN=3000rpm; Naturally cooled FRAME SIZE IMB 5 (IM V1, IM V3) FLANGE 1, WITH PT1000 TEMPERATURESENSOR POWER CONNECTOR ROTATABLE INCREMENTAL ENCODER SIN/COS 1VPP;2048 S/R W. C-AND D-SPUR (ENCODER IC2048S/R) SHAFT WITH FITTED KEY, TOLERANCE N; W/O HOLDING BRAKE PROTECTION CLASS IP64; | - | 0 | 0
1FK7063-2AF74-1AA1 |  | 1FK7063-2AF74-1AA1 | 1 | UN | 1 | 15 | C | D | N | N | 85015220 | 1 |  | 11.101 | KG | 1501.11 | 1501.11 | MC05 | MC05 | SIMOTICS S Synchronous motor 1FK7-CT PN=2.3kW; UDC=600V M0=11Nm (100K); NN=3000rpm; Naturally cooled FRAME SIZE IMB 5 (IM V1, IM V3) FLANGE 1, WITH PT1000 TEMPERATURESENSOR POWER CONNECTOR ROTATABLE INCREMENTAL ENCODER SIN/COS 1VPP;2048 S/R W. C-AND D-SPUR (ENCODER IC2048S/R) SHAFT WITH FITTED KEY, TOLERANCE N; W/O HOLDING BRAKE PROTECTION CLASS IP65, | - | 0 | 0
1FK7063-2AF74-1AA2 |  | 1FK7063-2AF74-1AA2 | 1 | UN | 1 | 15 | C | D | N | N | 85015220 | 1 |  | 11.101 | KG | 1501.11 | 1501.11 | MC05 | MC05 | SIMOTICS S Synchronous motor 1FK7-CT PN=2.3kW; UDC=600V M0=11Nm (100K); NN=3000rpm; Naturally cooled FRAME SIZE IMB 5 (IM V1, IM V3) FLANGE 1, WITH PT1000 TEMPERATURESENSOR POWER CONNECTOR ROTATABLE INCREMENTAL ENCODER SIN/COS 1VPP;2048 S/R W. C-AND D-SPUR (ENCODER IC2048S/R) SHAFT WITH FITTED KEY, TOLERANCE N; W/O HOLDING BRAKE PROTECTION CLASS IP65, FLANGE ON DRIVE END IP67; | - | 0 | 0
1FK7063-2AF74-1AB0 |  | 1FK7063-2AF74-1AB0 | 1 | UN | 1 | 15 | C | D | N | N | 85015220 | 1 |  | 11.4 | KG | 1640.71 | 1640.71 | MC05 | MC05 | SIMOTICS S Synchronous motor 1FK7-CT PN=2.3kW; UDC=600V M0=11Nm (100K); NN=3000rpm; Naturally cooled FRAME SIZE IMB 5 (IM V1, IM V3) FLANGE 1, WITH PT1000 TEMPERATURESENSOR POWER CONNECTOR ROTATABLE INCREMENTAL ENCODER SIN/COS 1VPP;2048 S/R W. C-AND D-SPUR (ENCODER IC2048S/R) SHAFT WITH FITTED KEY, TOLERANCE N; WITH HOLDING BRAKE PROTECTION CLASS IP64; | - | 0 | 0
1FK7063-2AF74-1AB1 |  | 1FK7063-2AF74-1AB1 | 1 | UN | 1 | 15 | C | D | N | N | 85015220 | 1 |  | 11.4 | KG | 1703.05 | 1703.05 | MC05 | MC05 | SIMOTICS S Synchronous motor 1FK7-CT PN=2.3kW; UDC=600V M0=11Nm (100K); NN=3000rpm; Naturally cooled FRAME SIZE IMB 5 (IM V1, IM V3) FLANGE 1, WITH PT1000 TEMPERATURESENSOR POWER CONNECTOR ROTATABLE INCREMENTAL ENCODER SIN/COS 1VPP;2048 S/R W. C-AND D-SPUR (ENCODER IC2048S/R) SHAFT WITH FITTED KEY, TOLERANCE N; WITH HOLDING BRAKE PROTECTION CLASS IP65, | - | 0 | 0
1FK7063-2AF74-1AB2 |  | 1FK7063-2AF74-1AB2 | 1 | UN | 1 | 15 | C | D | N | N | 85015220 | 1 |  | 11.4 | KG | 1703.05 | 1703.05 | MC05 | MC05 | SIMOTICS S Synchronous motor 1FK7-CT PN=2.3kW; UDC=600V M0=11Nm (100K); NN=3000rpm; Naturally cooled FRAME SIZE IMB 5 (IM V1, IM V3) FLANGE 1, WITH PT1000 TEMPERATURESENSOR POWER CONNECTOR ROTATABLE INCREMENTAL ENCODER SIN/COS 1VPP;2048 S/R W. C-AND D-SPUR (ENCODER IC2048S/R) SHAFT WITH FITTED KEY, TOLERANCE N; WITH HOLDING BRAKE PROTECTION CLASS IP65, FLANGE ON DRIVE END IP67; | - | 0 | 0
1FK7063-2AF74-1AG0 |  | 1FK7063-2AF74-1AG0 | 1 | UN | 1 | 15 | C | D | N | N | 85015220 | 1 |  | 11.101 | KG | 1381.28 | 1381.28 | MC05 | MC05 | SIMOTICS S Synchronous motor 1FK7-CT PN=2.3kW; UDC=600V M0=11Nm (100K); NN=3000rpm; Naturally cooled FRAME SIZE IMB 5 (IM V1, IM V3) FLANGE 1, WITH PT1000 TEMPERATURESENSOR POWER CONNECTOR ROTATABLE INCREMENTAL ENCODER SIN/COS 1VPP;2048 S/R W. C-AND D-SPUR (ENCODER IC2048S/R) PLAIN SHAFT, TOLERANCE N; W/O HOLDING BRAKE PROTECTION CLASS IP64; | - | 0 | 0
1FK7063-2AF74-1AG1 |  | 1FK7063-2AF74-1AG1 | 1 | UN | 1 | 15 | C | D | N | N | 85015220 | 1 |  | 11.101 | KG | 1443.62 | 1443.62 | MC05 | MC05 | SIMOTICS S Synchronous motor 1FK7-CT PN=2.3kW; UDC=600V M0=11Nm (100K); NN=3000rpm; Naturally cooled FRAME SIZE IMB 5 (IM V1, IM V3) FLANGE 1, WITH PT1000 TEMPERATURESENSOR POWER CONNECTOR ROTATABLE INCREMENTAL ENCODER SIN/COS 1VPP;2048 S/R W. C-AND D-SPUR (ENCODER IC2048S/R) PLAIN SHAFT, TOLERANCE N; W/O HOLDING BRAKE PROTECTION CLASS IP65, | - | 0 | 0
1FK7063-2AF74-1AG2 |  | 1FK7063-2AF74-1AG2 | 1 | UN | 1 | 15 | C | D | N | N | 85015220 | 1 |  | 11.101 | KG | 1443.62 | 1443.62 | MC05 | MC05 | SIMOTICS S Synchronous motor 1FK7-CT PN=2.3kW; UDC=600V M0=11Nm (100K); NN=3000rpm; Naturally cooled FRAME SIZE IMB 5 (IM V1, IM V3) FLANGE 1, WITH PT1000 TEMPERATURESENSOR POWER CONNECTOR ROTATABLE INCREMENTAL ENCODER SIN/COS 1VPP;2048 S/R W. C-AND D-SPUR (ENCODER IC2048S/R) PLAIN SHAFT, TOLERANCE N; W/O HOLDING BRAKE PROTECTION CLASS IP65, FLANGE ON DRIVE END IP67; | - | 0 | 0
1FK7063-2AF74-1AH0 |  | 1FK7063-2AF74-1AH0 | 1 | UN | 1 | 15 | C | D | N | N | 85015220 | 1 |  | 11.4 | KG | 1584.72 | 1584.72 | MC05 | MC05 | SIMOTICS S Synchronous motor 1FK7-CT PN=2.3kW; UDC=600V M0=11Nm (100K); NN=3000rpm; Naturally cooled FRAME SIZE IMB 5 (IM V1, IM V3) FLANGE 1, WITH PT1000 TEMPERATURESENSOR POWER CONNECTOR ROTATABLE INCREMENTAL ENCODER SIN/COS 1VPP;2048 S/R W. C-AND D-SPUR (ENCODER IC2048S/R) PLAIN SHAFT, TOLERANCE N; WITH HOLDING BRAKE PROTECTION CLASS IP64; | - | 0 | 0
1FK7063-2AF74-1AH1 |  | 1FK7063-2AF74-1AH1 | 1 | UN | 1 | 15 | C | D | N | N | 85015220 | 1 |  | 11.4 | KG | 1647.06 | 1647.06 | MC05 | MC05 | SIMOTICS S Synchronous motor 1FK7-CT PN=2.3kW; UDC=600V M0=11Nm (100K); NN=3000rpm; Naturally cooled FRAME SIZE IMB 5 (IM V1, IM V3) FLANGE 1, WITH PT1000 TEMPERATURESENSOR POWER CONNECTOR ROTATABLE INCREMENTAL ENCODER SIN/COS 1VPP;2048 S/R W. C-AND D-SPUR (ENCODER IC2048S/R) PLAIN SHAFT, TOLERANCE N; WITH HOLDING BRAKE PROTECTION CLASS IP65, | - | 0 | 0
1FK7063-2AF74-1AH2 |  | 1FK7063-2AF74-1AH2 | 1 | UN | 1 | 15 | C | D | N | N | 85015220 | 1 |  | 11.4 | KG | 1647.06 | 1647.06 | MC05 | MC05 | SIMOTICS S Synchronous motor 1FK7-CT PN=2.3kW; UDC=600V M0=11Nm (100K); NN=3000rpm; Naturally cooled FRAME SIZE IMB 5 (IM V1, IM V3) FLANGE 1, WITH PT1000 TEMPERATURESENSOR POWER CONNECTOR ROTATABLE INCREMENTAL ENCODER SIN/COS 1VPP;2048 S/R W. C-AND D-SPUR (ENCODER IC2048S/R) PLAIN SHAFT, TOLERANCE N; WITH HOLDING BRAKE PROTECTION CLASS IP65, FLANGE ON DRIVE END IP67; | - | 0 | 0
1FK7063-2AF74-1EA0 |  | 1FK7063-2AF74-1EA0 | 1 | UN | 1 | 15 | C | D | N | N | 85015220 | 1 |  | 11.101 | KG | 1686.45 | 1686.45 | MC05 | MC05 | SIMOTICS S Synchronous motor 1FK7-CT PN=2.3kW; UDC=600V M0=11Nm (100K); NN=3000rpm; Naturally cooled FRAME SIZE IMB 5 (IM V1, IM V3) FLANGE 1, WITH PT1000 TEMPERATURESENSOR POWER CONNECTOR ROTATABLE ABSOLUTE ENCODERR 2048 S/R + 4096 UMDREHUNGEN MULTITURN, WITH ENDAT-SCHNITTSTELLE (ENCODER AM2048S/R) SHAFT WITH FITTED KEY, TOLERANCE N; W/O HOLDING BRAKE PROTECTION CLASS IP64; | - | 0 | 0
1FK7063-2AF74-1EA1 |  | 1FK7063-2AF74-1EA1 | 1 | UN | 1 | 15 | C | D | N | N | 85015220 | 1 |  | 11.101 | KG | 1748.79 | 1748.79 | MC05 | MC05 | SIMOTICS S Synchronous motor 1FK7-CT PN=2.3kW; UDC=600V M0=11Nm (100K); NN=3000rpm; Naturally cooled FRAME SIZE IMB 5 (IM V1, IM V3) FLANGE 1, WITH PT1000 TEMPERATURESENSOR POWER CONNECTOR ROTATABLE ABSOLUTE ENCODERR 2048 S/R + 4096 UMDREHUNGEN MULTITURN, WITH ENDAT-SCHNITTSTELLE (ENCODER AM2048S/R) SHAFT WITH FITTED KEY, TOLERANCE N; W/O HOLDING BRAKE PROTECTION CLASS IP65, | - | 0 | 0
1FK7063-2AF74-1EA2 |  | 1FK7063-2AF74-1EA2 | 1 | UN | 1 | 15 | C | D | N | N | 85015220 | 1 |  | 11.101 | KG | 1748.79 | 1748.79 | MC05 | MC05 | SIMOTICS S Synchronous motor 1FK7-CT PN=2.3kW; UDC=600V M0=11Nm (100K); NN=3000rpm; Naturally cooled FRAME SIZE IMB 5 (IM V1, IM V3) FLANGE 1, WITH PT1000 TEMPERATURESENSOR POWER CONNECTOR ROTATABLE ABSOLUTE ENCODERR 2048 S/R + 4096 UMDREHUNGEN MULTITURN, WITH ENDAT-SCHNITTSTELLE (ENCODER AM2048S/R) SHAFT WITH FITTED KEY, TOLERANCE N; W/O HOLDING BRAKE PROTECTION CLASS IP65, FLANGE ON DRIVE END IP67; | - | 0 | 0
1FK7063-2AF74-1EB0 |  | 1FK7063-2AF74-1EB0 | 1 | UN | 1 | 15 | C | D | N | N | 85015220 | 1 |  | 11.4 | KG | 1888.39 | 1888.39 | MC05 | MC05 | SIMOTICS S Synchronous motor 1FK7-CT PN=2.3kW; UDC=600V M0=11Nm (100K); NN=3000rpm; Naturally cooled FRAME SIZE IMB 5 (IM V1, IM V3) FLANGE 1, WITH PT1000 TEMPERATURESENSOR POWER CONNECTOR ROTATABLE ABSOLUTE ENCODERR 2048 S/R + 4096 UMDREHUNGEN MULTITURN, WITH ENDAT-SCHNITTSTELLE (ENCODER AM2048S/R) SHAFT WITH FITTED KEY, TOLERANCE N; WITH HOLDING BRAKE PROTECTION CLASS IP64; | - | 0 | 0
1FK7063-2AF74-1EB1 |  | 1FK7063-2AF74-1EB1 | 1 | UN | 1 | 15 | C | D | N | N | 85015220 | 1 |  | 11.4 | KG | 1950.73 | 1950.73 | MC05 | MC05 | SIMOTICS S Synchronous motor 1FK7-CT PN=2.3kW; UDC=600V M0=11Nm (100K); NN=3000rpm; Naturally cooled FRAME SIZE IMB 5 (IM V1, IM V3) FLANGE 1, WITH PT1000 TEMPERATURESENSOR POWER CONNECTOR ROTATABLE ABSOLUTE ENCODERR 2048 S/R + 4096 UMDREHUNGEN MULTITURN, WITH ENDAT-SCHNITTSTELLE (ENCODER AM2048S/R) SHAFT WITH FITTED KEY, TOLERANCE N; WITH HOLDING BRAKE PROTECTION CLASS IP65, | - | 0 | 0
1FK7063-2AF74-1EB2 |  | 1FK7063-2AF74-1EB2 | 1 | UN | 1 | 15 | C | D | N | N | 85015220 | 1 |  | 11.4 | KG | 1950.73 | 1950.73 | MC05 | MC05 | SIMOTICS S Synchronous motor 1FK7-CT PN=2.3kW; UDC=600V M0=11Nm (100K); NN=3000rpm; Naturally cooled FRAME SIZE IMB 5 (IM V1, IM V3) FLANGE 1, WITH PT1000 TEMPERATURESENSOR POWER CONNECTOR ROTATABLE ABSOLUTE ENCODERR 2048 S/R + 4096 UMDREHUNGEN MULTITURN, WITH ENDAT-SCHNITTSTELLE (ENCODER AM2048S/R) SHAFT WITH FITTED KEY, TOLERANCE N; WITH HOLDING BRAKE PROTECTION CLASS IP65, FLANGE ON DRIVE END IP67; | - | 0 | 0
1FK7063-2AF74-1EG0 |  | 1FK7063-2AF74-1EG0 | 1 | UN | 1 | 15 | C | D | N | N | 85015220 | 1 |  | 11.101 | KG | 1628.96 | 1628.96 | MC05 | MC05 | SIMOTICS S Synchronous motor 1FK7-CT PN=2.3kW; UDC=600V M0=11Nm (100K); NN=3000rpm; Naturally cooled FRAME SIZE IMB 5 (IM V1, IM V3) FLANGE 1, WITH PT1000 TEMPERATURESENSOR POWER CONNECTOR ROTATABLE ABSOLUTE ENCODERR 2048 S/R + 4096 UMDREHUNGEN MULTITURN, WITH ENDAT-SCHNITTSTELLE (ENCODER AM2048S/R) PLAIN SHAFT, TOLERANCE N; W/O HOLDING BRAKE PROTECTION CLASS IP64; | - | 0 | 0
1FK7063-2AF74-1EG1 |  | 1FK7063-2AF74-1EG1 | 1 | UN | 1 | 15 | C | D | N | N | 85015220 | 1 |  | 11.101 | KG | 1691.3 | 1691.3 | MC05 | MC05 | SIMOTICS S Synchronous motor 1FK7-CT PN=2.3kW; UDC=600V M0=11Nm (100K); NN=3000rpm; Naturally cooled FRAME SIZE IMB 5 (IM V1, IM V3) FLANGE 1, WITH PT1000 TEMPERATURESENSOR POWER CONNECTOR ROTATABLE ABSOLUTE ENCODERR 2048 S/R + 4096 UMDREHUNGEN MULTITURN, WITH ENDAT-SCHNITTSTELLE (ENCODER AM2048S/R) PLAIN SHAFT, TOLERANCE N; W/O HOLDING BRAKE PROTECTION CLASS IP65, | - | 0 | 0
1FK7063-2AF74-1EG2 |  | 1FK7063-2AF74-1EG2 | 1 | UN | 1 | 15 | C | D | N | N | 85015220 | 1 |  | 11.101 | KG | 1691.3 | 1691.3 | MC05 | MC05 | SIMOTICS S Synchronous motor 1FK7-CT PN=2.3kW; UDC=600V M0=11Nm (100K); NN=3000rpm; Naturally cooled FRAME SIZE IMB 5 (IM V1, IM V3) FLANGE 1, WITH PT1000 TEMPERATURESENSOR POWER CONNECTOR ROTATABLE ABSOLUTE ENCODERR 2048 S/R + 4096 UMDREHUNGEN MULTITURN, WITH ENDAT-SCHNITTSTELLE (ENCODER AM2048S/R) PLAIN SHAFT, TOLERANCE N; W/O HOLDING BRAKE PROTECTION CLASS IP65, FLANGE ON DRIVE END IP67; | - | 0 | 0
1FK7063-2AF74-1EH0 |  | 1FK7063-2AF74-1EH0 | 1 | UN | 1 | 15 | C | D | N | N | 85015220 | 1 |  | 11.4 | KG | 1832.4 | 1832.4 | MC05 | MC05 | SIMOTICS S Synchronous motor 1FK7-CT PN=2.3kW; UDC=600V M0=11Nm (100K); NN=3000rpm; Naturally cooled FRAME SIZE IMB 5 (IM V1, IM V3) FLANGE 1, WITH PT1000 TEMPERATURESENSOR POWER CONNECTOR ROTATABLE ABSOLUTE ENCODERR 2048 S/R + 4096 UMDREHUNGEN MULTITURN, WITH ENDAT-SCHNITTSTELLE (ENCODER AM2048S/R) PLAIN SHAFT, TOLERANCE N; WITH HOLDING BRAKE PROTECTION CLASS IP64; | - | 0 | 0
1FK7063-2AF74-1EH1 |  | 1FK7063-2AF74-1EH1 | 1 | UN | 1 | 15 | C | D | N | N | 85015220 | 1 |  | 11.4 | KG | 1894.74 | 1894.74 | MC05 | MC05 | SIMOTICS S Synchronous motor 1FK7-CT PN=2.3kW; UDC=600V M0=11Nm (100K); NN=3000rpm; Naturally cooled FRAME SIZE IMB 5 (IM V1, IM V3) FLANGE 1, WITH PT1000 TEMPERATURESENSOR POWER CONNECTOR ROTATABLE ABSOLUTE ENCODERR 2048 S/R + 4096 UMDREHUNGEN MULTITURN, WITH ENDAT-SCHNITTSTELLE (ENCODER AM2048S/R) PLAIN SHAFT, TOLERANCE N; WITH HOLDING BRAKE PROTECTION CLASS IP65, | - | 0 | 0
1FK7063-2AF74-1EH2 |  | 1FK7063-2AF74-1EH2 | 1 | UN | 1 | 15 | C | D | N | N | 85015220 | 1 |  | 11.4 | KG | 1894.74 | 1894.74 | MC05 | MC05 | SIMOTICS S Synchronous motor 1FK7-CT PN=2.3kW; UDC=600V M0=11Nm (100K); NN=3000rpm; Naturally cooled FRAME SIZE IMB 5 (IM V1, IM V3) FLANGE 1, WITH PT1000 TEMPERATURESENSOR POWER CONNECTOR ROTATABLE ABSOLUTE ENCODERR 2048 S/R + 4096 UMDREHUNGEN MULTITURN, WITH ENDAT-SCHNITTSTELLE (ENCODER AM2048S/R) PLAIN SHAFT, TOLERANCE N; WITH HOLDING BRAKE PROTECTION CLASS IP65, FLANGE ON DRIVE END IP67; | - | 0 | 0
1FK7063-2AF74-1SA0 |  | 1FK7063-2AF74-1SA0 | 1 | UN | 1 | 15 | C | D | N | N | 85015220 | 1 |  | 11.102 | KG | 1048.13 | 1048.13 | MC05 | MC05 | SIMOTICS S Synchronous motor 1FK7-CT PN=2.3kW; UDC=600V M0=11Nm (100K); NN=3000rpm; Naturally cooled FRAME SIZE IMB 5 (IM V1, IM V3) FLANGE 1, WITH PT1000 TEMPERATURESENSOR POWER CONNECTOR ROTATABLE RESOLVER MULTI-POLE (RESOLVER P=4); SHAFT WITH FITTED KEY, TOLERANCE N; W/O HOLDING BRAKE PROTECTION CLASS IP64; | - | 0 | 0
1FK7063-2AF74-1SA1 |  | 1FK7063-2AF74-1SA1 | 1 | UN | 1 | 15 | C | D | N | N | 85015220 | 1 |  | 11.102 | KG | 1110.47 | 1110.47 | MC05 | MC05 | SIMOTICS S Synchronous motor 1FK7-CT PN=2.3kW; UDC=600V M0=11Nm (100K); NN=3000rpm; Naturally cooled FRAME SIZE IMB 5 (IM V1, IM V3) FLANGE 1, WITH PT1000 TEMPERATURESENSOR POWER CONNECTOR ROTATABLE RESOLVER MULTI-POLE (RESOLVER P=4); SHAFT WITH FITTED KEY, TOLERANCE N; W/O HOLDING BRAKE PROTECTION CLASS IP65, | - | 0 | 0
1FK7063-2AF74-1SA2 |  | 1FK7063-2AF74-1SA2 | 1 | UN | 1 | 15 | C | D | N | N | 85015220 | 1 |  | 11.102 | KG | 1110.47 | 1110.47 | MC05 | MC05 | SIMOTICS S Synchronous motor 1FK7-CT PN=2.3kW; UDC=600V M0=11Nm (100K); NN=3000rpm; Naturally cooled FRAME SIZE IMB 5 (IM V1, IM V3) FLANGE 1, WITH PT1000 TEMPERATURESENSOR POWER CONNECTOR ROTATABLE RESOLVER MULTI-POLE (RESOLVER P=4); SHAFT WITH FITTED KEY, TOLERANCE N; W/O HOLDING BRAKE PROTECTION CLASS IP65, FLANGE ON DRIVE END IP67; | - | 0 | 0
1FK7063-2AF74-1SB0 |  | 1FK7063-2AF74-1SB0 | 1 | UN | 1 | 15 | C | D | N | N | 85015220 | 1 |  | 11.401 | KG | 1250.07 | 1250.07 | MC05 | MC05 | SIMOTICS S Synchronous motor 1FK7-CT PN=2.3kW; UDC=600V M0=11Nm (100K); NN=3000rpm; Naturally cooled FRAME SIZE IMB 5 (IM V1, IM V3) FLANGE 1, WITH PT1000 TEMPERATURESENSOR POWER CONNECTOR ROTATABLE RESOLVER MULTI-POLE (RESOLVER P=4); SHAFT WITH FITTED KEY, TOLERANCE N; WITH HOLDING BRAKE PROTECTION CLASS IP64; | - | 0 | 0
1FK7063-2AF74-1SB1 |  | 1FK7063-2AF74-1SB1 | 1 | UN | 1 | 15 | C | D | N | N | 85015220 | 1 |  | 11.401 | KG | 1312.41 | 1312.41 | MC05 | MC05 | SIMOTICS S Synchronous motor 1FK7-CT PN=2.3kW; UDC=600V M0=11Nm (100K); NN=3000rpm; Naturally cooled FRAME SIZE IMB 5 (IM V1, IM V3) FLANGE 1, WITH PT1000 TEMPERATURESENSOR POWER CONNECTOR ROTATABLE RESOLVER MULTI-POLE (RESOLVER P=4); SHAFT WITH FITTED KEY, TOLERANCE N; WITH HOLDING BRAKE PROTECTION CLASS IP65, | - | 0 | 0
1FK7063-2AF74-1SB2 |  | 1FK7063-2AF74-1SB2 | 1 | UN | 1 | 15 | C | D | N | N | 85015220 | 1 |  | 11.401 | KG | 1312.41 | 1312.41 | MC05 | MC05 | SIMOTICS S Synchronous motor 1FK7-CT PN=2.3kW; UDC=600V M0=11Nm (100K); NN=3000rpm; Naturally cooled FRAME SIZE IMB 5 (IM V1, IM V3) FLANGE 1, WITH PT1000 TEMPERATURESENSOR POWER CONNECTOR ROTATABLE RESOLVER MULTI-POLE (RESOLVER P=4); SHAFT WITH FITTED KEY, TOLERANCE N; WITH HOLDING BRAKE PROTECTION CLASS IP65, FLANGE ON DRIVE END IP67; | - | 0 | 0
1FK7063-2AF74-1SB2-Z | N16 | 1FK7063-2AF74-1SB2-ZN16 | 1 | UN | 1 | 15 | C | D | N | N | 85015220 | 1 |  | 11.401 | KG | 1408.71 | 1408.71 | MC05 | MC05 | SIMOTICS S Synchronous motor 1FK7-CT PN=2.3kW; UDC=600V M0=11Nm (100K); NN=3000rpm; Naturally cooled FRAME SIZE IMB 5 (IM V1, IM V3) FLANGE 1, WITH PT1000 TEMPERATURESENSOR POWER CONNECTOR ROTATABLE RESOLVER MULTI-POLE (RESOLVER P=4); SHAFT WITH FITTED KEY, TOLERANCE N; WITH HOLDING BRAKE PROTECTION CLASS IP65, FLANGE ON DRIVE END IP67; N16: EXECUTION FOR INCREASED CHEMICAL RESISTANCE | - | 0 | 0
1FK7063-2AF74-1SG0 |  | 1FK7063-2AF74-1SG0 | 1 | UN | 1 | 15 | C | D | N | N | 85015220 | 1 |  | 11.102 | KG | 990.64 | 990.64 | MC05 | MC05 | SIMOTICS S Synchronous motor 1FK7-CT PN=2.3kW; UDC=600V M0=11Nm (100K); NN=3000rpm; Naturally cooled FRAME SIZE IMB 5 (IM V1, IM V3) FLANGE 1, WITH PT1000 TEMPERATURESENSOR POWER CONNECTOR ROTATABLE RESOLVER MULTI-POLE (RESOLVER P=4); PLAIN SHAFT, TOLERANCE N; W/O HOLDING BRAKE PROTECTION CLASS IP64; | - | 0 | 0
1FK7063-2AF74-1SG1 |  | 1FK7063-2AF74-1SG1 | 1 | UN | 1 | 15 | C | D | N | N | 85015220 | 1 |  | 11.102 | KG | 1052.98 | 1052.98 | MC05 | MC05 | SIMOTICS S Synchronous motor 1FK7-CT PN=2.3kW; UDC=600V M0=11Nm (100K); NN=3000rpm; Naturally cooled FRAME SIZE IMB 5 (IM V1, IM V3) FLANGE 1, WITH PT1000 TEMPERATURESENSOR POWER CONNECTOR ROTATABLE RESOLVER MULTI-POLE (RESOLVER P=4); PLAIN SHAFT, TOLERANCE N; W/O HOLDING BRAKE PROTECTION CLASS IP65, | - | 0 | 0
1FK7063-2AF74-1SG2 |  | 1FK7063-2AF74-1SG2 | 1 | UN | 1 | 15 | C | D | N | N | 85015220 | 1 |  | 11.102 | KG | 1052.98 | 1052.98 | MC05 | MC05 | SIMOTICS S Synchronous motor 1FK7-CT PN=2.3kW; UDC=600V M0=11Nm (100K); NN=3000rpm; Naturally cooled FRAME SIZE IMB 5 (IM V1, IM V3) FLANGE 1, WITH PT1000 TEMPERATURESENSOR POWER CONNECTOR ROTATABLE RESOLVER MULTI-POLE (RESOLVER P=4); PLAIN SHAFT, TOLERANCE N; W/O HOLDING BRAKE PROTECTION CLASS IP65, FLANGE ON DRIVE END IP67; | - | 0 | 0
1FK7063-2AF74-1SH0 |  | 1FK7063-2AF74-1SH0 | 1 | UN | 1 | 15 | C | D | N | N | 85015220 | 1 |  | 11.401 | KG | 1194.08 | 1194.08 | MC05 | MC05 | SIMOTICS S Synchronous motor 1FK7-CT PN=2.3kW; UDC=600V M0=11Nm (100K); NN=3000rpm; Naturally cooled FRAME SIZE IMB 5 (IM V1, IM V3) FLANGE 1, WITH PT1000 TEMPERATURESENSOR POWER CONNECTOR ROTATABLE RESOLVER MULTI-POLE (RESOLVER P=4); PLAIN SHAFT, TOLERANCE N; WITH HOLDING BRAKE PROTECTION CLASS IP64; | - | 0 | 0
1FK7063-2AF74-1SH1 |  | 1FK7063-2AF74-1SH1 | 1 | UN | 1 | 15 | C | D | N | N | 85015220 | 1 |  | 11.401 | KG | 1256.42 | 1256.42 | MC05 | MC05 | SIMOTICS S Synchronous motor 1FK7-CT PN=2.3kW; UDC=600V M0=11Nm (100K); NN=3000rpm; Naturally cooled FRAME SIZE IMB 5 (IM V1, IM V3) FLANGE 1, WITH PT1000 TEMPERATURESENSOR POWER CONNECTOR ROTATABLE RESOLVER MULTI-POLE (RESOLVER P=4); PLAIN SHAFT, TOLERANCE N; WITH HOLDING BRAKE PROTECTION CLASS IP65, | - | 0 | 0
1FK7063-2AF74-1SH2 |  | 1FK7063-2AF74-1SH2 | 1 | UN | 1 | 15 | C | D | N | N | 85015220 | 1 |  | 11.401 | KG | 1256.42 | 1256.42 | MC05 | MC05 | SIMOTICS S Synchronous motor 1FK7-CT PN=2.3kW; UDC=600V M0=11Nm (100K); NN=3000rpm; Naturally cooled FRAME SIZE IMB 5 (IM V1, IM V3) FLANGE 1, WITH PT1000 TEMPERATURESENSOR POWER CONNECTOR ROTATABLE RESOLVER MULTI-POLE (RESOLVER P=4); PLAIN SHAFT, TOLERANCE N; WITH HOLDING BRAKE PROTECTION CLASS IP65, FLANGE ON DRIVE END IP67; | - | 0 | 0
1FK7063-2AF74-1TA0 |  | 1FK7063-2AF74-1TA0 | 1 | UN | 1 | 15 | C | D | N | N | 85015220 | 1 |  | 11.102 | KG | 1048.13 | 1048.13 | MC05 | MC05 | SIMOTICS S Synchronous motor 1FK7-CT PN=2.3kW; UDC=600V M0=11Nm (100K); NN=3000rpm; Naturally cooled FRAME SIZE IMB 5 (IM V1, IM V3) FLANGE 1, WITH PT1000 TEMPERATURESENSOR POWER CONNECTOR ROTATABLE RESOLVER 2-POLE (RESOLVER P=1); SHAFT WITH FITTED KEY, TOLERANCE N; W/O HOLDING BRAKE PROTECTION CLASS IP64; | - | 0 | 0
1FK7063-2AF74-1TA1 |  | 1FK7063-2AF74-1TA1 | 1 | UN | 1 | 15 | C | D | N | N | 85015220 | 1 |  | 11.102 | KG | 1110.47 | 1110.47 | MC05 | MC05 | SIMOTICS S Synchronous motor 1FK7-CT PN=2.3kW; UDC=600V M0=11Nm (100K); NN=3000rpm; Naturally cooled FRAME SIZE IMB 5 (IM V1, IM V3) FLANGE 1, WITH PT1000 TEMPERATURESENSOR POWER CONNECTOR ROTATABLE RESOLVER 2-POLE (RESOLVER P=1); SHAFT WITH FITTED KEY, TOLERANCE N; W/O HOLDING BRAKE PROTECTION CLASS IP65, | - | 0 | 0
1FK7063-2AF74-1TA2 |  | 1FK7063-2AF74-1TA2 | 1 | UN | 1 | 15 | C | D | N | N | 85015220 | 1 |  | 11.102 | KG | 1110.47 | 1110.47 | MC05 | MC05 | SIMOTICS S Synchronous motor 1FK7-CT PN=2.3kW; UDC=600V M0=11Nm (100K); NN=3000rpm; Naturally cooled FRAME SIZE IMB 5 (IM V1, IM V3) FLANGE 1, WITH PT1000 TEMPERATURESENSOR POWER CONNECTOR ROTATABLE RESOLVER 2-POLE (RESOLVER P=1); SHAFT WITH FITTED KEY, TOLERANCE N; W/O HOLDING BRAKE PROTECTION CLASS IP65, FLANGE ON DRIVE END IP67; | - | 0 | 0
1FK7063-2AF74-1TB0 |  | 1FK7063-2AF74-1TB0 | 1 | UN | 1 | 15 | C | D | N | N | 85015220 | 1 |  | 11.401 | KG | 1250.07 | 1250.07 | MC05 | MC05 | SIMOTICS S Synchronous motor 1FK7-CT PN=2.3kW; UDC=600V M0=11Nm (100K); NN=3000rpm; Naturally cooled FRAME SIZE IMB 5 (IM V1, IM V3) FLANGE 1, WITH PT1000 TEMPERATURESENSOR POWER CONNECTOR ROTATABLE RESOLVER 2-POLE (RESOLVER P=1); SHAFT WITH FITTED KEY, TOLERANCE N; WITH HOLDING BRAKE PROTECTION CLASS IP64; | - | 0 | 0
1FK7063-2AF74-1TB1 |  | 1FK7063-2AF74-1TB1 | 1 | UN | 1 | 15 | C | D | N | N | 85015220 | 1 |  | 11.401 | KG | 1312.41 | 1312.41 | MC05 | MC05 | SIMOTICS S Synchronous motor 1FK7-CT PN=2.3kW; UDC=600V M0=11Nm (100K); NN=3000rpm; Naturally cooled FRAME SIZE IMB 5 (IM V1, IM V3) FLANGE 1, WITH PT1000 TEMPERATURESENSOR POWER CONNECTOR ROTATABLE RESOLVER 2-POLE (RESOLVER P=1); SHAFT WITH FITTED KEY, TOLERANCE N; WITH HOLDING BRAKE PROTECTION CLASS IP65, | - | 0 | 0
1FK7063-2AF74-1TB2 |  | 1FK7063-2AF74-1TB2 | 1 | UN | 1 | 15 | C | D | N | N | 85015220 | 1 |  | 11.401 | KG | 1312.41 | 1312.41 | MC05 | MC05 | SIMOTICS S Synchronous motor 1FK7-CT PN=2.3kW; UDC=600V M0=11Nm (100K); NN=3000rpm; Naturally cooled FRAME SIZE IMB 5 (IM V1, IM V3) FLANGE 1, WITH PT1000 TEMPERATURESENSOR POWER CONNECTOR ROTATABLE RESOLVER 2-POLE (RESOLVER P=1); SHAFT WITH FITTED KEY, TOLERANCE N; WITH HOLDING BRAKE PROTECTION CLASS IP65, FLANGE ON DRIVE END IP67; | - | 0 | 0
1FK7063-2AF74-1TG0 |  | 1FK7063-2AF74-1TG0 | 1 | UN | 1 | 15 | C | D | N | N | 85015220 | 1 |  | 11.102 | KG | 990.64 | 990.64 | MC05 | MC05 | SIMOTICS S Synchronous motor 1FK7-CT PN=2.3kW; UDC=600V M0=11Nm (100K); NN=3000rpm; Naturally cooled FRAME SIZE IMB 5 (IM V1, IM V3) FLANGE 1, WITH PT1000 TEMPERATURESENSOR POWER CONNECTOR ROTATABLE RESOLVER 2-POLE (RESOLVER P=1); PLAIN SHAFT, TOLERANCE N; W/O HOLDING BRAKE PROTECTION CLASS IP64; | - | 0 | 0
1FK7063-2AF74-1TG1 |  | 1FK7063-2AF74-1TG1 | 1 | UN | 1 | 15 | C | D | N | N | 85015220 | 1 |  | 11.102 | KG | 1052.98 | 1052.98 | MC05 | MC05 | SIMOTICS S Synchronous motor 1FK7-CT PN=2.3kW; UDC=600V M0=11Nm (100K); NN=3000rpm; Naturally cooled FRAME SIZE IMB 5 (IM V1, IM V3) FLANGE 1, WITH PT1000 TEMPERATURESENSOR POWER CONNECTOR ROTATABLE RESOLVER 2-POLE (RESOLVER P=1); PLAIN SHAFT, TOLERANCE N; W/O HOLDING BRAKE PROTECTION CLASS IP65, | - | 0 | 0
1FK7063-2AF74-1TG1-Z | J05 | 1FK7063-2AF74-1TG1-ZJ05 | 1 | UN | 1 | 15 | C | D | N | N | 85015220 | 1 |  | 18.802 | KG | 2659.8 | 2659.8 | MC05 | MC05 | SIMOTICS S Synchronous motor 1FK7-CT PN=2.3kW; UDC=600V M0=11Nm (100K); NN=3000rpm; Naturally cooled FRAME SIZE IMB 5 (IM V1, IM V3) FLANGE 1, WITH PT1000 TEMPERATURESENSOR POWER CONNECTOR ROTATABLE RESOLVER 2-POLE (RESOLVER P=1); PLAIN SHAFT, TOLERANCE N; W/O HOLDING BRAKE PROTECTION CLASS IP65, J05: ALPHA SP+, SP 100S-MF1 PLANETARY GEARING 1 STAGE, I=7, WITH FEATHER KEY | - | 0 | 0
1FK7063-2AF74-1TG2 |  | 1FK7063-2AF74-1TG2 | 1 | UN | 1 | 15 | C | D | N | N | 85015220 | 1 |  | 11.102 | KG | 1052.98 | 1052.98 | MC05 | MC05 | SIMOTICS S Synchronous motor 1FK7-CT PN=2.3kW; UDC=600V M0=11Nm (100K); NN=3000rpm; Naturally cooled FRAME SIZE IMB 5 (IM V1, IM V3) FLANGE 1, WITH PT1000 TEMPERATURESENSOR POWER CONNECTOR ROTATABLE RESOLVER 2-POLE (RESOLVER P=1); PLAIN SHAFT, TOLERANCE N; W/O HOLDING BRAKE PROTECTION CLASS IP65, FLANGE ON DRIVE END IP67; | - | 0 | 0
1FK7063-2AF74-1TH0 |  | 1FK7063-2AF74-1TH0 | 1 | UN | 1 | 15 | C | D | N | N | 85015220 | 1 |  | 11.401 | KG | 1194.08 | 1194.08 | MC05 | MC05 | SIMOTICS S Synchronous motor 1FK7-CT PN=2.3kW; UDC=600V M0=11Nm (100K); NN=3000rpm; Naturally cooled FRAME SIZE IMB 5 (IM V1, IM V3) FLANGE 1, WITH PT1000 TEMPERATURESENSOR POWER CONNECTOR ROTATABLE RESOLVER 2-POLE (RESOLVER P=1); PLAIN SHAFT, TOLERANCE N; WITH HOLDING BRAKE PROTECTION CLASS IP64; | - | 0 | 0
1FK7063-2AF74-1TH1 |  | 1FK7063-2AF74-1TH1 | 1 | UN | 1 | 15 | C | D | N | N | 85015220 | 1 |  | 11.401 | KG | 1256.42 | 1256.42 | MC05 | MC05 | SIMOTICS S Synchronous motor 1FK7-CT PN=2.3kW; UDC=600V M0=11Nm (100K); NN=3000rpm; Naturally cooled FRAME SIZE IMB 5 (IM V1, IM V3) FLANGE 1, WITH PT1000 TEMPERATURESENSOR POWER CONNECTOR ROTATABLE RESOLVER 2-POLE (RESOLVER P=1); PLAIN SHAFT, TOLERANCE N; WITH HOLDING BRAKE PROTECTION CLASS IP65, | - | 0 | 0
1FK7063-2AF74-1TH2 |  | 1FK7063-2AF74-1TH2 | 1 | UN | 1 | 15 | C | D | N | N | 85015220 | 1 |  | 11.401 | KG | 1256.42 | 1256.42 | MC05 | MC05 | SIMOTICS S Synchronous motor 1FK7-CT PN=2.3kW; UDC=600V M0=11Nm (100K); NN=3000rpm; Naturally cooled FRAME SIZE IMB 5 (IM V1, IM V3) FLANGE 1, WITH PT1000 TEMPERATURESENSOR POWER CONNECTOR ROTATABLE RESOLVER 2-POLE (RESOLVER P=1); PLAIN SHAFT, TOLERANCE N; WITH HOLDING BRAKE PROTECTION CLASS IP65, FLANGE ON DRIVE END IP67; | - | 0 | 0
1FK7063-2AH71-1AA0 |  | 1FK7063-2AH71-1AA0 | 1 | UN | 1 | 15 | C | D | N | N | 85015220 | 1 |  | 11.101 | KG | 1438.77 | 1438.77 | MC05 | MC05 | SIMOTICS S Synchronous motor 1FK7-CT PN=1.4kW; UDC=600V M0=11Nm (100K); NN=4500rpm; Naturally cooled FRAME SIZE IMB 5 (IM V1, IM V3) FLANGE 1, WITH KTY TEMPERATURESENSOR POWER CONNECTOR ROTATABLE INCREMENTAL ENCODER SIN/COS 1VPP;2048 S/R W. C-AND D-SPUR (ENCODER IC2048S/R) SHAFT WITH FITTED KEY, TOLERANCE N; W/O HOLDING BRAKE PROTECTION CLASS IP64; | - | 0 | 0
1FK7063-2AH71-1AA1 |  | 1FK7063-2AH71-1AA1 | 1 | UN | 1 | 15 | C | D | N | N | 85015220 | 1 |  | 11.101 | KG | 1501.11 | 1501.11 | MC05 | MC05 | SIMOTICS S Synchronous motor 1FK7-CT PN=1.4kW; UDC=600V M0=11Nm (100K); NN=4500rpm; Naturally cooled FRAME SIZE IMB 5 (IM V1, IM V3) FLANGE 1, WITH KTY TEMPERATURESENSOR POWER CONNECTOR ROTATABLE INCREMENTAL ENCODER SIN/COS 1VPP;2048 S/R W. C-AND D-SPUR (ENCODER IC2048S/R) SHAFT WITH FITTED KEY, TOLERANCE N; W/O HOLDING BRAKE PROTECTION CLASS IP65, | - | 0 | 0
1FK7063-2AH71-1AA2 |  | 1FK7063-2AH71-1AA2 | 1 | UN | 1 | 15 | C | D | N | N | 85015220 | 1 |  | 11.101 | KG | 1501.11 | 1501.11 | MC05 | MC05 | SIMOTICS S Synchronous motor 1FK7-CT PN=1.4kW; UDC=600V M0=11Nm (100K); NN=4500rpm; Naturally cooled FRAME SIZE IMB 5 (IM V1, IM V3) FLANGE 1, WITH KTY TEMPERATURESENSOR POWER CONNECTOR ROTATABLE INCREMENTAL ENCODER SIN/COS 1VPP;2048 S/R W. C-AND D-SPUR (ENCODER IC2048S/R) SHAFT WITH FITTED KEY, TOLERANCE N; W/O HOLDING BRAKE PROTECTION CLASS IP65, FLANGE ON DRIVE END IP67; | - | 0 | 0
1FK7063-2AH71-1AB0 |  | 1FK7063-2AH71-1AB0 | 1 | UN | 1 | 15 | C | D | N | N | 85015220 | 1 |  | 11.4 | KG | 1640.71 | 1640.71 | MC05 | MC05 | SIMOTICS S Synchronous motor 1FK7-CT PN=1.4kW; UDC=600V M0=11Nm (100K); NN=4500rpm; Naturally cooled FRAME SIZE IMB 5 (IM V1, IM V3) FLANGE 1, WITH KTY TEMPERATURESENSOR POWER CONNECTOR ROTATABLE INCREMENTAL ENCODER SIN/COS 1VPP;2048 S/R W. C-AND D-SPUR (ENCODER IC2048S/R) SHAFT WITH FITTED KEY, TOLERANCE N; WITH HOLDING BRAKE PROTECTION CLASS IP64; | - | 0 | 0
1FK7063-2AH71-1AB1 |  | 1FK7063-2AH71-1AB1 | 1 | UN | 1 | 15 | C | D | N | N | 85015220 | 1 |  | 11.4 | KG | 1703.05 | 1703.05 | MC05 | MC05 | SIMOTICS S Synchronous motor 1FK7-CT PN=1.4kW; UDC=600V M0=11Nm (100K); NN=4500rpm; Naturally cooled FRAME SIZE IMB 5 (IM V1, IM V3) FLANGE 1, WITH KTY TEMPERATURESENSOR POWER CONNECTOR ROTATABLE INCREMENTAL ENCODER SIN/COS 1VPP;2048 S/R W. C-AND D-SPUR (ENCODER IC2048S/R) SHAFT WITH FITTED KEY, TOLERANCE N; WITH HOLDING BRAKE PROTECTION CLASS IP65, | - | 0 | 0
1FK7063-2AH71-1AB2 |  | 1FK7063-2AH71-1AB2 | 1 | UN | 1 | 15 | C | D | N | N | 85015220 | 1 |  | 11.4 | KG | 1703.05 | 1703.05 | MC05 | MC05 | SIMOTICS S Synchronous motor 1FK7-CT PN=1.4kW; UDC=600V M0=11Nm (100K); NN=4500rpm; Naturally cooled FRAME SIZE IMB 5 (IM V1, IM V3) FLANGE 1, WITH KTY TEMPERATURESENSOR POWER CONNECTOR ROTATABLE INCREMENTAL ENCODER SIN/COS 1VPP;2048 S/R W. C-AND D-SPUR (ENCODER IC2048S/R) SHAFT WITH FITTED KEY, TOLERANCE N; WITH HOLDING BRAKE PROTECTION CLASS IP65, FLANGE ON DRIVE END IP67; | - | 0 | 0
1FK7063-2AH71-1AG0 |  | 1FK7063-2AH71-1AG0 | 1 | UN | 1 | 15 | C | D | N | N | 85015220 | 1 |  | 11.101 | KG | 1381.28 | 1381.28 | MC05 | MC05 | SIMOTICS S Synchronous motor 1FK7-CT PN=1.4kW; UDC=600V M0=11Nm (100K); NN=4500rpm; Naturally cooled FRAME SIZE IMB 5 (IM V1, IM V3) FLANGE 1, WITH KTY TEMPERATURESENSOR POWER CONNECTOR ROTATABLE INCREMENTAL ENCODER SIN/COS 1VPP;2048 S/R W. C-AND D-SPUR (ENCODER IC2048S/R) PLAIN SHAFT, TOLERANCE N; W/O HOLDING BRAKE PROTECTION CLASS IP64; | - | 0 | 0
1FK7063-2AH71-1AG1 |  | 1FK7063-2AH71-1AG1 | 1 | UN | 1 | 15 | C | D | N | N | 85015220 | 1 |  | 11.101 | KG | 1443.62 | 1443.62 | MC05 | MC05 | SIMOTICS S Synchronous motor 1FK7-CT PN=1.4kW; UDC=600V M0=11Nm (100K); NN=4500rpm; Naturally cooled FRAME SIZE IMB 5 (IM V1, IM V3) FLANGE 1, WITH KTY TEMPERATURESENSOR POWER CONNECTOR ROTATABLE INCREMENTAL ENCODER SIN/COS 1VPP;2048 S/R W. C-AND D-SPUR (ENCODER IC2048S/R) PLAIN SHAFT, TOLERANCE N; W/O HOLDING BRAKE PROTECTION CLASS IP65, | - | 0 | 0
1FK7063-2AH71-1AG2 |  | 1FK7063-2AH71-1AG2 | 1 | UN | 1 | 15 | C | D | N | N | 85015220 | 1 |  | 11.101 | KG | 1443.62 | 1443.62 | MC05 | MC05 | SIMOTICS S Synchronous motor 1FK7-CT PN=1.4kW; UDC=600V M0=11Nm (100K); NN=4500rpm; Naturally cooled FRAME SIZE IMB 5 (IM V1, IM V3) FLANGE 1, WITH KTY TEMPERATURESENSOR POWER CONNECTOR ROTATABLE INCREMENTAL ENCODER SIN/COS 1VPP;2048 S/R W. C-AND D-SPUR (ENCODER IC2048S/R) PLAIN SHAFT, TOLERANCE N; W/O HOLDING BRAKE PROTECTION CLASS IP65, FLANGE ON DRIVE END IP67; | - | 0 | 0
1FK7063-2AH71-1AH0 |  | 1FK7063-2AH71-1AH0 | 1 | UN | 1 | 15 | C | D | N | N | 85015220 | 1 |  | 11.4 | KG | 1584.72 | 1584.72 | MC05 | MC05 | SIMOTICS S Synchronous motor 1FK7-CT PN=1.4kW; UDC=600V M0=11Nm (100K); NN=4500rpm; Naturally cooled FRAME SIZE IMB 5 (IM V1, IM V3) FLANGE 1, WITH KTY TEMPERATURESENSOR POWER CONNECTOR ROTATABLE INCREMENTAL ENCODER SIN/COS 1VPP;2048 S/R W. C-AND D-SPUR (ENCODER IC2048S/R) PLAIN SHAFT, TOLERANCE N; WITH HOLDING BRAKE PROTECTION CLASS IP64; | - | 0 | 0
1FK7063-2AH71-1AH1 |  | 1FK7063-2AH71-1AH1 | 1 | UN | 1 | 15 | C | D | N | N | 85015220 | 1 |  | 11.4 | KG | 1647.06 | 1647.06 | MC05 | MC05 | SIMOTICS S Synchronous motor 1FK7-CT PN=1.4kW; UDC=600V M0=11Nm (100K); NN=4500rpm; Naturally cooled FRAME SIZE IMB 5 (IM V1, IM V3) FLANGE 1, WITH KTY TEMPERATURESENSOR POWER CONNECTOR ROTATABLE INCREMENTAL ENCODER SIN/COS 1VPP;2048 S/R W. C-AND D-SPUR (ENCODER IC2048S/R) PLAIN SHAFT, TOLERANCE N; WITH HOLDING BRAKE PROTECTION CLASS IP65, | - | 0 | 0
1FK7063-2AH71-1AH2 |  | 1FK7063-2AH71-1AH2 | 1 | UN | 1 | 15 | C | D | N | N | 85015220 | 1 |  | 11.4 | KG | 1647.06 | 1647.06 | MC05 | MC05 | SIMOTICS S Synchronous motor 1FK7-CT PN=1.4kW; UDC=600V M0=11Nm (100K); NN=4500rpm; Naturally cooled FRAME SIZE IMB 5 (IM V1, IM V3) FLANGE 1, WITH KTY TEMPERATURESENSOR POWER CONNECTOR ROTATABLE INCREMENTAL ENCODER SIN/COS 1VPP;2048 S/R W. C-AND D-SPUR (ENCODER IC2048S/R) PLAIN SHAFT, TOLERANCE N; WITH HOLDING BRAKE PROTECTION CLASS IP65, FLANGE ON DRIVE END IP67; | - | 0 | 0
1FK7063-2AH71-1BA0 |  | 1FK7063-2AH71-1BA0 | 1 | UN | 1 | 15 | C | D | N | N | 85015220 | 1 |  | 11.101 | KG | 1599.47 | 1599.47 | MC05 | MC05 | SIMOTICS S Synchronous motor 1FK7-CT PN=1.4kW; UDC=600V M0=11Nm (100K); NN=4500rpm; Naturally cooled FRAME SIZE IMB 5 (IM V1, IM V3) FLANGE 1 POWER CONNECTOR ROTATABLE ABSOLUTE ENCODER SINGLETURN 24 BIT WITH DRIVE CLIQ INTERFACE (ENCODER AS24DQI) SHAFT WITH FITTED KEY, TOLERANCE N; W/O HOLDING BRAKE PROTECTION CLASS IP64; | - | 0 | 0
1FK7063-2AH71-1BA1 |  | 1FK7063-2AH71-1BA1 | 1 | UN | 1 | 15 | C | D | N | N | 85015220 | 1 |  | 11.101 | KG | 1661.81 | 1661.81 | MC05 | MC05 | SIMOTICS S Synchronous motor 1FK7-CT PN=1.4kW; UDC=600V M0=11Nm (100K); NN=4500rpm; Naturally cooled FRAME SIZE IMB 5 (IM V1, IM V3) FLANGE 1 POWER CONNECTOR ROTATABLE ABSOLUTE ENCODER SINGLETURN 24 BIT WITH DRIVE CLIQ INTERFACE (ENCODER AS24DQI) SHAFT WITH FITTED KEY, TOLERANCE N; W/O HOLDING BRAKE PROTECTION CLASS IP65, | - | 0 | 0
1FK7063-2AH71-1BA2 |  | 1FK7063-2AH71-1BA2 | 1 | UN | 1 | 15 | C | D | N | N | 85015220 | 1 |  | 11.101 | KG | 1661.81 | 1661.81 | MC05 | MC05 | SIMOTICS S Synchronous motor 1FK7-CT PN=1.4kW; UDC=600V M0=11Nm (100K); NN=4500rpm; Naturally cooled FRAME SIZE IMB 5 (IM V1, IM V3) FLANGE 1 POWER CONNECTOR ROTATABLE ABSOLUTE ENCODER SINGLETURN 24 BIT WITH DRIVE CLIQ INTERFACE (ENCODER AS24DQI) SHAFT WITH FITTED KEY, TOLERANCE N; W/O HOLDING BRAKE PROTECTION CLASS IP65, FLANGE ON DRIVE END IP67; | - | 0 | 0
1FK7063-2AH71-1BB0 |  | 1FK7063-2AH71-1BB0 | 1 | UN | 1 | 15 | C | D | N | N | 85015220 | 1 |  | 11.4 | KG | 1801.41 | 1801.41 | MC05 | MC05 | SIMOTICS S Synchronous motor 1FK7-CT PN=1.4kW; UDC=600V M0=11Nm (100K); NN=4500rpm; Naturally cooled FRAME SIZE IMB 5 (IM V1, IM V3) FLANGE 1 POWER CONNECTOR ROTATABLE ABSOLUTE ENCODER SINGLETURN 24 BIT WITH DRIVE CLIQ INTERFACE (ENCODER AS24DQI) SHAFT WITH FITTED KEY, TOLERANCE N; WITH HOLDING BRAKE PROTECTION CLASS IP64; | - | 0 | 0
1FK7063-2AH71-1BB1 |  | 1FK7063-2AH71-1BB1 | 1 | UN | 1 | 15 | C | D | N | N | 85015220 | 1 |  | 11.4 | KG | 1863.75 | 1863.75 | MC05 | MC05 | SIMOTICS S Synchronous motor 1FK7-CT PN=1.4kW; UDC=600V M0=11Nm (100K); NN=4500rpm; Naturally cooled FRAME SIZE IMB 5 (IM V1, IM V3) FLANGE 1 POWER CONNECTOR ROTATABLE ABSOLUTE ENCODER SINGLETURN 24 BIT WITH DRIVE CLIQ INTERFACE (ENCODER AS24DQI) SHAFT WITH FITTED KEY, TOLERANCE N; WITH HOLDING BRAKE PROTECTION CLASS IP65, | - | 0 | 0
1FK7063-2AH71-1BB2 |  | 1FK7063-2AH71-1BB2 | 1 | UN | 1 | 15 | C | D | N | N | 85015220 | 1 |  | 11.4 | KG | 1863.75 | 1863.75 | MC05 | MC05 | SIMOTICS S Synchronous motor 1FK7-CT PN=1.4kW; UDC=600V M0=11Nm (100K); NN=4500rpm; Naturally cooled FRAME SIZE IMB 5 (IM V1, IM V3) FLANGE 1 POWER CONNECTOR ROTATABLE ABSOLUTE ENCODER SINGLETURN 24 BIT WITH DRIVE CLIQ INTERFACE (ENCODER AS24DQI) SHAFT WITH FITTED KEY, TOLERANCE N; WITH HOLDING BRAKE PROTECTION CLASS IP65, FLANGE ON DRIVE END IP67; | - | 0 | 0
1FK7063-2AH71-1BG0 |  | 1FK7063-2AH71-1BG0 | 1 | UN | 1 | 15 | C | D | N | N | 85015220 | 1 |  | 11.101 | KG | 1541.98 | 1541.98 | MC05 | MC05 | SIMOTICS S Synchronous motor 1FK7-CT PN=1.4kW; UDC=600V M0=11Nm (100K); NN=4500rpm; Naturally cooled FRAME SIZE IMB 5 (IM V1, IM V3) FLANGE 1 POWER CONNECTOR ROTATABLE ABSOLUTE ENCODER SINGLETURN 24 BIT WITH DRIVE CLIQ INTERFACE (ENCODER AS24DQI) PLAIN SHAFT, TOLERANCE N; W/O HOLDING BRAKE PROTECTION CLASS IP64; | - | 0 | 0
1FK7063-2AH71-1BG1 |  | 1FK7063-2AH71-1BG1 | 1 | UN | 1 | 15 | C | D | N | N | 85015220 | 1 |  | 11.101 | KG | 1604.32 | 1604.32 | MC05 | MC05 | SIMOTICS S Synchronous motor 1FK7-CT PN=1.4kW; UDC=600V M0=11Nm (100K); NN=4500rpm; Naturally cooled FRAME SIZE IMB 5 (IM V1, IM V3) FLANGE 1 POWER CONNECTOR ROTATABLE ABSOLUTE ENCODER SINGLETURN 24 BIT WITH DRIVE CLIQ INTERFACE (ENCODER AS24DQI) PLAIN SHAFT, TOLERANCE N; W/O HOLDING BRAKE PROTECTION CLASS IP65, | - | 0 | 0
1FK7063-2AH71-1BG2 |  | 1FK7063-2AH71-1BG2 | 1 | UN | 1 | 15 | C | D | N | N | 85015220 | 1 |  | 11.101 | KG | 1604.32 | 1604.32 | MC05 | MC05 | SIMOTICS S Synchronous motor 1FK7-CT PN=1.4kW; UDC=600V M0=11Nm (100K); NN=4500rpm; Naturally cooled FRAME SIZE IMB 5 (IM V1, IM V3) FLANGE 1 POWER CONNECTOR ROTATABLE ABSOLUTE ENCODER SINGLETURN 24 BIT WITH DRIVE CLIQ INTERFACE (ENCODER AS24DQI) PLAIN SHAFT, TOLERANCE N; W/O HOLDING BRAKE PROTECTION CLASS IP65, FLANGE ON DRIVE END IP67; | - | 0 | 0
1FK7063-2AH71-1BH0 |  | 1FK7063-2AH71-1BH0 | 1 | UN | 1 | 15 | C | D | N | N | 85015220 | 1 |  | 11.4 | KG | 1745.42 | 1745.42 | MC05 | MC05 | SIMOTICS S Synchronous motor 1FK7-CT PN=1.4kW; UDC=600V M0=11Nm (100K); NN=4500rpm; Naturally cooled FRAME SIZE IMB 5 (IM V1, IM V3) FLANGE 1 POWER CONNECTOR ROTATABLE ABSOLUTE ENCODER SINGLETURN 24 BIT WITH DRIVE CLIQ INTERFACE (ENCODER AS24DQI) PLAIN SHAFT, TOLERANCE N; WITH HOLDING BRAKE PROTECTION CLASS IP64; | - | 0 | 0
1FK7063-2AH71-1BH1 |  | 1FK7063-2AH71-1BH1 | 1 | UN | 1 | 15 | C | D | N | N | 85015220 | 1 |  | 11.4 | KG | 1807.76 | 1807.76 | MC05 | MC05 | SIMOTICS S Synchronous motor 1FK7-CT PN=1.4kW; UDC=600V M0=11Nm (100K); NN=4500rpm; Naturally cooled FRAME SIZE IMB 5 (IM V1, IM V3) FLANGE 1 POWER CONNECTOR ROTATABLE ABSOLUTE ENCODER SINGLETURN 24 BIT WITH DRIVE CLIQ INTERFACE (ENCODER AS24DQI) PLAIN SHAFT, TOLERANCE N; WITH HOLDING BRAKE PROTECTION CLASS IP65, | - | 0 | 0
1FK7063-2AH71-1BH2 |  | 1FK7063-2AH71-1BH2 | 1 | UN | 1 | 15 | C | D | N | N | 85015220 | 1 |  | 11.4 | KG | 1807.76 | 1807.76 | MC05 | MC05 | SIMOTICS S Synchronous motor 1FK7-CT PN=1.4kW; UDC=600V M0=11Nm (100K); NN=4500rpm; Naturally cooled FRAME SIZE IMB 5 (IM V1, IM V3) FLANGE 1 POWER CONNECTOR ROTATABLE ABSOLUTE ENCODER SINGLETURN 24 BIT WITH DRIVE CLIQ INTERFACE (ENCODER AS24DQI) PLAIN SHAFT, TOLERANCE N; WITH HOLDING BRAKE PROTECTION CLASS IP65, FLANGE ON DRIVE END IP67; | - | 0 | 0
1FK7063-2AH71-1CA0 |  | 1FK7063-2AH71-1CA0 | 1 | UN | 1 | 15 | C | D | N | N | 85015220 | 1 |  | 11.101 | KG | 1845.63 | 1845.63 | MC05 | MC05 | SIMOTICS S Synchronous motor 1FK7-CT PN=1.4kW; UDC=600V M0=11Nm (100K); NN=4500rpm; Naturally cooled FRAME SIZE IMB 5 (IM V1, IM V3) FLANGE 1 POWER CONNECTOR ROTATABLE ABSOLUTE ENCODER 24 BIT + 12 BIT MULTITURN WITH DRIVE-CLIQ INTERFACE (ENCODER AM24DQI) SHAFT WITH FITTED KEY, TOLERANCE N; W/O HOLDING BRAKE PROTECTION CLASS IP64; | - | 0 | 0
1FK7063-2AH71-1CA1 |  | 1FK7063-2AH71-1CA1 | 1 | UN | 1 | 15 | C | D | N | N | 85015220 | 1 |  | 11.101 | KG | 1907.97 | 1907.97 | MC05 | MC05 | SIMOTICS S Synchronous motor 1FK7-CT PN=1.4kW; UDC=600V M0=11Nm (100K); NN=4500rpm; Naturally cooled FRAME SIZE IMB 5 (IM V1, IM V3) FLANGE 1 POWER CONNECTOR ROTATABLE ABSOLUTE ENCODER 24 BIT + 12 BIT MULTITURN WITH DRIVE-CLIQ INTERFACE (ENCODER AM24DQI) SHAFT WITH FITTED KEY, TOLERANCE N; W/O HOLDING BRAKE PROTECTION CLASS IP65, | - | 0 | 0
1FK7063-2AH71-1CA2 |  | 1FK7063-2AH71-1CA2 | 1 | UN | 1 | 15 | C | D | N | N | 85015220 | 1 |  | 11.101 | KG | 1907.97 | 1907.97 | MC05 | MC05 | SIMOTICS S Synchronous motor 1FK7-CT PN=1.4kW; UDC=600V M0=11Nm (100K); NN=4500rpm; Naturally cooled FRAME SIZE IMB 5 (IM V1, IM V3) FLANGE 1 POWER CONNECTOR ROTATABLE ABSOLUTE ENCODER 24 BIT + 12 BIT MULTITURN WITH DRIVE-CLIQ INTERFACE (ENCODER AM24DQI) SHAFT WITH FITTED KEY, TOLERANCE N; W/O HOLDING BRAKE PROTECTION CLASS IP65, FLANGE ON DRIVE END IP67; | - | 0 | 0
1FK7063-2AH71-1CB0 |  | 1FK7063-2AH71-1CB0 | 1 | UN | 1 | 15 | C | D | N | N | 85015220 | 1 |  | 11.4 | KG | 2047.57 | 2047.57 | MC05 | MC05 | SIMOTICS S Synchronous motor 1FK7-CT PN=1.4kW; UDC=600V M0=11Nm (100K); NN=4500rpm; Naturally cooled FRAME SIZE IMB 5 (IM V1, IM V3) FLANGE 1 POWER CONNECTOR ROTATABLE ABSOLUTE ENCODER 24 BIT + 12 BIT MULTITURN WITH DRIVE-CLIQ INTERFACE (ENCODER AM24DQI) SHAFT WITH FITTED KEY, TOLERANCE N; WITH HOLDING BRAKE PROTECTION CLASS IP64; | - | 0 | 0
1FK7063-2AH71-1CB1 |  | 1FK7063-2AH71-1CB1 | 1 | UN | 1 | 15 | C | D | N | N | 85015220 | 1 |  | 11.4 | KG | 2109.91 | 2109.91 | MC05 | MC05 | SIMOTICS S Synchronous motor 1FK7-CT PN=1.4kW; UDC=600V M0=11Nm (100K); NN=4500rpm; Naturally cooled FRAME SIZE IMB 5 (IM V1, IM V3) FLANGE 1 POWER CONNECTOR ROTATABLE ABSOLUTE ENCODER 24 BIT + 12 BIT MULTITURN WITH DRIVE-CLIQ INTERFACE (ENCODER AM24DQI) SHAFT WITH FITTED KEY, TOLERANCE N; WITH HOLDING BRAKE PROTECTION CLASS IP65, | - | 0 | 0
1FK7063-2AH71-1CB2 |  | 1FK7063-2AH71-1CB2 | 1 | UN | 1 | 15 | C | D | N | N | 85015220 | 1 |  | 11.4 | KG | 2109.91 | 2109.91 | MC05 | MC05 | SIMOTICS S Synchronous motor 1FK7-CT PN=1.4kW; UDC=600V M0=11Nm (100K); NN=4500rpm; Naturally cooled FRAME SIZE IMB 5 (IM V1, IM V3) FLANGE 1 POWER CONNECTOR ROTATABLE ABSOLUTE ENCODER 24 BIT + 12 BIT MULTITURN WITH DRIVE-CLIQ INTERFACE (ENCODER AM24DQI) SHAFT WITH FITTED KEY, TOLERANCE N; WITH HOLDING BRAKE PROTECTION CLASS IP65, FLANGE ON DRIVE END IP67; | - | 0 | 0
1FK7063-2AH71-1CG0 |  | 1FK7063-2AH71-1CG0 | 1 | UN | 1 | 15 | C | D | N | N | 85015220 | 1 |  | 11.101 | KG | 1788.14 | 1788.14 | MC05 | MC05 | SIMOTICS S Synchronous motor 1FK7-CT PN=1.4kW; UDC=600V M0=11Nm (100K); NN=4500rpm; Naturally cooled FRAME SIZE IMB 5 (IM V1, IM V3) FLANGE 1 POWER CONNECTOR ROTATABLE ABSOLUTE ENCODER 24 BIT + 12 BIT MULTITURN WITH DRIVE-CLIQ INTERFACE (ENCODER AM24DQI) PLAIN SHAFT, TOLERANCE N; W/O HOLDING BRAKE PROTECTION CLASS IP64; | - | 0 | 0
1FK7063-2AH71-1CG1 |  | 1FK7063-2AH71-1CG1 | 1 | UN | 1 | 15 | C | D | N | N | 85015220 | 1 |  | 11.101 | KG | 1850.48 | 1850.48 | MC05 | MC05 | SIMOTICS S Synchronous motor 1FK7-CT PN=1.4kW; UDC=600V M0=11Nm (100K); NN=4500rpm; Naturally cooled FRAME SIZE IMB 5 (IM V1, IM V3) FLANGE 1 POWER CONNECTOR ROTATABLE ABSOLUTE ENCODER 24 BIT + 12 BIT MULTITURN WITH DRIVE-CLIQ INTERFACE (ENCODER AM24DQI) PLAIN SHAFT, TOLERANCE N; W/O HOLDING BRAKE PROTECTION CLASS IP65, | - | 0 | 0
1FK7063-2AH71-1CG2 |  | 1FK7063-2AH71-1CG2 | 1 | UN | 1 | 15 | C | D | N | N | 85015220 | 1 |  | 11.101 | KG | 1850.48 | 1850.48 | MC05 | MC05 | SIMOTICS S Synchronous motor 1FK7-CT PN=1.4kW; UDC=600V M0=11Nm (100K); NN=4500rpm; Naturally cooled FRAME SIZE IMB 5 (IM V1, IM V3) FLANGE 1 POWER CONNECTOR ROTATABLE ABSOLUTE ENCODER 24 BIT + 12 BIT MULTITURN WITH DRIVE-CLIQ INTERFACE (ENCODER AM24DQI) PLAIN SHAFT, TOLERANCE N; W/O HOLDING BRAKE PROTECTION CLASS IP65, FLANGE ON DRIVE END IP67; | - | 0 | 0
1FK7063-2AH71-1CH0 |  | 1FK7063-2AH71-1CH0 | 1 | UN | 1 | 15 | C | D | N | N | 85015220 | 1 |  | 11.4 | KG | 1991.58 | 1991.58 | MC05 | MC05 | SIMOTICS S Synchronous motor 1FK7-CT PN=1.4kW; UDC=600V M0=11Nm (100K); NN=4500rpm; Naturally cooled FRAME SIZE IMB 5 (IM V1, IM V3) FLANGE 1 POWER CONNECTOR ROTATABLE ABSOLUTE ENCODER 24 BIT + 12 BIT MULTITURN WITH DRIVE-CLIQ INTERFACE (ENCODER AM24DQI) PLAIN SHAFT, TOLERANCE N; WITH HOLDING BRAKE PROTECTION CLASS IP64; | - | 0 | 0
1FK7063-2AH71-1CH1 |  | 1FK7063-2AH71-1CH1 | 1 | UN | 1 | 15 | C | D | N | N | 85015220 | 1 |  | 11.4 | KG | 2053.92 | 2053.92 | MC05 | MC05 | SIMOTICS S Synchronous motor 1FK7-CT PN=1.4kW; UDC=600V M0=11Nm (100K); NN=4500rpm; Naturally cooled FRAME SIZE IMB 5 (IM V1, IM V3) FLANGE 1 POWER CONNECTOR ROTATABLE ABSOLUTE ENCODER 24 BIT + 12 BIT MULTITURN WITH DRIVE-CLIQ INTERFACE (ENCODER AM24DQI) PLAIN SHAFT, TOLERANCE N; WITH HOLDING BRAKE PROTECTION CLASS IP65, | - | 0 | 0
1FK7063-2AH71-1CH2 |  | 1FK7063-2AH71-1CH2 | 1 | UN | 1 | 15 | C | D | N | N | 85015220 | 1 |  | 11.4 | KG | 2053.92 | 2053.92 | MC05 | MC05 | SIMOTICS S Synchronous motor 1FK7-CT PN=1.4kW; UDC=600V M0=11Nm (100K); NN=4500rpm; Naturally cooled FRAME SIZE IMB 5 (IM V1, IM V3) FLANGE 1 POWER CONNECTOR ROTATABLE ABSOLUTE ENCODER 24 BIT + 12 BIT MULTITURN WITH DRIVE-CLIQ INTERFACE (ENCODER AM24DQI) PLAIN SHAFT, TOLERANCE N; WITH HOLDING BRAKE PROTECTION CLASS IP65, FLANGE ON DRIVE END IP67; | - | 0 | 0
1FK7063-2AH71-1DG0 |  | 1FK7063-2AH71-1DG0 | 1 | UN | 1 | 15 | C | D | N | N | 85015220 | 1 |  | 11.102 | KG | 1595.41 | 1595.41 | MC05 | MC05 | SIMOTICS S Synchronous motor 1FK7-CT PN=1.4kW; UDC=600V M0=11Nm (100K); NN=4500rpm; Naturally cooled FRAME SIZE IMB 5 (IM V1, IM V3) FLANGE 1 POWER CONNECTOR ROTATABLE INCREMENTAL ENCODER 22 BIT WITH DRIVE-CLIQ INTERFACE (ENCODER IC22DQ) PLAIN SHAFT, TOLERANCE N; W/O HOLDING BRAKE PROTECTION CLASS IP64; | - | 0 | 0
1FK7063-2AH71-1DG2 |  | 1FK7063-2AH71-1DG2 | 1 | UN | 1 | 15 | C | D | N | N | 85015220 | 1 |  | 11.102 | KG | 1657.75 | 1657.75 | MC05 | MC05 | SIMOTICS S Synchronous motor 1FK7-CT PN=1.4kW; UDC=600V M0=11Nm (100K); NN=4500rpm; Naturally cooled FRAME SIZE IMB 5 (IM V1, IM V3) FLANGE 1 POWER CONNECTOR ROTATABLE INCREMENTAL ENCODER 22 BIT WITH DRIVE-CLIQ INTERFACE (ENCODER IC22DQ) PLAIN SHAFT, TOLERANCE N; W/O HOLDING BRAKE PROTECTION CLASS IP65, FLANGE ON DRIVE END IP67; | - | 0 | 0
1FK7063-2AH71-1DH0 |  | 1FK7063-2AH71-1DH0 | 1 | UN | 1 | 15 | C | D | N | N | 85015220 | 1 |  | 11.401 | KG | 1798.85 | 1798.85 | MC05 | MC05 | SIMOTICS S Synchronous motor 1FK7-CT PN=1.4kW; UDC=600V M0=11Nm (100K); NN=4500rpm; Naturally cooled FRAME SIZE IMB 5 (IM V1, IM V3) FLANGE 1 POWER CONNECTOR ROTATABLE INCREMENTAL ENCODER 22 BIT WITH DRIVE-CLIQ INTERFACE (ENCODER IC22DQ) PLAIN SHAFT, TOLERANCE N; WITH HOLDING BRAKE PROTECTION CLASS IP64; | - | 0 | 0
1FK7063-2AH71-1EA0 |  | 1FK7063-2AH71-1EA0 | 1 | UN | 1 | 15 | C | D | N | N | 85015220 | 1 |  | 11.101 | KG | 1686.45 | 1686.45 | MC05 | MC05 | SIMOTICS S Synchronous motor 1FK7-CT PN=1.4kW; UDC=600V M0=11Nm (100K); NN=4500rpm; Naturally cooled FRAME SIZE IMB 5 (IM V1, IM V3) FLANGE 1, WITH KTY TEMPERATURESENSOR POWER CONNECTOR ROTATABLE ABSOLUTE ENCODERR 2048 S/R + 4096 UMDREHUNGEN MULTITURN, WITH ENDAT-SCHNITTSTELLE (ENCODER AM2048S/R) SHAFT WITH FITTED KEY, TOLERANCE N; W/O HOLDING BRAKE PROTECTION CLASS IP64; | - | 0 | 0
1FK7063-2AH71-1EA1 |  | 1FK7063-2AH71-1EA1 | 1 | UN | 1 | 15 | C | D | N | N | 85015220 | 1 |  | 11.101 | KG | 1748.79 | 1748.79 | MC05 | MC05 | SIMOTICS S Synchronous motor 1FK7-CT PN=1.4kW; UDC=600V M0=11Nm (100K); NN=4500rpm; Naturally cooled FRAME SIZE IMB 5 (IM V1, IM V3) FLANGE 1, WITH KTY TEMPERATURESENSOR POWER CONNECTOR ROTATABLE ABSOLUTE ENCODERR 2048 S/R + 4096 UMDREHUNGEN MULTITURN, WITH ENDAT-SCHNITTSTELLE (ENCODER AM2048S/R) SHAFT WITH FITTED KEY, TOLERANCE N; W/O HOLDING BRAKE PROTECTION CLASS IP65, | - | 0 | 0
1FK7063-2AH71-1EA2 |  | 1FK7063-2AH71-1EA2 | 1 | UN | 1 | 15 | C | D | N | N | 85015220 | 1 |  | 11.101 | KG | 1748.79 | 1748.79 | MC05 | MC05 | SIMOTICS S Synchronous motor 1FK7-CT PN=1.4kW; UDC=600V M0=11Nm (100K); NN=4500rpm; Naturally cooled FRAME SIZE IMB 5 (IM V1, IM V3) FLANGE 1, WITH KTY TEMPERATURESENSOR POWER CONNECTOR ROTATABLE ABSOLUTE ENCODERR 2048 S/R + 4096 UMDREHUNGEN MULTITURN, WITH ENDAT-SCHNITTSTELLE (ENCODER AM2048S/R) SHAFT WITH FITTED KEY, TOLERANCE N; W/O HOLDING BRAKE PROTECTION CLASS IP65, FLANGE ON DRIVE END IP67; | - | 0 | 0
1FK7063-2AH71-1EB0 |  | 1FK7063-2AH71-1EB0 | 1 | UN | 1 | 15 | C | D | N | N | 85015220 | 1 |  | 11.4 | KG | 1888.39 | 1888.39 | MC05 | MC05 | SIMOTICS S Synchronous motor 1FK7-CT PN=1.4kW; UDC=600V M0=11Nm (100K); NN=4500rpm; Naturally cooled FRAME SIZE IMB 5 (IM V1, IM V3) FLANGE 1, WITH KTY TEMPERATURESENSOR POWER CONNECTOR ROTATABLE ABSOLUTE ENCODERR 2048 S/R + 4096 UMDREHUNGEN MULTITURN, WITH ENDAT-SCHNITTSTELLE (ENCODER AM2048S/R) SHAFT WITH FITTED KEY, TOLERANCE N; WITH HOLDING BRAKE PROTECTION CLASS IP64; | - | 0 | 0
1FK7063-2AH71-1EB1 |  | 1FK7063-2AH71-1EB1 | 1 | UN | 1 | 15 | C | D | N | N | 85015220 | 1 |  | 11.4 | KG | 1950.73 | 1950.73 | MC05 | MC05 | SIMOTICS S Synchronous motor 1FK7-CT PN=1.4kW; UDC=600V M0=11Nm (100K); NN=4500rpm; Naturally cooled FRAME SIZE IMB 5 (IM V1, IM V3) FLANGE 1, WITH KTY TEMPERATURESENSOR POWER CONNECTOR ROTATABLE ABSOLUTE ENCODERR 2048 S/R + 4096 UMDREHUNGEN MULTITURN, WITH ENDAT-SCHNITTSTELLE (ENCODER AM2048S/R) SHAFT WITH FITTED KEY, TOLERANCE N; WITH HOLDING BRAKE PROTECTION CLASS IP65, | - | 0 | 0
1FK7063-2AH71-1EB2 |  | 1FK7063-2AH71-1EB2 | 1 | UN | 1 | 15 | C | D | N | N | 85015220 | 1 |  | 11.4 | KG | 1950.73 | 1950.73 | MC05 | MC05 | SIMOTICS S Synchronous motor 1FK7-CT PN=1.4kW; UDC=600V M0=11Nm (100K); NN=4500rpm; Naturally cooled FRAME SIZE IMB 5 (IM V1, IM V3) FLANGE 1, WITH KTY TEMPERATURESENSOR POWER CONNECTOR ROTATABLE ABSOLUTE ENCODERR 2048 S/R + 4096 UMDREHUNGEN MULTITURN, WITH ENDAT-SCHNITTSTELLE (ENCODER AM2048S/R) SHAFT WITH FITTED KEY, TOLERANCE N; WITH HOLDING BRAKE PROTECTION CLASS IP65, FLANGE ON DRIVE END IP67; | - | 0 | 0
1FK7063-2AH71-1EG0 |  | 1FK7063-2AH71-1EG0 | 1 | UN | 1 | 15 | C | D | N | N | 85015220 | 1 |  | 11.101 | KG | 1628.96 | 1628.96 | MC05 | MC05 | SIMOTICS S Synchronous motor 1FK7-CT PN=1.4kW; UDC=600V M0=11Nm (100K); NN=4500rpm; Naturally cooled FRAME SIZE IMB 5 (IM V1, IM V3) FLANGE 1, WITH KTY TEMPERATURESENSOR POWER CONNECTOR ROTATABLE ABSOLUTE ENCODERR 2048 S/R + 4096 UMDREHUNGEN MULTITURN, WITH ENDAT-SCHNITTSTELLE (ENCODER AM2048S/R) PLAIN SHAFT, TOLERANCE N; W/O HOLDING BRAKE PROTECTION CLASS IP64; | - | 0 | 0
1FK7063-2AH71-1EG1 |  | 1FK7063-2AH71-1EG1 | 1 | UN | 1 | 15 | C | D | N | N | 85015220 | 1 |  | 11.101 | KG | 1691.3 | 1691.3 | MC05 | MC05 | SIMOTICS S Synchronous motor 1FK7-CT PN=1.4kW; UDC=600V M0=11Nm (100K); NN=4500rpm; Naturally cooled FRAME SIZE IMB 5 (IM V1, IM V3) FLANGE 1, WITH KTY TEMPERATURESENSOR POWER CONNECTOR ROTATABLE ABSOLUTE ENCODERR 2048 S/R + 4096 UMDREHUNGEN MULTITURN, WITH ENDAT-SCHNITTSTELLE (ENCODER AM2048S/R) PLAIN SHAFT, TOLERANCE N; W/O HOLDING BRAKE PROTECTION CLASS IP65, | - | 0 | 0
1FK7063-2AH71-1EG2 |  | 1FK7063-2AH71-1EG2 | 1 | UN | 1 | 15 | C | D | N | N | 85015220 | 1 |  | 11.101 | KG | 1691.3 | 1691.3 | MC05 | MC05 | SIMOTICS S Synchronous motor 1FK7-CT PN=1.4kW; UDC=600V M0=11Nm (100K); NN=4500rpm; Naturally cooled FRAME SIZE IMB 5 (IM V1, IM V3) FLANGE 1, WITH KTY TEMPERATURESENSOR POWER CONNECTOR ROTATABLE ABSOLUTE ENCODERR 2048 S/R + 4096 UMDREHUNGEN MULTITURN, WITH ENDAT-SCHNITTSTELLE (ENCODER AM2048S/R) PLAIN SHAFT, TOLERANCE N; W/O HOLDING BRAKE PROTECTION CLASS IP65, FLANGE ON DRIVE END IP67; | - | 0 | 0
1FK7063-2AH71-1EH0 |  | 1FK7063-2AH71-1EH0 | 1 | UN | 1 | 15 | C | D | N | N | 85015220 | 1 |  | 11.4 | KG | 1832.4 | 1832.4 | MC05 | MC05 | SIMOTICS S Synchronous motor 1FK7-CT PN=1.4kW; UDC=600V M0=11Nm (100K); NN=4500rpm; Naturally cooled FRAME SIZE IMB 5 (IM V1, IM V3) FLANGE 1, WITH KTY TEMPERATURESENSOR POWER CONNECTOR ROTATABLE ABSOLUTE ENCODERR 2048 S/R + 4096 UMDREHUNGEN MULTITURN, WITH ENDAT-SCHNITTSTELLE (ENCODER AM2048S/R) PLAIN SHAFT, TOLERANCE N; WITH HOLDING BRAKE PROTECTION CLASS IP64; | - | 0 | 0
1FK7063-2AH71-1EH1 |  | 1FK7063-2AH71-1EH1 | 1 | UN | 1 | 15 | C | D | N | N | 85015220 | 1 |  | 11.4 | KG | 1894.74 | 1894.74 | MC05 | MC05 | SIMOTICS S Synchronous motor 1FK7-CT PN=1.4kW; UDC=600V M0=11Nm (100K); NN=4500rpm; Naturally cooled FRAME SIZE IMB 5 (IM V1, IM V3) FLANGE 1, WITH KTY TEMPERATURESENSOR POWER CONNECTOR ROTATABLE ABSOLUTE ENCODERR 2048 S/R + 4096 UMDREHUNGEN MULTITURN, WITH ENDAT-SCHNITTSTELLE (ENCODER AM2048S/R) PLAIN SHAFT, TOLERANCE N; WITH HOLDING BRAKE PROTECTION CLASS IP65, | - | 0 | 0
1FK7063-2AH71-1EH2 |  | 1FK7063-2AH71-1EH2 | 1 | UN | 1 | 15 | C | D | N | N | 85015220 | 1 |  | 11.4 | KG | 1894.74 | 1894.74 | MC05 | MC05 | SIMOTICS S Synchronous motor 1FK7-CT PN=1.4kW; UDC=600V M0=11Nm (100K); NN=4500rpm; Naturally cooled FRAME SIZE IMB 5 (IM V1, IM V3) FLANGE 1, WITH KTY TEMPERATURESENSOR POWER CONNECTOR ROTATABLE ABSOLUTE ENCODERR 2048 S/R + 4096 UMDREHUNGEN MULTITURN, WITH ENDAT-SCHNITTSTELLE (ENCODER AM2048S/R) PLAIN SHAFT, TOLERANCE N; WITH HOLDING BRAKE PROTECTION CLASS IP65, FLANGE ON DRIVE END IP67; | - | 0 | 0
1FK7063-2AH71-1FA0 |  | 1FK7063-2AH71-1FA0 | 1 | UN | 1 | 15 | C | D | N | N | 85015220 | 1 |  | 11.101 | KG | 1899.07 | 1899.07 | MC05 | MC05 | SIMOTICS S Synchronous motor 1FK7-CT PN=1.4kW; UDC=600V M0=11Nm (100K); NN=4500rpm; Naturally cooled FRAME SIZE IMB 5 (IM V1, IM V3) FLANGE 1 POWER CONNECTOR ROTATABLE ABSOLUTE ENCODER 22BIT + 12 BIT MULTITURN, WITH DRIVE-CLIQ INTERFACE (ENCODER AM22DQ) SHAFT WITH FITTED KEY, TOLERANCE N; W/O HOLDING BRAKE PROTECTION CLASS IP64; | - | 0 | 0
1FK7063-2AH71-1FB0 |  | 1FK7063-2AH71-1FB0 | 1 | UN | 1 | 15 | C | D | N | N | 85015220 | 1 |  | 11.4 | KG | 2101.01 | 2101.01 | MC05 | MC05 | SIMOTICS S Synchronous motor 1FK7-CT PN=1.4kW; UDC=600V M0=11Nm (100K); NN=4500rpm; Naturally cooled FRAME SIZE IMB 5 (IM V1, IM V3) FLANGE 1 POWER CONNECTOR ROTATABLE ABSOLUTE ENCODER 22BIT + 12 BIT MULTITURN, WITH DRIVE-CLIQ INTERFACE (ENCODER AM22DQ) SHAFT WITH FITTED KEY, TOLERANCE N; WITH HOLDING BRAKE PROTECTION CLASS IP64; | - | 0 | 0
1FK7063-2AH71-1FG0 |  | 1FK7063-2AH71-1FG0 | 1 | UN | 1 | 15 | C | D | N | N | 85015220 | 1 |  | 11.101 | KG | 1841.58 | 1841.58 | MC05 | MC05 | SIMOTICS S Synchronous motor 1FK7-CT PN=1.4kW; UDC=600V M0=11Nm (100K); NN=4500rpm; Naturally cooled FRAME SIZE IMB 5 (IM V1, IM V3) FLANGE 1 POWER CONNECTOR ROTATABLE ABSOLUTE ENCODER 22BIT + 12 BIT MULTITURN, WITH DRIVE-CLIQ INTERFACE (ENCODER AM22DQ) PLAIN SHAFT, TOLERANCE N; W/O HOLDING BRAKE PROTECTION CLASS IP64; | - | 0 | 0
1FK7063-2AH71-1FG2 |  | 1FK7063-2AH71-1FG2 | 1 | UN | 1 | 15 | C | D | N | N | 85015220 | 1 |  | 11.101 | KG | 1903.92 | 1903.92 | MC05 | MC05 | SIMOTICS S Synchronous motor 1FK7-CT PN=1.4kW; UDC=600V M0=11Nm (100K); NN=4500rpm; Naturally cooled FRAME SIZE IMB 5 (IM V1, IM V3) FLANGE 1 POWER CONNECTOR ROTATABLE ABSOLUTE ENCODER 22BIT + 12 BIT MULTITURN, WITH DRIVE-CLIQ INTERFACE (ENCODER AM22DQ) PLAIN SHAFT, TOLERANCE N; W/O HOLDING BRAKE PROTECTION CLASS IP65, FLANGE ON DRIVE END IP67; | - | 0 | 0
1FK7063-2AH71-1GH0 |  | 1FK7063-2AH71-1GH0 | 1 | UN | 1 | 15 | C | D | N | N | 85015220 | 1 |  | 11.4 | KG | 1487.44 | 1487.44 | MC05 | MC05 | SIMOTICS S Synchronous motor 1FK7-CT PN=1.4kW; UDC=600V M0=11Nm (100K); NN=4500rpm; Naturally cooled FRAME SIZE IMB 5 (IM V1, IM V3) FLANGE 1, WITH KTY TEMPERATURESENSOR POWER CONNECTOR ROTATABLE ABSOLUTE ENCODER 32 S/R SINGLETURN, 4096 ROTATION MULTITURN, WITH ENDAT- INTERFACE (ENCODER AM32S/R) PLAIN SHAFT, TOLERANCE N; WITH HOLDING BRAKE PROTECTION CLASS IP64; | - | 0 | 0
1FK7063-2AH71-1PA0 |  | 1FK7063-2AH71-1PA0 | 1 | UN | 1 | 15 | C | D | N | N | 85015220 | 1 |  | 11.201 | KG | 1208.83 | 1208.83 | MC05 | MC05 | SIMOTICS S Synchronous motor 1FK7-CT PN=1.4kW; UDC=600V M0=11Nm (100K); NN=4500rpm; Naturally cooled FRAME SIZE IMB 5 (IM V1, IM V3) FLANGE 1 POWER CONNECTOR ROTATABLE RESOLVER 2-POLE, WITH DRIVE CLIQ-INTERFACE SHAFT WITH FITTED KEY, TOLERANCE N; W/O HOLDING BRAKE PROTECTION CLASS IP64; | - | 0 | 0
1FK7063-2AH71-1PA1 |  | 1FK7063-2AH71-1PA1 | 1 | UN | 1 | 15 | C | D | N | N | 85015220 | 1 |  | 11.201 | KG | 1271.17 | 1271.17 | MC05 | MC05 | SIMOTICS S Synchronous motor 1FK7-CT PN=1.4kW; UDC=600V M0=11Nm (100K); NN=4500rpm; Naturally cooled FRAME SIZE IMB 5 (IM V1, IM V3) FLANGE 1 POWER CONNECTOR ROTATABLE RESOLVER 2-POLE, WITH DRIVE CLIQ-INTERFACE SHAFT WITH FITTED KEY, TOLERANCE N; W/O HOLDING BRAKE PROTECTION CLASS IP65, | - | 0 | 0
1FK7063-2AH71-1PA2 |  | 1FK7063-2AH71-1PA2 | 1 | UN | 1 | 15 | C | D | N | N | 85015220 | 1 |  | 11.201 | KG | 1271.17 | 1271.17 | MC05 | MC05 | SIMOTICS S Synchronous motor 1FK7-CT PN=1.4kW; UDC=600V M0=11Nm (100K); NN=4500rpm; Naturally cooled FRAME SIZE IMB 5 (IM V1, IM V3) FLANGE 1 POWER CONNECTOR ROTATABLE RESOLVER 2-POLE, WITH DRIVE CLIQ-INTERFACE SHAFT WITH FITTED KEY, TOLERANCE N; W/O HOLDING BRAKE PROTECTION CLASS IP65, FLANGE ON DRIVE END IP67; | - | 0 | 0
1FK7063-2AH71-1PB0 |  | 1FK7063-2AH71-1PB0 | 1 | UN | 1 | 15 | C | D | N | N | 85015220 | 1 |  | 11.5 | KG | 1410.77 | 1410.77 | MC05 | MC05 | SIMOTICS S Synchronous motor 1FK7-CT PN=1.4kW; UDC=600V M0=11Nm (100K); NN=4500rpm; Naturally cooled FRAME SIZE IMB 5 (IM V1, IM V3) FLANGE 1 POWER CONNECTOR ROTATABLE RESOLVER 2-POLE, WITH DRIVE CLIQ-INTERFACE SHAFT WITH FITTED KEY, TOLERANCE N; WITH HOLDING BRAKE PROTECTION CLASS IP64; | - | 0 | 0
1FK7063-2AH71-1PB1 |  | 1FK7063-2AH71-1PB1 | 1 | UN | 1 | 15 | C | D | N | N | 85015220 | 1 |  | 11.5 | KG | 1473.11 | 1473.11 | MC05 | MC05 | SIMOTICS S Synchronous motor 1FK7-CT PN=1.4kW; UDC=600V M0=11Nm (100K); NN=4500rpm; Naturally cooled FRAME SIZE IMB 5 (IM V1, IM V3) FLANGE 1 POWER CONNECTOR ROTATABLE RESOLVER 2-POLE, WITH DRIVE CLIQ-INTERFACE SHAFT WITH FITTED KEY, TOLERANCE N; WITH HOLDING BRAKE PROTECTION CLASS IP65, | - | 0 | 0
1FK7063-2AH71-1PB2 |  | 1FK7063-2AH71-1PB2 | 1 | UN | 1 | 15 | C | D | N | N | 85015220 | 1 |  | 11.5 | KG | 1473.11 | 1473.11 | MC05 | MC05 | SIMOTICS S Synchronous motor 1FK7-CT PN=1.4kW; UDC=600V M0=11Nm (100K); NN=4500rpm; Naturally cooled FRAME SIZE IMB 5 (IM V1, IM V3) FLANGE 1 POWER CONNECTOR ROTATABLE RESOLVER 2-POLE, WITH DRIVE CLIQ-INTERFACE SHAFT WITH FITTED KEY, TOLERANCE N; WITH HOLDING BRAKE PROTECTION CLASS IP65, FLANGE ON DRIVE END IP67; | - | 0 | 0
1FK7063-2AH71-1PG0 |  | 1FK7063-2AH71-1PG0 | 1 | UN | 1 | 15 | C | D | N | N | 85015220 | 1 |  | 11.201 | KG | 1151.34 | 1151.34 | MC05 | MC05 | SIMOTICS S Synchronous motor 1FK7-CT PN=1.4kW; UDC=600V M0=11Nm (100K); NN=4500rpm; Naturally cooled FRAME SIZE IMB 5 (IM V1, IM V3) FLANGE 1 POWER CONNECTOR ROTATABLE RESOLVER 2-POLE, WITH DRIVE CLIQ-INTERFACE PLAIN SHAFT, TOLERANCE N; W/O HOLDING BRAKE PROTECTION CLASS IP64; | - | 0 | 0
1FK7063-2AH71-1PG1 |  | 1FK7063-2AH71-1PG1 | 1 | UN | 1 | 15 | C | D | N | N | 85015220 | 1 |  | 11.201 | KG | 1213.68 | 1213.68 | MC05 | MC05 | SIMOTICS S Synchronous motor 1FK7-CT PN=1.4kW; UDC=600V M0=11Nm (100K); NN=4500rpm; Naturally cooled FRAME SIZE IMB 5 (IM V1, IM V3) FLANGE 1 POWER CONNECTOR ROTATABLE RESOLVER 2-POLE, WITH DRIVE CLIQ-INTERFACE PLAIN SHAFT, TOLERANCE N; W/O HOLDING BRAKE PROTECTION CLASS IP65, | - | 0 | 0
1FK7063-2AH71-1PG2 |  | 1FK7063-2AH71-1PG2 | 1 | UN | 1 | 15 | C | D | N | N | 85015220 | 1 |  | 11.201 | KG | 1213.68 | 1213.68 | MC05 | MC05 | SIMOTICS S Synchronous motor 1FK7-CT PN=1.4kW; UDC=600V M0=11Nm (100K); NN=4500rpm; Naturally cooled FRAME SIZE IMB 5 (IM V1, IM V3) FLANGE 1 POWER CONNECTOR ROTATABLE RESOLVER 2-POLE, WITH DRIVE CLIQ-INTERFACE PLAIN SHAFT, TOLERANCE N; W/O HOLDING BRAKE PROTECTION CLASS IP65, FLANGE ON DRIVE END IP67; | - | 0 | 0
1FK7063-2AH71-1PH0 |  | 1FK7063-2AH71-1PH0 | 1 | UN | 1 | 15 | C | D | N | N | 85015220 | 1 |  | 11.5 | KG | 1354.78 | 1354.78 | MC05 | MC05 | SIMOTICS S Synchronous motor 1FK7-CT PN=1.4kW; UDC=600V M0=11Nm (100K); NN=4500rpm; Naturally cooled FRAME SIZE IMB 5 (IM V1, IM V3) FLANGE 1 POWER CONNECTOR ROTATABLE RESOLVER 2-POLE, WITH DRIVE CLIQ-INTERFACE PLAIN SHAFT, TOLERANCE N; WITH HOLDING BRAKE PROTECTION CLASS IP64; | - | 0 | 0
1FK7063-2AH71-1PH1 |  | 1FK7063-2AH71-1PH1 | 1 | UN | 1 | 15 | C | D | N | N | 85015220 | 1 |  | 11.5 | KG | 1417.12 | 1417.12 | MC05 | MC05 | SIMOTICS S Synchronous motor 1FK7-CT PN=1.4kW; UDC=600V M0=11Nm (100K); NN=4500rpm; Naturally cooled FRAME SIZE IMB 5 (IM V1, IM V3) FLANGE 1 POWER CONNECTOR ROTATABLE RESOLVER 2-POLE, WITH DRIVE CLIQ-INTERFACE PLAIN SHAFT, TOLERANCE N; WITH HOLDING BRAKE PROTECTION CLASS IP65, | - | 0 | 0
1FK7063-2AH71-1PH2 |  | 1FK7063-2AH71-1PH2 | 1 | UN | 1 | 15 | C | D | N | N | 85015220 | 1 |  | 11.5 | KG | 1417.12 | 1417.12 | MC05 | MC05 | SIMOTICS S Synchronous motor 1FK7-CT PN=1.4kW; UDC=600V M0=11Nm (100K); NN=4500rpm; Naturally cooled FRAME SIZE IMB 5 (IM V1, IM V3) FLANGE 1 POWER CONNECTOR ROTATABLE RESOLVER 2-POLE, WITH DRIVE CLIQ-INTERFACE PLAIN SHAFT, TOLERANCE N; WITH HOLDING BRAKE PROTECTION CLASS IP65, FLANGE ON DRIVE END IP67; | - | 0 | 0
1FK7063-2AH71-1QA0 |  | 1FK7063-2AH71-1QA0 | 1 | UN | 1 | 15 | C | D | N | N | 85015220 | 1 |  | 11.101 | KG | 1277.53 | 1277.53 | MC05 | MC05 | SIMOTICS S Synchronous motor 1FK7-CT PN=1.4kW; UDC=600V M0=11Nm (100K); NN=4500rpm; Naturally cooled FRAME SIZE IMB 5 (IM V1, IM V3) FLANGE 1 POWER CONNECTOR ROTATABLE ABSOLUTE ENCODER SINGLETURN 20 BIT WITH DRIVE-CLIQ INTERFACE (ENCODER AS20DQI) SHAFT WITH FITTED KEY, TOLERANCE N; W/O HOLDING BRAKE PROTECTION CLASS IP64; | - | 0 | 0
1FK7063-2AH71-1QA1 |  | 1FK7063-2AH71-1QA1 | 1 | UN | 1 | 15 | C | D | N | N | 85015220 | 1 |  | 11.101 | KG | 1339.87 | 1339.87 | MC05 | MC05 | SIMOTICS S Synchronous motor 1FK7-CT PN=1.4kW; UDC=600V M0=11Nm (100K); NN=4500rpm; Naturally cooled FRAME SIZE IMB 5 (IM V1, IM V3) FLANGE 1 POWER CONNECTOR ROTATABLE ABSOLUTE ENCODER SINGLETURN 20 BIT WITH DRIVE-CLIQ INTERFACE (ENCODER AS20DQI) SHAFT WITH FITTED KEY, TOLERANCE N; W/O HOLDING BRAKE PROTECTION CLASS IP65, | - | 0 | 0
1FK7063-2AH71-1QA2 |  | 1FK7063-2AH71-1QA2 | 1 | UN | 1 | 15 | C | D | N | N | 85015220 | 1 |  | 11.101 | KG | 1339.87 | 1339.87 | MC05 | MC05 | SIMOTICS S Synchronous motor 1FK7-CT PN=1.4kW; UDC=600V M0=11Nm (100K); NN=4500rpm; Naturally cooled FRAME SIZE IMB 5 (IM V1, IM V3) FLANGE 1 POWER CONNECTOR ROTATABLE ABSOLUTE ENCODER SINGLETURN 20 BIT WITH DRIVE-CLIQ INTERFACE (ENCODER AS20DQI) SHAFT WITH FITTED KEY, TOLERANCE N; W/O HOLDING BRAKE PROTECTION CLASS IP65, FLANGE ON DRIVE END IP67; | - | 0 | 0
1FK7063-2AH71-1QB0 |  | 1FK7063-2AH71-1QB0 | 1 | UN | 1 | 15 | C | D | N | N | 85015220 | 1 |  | 11.4 | KG | 1479.47 | 1479.47 | MC05 | MC05 | SIMOTICS S Synchronous motor 1FK7-CT PN=1.4kW; UDC=600V M0=11Nm (100K); NN=4500rpm; Naturally cooled FRAME SIZE IMB 5 (IM V1, IM V3) FLANGE 1 POWER CONNECTOR ROTATABLE ABSOLUTE ENCODER SINGLETURN 20 BIT WITH DRIVE-CLIQ INTERFACE (ENCODER AS20DQI) SHAFT WITH FITTED KEY, TOLERANCE N; WITH HOLDING BRAKE PROTECTION CLASS IP64; | - | 0 | 0
1FK7063-2AH71-1QB1 |  | 1FK7063-2AH71-1QB1 | 1 | UN | 1 | 15 | C | D | N | N | 85015220 | 1 |  | 11.4 | KG | 1541.81 | 1541.81 | MC05 | MC05 | SIMOTICS S Synchronous motor 1FK7-CT PN=1.4kW; UDC=600V M0=11Nm (100K); NN=4500rpm; Naturally cooled FRAME SIZE IMB 5 (IM V1, IM V3) FLANGE 1 POWER CONNECTOR ROTATABLE ABSOLUTE ENCODER SINGLETURN 20 BIT WITH DRIVE-CLIQ INTERFACE (ENCODER AS20DQI) SHAFT WITH FITTED KEY, TOLERANCE N; WITH HOLDING BRAKE PROTECTION CLASS IP65, | - | 0 | 0
1FK7063-2AH71-1QB2 |  | 1FK7063-2AH71-1QB2 | 1 | UN | 1 | 15 | C | D | N | N | 85015220 | 1 |  | 11.4 | KG | 1541.81 | 1541.81 | MC05 | MC05 | SIMOTICS S Synchronous motor 1FK7-CT PN=1.4kW; UDC=600V M0=11Nm (100K); NN=4500rpm; Naturally cooled FRAME SIZE IMB 5 (IM V1, IM V3) FLANGE 1 POWER CONNECTOR ROTATABLE ABSOLUTE ENCODER SINGLETURN 20 BIT WITH DRIVE-CLIQ INTERFACE (ENCODER AS20DQI) SHAFT WITH FITTED KEY, TOLERANCE N; WITH HOLDING BRAKE PROTECTION CLASS IP65, FLANGE ON DRIVE END IP67; | - | 0 | 0
1FK7063-2AH71-1QG0 |  | 1FK7063-2AH71-1QG0 | 1 | UN | 1 | 15 | C | D | N | N | 85015220 | 1 |  | 11.101 | KG | 1220.04 | 1220.04 | MC05 | MC05 | SIMOTICS S Synchronous motor 1FK7-CT PN=1.4kW; UDC=600V M0=11Nm (100K); NN=4500rpm; Naturally cooled FRAME SIZE IMB 5 (IM V1, IM V3) FLANGE 1 POWER CONNECTOR ROTATABLE ABSOLUTE ENCODER SINGLETURN 20 BIT WITH DRIVE-CLIQ INTERFACE (ENCODER AS20DQI) PLAIN SHAFT, TOLERANCE N; W/O HOLDING BRAKE PROTECTION CLASS IP64; | - | 0 | 0
1FK7063-2AH71-1QG1 |  | 1FK7063-2AH71-1QG1 | 1 | UN | 1 | 15 | C | D | N | N | 85015220 | 1 |  | 11.101 | KG | 1282.38 | 1282.38 | MC05 | MC05 | SIMOTICS S Synchronous motor 1FK7-CT PN=1.4kW; UDC=600V M0=11Nm (100K); NN=4500rpm; Naturally cooled FRAME SIZE IMB 5 (IM V1, IM V3) FLANGE 1 POWER CONNECTOR ROTATABLE ABSOLUTE ENCODER SINGLETURN 20 BIT WITH DRIVE-CLIQ INTERFACE (ENCODER AS20DQI) PLAIN SHAFT, TOLERANCE N; W/O HOLDING BRAKE PROTECTION CLASS IP65, | - | 0 | 0
1FK7063-2AH71-1QG2 |  | 1FK7063-2AH71-1QG2 | 1 | UN | 1 | 15 | C | D | N | N | 85015220 | 1 |  | 11.101 | KG | 1282.38 | 1282.38 | MC05 | MC05 | SIMOTICS S Synchronous motor 1FK7-CT PN=1.4kW; UDC=600V M0=11Nm (100K); NN=4500rpm; Naturally cooled FRAME SIZE IMB 5 (IM V1, IM V3) FLANGE 1 POWER CONNECTOR ROTATABLE ABSOLUTE ENCODER SINGLETURN 20 BIT WITH DRIVE-CLIQ INTERFACE (ENCODER AS20DQI) PLAIN SHAFT, TOLERANCE N; W/O HOLDING BRAKE PROTECTION CLASS IP65, FLANGE ON DRIVE END IP67; | - | 0 | 0
1FK7063-2AH71-1QH0 |  | 1FK7063-2AH71-1QH0 | 1 | UN | 1 | 15 | C | D | N | N | 85015220 | 1 |  | 11.4 | KG | 1423.48 | 1423.48 | MC05 | MC05 | SIMOTICS S Synchronous motor 1FK7-CT PN=1.4kW; UDC=600V M0=11Nm (100K); NN=4500rpm; Naturally cooled FRAME SIZE IMB 5 (IM V1, IM V3) FLANGE 1 POWER CONNECTOR ROTATABLE ABSOLUTE ENCODER SINGLETURN 20 BIT WITH DRIVE-CLIQ INTERFACE (ENCODER AS20DQI) PLAIN SHAFT, TOLERANCE N; WITH HOLDING BRAKE PROTECTION CLASS IP64; | - | 0 | 0
1FK7063-2AH71-1QH1 |  | 1FK7063-2AH71-1QH1 | 1 | UN | 1 | 15 | C | D | N | N | 85015220 | 1 |  | 11.4 | KG | 1485.82 | 1485.82 | MC05 | MC05 | SIMOTICS S Synchronous motor 1FK7-CT PN=1.4kW; UDC=600V M0=11Nm (100K); NN=4500rpm; Naturally cooled FRAME SIZE IMB 5 (IM V1, IM V3) FLANGE 1 POWER CONNECTOR ROTATABLE ABSOLUTE ENCODER SINGLETURN 20 BIT WITH DRIVE-CLIQ INTERFACE (ENCODER AS20DQI) PLAIN SHAFT, TOLERANCE N; WITH HOLDING BRAKE PROTECTION CLASS IP65, | - | 0 | 0
1FK7063-2AH71-1QH2 |  | 1FK7063-2AH71-1QH2 | 1 | UN | 1 | 15 | C | D | N | N | 85015220 | 1 |  | 11.4 | KG | 1485.82 | 1485.82 | MC05 | MC05 | SIMOTICS S Synchronous motor 1FK7-CT PN=1.4kW; UDC=600V M0=11Nm (100K); NN=4500rpm; Naturally cooled FRAME SIZE IMB 5 (IM V1, IM V3) FLANGE 1 POWER CONNECTOR ROTATABLE ABSOLUTE ENCODER SINGLETURN 20 BIT WITH DRIVE-CLIQ INTERFACE (ENCODER AS20DQI) PLAIN SHAFT, TOLERANCE N; WITH HOLDING BRAKE PROTECTION CLASS IP65, FLANGE ON DRIVE END IP67; | - | 0 | 0
1FK7063-2AH71-1RA0 |  | 1FK7063-2AH71-1RA0 | 1 | UN | 1 | 15 | C | D | N | N | 85015220 | 1 |  | 11.101 | KG | 1526.9 | 1526.9 | MC05 | MC05 | SIMOTICS S Synchronous motor 1FK7-CT PN=1.4kW; UDC=600V M0=11Nm (100K); NN=4500rpm; Naturally cooled FRAME SIZE IMB 5 (IM V1, IM V3) FLANGE 1 POWER CONNECTOR ROTATABLE ABSOLUTE ENCODER 20 BIT + 12 BIT MULTITURN WITH DRIVE-CLIQ INTERFACE (ENCODER AM20DQI) SHAFT WITH FITTED KEY, TOLERANCE N; W/O HOLDING BRAKE PROTECTION CLASS IP64; | - | 0 | 0
1FK7063-2AH71-1RA1 |  | 1FK7063-2AH71-1RA1 | 1 | UN | 1 | 15 | C | D | N | N | 85015220 | 1 |  | 11.101 | KG | 1589.24 | 1589.24 | MC05 | MC05 | SIMOTICS S Synchronous motor 1FK7-CT PN=1.4kW; UDC=600V M0=11Nm (100K); NN=4500rpm; Naturally cooled FRAME SIZE IMB 5 (IM V1, IM V3) FLANGE 1 POWER CONNECTOR ROTATABLE ABSOLUTE ENCODER 20 BIT + 12 BIT MULTITURN WITH DRIVE-CLIQ INTERFACE (ENCODER AM20DQI) SHAFT WITH FITTED KEY, TOLERANCE N; W/O HOLDING BRAKE PROTECTION CLASS IP65, | - | 0 | 0
1FK7063-2AH71-1RA2 |  | 1FK7063-2AH71-1RA2 | 1 | UN | 1 | 15 | C | D | N | N | 85015220 | 1 |  | 11.101 | KG | 1589.24 | 1589.24 | MC05 | MC05 | SIMOTICS S Synchronous motor 1FK7-CT PN=1.4kW; UDC=600V M0=11Nm (100K); NN=4500rpm; Naturally cooled FRAME SIZE IMB 5 (IM V1, IM V3) FLANGE 1 POWER CONNECTOR ROTATABLE ABSOLUTE ENCODER 20 BIT + 12 BIT MULTITURN WITH DRIVE-CLIQ INTERFACE (ENCODER AM20DQI) SHAFT WITH FITTED KEY, TOLERANCE N; W/O HOLDING BRAKE PROTECTION CLASS IP65, FLANGE ON DRIVE END IP67; | - | 0 | 0
1FK7063-2AH71-1RB0 |  | 1FK7063-2AH71-1RB0 | 1 | UN | 1 | 15 | C | D | N | N | 85015220 | 1 |  | 11.4 | KG | 1728.84 | 1728.84 | MC05 | MC05 | SIMOTICS S Synchronous motor 1FK7-CT PN=1.4kW; UDC=600V M0=11Nm (100K); NN=4500rpm; Naturally cooled FRAME SIZE IMB 5 (IM V1, IM V3) FLANGE 1 POWER CONNECTOR ROTATABLE ABSOLUTE ENCODER 20 BIT + 12 BIT MULTITURN WITH DRIVE-CLIQ INTERFACE (ENCODER AM20DQI) SHAFT WITH FITTED KEY, TOLERANCE N; WITH HOLDING BRAKE PROTECTION CLASS IP64; | - | 0 | 0
1FK7063-2AH71-1RB1 |  | 1FK7063-2AH71-1RB1 | 1 | UN | 1 | 15 | C | D | N | N | 85015220 | 1 |  | 11.4 | KG | 1791.18 | 1791.18 | MC05 | MC05 | SIMOTICS S Synchronous motor 1FK7-CT PN=1.4kW; UDC=600V M0=11Nm (100K); NN=4500rpm; Naturally cooled FRAME SIZE IMB 5 (IM V1, IM V3) FLANGE 1 POWER CONNECTOR ROTATABLE ABSOLUTE ENCODER 20 BIT + 12 BIT MULTITURN WITH DRIVE-CLIQ INTERFACE (ENCODER AM20DQI) SHAFT WITH FITTED KEY, TOLERANCE N; WITH HOLDING BRAKE PROTECTION CLASS IP65, | - | 0 | 0
1FK7063-2AH71-1RB2 |  | 1FK7063-2AH71-1RB2 | 1 | UN | 1 | 15 | C | D | N | N | 85015220 | 1 |  | 11.4 | KG | 1791.18 | 1791.18 | MC05 | MC05 | SIMOTICS S Synchronous motor 1FK7-CT PN=1.4kW; UDC=600V M0=11Nm (100K); NN=4500rpm; Naturally cooled FRAME SIZE IMB 5 (IM V1, IM V3) FLANGE 1 POWER CONNECTOR ROTATABLE ABSOLUTE ENCODER 20 BIT + 12 BIT MULTITURN WITH DRIVE-CLIQ INTERFACE (ENCODER AM20DQI) SHAFT WITH FITTED KEY, TOLERANCE N; WITH HOLDING BRAKE PROTECTION CLASS IP65, FLANGE ON DRIVE END IP67; | - | 0 | 0
1FK7063-2AH71-1RG0 |  | 1FK7063-2AH71-1RG0 | 1 | UN | 1 | 15 | C | D | N | N | 85015220 | 1 |  | 11.101 | KG | 1469.41 | 1469.41 | MC05 | MC05 | SIMOTICS S Synchronous motor 1FK7-CT PN=1.4kW; UDC=600V M0=11Nm (100K); NN=4500rpm; Naturally cooled FRAME SIZE IMB 5 (IM V1, IM V3) FLANGE 1 POWER CONNECTOR ROTATABLE ABSOLUTE ENCODER 20 BIT + 12 BIT MULTITURN WITH DRIVE-CLIQ INTERFACE (ENCODER AM20DQI) PLAIN SHAFT, TOLERANCE N; W/O HOLDING BRAKE PROTECTION CLASS IP64; | - | 0 | 0
1FK7063-2AH71-1RG1 |  | 1FK7063-2AH71-1RG1 | 1 | UN | 1 | 15 | C | D | N | N | 85015220 | 1 |  | 11.101 | KG | 1531.75 | 1531.75 | MC05 | MC05 | SIMOTICS S Synchronous motor 1FK7-CT PN=1.4kW; UDC=600V M0=11Nm (100K); NN=4500rpm; Naturally cooled FRAME SIZE IMB 5 (IM V1, IM V3) FLANGE 1 POWER CONNECTOR ROTATABLE ABSOLUTE ENCODER 20 BIT + 12 BIT MULTITURN WITH DRIVE-CLIQ INTERFACE (ENCODER AM20DQI) PLAIN SHAFT, TOLERANCE N; W/O HOLDING BRAKE PROTECTION CLASS IP65, | - | 0 | 0
1FK7063-2AH71-1RG2 |  | 1FK7063-2AH71-1RG2 | 1 | UN | 1 | 15 | C | D | N | N | 85015220 | 1 |  | 11.101 | KG | 1531.75 | 1531.75 | MC05 | MC05 | SIMOTICS S Synchronous motor 1FK7-CT PN=1.4kW; UDC=600V M0=11Nm (100K); NN=4500rpm; Naturally cooled FRAME SIZE IMB 5 (IM V1, IM V3) FLANGE 1 POWER CONNECTOR ROTATABLE ABSOLUTE ENCODER 20 BIT + 12 BIT MULTITURN WITH DRIVE-CLIQ INTERFACE (ENCODER AM20DQI) PLAIN SHAFT, TOLERANCE N; W/O HOLDING BRAKE PROTECTION CLASS IP65, FLANGE ON DRIVE END IP67; | - | 0 | 0
1FK7063-2AH71-1RH0 |  | 1FK7063-2AH71-1RH0 | 1 | UN | 1 | 15 | C | D | N | N | 85015220 | 1 |  | 11.4 | KG | 1672.85 | 1672.85 | MC05 | MC05 | SIMOTICS S Synchronous motor 1FK7-CT PN=1.4kW; UDC=600V M0=11Nm (100K); NN=4500rpm; Naturally cooled FRAME SIZE IMB 5 (IM V1, IM V3) FLANGE 1 POWER CONNECTOR ROTATABLE ABSOLUTE ENCODER 20 BIT + 12 BIT MULTITURN WITH DRIVE-CLIQ INTERFACE (ENCODER AM20DQI) PLAIN SHAFT, TOLERANCE N; WITH HOLDING BRAKE PROTECTION CLASS IP64; | - | 0 | 0
1FK7063-2AH71-1RH1 |  | 1FK7063-2AH71-1RH1 | 1 | UN | 1 | 15 | C | D | N | N | 85015220 | 1 |  | 11.4 | KG | 1735.19 | 1735.19 | MC05 | MC05 | SIMOTICS S Synchronous motor 1FK7-CT PN=1.4kW; UDC=600V M0=11Nm (100K); NN=4500rpm; Naturally cooled FRAME SIZE IMB 5 (IM V1, IM V3) FLANGE 1 POWER CONNECTOR ROTATABLE ABSOLUTE ENCODER 20 BIT + 12 BIT MULTITURN WITH DRIVE-CLIQ INTERFACE (ENCODER AM20DQI) PLAIN SHAFT, TOLERANCE N; WITH HOLDING BRAKE PROTECTION CLASS IP65, | - | 0 | 0
1FK7063-2AH71-1RH1-Z | J03 | 1FK7063-2AH71-1RH1-ZJ03 | 1 | UN | 1 | 15 | C | D | N | N | 85015220 | 1 |  | 19.1 | KG | 3342.01 | 3342.01 | MC05 | MC05 | SIMOTICS S Synchronous motor 1FK7-CT PN=1.4kW; UDC=600V M0=11Nm (100K); NN=4500rpm; Naturally cooled FRAME SIZE IMB 5 (IM V1, IM V3) FLANGE 1 POWER CONNECTOR ROTATABLE ABSOLUTE ENCODER 20 BIT + 12 BIT MULTITURN WITH DRIVE-CLIQ INTERFACE (ENCODER AM20DQI) PLAIN SHAFT, TOLERANCE N; WITH HOLDING BRAKE PROTECTION CLASS IP65, J03: ALPHA SP+, SP 100S-MF1 PLANETARY GEARING 1 STAGE, I=5, WITH FEATHER KEY | - | 0 | 0
1FK7063-2AH71-1RH1-Z | X01 | 1FK7063-2AH71-1RH1-ZX01 | 1 | UN | 1 | 15 | C | D | N | N | 85015220 | 1 |  | 11.401 | KG | 1797.53 | 1797.53 | MC05 | MC05 | SIMOTICS S Synchronous motor 1FK7-CT PN=1.4kW; UDC=600V M0=11Nm (100K); NN=4500rpm; Naturally cooled FRAME SIZE IMB 5 (IM V1, IM V3) FLANGE 1 POWER CONNECTOR ROTATABLE ABSOLUTE ENCODER 20 BIT + 12 BIT MULTITURN WITH DRIVE-CLIQ INTERFACE (ENCODER AM20DQI) PLAIN SHAFT, TOLERANCE N; WITH HOLDING BRAKE PROTECTION CLASS IP65, X01: PAINT FINISH DULL BLACK RAL9005 | - | 0 | 0
1FK7063-2AH71-1RH2 |  | 1FK7063-2AH71-1RH2 | 1 | UN | 1 | 15 | C | D | N | N | 85015220 | 1 |  | 11.4 | KG | 1735.19 | 1735.19 | MC05 | MC05 | SIMOTICS S Synchronous motor 1FK7-CT PN=1.4kW; UDC=600V M0=11Nm (100K); NN=4500rpm; Naturally cooled FRAME SIZE IMB 5 (IM V1, IM V3) FLANGE 1 POWER CONNECTOR ROTATABLE ABSOLUTE ENCODER 20 BIT + 12 BIT MULTITURN WITH DRIVE-CLIQ INTERFACE (ENCODER AM20DQI) PLAIN SHAFT, TOLERANCE N; WITH HOLDING BRAKE PROTECTION CLASS IP65, FLANGE ON DRIVE END IP67; | - | 0 | 0
1FK7063-2AH71-1SA0 |  | 1FK7063-2AH71-1SA0 | 1 | UN | 1 | 15 | C | D | N | N | 85015220 | 1 |  | 11.102 | KG | 1048.13 | 1048.13 | MC05 | MC05 | SIMOTICS S Synchronous motor 1FK7-CT PN=1.4kW; UDC=600V M0=11Nm (100K); NN=4500rpm; Naturally cooled FRAME SIZE IMB 5 (IM V1, IM V3) FLANGE 1, WITH KTY TEMPERATURESENSOR POWER CONNECTOR ROTATABLE RESOLVER MULTI-POLE (RESOLVER P=4); SHAFT WITH FITTED KEY, TOLERANCE N; W/O HOLDING BRAKE PROTECTION CLASS IP64; | - | 0 | 0
1FK7063-2AH71-1SA1 |  | 1FK7063-2AH71-1SA1 | 1 | UN | 1 | 15 | C | D | N | N | 85015220 | 1 |  | 11.102 | KG | 1110.47 | 1110.47 | MC05 | MC05 | SIMOTICS S Synchronous motor 1FK7-CT PN=1.4kW; UDC=600V M0=11Nm (100K); NN=4500rpm; Naturally cooled FRAME SIZE IMB 5 (IM V1, IM V3) FLANGE 1, WITH KTY TEMPERATURESENSOR POWER CONNECTOR ROTATABLE RESOLVER MULTI-POLE (RESOLVER P=4); SHAFT WITH FITTED KEY, TOLERANCE N; W/O HOLDING BRAKE PROTECTION CLASS IP65, | - | 0 | 0
1FK7063-2AH71-1SA2 |  | 1FK7063-2AH71-1SA2 | 1 | UN | 1 | 15 | C | D | N | N | 85015220 | 1 |  | 11.102 | KG | 1110.47 | 1110.47 | MC05 | MC05 | SIMOTICS S Synchronous motor 1FK7-CT PN=1.4kW; UDC=600V M0=11Nm (100K); NN=4500rpm; Naturally cooled FRAME SIZE IMB 5 (IM V1, IM V3) FLANGE 1, WITH KTY TEMPERATURESENSOR POWER CONNECTOR ROTATABLE RESOLVER MULTI-POLE (RESOLVER P=4); SHAFT WITH FITTED KEY, TOLERANCE N; W/O HOLDING BRAKE PROTECTION CLASS IP65, FLANGE ON DRIVE END IP67; | - | 0 | 0
1FK7063-2AH71-1SB0 |  | 1FK7063-2AH71-1SB0 | 1 | UN | 1 | 15 | C | D | N | N | 85015220 | 1 |  | 11.401 | KG | 1250.07 | 1250.07 | MC05 | MC05 | SIMOTICS S Synchronous motor 1FK7-CT PN=1.4kW; UDC=600V M0=11Nm (100K); NN=4500rpm; Naturally cooled FRAME SIZE IMB 5 (IM V1, IM V3) FLANGE 1, WITH KTY TEMPERATURESENSOR POWER CONNECTOR ROTATABLE RESOLVER MULTI-POLE (RESOLVER P=4); SHAFT WITH FITTED KEY, TOLERANCE N; WITH HOLDING BRAKE PROTECTION CLASS IP64; | - | 0 | 0
1FK7063-2AH71-1SB1 |  | 1FK7063-2AH71-1SB1 | 1 | UN | 1 | 15 | C | D | N | N | 85015220 | 1 |  | 11.401 | KG | 1312.41 | 1312.41 | MC05 | MC05 | SIMOTICS S Synchronous motor 1FK7-CT PN=1.4kW; UDC=600V M0=11Nm (100K); NN=4500rpm; Naturally cooled FRAME SIZE IMB 5 (IM V1, IM V3) FLANGE 1, WITH KTY TEMPERATURESENSOR POWER CONNECTOR ROTATABLE RESOLVER MULTI-POLE (RESOLVER P=4); SHAFT WITH FITTED KEY, TOLERANCE N; WITH HOLDING BRAKE PROTECTION CLASS IP65, | - | 0 | 0
1FK7063-2AH71-1SB2 |  | 1FK7063-2AH71-1SB2 | 1 | UN | 1 | 15 | C | D | N | N | 85015220 | 1 |  | 11.401 | KG | 1312.41 | 1312.41 | MC05 | MC05 | SIMOTICS S Synchronous motor 1FK7-CT PN=1.4kW; UDC=600V M0=11Nm (100K); NN=4500rpm; Naturally cooled FRAME SIZE IMB 5 (IM V1, IM V3) FLANGE 1, WITH KTY TEMPERATURESENSOR POWER CONNECTOR ROTATABLE RESOLVER MULTI-POLE (RESOLVER P=4); SHAFT WITH FITTED KEY, TOLERANCE N; WITH HOLDING BRAKE PROTECTION CLASS IP65, FLANGE ON DRIVE END IP67; | - | 0 | 0
1FK7063-2AH71-1SG0 |  | 1FK7063-2AH71-1SG0 | 1 | UN | 1 | 15 | C | D | N | N | 85015220 | 1 |  | 11.102 | KG | 990.64 | 990.64 | MC05 | MC05 | SIMOTICS S Synchronous motor 1FK7-CT PN=1.4kW; UDC=600V M0=11Nm (100K); NN=4500rpm; Naturally cooled FRAME SIZE IMB 5 (IM V1, IM V3) FLANGE 1, WITH KTY TEMPERATURESENSOR POWER CONNECTOR ROTATABLE RESOLVER MULTI-POLE (RESOLVER P=4); PLAIN SHAFT, TOLERANCE N; W/O HOLDING BRAKE PROTECTION CLASS IP64; | - | 0 | 0
1FK7063-2AH71-1SG1 |  | 1FK7063-2AH71-1SG1 | 1 | UN | 1 | 15 | C | D | N | N | 85015220 | 1 |  | 11.102 | KG | 1052.98 | 1052.98 | MC05 | MC05 | SIMOTICS S Synchronous motor 1FK7-CT PN=1.4kW; UDC=600V M0=11Nm (100K); NN=4500rpm; Naturally cooled FRAME SIZE IMB 5 (IM V1, IM V3) FLANGE 1, WITH KTY TEMPERATURESENSOR POWER CONNECTOR ROTATABLE RESOLVER MULTI-POLE (RESOLVER P=4); PLAIN SHAFT, TOLERANCE N; W/O HOLDING BRAKE PROTECTION CLASS IP65, | - | 0 | 0
1FK7063-2AH71-1SG2 |  | 1FK7063-2AH71-1SG2 | 1 | UN | 1 | 15 | C | D | N | N | 85015220 | 1 |  | 11.102 | KG | 1052.98 | 1052.98 | MC05 | MC05 | SIMOTICS S Synchronous motor 1FK7-CT PN=1.4kW; UDC=600V M0=11Nm (100K); NN=4500rpm; Naturally cooled FRAME SIZE IMB 5 (IM V1, IM V3) FLANGE 1, WITH KTY TEMPERATURESENSOR POWER CONNECTOR ROTATABLE RESOLVER MULTI-POLE (RESOLVER P=4); PLAIN SHAFT, TOLERANCE N; W/O HOLDING BRAKE PROTECTION CLASS IP65, FLANGE ON DRIVE END IP67; | - | 0 | 0
1FK7063-2AH71-1SH0 |  | 1FK7063-2AH71-1SH0 | 1 | UN | 1 | 15 | C | D | N | N | 85015220 | 1 |  | 11.401 | KG | 1194.08 | 1194.08 | MC05 | MC05 | SIMOTICS S Synchronous motor 1FK7-CT PN=1.4kW; UDC=600V M0=11Nm (100K); NN=4500rpm; Naturally cooled FRAME SIZE IMB 5 (IM V1, IM V3) FLANGE 1, WITH KTY TEMPERATURESENSOR POWER CONNECTOR ROTATABLE RESOLVER MULTI-POLE (RESOLVER P=4); PLAIN SHAFT, TOLERANCE N; WITH HOLDING BRAKE PROTECTION CLASS IP64; | - | 0 | 0
1FK7063-2AH71-1SH1 |  | 1FK7063-2AH71-1SH1 | 1 | UN | 1 | 15 | C | D | N | N | 85015220 | 1 |  | 11.401 | KG | 1256.42 | 1256.42 | MC05 | MC05 | SIMOTICS S Synchronous motor 1FK7-CT PN=1.4kW; UDC=600V M0=11Nm (100K); NN=4500rpm; Naturally cooled FRAME SIZE IMB 5 (IM V1, IM V3) FLANGE 1, WITH KTY TEMPERATURESENSOR POWER CONNECTOR ROTATABLE RESOLVER MULTI-POLE (RESOLVER P=4); PLAIN SHAFT, TOLERANCE N; WITH HOLDING BRAKE PROTECTION CLASS IP65, | - | 0 | 0
1FK7063-2AH71-1SH2 |  | 1FK7063-2AH71-1SH2 | 1 | UN | 1 | 15 | C | D | N | N | 85015220 | 1 |  | 11.401 | KG | 1256.42 | 1256.42 | MC05 | MC05 | SIMOTICS S Synchronous motor 1FK7-CT PN=1.4kW; UDC=600V M0=11Nm (100K); NN=4500rpm; Naturally cooled FRAME SIZE IMB 5 (IM V1, IM V3) FLANGE 1, WITH KTY TEMPERATURESENSOR POWER CONNECTOR ROTATABLE RESOLVER MULTI-POLE (RESOLVER P=4); PLAIN SHAFT, TOLERANCE N; WITH HOLDING BRAKE PROTECTION CLASS IP65, FLANGE ON DRIVE END IP67; | - | 0 | 0
1FK7063-2AH71-1TA0 |  | 1FK7063-2AH71-1TA0 | 1 | UN | 1 | 15 | C | D | N | N | 85015220 | 1 |  | 11.102 | KG | 1048.13 | 1048.13 | MC05 | MC05 | SIMOTICS S Synchronous motor 1FK7-CT PN=1.4kW; UDC=600V M0=11Nm (100K); NN=4500rpm; Naturally cooled FRAME SIZE IMB 5 (IM V1, IM V3) FLANGE 1, WITH KTY TEMPERATURESENSOR POWER CONNECTOR ROTATABLE RESOLVER 2-POLE (RESOLVER P=1); SHAFT WITH FITTED KEY, TOLERANCE N; W/O HOLDING BRAKE PROTECTION CLASS IP64; | - | 0 | 0
1FK7063-2AH71-1TA1 |  | 1FK7063-2AH71-1TA1 | 1 | UN | 1 | 15 | C | D | N | N | 85015220 | 1 |  | 11.102 | KG | 1110.47 | 1110.47 | MC05 | MC05 | SIMOTICS S Synchronous motor 1FK7-CT PN=1.4kW; UDC=600V M0=11Nm (100K); NN=4500rpm; Naturally cooled FRAME SIZE IMB 5 (IM V1, IM V3) FLANGE 1, WITH KTY TEMPERATURESENSOR POWER CONNECTOR ROTATABLE RESOLVER 2-POLE (RESOLVER P=1); SHAFT WITH FITTED KEY, TOLERANCE N; W/O HOLDING BRAKE PROTECTION CLASS IP65, | - | 0 | 0
1FK7063-2AH71-1TA2 |  | 1FK7063-2AH71-1TA2 | 1 | UN | 1 | 15 | C | D | N | N | 85015220 | 1 |  | 11.102 | KG | 1110.47 | 1110.47 | MC05 | MC05 | SIMOTICS S Synchronous motor 1FK7-CT PN=1.4kW; UDC=600V M0=11Nm (100K); NN=4500rpm; Naturally cooled FRAME SIZE IMB 5 (IM V1, IM V3) FLANGE 1, WITH KTY TEMPERATURESENSOR POWER CONNECTOR ROTATABLE RESOLVER 2-POLE (RESOLVER P=1); SHAFT WITH FITTED KEY, TOLERANCE N; W/O HOLDING BRAKE PROTECTION CLASS IP65, FLANGE ON DRIVE END IP67; | - | 0 | 0
1FK7063-2AH71-1TB0 |  | 1FK7063-2AH71-1TB0 | 1 | UN | 1 | 15 | C | D | N | N | 85015220 | 1 |  | 11.401 | KG | 1250.07 | 1250.07 | MC05 | MC05 | SIMOTICS S Synchronous motor 1FK7-CT PN=1.4kW; UDC=600V M0=11Nm (100K); NN=4500rpm; Naturally cooled FRAME SIZE IMB 5 (IM V1, IM V3) FLANGE 1, WITH KTY TEMPERATURESENSOR POWER CONNECTOR ROTATABLE RESOLVER 2-POLE (RESOLVER P=1); SHAFT WITH FITTED KEY, TOLERANCE N; WITH HOLDING BRAKE PROTECTION CLASS IP64; | - | 0 | 0
1FK7063-2AH71-1TB1 |  | 1FK7063-2AH71-1TB1 | 1 | UN | 1 | 15 | C | D | N | N | 85015220 | 1 |  | 11.401 | KG | 1312.41 | 1312.41 | MC05 | MC05 | SIMOTICS S Synchronous motor 1FK7-CT PN=1.4kW; UDC=600V M0=11Nm (100K); NN=4500rpm; Naturally cooled FRAME SIZE IMB 5 (IM V1, IM V3) FLANGE 1, WITH KTY TEMPERATURESENSOR POWER CONNECTOR ROTATABLE RESOLVER 2-POLE (RESOLVER P=1); SHAFT WITH FITTED KEY, TOLERANCE N; WITH HOLDING BRAKE PROTECTION CLASS IP65, | - | 0 | 0
1FK7063-2AH71-1TB2 |  | 1FK7063-2AH71-1TB2 | 1 | UN | 1 | 15 | C | D | N | N | 85015220 | 1 |  | 11.401 | KG | 1312.41 | 1312.41 | MC05 | MC05 | SIMOTICS S Synchronous motor 1FK7-CT PN=1.4kW; UDC=600V M0=11Nm (100K); NN=4500rpm; Naturally cooled FRAME SIZE IMB 5 (IM V1, IM V3) FLANGE 1, WITH KTY TEMPERATURESENSOR POWER CONNECTOR ROTATABLE RESOLVER 2-POLE (RESOLVER P=1); SHAFT WITH FITTED KEY, TOLERANCE N; WITH HOLDING BRAKE PROTECTION CLASS IP65, FLANGE ON DRIVE END IP67; | - | 0 | 0
1FK7063-2AH71-1TG0 |  | 1FK7063-2AH71-1TG0 | 1 | UN | 1 | 15 | C | D | N | N | 85015220 | 1 |  | 11.102 | KG | 990.64 | 990.64 | MC05 | MC05 | SIMOTICS S Synchronous motor 1FK7-CT PN=1.4kW; UDC=600V M0=11Nm (100K); NN=4500rpm; Naturally cooled FRAME SIZE IMB 5 (IM V1, IM V3) FLANGE 1, WITH KTY TEMPERATURESENSOR POWER CONNECTOR ROTATABLE RESOLVER 2-POLE (RESOLVER P=1); PLAIN SHAFT, TOLERANCE N; W/O HOLDING BRAKE PROTECTION CLASS IP64; | - | 0 | 0
1FK7063-2AH71-1TG1 |  | 1FK7063-2AH71-1TG1 | 1 | UN | 1 | 15 | C | D | N | N | 85015220 | 1 |  | 11.102 | KG | 1052.98 | 1052.98 | MC05 | MC05 | SIMOTICS S Synchronous motor 1FK7-CT PN=1.4kW; UDC=600V M0=11Nm (100K); NN=4500rpm; Naturally cooled FRAME SIZE IMB 5 (IM V1, IM V3) FLANGE 1, WITH KTY TEMPERATURESENSOR POWER CONNECTOR ROTATABLE RESOLVER 2-POLE (RESOLVER P=1); PLAIN SHAFT, TOLERANCE N; W/O HOLDING BRAKE PROTECTION CLASS IP65, | - | 0 | 0
1FK7063-2AH71-1TG2 |  | 1FK7063-2AH71-1TG2 | 1 | UN | 1 | 15 | C | D | N | N | 85015220 | 1 |  | 11.102 | KG | 1052.98 | 1052.98 | MC05 | MC05 | SIMOTICS S Synchronous motor 1FK7-CT PN=1.4kW; UDC=600V M0=11Nm (100K); NN=4500rpm; Naturally cooled FRAME SIZE IMB 5 (IM V1, IM V3) FLANGE 1, WITH KTY TEMPERATURESENSOR POWER CONNECTOR ROTATABLE RESOLVER 2-POLE (RESOLVER P=1); PLAIN SHAFT, TOLERANCE N; W/O HOLDING BRAKE PROTECTION CLASS IP65, FLANGE ON DRIVE END IP67; | - | 0 | 0
1FK7063-2AH71-1TH0 |  | 1FK7063-2AH71-1TH0 | 1 | UN | 1 | 15 | C | D | N | N | 85015220 | 1 |  | 11.401 | KG | 1194.08 | 1194.08 | MC05 | MC05 | SIMOTICS S Synchronous motor 1FK7-CT PN=1.4kW; UDC=600V M0=11Nm (100K); NN=4500rpm; Naturally cooled FRAME SIZE IMB 5 (IM V1, IM V3) FLANGE 1, WITH KTY TEMPERATURESENSOR POWER CONNECTOR ROTATABLE RESOLVER 2-POLE (RESOLVER P=1); PLAIN SHAFT, TOLERANCE N; WITH HOLDING BRAKE PROTECTION CLASS IP64; | - | 0 | 0
1FK7063-2AH71-1TH1 |  | 1FK7063-2AH71-1TH1 | 1 | UN | 1 | 15 | C | D | N | N | 85015220 | 1 |  | 11.401 | KG | 1256.42 | 1256.42 | MC05 | MC05 | SIMOTICS S Synchronous motor 1FK7-CT PN=1.4kW; UDC=600V M0=11Nm (100K); NN=4500rpm; Naturally cooled FRAME SIZE IMB 5 (IM V1, IM V3) FLANGE 1, WITH KTY TEMPERATURESENSOR POWER CONNECTOR ROTATABLE RESOLVER 2-POLE (RESOLVER P=1); PLAIN SHAFT, TOLERANCE N; WITH HOLDING BRAKE PROTECTION CLASS IP65, | - | 0 | 0
1FK7063-2AH71-1TH2 |  | 1FK7063-2AH71-1TH2 | 1 | UN | 1 | 15 | C | D | N | N | 85015220 | 1 |  | 11.401 | KG | 1256.42 | 1256.42 | MC05 | MC05 | SIMOTICS S Synchronous motor 1FK7-CT PN=1.4kW; UDC=600V M0=11Nm (100K); NN=4500rpm; Naturally cooled FRAME SIZE IMB 5 (IM V1, IM V3) FLANGE 1, WITH KTY TEMPERATURESENSOR POWER CONNECTOR ROTATABLE RESOLVER 2-POLE (RESOLVER P=1); PLAIN SHAFT, TOLERANCE N; WITH HOLDING BRAKE PROTECTION CLASS IP65, FLANGE ON DRIVE END IP67; | - | 0 | 0
1FK7063-2AH71-1UA0 |  | 1FK7063-2AH71-1UA0 | 1 | UN | 1 | 15 | C | D | N | N | 85015220 | 1 |  | 11.102 | KG | 1208.83 | 1208.83 | MC05 | MC05 | SIMOTICS S Synchronous motor 1FK7-CT PN=1.4kW; UDC=600V M0=11Nm (100K); NN=4500rpm; Naturally cooled FRAME SIZE IMB 5 (IM V1, IM V3) FLANGE 1 POWER CONNECTOR ROTATABLE RESOLVER MULTI-POLE WITH DRIVE-CLIQ INTERFACE; SHAFT WITH FITTED KEY, TOLERANCE N; W/O HOLDING BRAKE PROTECTION CLASS IP64; | - | 0 | 0
1FK7063-2AH71-1UA1 |  | 1FK7063-2AH71-1UA1 | 1 | UN | 1 | 15 | C | D | N | N | 85015220 | 1 |  | 11.102 | KG | 1271.17 | 1271.17 | MC05 | MC05 | SIMOTICS S Synchronous motor 1FK7-CT PN=1.4kW; UDC=600V M0=11Nm (100K); NN=4500rpm; Naturally cooled FRAME SIZE IMB 5 (IM V1, IM V3) FLANGE 1 POWER CONNECTOR ROTATABLE RESOLVER MULTI-POLE WITH DRIVE-CLIQ INTERFACE; SHAFT WITH FITTED KEY, TOLERANCE N; W/O HOLDING BRAKE PROTECTION CLASS IP65, | - | 0 | 0
1FK7063-2AH71-1UA2 |  | 1FK7063-2AH71-1UA2 | 1 | UN | 1 | 15 | C | D | N | N | 85015220 | 1 |  | 11.102 | KG | 1271.17 | 1271.17 | MC05 | MC05 | SIMOTICS S Synchronous motor 1FK7-CT PN=1.4kW; UDC=600V M0=11Nm (100K); NN=4500rpm; Naturally cooled FRAME SIZE IMB 5 (IM V1, IM V3) FLANGE 1 POWER CONNECTOR ROTATABLE RESOLVER MULTI-POLE WITH DRIVE-CLIQ INTERFACE; SHAFT WITH FITTED KEY, TOLERANCE N; W/O HOLDING BRAKE PROTECTION CLASS IP65, FLANGE ON DRIVE END IP67; | - | 0 | 0
1FK7063-2AH71-1UB0 |  | 1FK7063-2AH71-1UB0 | 1 | UN | 1 | 15 | C | D | N | N | 85015220 | 1 |  | 11.401 | KG | 1410.77 | 1410.77 | MC05 | MC05 | SIMOTICS S Synchronous motor 1FK7-CT PN=1.4kW; UDC=600V M0=11Nm (100K); NN=4500rpm; Naturally cooled FRAME SIZE IMB 5 (IM V1, IM V3) FLANGE 1 POWER CONNECTOR ROTATABLE RESOLVER MULTI-POLE WITH DRIVE-CLIQ INTERFACE; SHAFT WITH FITTED KEY, TOLERANCE N; WITH HOLDING BRAKE PROTECTION CLASS IP64; | - | 0 | 0
1FK7063-2AH71-1UB1 |  | 1FK7063-2AH71-1UB1 | 1 | UN | 1 | 15 | C | D | N | N | 85015220 | 1 |  | 11.401 | KG | 1473.11 | 1473.11 | MC05 | MC05 | SIMOTICS S Synchronous motor 1FK7-CT PN=1.4kW; UDC=600V M0=11Nm (100K); NN=4500rpm; Naturally cooled FRAME SIZE IMB 5 (IM V1, IM V3) FLANGE 1 POWER CONNECTOR ROTATABLE RESOLVER MULTI-POLE WITH DRIVE-CLIQ INTERFACE; SHAFT WITH FITTED KEY, TOLERANCE N; WITH HOLDING BRAKE PROTECTION CLASS IP65, | - | 0 | 0
1FK7063-2AH71-1UB2 |  | 1FK7063-2AH71-1UB2 | 1 | UN | 1 | 15 | C | D | N | N | 85015220 | 1 |  | 11.401 | KG | 1473.11 | 1473.11 | MC05 | MC05 | SIMOTICS S Synchronous motor 1FK7-CT PN=1.4kW; UDC=600V M0=11Nm (100K); NN=4500rpm; Naturally cooled FRAME SIZE IMB 5 (IM V1, IM V3) FLANGE 1 POWER CONNECTOR ROTATABLE RESOLVER MULTI-POLE WITH DRIVE-CLIQ INTERFACE; SHAFT WITH FITTED KEY, TOLERANCE N; WITH HOLDING BRAKE PROTECTION CLASS IP65, FLANGE ON DRIVE END IP67; | - | 0 | 0
1FK7063-2AH71-1UG0 |  | 1FK7063-2AH71-1UG0 | 1 | UN | 1 | 15 | C | D | N | N | 85015220 | 1 |  | 11.102 | KG | 1151.34 | 1151.34 | MC05 | MC05 | SIMOTICS S Synchronous motor 1FK7-CT PN=1.4kW; UDC=600V M0=11Nm (100K); NN=4500rpm; Naturally cooled FRAME SIZE IMB 5 (IM V1, IM V3) FLANGE 1 POWER CONNECTOR ROTATABLE RESOLVER MULTI-POLE WITH DRIVE-CLIQ INTERFACE; PLAIN SHAFT, TOLERANCE N; W/O HOLDING BRAKE PROTECTION CLASS IP64; | - | 0 | 0
1FK7063-2AH71-1UG1 |  | 1FK7063-2AH71-1UG1 | 1 | UN | 1 | 15 | C | D | N | N | 85015220 | 1 |  | 11.102 | KG | 1213.68 | 1213.68 | MC05 | MC05 | SIMOTICS S Synchronous motor 1FK7-CT PN=1.4kW; UDC=600V M0=11Nm (100K); NN=4500rpm; Naturally cooled FRAME SIZE IMB 5 (IM V1, IM V3) FLANGE 1 POWER CONNECTOR ROTATABLE RESOLVER MULTI-POLE WITH DRIVE-CLIQ INTERFACE; PLAIN SHAFT, TOLERANCE N; W/O HOLDING BRAKE PROTECTION CLASS IP65, | - | 0 | 0
1FK7063-2AH71-1UG2 |  | 1FK7063-2AH71-1UG2 | 1 | UN | 1 | 15 | C | D | N | N | 85015220 | 1 |  | 11.102 | KG | 1213.68 | 1213.68 | MC05 | MC05 | SIMOTICS S Synchronous motor 1FK7-CT PN=1.4kW; UDC=600V M0=11Nm (100K); NN=4500rpm; Naturally cooled FRAME SIZE IMB 5 (IM V1, IM V3) FLANGE 1 POWER CONNECTOR ROTATABLE RESOLVER MULTI-POLE WITH DRIVE-CLIQ INTERFACE; PLAIN SHAFT, TOLERANCE N; W/O HOLDING BRAKE PROTECTION CLASS IP65, FLANGE ON DRIVE END IP67; | - | 0 | 0
1FK7063-2AH71-1UH0 |  | 1FK7063-2AH71-1UH0 | 1 | UN | 1 | 15 | C | D | N | N | 85015220 | 1 |  | 11.401 | KG | 1354.78 | 1354.78 | MC05 | MC05 | SIMOTICS S Synchronous motor 1FK7-CT PN=1.4kW; UDC=600V M0=11Nm (100K); NN=4500rpm; Naturally cooled FRAME SIZE IMB 5 (IM V1, IM V3) FLANGE 1 POWER CONNECTOR ROTATABLE RESOLVER MULTI-POLE WITH DRIVE-CLIQ INTERFACE; PLAIN SHAFT, TOLERANCE N; WITH HOLDING BRAKE PROTECTION CLASS IP64; | - | 0 | 0
1FK7063-2AH71-1UH1 |  | 1FK7063-2AH71-1UH1 | 1 | UN | 1 | 15 | C | D | N | N | 85015220 | 1 |  | 11.401 | KG | 1417.12 | 1417.12 | MC05 | MC05 | SIMOTICS S Synchronous motor 1FK7-CT PN=1.4kW; UDC=600V M0=11Nm (100K); NN=4500rpm; Naturally cooled FRAME SIZE IMB 5 (IM V1, IM V3) FLANGE 1 POWER CONNECTOR ROTATABLE RESOLVER MULTI-POLE WITH DRIVE-CLIQ INTERFACE; PLAIN SHAFT, TOLERANCE N; WITH HOLDING BRAKE PROTECTION CLASS IP65, | - | 0 | 0
1FK7063-2AH71-1UH2 |  | 1FK7063-2AH71-1UH2 | 1 | UN | 1 | 15 | C | D | N | N | 85015220 | 1 |  | 11.401 | KG | 1417.12 | 1417.12 | MC05 | MC05 | SIMOTICS S Synchronous motor 1FK7-CT PN=1.4kW; UDC=600V M0=11Nm (100K); NN=4500rpm; Naturally cooled FRAME SIZE IMB 5 (IM V1, IM V3) FLANGE 1 POWER CONNECTOR ROTATABLE RESOLVER MULTI-POLE WITH DRIVE-CLIQ INTERFACE; PLAIN SHAFT, TOLERANCE N; WITH HOLDING BRAKE PROTECTION CLASS IP65, FLANGE ON DRIVE END IP67; | - | 0 | 0
1FK7063-2AH74-1AA0 |  | 1FK7063-2AH74-1AA0 | 1 | UN | 1 | 15 | C | D | N | N | 85015220 | 1 |  | 11.101 | KG | 1438.77 | 1438.77 | MC05 | MC05 | SIMOTICS S Synchronous motor 1FK7-CT PN=1.4kW; UDC=600V M0=11Nm (100K); NN=4500rpm; Naturally cooled FRAME SIZE IMB 5 (IM V1, IM V3) FLANGE 1, WITH PT1000 TEMPERATURESENSOR POWER CONNECTOR ROTATABLE INCREMENTAL ENCODER SIN/COS 1VPP;2048 S/R W. C-AND D-SPUR (ENCODER IC2048S/R) SHAFT WITH FITTED KEY, TOLERANCE N; W/O HOLDING BRAKE PROTECTION CLASS IP64; | - | 0 | 0
1FK7063-2AH74-1AA1 |  | 1FK7063-2AH74-1AA1 | 1 | UN | 1 | 15 | C | D | N | N | 85015220 | 1 |  | 11.101 | KG | 1501.11 | 1501.11 | MC05 | MC05 | SIMOTICS S Synchronous motor 1FK7-CT PN=1.4kW; UDC=600V M0=11Nm (100K); NN=4500rpm; Naturally cooled FRAME SIZE IMB 5 (IM V1, IM V3) FLANGE 1, WITH PT1000 TEMPERATURESENSOR POWER CONNECTOR ROTATABLE INCREMENTAL ENCODER SIN/COS 1VPP;2048 S/R W. C-AND D-SPUR (ENCODER IC2048S/R) SHAFT WITH FITTED KEY, TOLERANCE N; W/O HOLDING BRAKE PROTECTION CLASS IP65, | - | 0 | 0
1FK7063-2AH74-1AA2 |  | 1FK7063-2AH74-1AA2 | 1 | UN | 1 | 15 | C | D | N | N | 85015220 | 1 |  | 11.101 | KG | 1501.11 | 1501.11 | MC05 | MC05 | SIMOTICS S Synchronous motor 1FK7-CT PN=1.4kW; UDC=600V M0=11Nm (100K); NN=4500rpm; Naturally cooled FRAME SIZE IMB 5 (IM V1, IM V3) FLANGE 1, WITH PT1000 TEMPERATURESENSOR POWER CONNECTOR ROTATABLE INCREMENTAL ENCODER SIN/COS 1VPP;2048 S/R W. C-AND D-SPUR (ENCODER IC2048S/R) SHAFT WITH FITTED KEY, TOLERANCE N; W/O HOLDING BRAKE PROTECTION CLASS IP65, FLANGE ON DRIVE END IP67; | - | 0 | 0
1FK7063-2AH74-1AB0 |  | 1FK7063-2AH74-1AB0 | 1 | UN | 1 | 15 | C | D | N | N | 85015220 | 1 |  | 11.4 | KG | 1640.71 | 1640.71 | MC05 | MC05 | SIMOTICS S Synchronous motor 1FK7-CT PN=1.4kW; UDC=600V M0=11Nm (100K); NN=4500rpm; Naturally cooled FRAME SIZE IMB 5 (IM V1, IM V3) FLANGE 1, WITH PT1000 TEMPERATURESENSOR POWER CONNECTOR ROTATABLE INCREMENTAL ENCODER SIN/COS 1VPP;2048 S/R W. C-AND D-SPUR (ENCODER IC2048S/R) SHAFT WITH FITTED KEY, TOLERANCE N; WITH HOLDING BRAKE PROTECTION CLASS IP64; | - | 0 | 0
1FK7063-2AH74-1AB1 |  | 1FK7063-2AH74-1AB1 | 1 | UN | 1 | 15 | C | D | N | N | 85015220 | 1 |  | 11.4 | KG | 1703.05 | 1703.05 | MC05 | MC05 | SIMOTICS S Synchronous motor 1FK7-CT PN=1.4kW; UDC=600V M0=11Nm (100K); NN=4500rpm; Naturally cooled FRAME SIZE IMB 5 (IM V1, IM V3) FLANGE 1, WITH PT1000 TEMPERATURESENSOR POWER CONNECTOR ROTATABLE INCREMENTAL ENCODER SIN/COS 1VPP;2048 S/R W. C-AND D-SPUR (ENCODER IC2048S/R) SHAFT WITH FITTED KEY, TOLERANCE N; WITH HOLDING BRAKE PROTECTION CLASS IP65, | - | 0 | 0
1FK7063-2AH74-1AB2 |  | 1FK7063-2AH74-1AB2 | 1 | UN | 1 | 15 | C | D | N | N | 85015220 | 1 |  | 11.4 | KG | 1703.05 | 1703.05 | MC05 | MC05 | SIMOTICS S Synchronous motor 1FK7-CT PN=1.4kW; UDC=600V M0=11Nm (100K); NN=4500rpm; Naturally cooled FRAME SIZE IMB 5 (IM V1, IM V3) FLANGE 1, WITH PT1000 TEMPERATURESENSOR POWER CONNECTOR ROTATABLE INCREMENTAL ENCODER SIN/COS 1VPP;2048 S/R W. C-AND D-SPUR (ENCODER IC2048S/R) SHAFT WITH FITTED KEY, TOLERANCE N; WITH HOLDING BRAKE PROTECTION CLASS IP65, FLANGE ON DRIVE END IP67; | - | 0 | 0
1FK7063-2AH74-1AG0 |  | 1FK7063-2AH74-1AG0 | 1 | UN | 1 | 15 | C | D | N | N | 85015220 | 1 |  | 11.101 | KG | 1381.28 | 1381.28 | MC05 | MC05 | SIMOTICS S Synchronous motor 1FK7-CT PN=1.4kW; UDC=600V M0=11Nm (100K); NN=4500rpm; Naturally cooled FRAME SIZE IMB 5 (IM V1, IM V3) FLANGE 1, WITH PT1000 TEMPERATURESENSOR POWER CONNECTOR ROTATABLE INCREMENTAL ENCODER SIN/COS 1VPP;2048 S/R W. C-AND D-SPUR (ENCODER IC2048S/R) PLAIN SHAFT, TOLERANCE N; W/O HOLDING BRAKE PROTECTION CLASS IP64; | - | 0 | 0
1FK7063-2AH74-1AG1 |  | 1FK7063-2AH74-1AG1 | 1 | UN | 1 | 15 | C | D | N | N | 85015220 | 1 |  | 11.101 | KG | 1443.62 | 1443.62 | MC05 | MC05 | SIMOTICS S Synchronous motor 1FK7-CT PN=1.4kW; UDC=600V M0=11Nm (100K); NN=4500rpm; Naturally cooled FRAME SIZE IMB 5 (IM V1, IM V3) FLANGE 1, WITH PT1000 TEMPERATURESENSOR POWER CONNECTOR ROTATABLE INCREMENTAL ENCODER SIN/COS 1VPP;2048 S/R W. C-AND D-SPUR (ENCODER IC2048S/R) PLAIN SHAFT, TOLERANCE N; W/O HOLDING BRAKE PROTECTION CLASS IP65, | - | 0 | 0
1FK7063-2AH74-1AG2 |  | 1FK7063-2AH74-1AG2 | 1 | UN | 1 | 15 | C | D | N | N | 85015220 | 1 |  | 11.101 | KG | 1443.62 | 1443.62 | MC05 | MC05 | SIMOTICS S Synchronous motor 1FK7-CT PN=1.4kW; UDC=600V M0=11Nm (100K); NN=4500rpm; Naturally cooled FRAME SIZE IMB 5 (IM V1, IM V3) FLANGE 1, WITH PT1000 TEMPERATURESENSOR POWER CONNECTOR ROTATABLE INCREMENTAL ENCODER SIN/COS 1VPP;2048 S/R W. C-AND D-SPUR (ENCODER IC2048S/R) PLAIN SHAFT, TOLERANCE N; W/O HOLDING BRAKE PROTECTION CLASS IP65, FLANGE ON DRIVE END IP67; | - | 0 | 0
1FK7063-2AH74-1AH0 |  | 1FK7063-2AH74-1AH0 | 1 | UN | 1 | 15 | C | D | N | N | 85015220 | 1 |  | 11.4 | KG | 1584.72 | 1584.72 | MC05 | MC05 | SIMOTICS S Synchronous motor 1FK7-CT PN=1.4kW; UDC=600V M0=11Nm (100K); NN=4500rpm; Naturally cooled FRAME SIZE IMB 5 (IM V1, IM V3) FLANGE 1, WITH PT1000 TEMPERATURESENSOR POWER CONNECTOR ROTATABLE INCREMENTAL ENCODER SIN/COS 1VPP;2048 S/R W. C-AND D-SPUR (ENCODER IC2048S/R) PLAIN SHAFT, TOLERANCE N; WITH HOLDING BRAKE PROTECTION CLASS IP64; | - | 0 | 0
1FK7063-2AH74-1AH1 |  | 1FK7063-2AH74-1AH1 | 1 | UN | 1 | 15 | C | D | N | N | 85015220 | 1 |  | 11.4 | KG | 1647.06 | 1647.06 | MC05 | MC05 | SIMOTICS S Synchronous motor 1FK7-CT PN=1.4kW; UDC=600V M0=11Nm (100K); NN=4500rpm; Naturally cooled FRAME SIZE IMB 5 (IM V1, IM V3) FLANGE 1, WITH PT1000 TEMPERATURESENSOR POWER CONNECTOR ROTATABLE INCREMENTAL ENCODER SIN/COS 1VPP;2048 S/R W. C-AND D-SPUR (ENCODER IC2048S/R) PLAIN SHAFT, TOLERANCE N; WITH HOLDING BRAKE PROTECTION CLASS IP65, | - | 0 | 0
1FK7063-2AH74-1AH2 |  | 1FK7063-2AH74-1AH2 | 1 | UN | 1 | 15 | C | D | N | N | 85015220 | 1 |  | 11.4 | KG | 1647.06 | 1647.06 | MC05 | MC05 | SIMOTICS S Synchronous motor 1FK7-CT PN=1.4kW; UDC=600V M0=11Nm (100K); NN=4500rpm; Naturally cooled FRAME SIZE IMB 5 (IM V1, IM V3) FLANGE 1, WITH PT1000 TEMPERATURESENSOR POWER CONNECTOR ROTATABLE INCREMENTAL ENCODER SIN/COS 1VPP;2048 S/R W. C-AND D-SPUR (ENCODER IC2048S/R) PLAIN SHAFT, TOLERANCE N; WITH HOLDING BRAKE PROTECTION CLASS IP65, FLANGE ON DRIVE END IP67; | - | 0 | 0
1FK7063-2AH74-1EA0 |  | 1FK7063-2AH74-1EA0 | 1 | UN | 1 | 15 | C | D | N | N | 85015220 | 1 |  | 11.101 | KG | 1686.45 | 1686.45 | MC05 | MC05 | SIMOTICS S Synchronous motor 1FK7-CT PN=1.4kW; UDC=600V M0=11Nm (100K); NN=4500rpm; Naturally cooled FRAME SIZE IMB 5 (IM V1, IM V3) FLANGE 1, WITH PT1000 TEMPERATURESENSOR POWER CONNECTOR ROTATABLE ABSOLUTE ENCODERR 2048 S/R + 4096 UMDREHUNGEN MULTITURN, WITH ENDAT-SCHNITTSTELLE (ENCODER AM2048S/R) SHAFT WITH FITTED KEY, TOLERANCE N; W/O HOLDING BRAKE PROTECTION CLASS IP64; | - | 0 | 0
1FK7063-2AH74-1EA1 |  | 1FK7063-2AH74-1EA1 | 1 | UN | 1 | 15 | C | D | N | N | 85015220 | 1 |  | 11.101 | KG | 1748.79 | 1748.79 | MC05 | MC05 | SIMOTICS S Synchronous motor 1FK7-CT PN=1.4kW; UDC=600V M0=11Nm (100K); NN=4500rpm; Naturally cooled FRAME SIZE IMB 5 (IM V1, IM V3) FLANGE 1, WITH PT1000 TEMPERATURESENSOR POWER CONNECTOR ROTATABLE ABSOLUTE ENCODERR 2048 S/R + 4096 UMDREHUNGEN MULTITURN, WITH ENDAT-SCHNITTSTELLE (ENCODER AM2048S/R) SHAFT WITH FITTED KEY, TOLERANCE N; W/O HOLDING BRAKE PROTECTION CLASS IP65, | - | 0 | 0
1FK7063-2AH74-1EA2 |  | 1FK7063-2AH74-1EA2 | 1 | UN | 1 | 15 | C | D | N | N | 85015220 | 1 |  | 11.101 | KG | 1748.79 | 1748.79 | MC05 | MC05 | SIMOTICS S Synchronous motor 1FK7-CT PN=1.4kW; UDC=600V M0=11Nm (100K); NN=4500rpm; Naturally cooled FRAME SIZE IMB 5 (IM V1, IM V3) FLANGE 1, WITH PT1000 TEMPERATURESENSOR POWER CONNECTOR ROTATABLE ABSOLUTE ENCODERR 2048 S/R + 4096 UMDREHUNGEN MULTITURN, WITH ENDAT-SCHNITTSTELLE (ENCODER AM2048S/R) SHAFT WITH FITTED KEY, TOLERANCE N; W/O HOLDING BRAKE PROTECTION CLASS IP65, FLANGE ON DRIVE END IP67; | - | 0 | 0
1FK7063-2AH74-1EB0 |  | 1FK7063-2AH74-1EB0 | 1 | UN | 1 | 15 | C | D | N | N | 85015220 | 1 |  | 11.4 | KG | 1888.39 | 1888.39 | MC05 | MC05 | SIMOTICS S Synchronous motor 1FK7-CT PN=1.4kW; UDC=600V M0=11Nm (100K); NN=4500rpm; Naturally cooled FRAME SIZE IMB 5 (IM V1, IM V3) FLANGE 1, WITH PT1000 TEMPERATURESENSOR POWER CONNECTOR ROTATABLE ABSOLUTE ENCODERR 2048 S/R + 4096 UMDREHUNGEN MULTITURN, WITH ENDAT-SCHNITTSTELLE (ENCODER AM2048S/R) SHAFT WITH FITTED KEY, TOLERANCE N; WITH HOLDING BRAKE PROTECTION CLASS IP64; | - | 0 | 0
1FK7063-2AH74-1EB1 |  | 1FK7063-2AH74-1EB1 | 1 | UN | 1 | 15 | C | D | N | N | 85015220 | 1 |  | 11.4 | KG | 1950.73 | 1950.73 | MC05 | MC05 | SIMOTICS S Synchronous motor 1FK7-CT PN=1.4kW; UDC=600V M0=11Nm (100K); NN=4500rpm; Naturally cooled FRAME SIZE IMB 5 (IM V1, IM V3) FLANGE 1, WITH PT1000 TEMPERATURESENSOR POWER CONNECTOR ROTATABLE ABSOLUTE ENCODERR 2048 S/R + 4096 UMDREHUNGEN MULTITURN, WITH ENDAT-SCHNITTSTELLE (ENCODER AM2048S/R) SHAFT WITH FITTED KEY, TOLERANCE N; WITH HOLDING BRAKE PROTECTION CLASS IP65, | - | 0 | 0
1FK7063-2AH74-1EB2 |  | 1FK7063-2AH74-1EB2 | 1 | UN | 1 | 15 | C | D | N | N | 85015220 | 1 |  | 11.4 | KG | 1950.73 | 1950.73 | MC05 | MC05 | SIMOTICS S Synchronous motor 1FK7-CT PN=1.4kW; UDC=600V M0=11Nm (100K); NN=4500rpm; Naturally cooled FRAME SIZE IMB 5 (IM V1, IM V3) FLANGE 1, WITH PT1000 TEMPERATURESENSOR POWER CONNECTOR ROTATABLE ABSOLUTE ENCODERR 2048 S/R + 4096 UMDREHUNGEN MULTITURN, WITH ENDAT-SCHNITTSTELLE (ENCODER AM2048S/R) SHAFT WITH FITTED KEY, TOLERANCE N; WITH HOLDING BRAKE PROTECTION CLASS IP65, FLANGE ON DRIVE END IP67; | - | 0 | 0
1FK7063-2AH74-1EG0 |  | 1FK7063-2AH74-1EG0 | 1 | UN | 1 | 15 | C | D | N | N | 85015220 | 1 |  | 11.101 | KG | 1628.96 | 1628.96 | MC05 | MC05 | SIMOTICS S Synchronous motor 1FK7-CT PN=1.4kW; UDC=600V M0=11Nm (100K); NN=4500rpm; Naturally cooled FRAME SIZE IMB 5 (IM V1, IM V3) FLANGE 1, WITH PT1000 TEMPERATURESENSOR POWER CONNECTOR ROTATABLE ABSOLUTE ENCODERR 2048 S/R + 4096 UMDREHUNGEN MULTITURN, WITH ENDAT-SCHNITTSTELLE (ENCODER AM2048S/R) PLAIN SHAFT, TOLERANCE N; W/O HOLDING BRAKE PROTECTION CLASS IP64; | - | 0 | 0
1FK7063-2AH74-1EG1 |  | 1FK7063-2AH74-1EG1 | 1 | UN | 1 | 15 | C | D | N | N | 85015220 | 1 |  | 11.101 | KG | 1691.3 | 1691.3 | MC05 | MC05 | SIMOTICS S Synchronous motor 1FK7-CT PN=1.4kW; UDC=600V M0=11Nm (100K); NN=4500rpm; Naturally cooled FRAME SIZE IMB 5 (IM V1, IM V3) FLANGE 1, WITH PT1000 TEMPERATURESENSOR POWER CONNECTOR ROTATABLE ABSOLUTE ENCODERR 2048 S/R + 4096 UMDREHUNGEN MULTITURN, WITH ENDAT-SCHNITTSTELLE (ENCODER AM2048S/R) PLAIN SHAFT, TOLERANCE N; W/O HOLDING BRAKE PROTECTION CLASS IP65, | - | 0 | 0
1FK7063-2AH74-1EG2 |  | 1FK7063-2AH74-1EG2 | 1 | UN | 1 | 15 | C | D | N | N | 85015220 | 1 |  | 11.101 | KG | 1691.3 | 1691.3 | MC05 | MC05 | SIMOTICS S Synchronous motor 1FK7-CT PN=1.4kW; UDC=600V M0=11Nm (100K); NN=4500rpm; Naturally cooled FRAME SIZE IMB 5 (IM V1, IM V3) FLANGE 1, WITH PT1000 TEMPERATURESENSOR POWER CONNECTOR ROTATABLE ABSOLUTE ENCODERR 2048 S/R + 4096 UMDREHUNGEN MULTITURN, WITH ENDAT-SCHNITTSTELLE (ENCODER AM2048S/R) PLAIN SHAFT, TOLERANCE N; W/O HOLDING BRAKE PROTECTION CLASS IP65, FLANGE ON DRIVE END IP67; | - | 0 | 0
1FK7063-2AH74-1EH0 |  | 1FK7063-2AH74-1EH0 | 1 | UN | 1 | 15 | C | D | N | N | 85015220 | 1 |  | 11.4 | KG | 1832.4 | 1832.4 | MC05 | MC05 | SIMOTICS S Synchronous motor 1FK7-CT PN=1.4kW; UDC=600V M0=11Nm (100K); NN=4500rpm; Naturally cooled FRAME SIZE IMB 5 (IM V1, IM V3) FLANGE 1, WITH PT1000 TEMPERATURESENSOR POWER CONNECTOR ROTATABLE ABSOLUTE ENCODERR 2048 S/R + 4096 UMDREHUNGEN MULTITURN, WITH ENDAT-SCHNITTSTELLE (ENCODER AM2048S/R) PLAIN SHAFT, TOLERANCE N; WITH HOLDING BRAKE PROTECTION CLASS IP64; | - | 0 | 0
1FK7063-2AH74-1EH1 |  | 1FK7063-2AH74-1EH1 | 1 | UN | 1 | 15 | C | D | N | N | 85015220 | 1 |  | 11.4 | KG | 1894.74 | 1894.74 | MC05 | MC05 | SIMOTICS S Synchronous motor 1FK7-CT PN=1.4kW; UDC=600V M0=11Nm (100K); NN=4500rpm; Naturally cooled FRAME SIZE IMB 5 (IM V1, IM V3) FLANGE 1, WITH PT1000 TEMPERATURESENSOR POWER CONNECTOR ROTATABLE ABSOLUTE ENCODERR 2048 S/R + 4096 UMDREHUNGEN MULTITURN, WITH ENDAT-SCHNITTSTELLE (ENCODER AM2048S/R) PLAIN SHAFT, TOLERANCE N; WITH HOLDING BRAKE PROTECTION CLASS IP65, | - | 0 | 0
1FK7063-2AH74-1EH2 |  | 1FK7063-2AH74-1EH2 | 1 | UN | 1 | 15 | C | D | N | N | 85015220 | 1 |  | 11.4 | KG | 1894.74 | 1894.74 | MC05 | MC05 | SIMOTICS S Synchronous motor 1FK7-CT PN=1.4kW; UDC=600V M0=11Nm (100K); NN=4500rpm; Naturally cooled FRAME SIZE IMB 5 (IM V1, IM V3) FLANGE 1, WITH PT1000 TEMPERATURESENSOR POWER CONNECTOR ROTATABLE ABSOLUTE ENCODERR 2048 S/R + 4096 UMDREHUNGEN MULTITURN, WITH ENDAT-SCHNITTSTELLE (ENCODER AM2048S/R) PLAIN SHAFT, TOLERANCE N; WITH HOLDING BRAKE PROTECTION CLASS IP65, FLANGE ON DRIVE END IP67; | - | 0 | 0
1FK7063-2AH74-1SA0 |  | 1FK7063-2AH74-1SA0 | 1 | UN | 1 | 15 | C | D | N | N | 85015220 | 1 |  | 11.102 | KG | 1048.13 | 1048.13 | MC05 | MC05 | SIMOTICS S Synchronous motor 1FK7-CT PN=1.4kW; UDC=600V M0=11Nm (100K); NN=4500rpm; Naturally cooled FRAME SIZE IMB 5 (IM V1, IM V3) FLANGE 1, WITH PT1000 TEMPERATURESENSOR POWER CONNECTOR ROTATABLE RESOLVER MULTI-POLE (RESOLVER P=4); SHAFT WITH FITTED KEY, TOLERANCE N; W/O HOLDING BRAKE PROTECTION CLASS IP64; | - | 0 | 0
1FK7063-2AH74-1SA1 |  | 1FK7063-2AH74-1SA1 | 1 | UN | 1 | 15 | C | D | N | N | 85015220 | 1 |  | 11.102 | KG | 1110.47 | 1110.47 | MC05 | MC05 | SIMOTICS S Synchronous motor 1FK7-CT PN=1.4kW; UDC=600V M0=11Nm (100K); NN=4500rpm; Naturally cooled FRAME SIZE IMB 5 (IM V1, IM V3) FLANGE 1, WITH PT1000 TEMPERATURESENSOR POWER CONNECTOR ROTATABLE RESOLVER MULTI-POLE (RESOLVER P=4); SHAFT WITH FITTED KEY, TOLERANCE N; W/O HOLDING BRAKE PROTECTION CLASS IP65, | - | 0 | 0
1FK7063-2AH74-1SA2 |  | 1FK7063-2AH74-1SA2 | 1 | UN | 1 | 15 | C | D | N | N | 85015220 | 1 |  | 11.102 | KG | 1110.47 | 1110.47 | MC05 | MC05 | SIMOTICS S Synchronous motor 1FK7-CT PN=1.4kW; UDC=600V M0=11Nm (100K); NN=4500rpm; Naturally cooled FRAME SIZE IMB 5 (IM V1, IM V3) FLANGE 1, WITH PT1000 TEMPERATURESENSOR POWER CONNECTOR ROTATABLE RESOLVER MULTI-POLE (RESOLVER P=4); SHAFT WITH FITTED KEY, TOLERANCE N; W/O HOLDING BRAKE PROTECTION CLASS IP65, FLANGE ON DRIVE END IP67; | - | 0 | 0
1FK7063-2AH74-1SB0 |  | 1FK7063-2AH74-1SB0 | 1 | UN | 1 | 15 | C | D | N | N | 85015220 | 1 |  | 11.401 | KG | 1250.07 | 1250.07 | MC05 | MC05 | SIMOTICS S Synchronous motor 1FK7-CT PN=1.4kW; UDC=600V M0=11Nm (100K); NN=4500rpm; Naturally cooled FRAME SIZE IMB 5 (IM V1, IM V3) FLANGE 1, WITH PT1000 TEMPERATURESENSOR POWER CONNECTOR ROTATABLE RESOLVER MULTI-POLE (RESOLVER P=4); SHAFT WITH FITTED KEY, TOLERANCE N; WITH HOLDING BRAKE PROTECTION CLASS IP64; | - | 0 | 0
1FK7063-2AH74-1SB1 |  | 1FK7063-2AH74-1SB1 | 1 | UN | 1 | 15 | C | D | N | N | 85015220 | 1 |  | 11.401 | KG | 1312.41 | 1312.41 | MC05 | MC05 | SIMOTICS S Synchronous motor 1FK7-CT PN=1.4kW; UDC=600V M0=11Nm (100K); NN=4500rpm; Naturally cooled FRAME SIZE IMB 5 (IM V1, IM V3) FLANGE 1, WITH PT1000 TEMPERATURESENSOR POWER CONNECTOR ROTATABLE RESOLVER MULTI-POLE (RESOLVER P=4); SHAFT WITH FITTED KEY, TOLERANCE N; WITH HOLDING BRAKE PROTECTION CLASS IP65, | - | 0 | 0
1FK7063-2AH74-1SB2 |  | 1FK7063-2AH74-1SB2 | 1 | UN | 1 | 15 | C | D | N | N | 85015220 | 1 |  | 11.401 | KG | 1312.41 | 1312.41 | MC05 | MC05 | SIMOTICS S Synchronous motor 1FK7-CT PN=1.4kW; UDC=600V M0=11Nm (100K); NN=4500rpm; Naturally cooled FRAME SIZE IMB 5 (IM V1, IM V3) FLANGE 1, WITH PT1000 TEMPERATURESENSOR POWER CONNECTOR ROTATABLE RESOLVER MULTI-POLE (RESOLVER P=4); SHAFT WITH FITTED KEY, TOLERANCE N; WITH HOLDING BRAKE PROTECTION CLASS IP65, FLANGE ON DRIVE END IP67; | - | 0 | 0
1FK7063-2AH74-1SG0 |  | 1FK7063-2AH74-1SG0 | 1 | UN | 1 | 15 | C | D | N | N | 85015220 | 1 |  | 11.102 | KG | 990.64 | 990.64 | MC05 | MC05 | SIMOTICS S Synchronous motor 1FK7-CT PN=1.4kW; UDC=600V M0=11Nm (100K); NN=4500rpm; Naturally cooled FRAME SIZE IMB 5 (IM V1, IM V3) FLANGE 1, WITH PT1000 TEMPERATURESENSOR POWER CONNECTOR ROTATABLE RESOLVER MULTI-POLE (RESOLVER P=4); PLAIN SHAFT, TOLERANCE N; W/O HOLDING BRAKE PROTECTION CLASS IP64; | - | 0 | 0
1FK7063-2AH74-1SG1 |  | 1FK7063-2AH74-1SG1 | 1 | UN | 1 | 15 | C | D | N | N | 85015220 | 1 |  | 11.102 | KG | 1052.98 | 1052.98 | MC05 | MC05 | SIMOTICS S Synchronous motor 1FK7-CT PN=1.4kW; UDC=600V M0=11Nm (100K); NN=4500rpm; Naturally cooled FRAME SIZE IMB 5 (IM V1, IM V3) FLANGE 1, WITH PT1000 TEMPERATURESENSOR POWER CONNECTOR ROTATABLE RESOLVER MULTI-POLE (RESOLVER P=4); PLAIN SHAFT, TOLERANCE N; W/O HOLDING BRAKE PROTECTION CLASS IP65, | - | 0 | 0
1FK7063-2AH74-1SG2 |  | 1FK7063-2AH74-1SG2 | 1 | UN | 1 | 15 | C | D | N | N | 85015220 | 1 |  | 11.102 | KG | 1052.98 | 1052.98 | MC05 | MC05 | SIMOTICS S Synchronous motor 1FK7-CT PN=1.4kW; UDC=600V M0=11Nm (100K); NN=4500rpm; Naturally cooled FRAME SIZE IMB 5 (IM V1, IM V3) FLANGE 1, WITH PT1000 TEMPERATURESENSOR POWER CONNECTOR ROTATABLE RESOLVER MULTI-POLE (RESOLVER P=4); PLAIN SHAFT, TOLERANCE N; W/O HOLDING BRAKE PROTECTION CLASS IP65, FLANGE ON DRIVE END IP67; | - | 0 | 0
1FK7063-2AH74-1SH0 |  | 1FK7063-2AH74-1SH0 | 1 | UN | 1 | 15 | C | D | N | N | 85015220 | 1 |  | 11.401 | KG | 1194.08 | 1194.08 | MC05 | MC05 | SIMOTICS S Synchronous motor 1FK7-CT PN=1.4kW; UDC=600V M0=11Nm (100K); NN=4500rpm; Naturally cooled FRAME SIZE IMB 5 (IM V1, IM V3) FLANGE 1, WITH PT1000 TEMPERATURESENSOR POWER CONNECTOR ROTATABLE RESOLVER MULTI-POLE (RESOLVER P=4); PLAIN SHAFT, TOLERANCE N; WITH HOLDING BRAKE PROTECTION CLASS IP64; | - | 0 | 0
1FK7063-2AH74-1SH1 |  | 1FK7063-2AH74-1SH1 | 1 | UN | 1 | 15 | C | D | N | N | 85015220 | 1 |  | 11.401 | KG | 1256.42 | 1256.42 | MC05 | MC05 | SIMOTICS S Synchronous motor 1FK7-CT PN=1.4kW; UDC=600V M0=11Nm (100K); NN=4500rpm; Naturally cooled FRAME SIZE IMB 5 (IM V1, IM V3) FLANGE 1, WITH PT1000 TEMPERATURESENSOR POWER CONNECTOR ROTATABLE RESOLVER MULTI-POLE (RESOLVER P=4); PLAIN SHAFT, TOLERANCE N; WITH HOLDING BRAKE PROTECTION CLASS IP65, | - | 0 | 0
1FK7063-2AH74-1SH2 |  | 1FK7063-2AH74-1SH2 | 1 | UN | 1 | 15 | C | D | N | N | 85015220 | 1 |  | 11.401 | KG | 1256.42 | 1256.42 | MC05 | MC05 | SIMOTICS S Synchronous motor 1FK7-CT PN=1.4kW; UDC=600V M0=11Nm (100K); NN=4500rpm; Naturally cooled FRAME SIZE IMB 5 (IM V1, IM V3) FLANGE 1, WITH PT1000 TEMPERATURESENSOR POWER CONNECTOR ROTATABLE RESOLVER MULTI-POLE (RESOLVER P=4); PLAIN SHAFT, TOLERANCE N; WITH HOLDING BRAKE PROTECTION CLASS IP65, FLANGE ON DRIVE END IP67; | - | 0 | 0
1FK7063-2AH74-1TA0 |  | 1FK7063-2AH74-1TA0 | 1 | UN | 1 | 15 | C | D | N | N | 85015220 | 1 |  | 11.102 | KG | 1048.13 | 1048.13 | MC05 | MC05 | SIMOTICS S Synchronous motor 1FK7-CT PN=1.4kW; UDC=600V M0=11Nm (100K); NN=4500rpm; Naturally cooled FRAME SIZE IMB 5 (IM V1, IM V3) FLANGE 1, WITH PT1000 TEMPERATURESENSOR POWER CONNECTOR ROTATABLE RESOLVER 2-POLE (RESOLVER P=1); SHAFT WITH FITTED KEY, TOLERANCE N; W/O HOLDING BRAKE PROTECTION CLASS IP64; | - | 0 | 0
1FK7063-2AH74-1TA1 |  | 1FK7063-2AH74-1TA1 | 1 | UN | 1 | 15 | C | D | N | N | 85015220 | 1 |  | 11.102 | KG | 1110.47 | 1110.47 | MC05 | MC05 | SIMOTICS S Synchronous motor 1FK7-CT PN=1.4kW; UDC=600V M0=11Nm (100K); NN=4500rpm; Naturally cooled FRAME SIZE IMB 5 (IM V1, IM V3) FLANGE 1, WITH PT1000 TEMPERATURESENSOR POWER CONNECTOR ROTATABLE RESOLVER 2-POLE (RESOLVER P=1); SHAFT WITH FITTED KEY, TOLERANCE N; W/O HOLDING BRAKE PROTECTION CLASS IP65, | - | 0 | 0
1FK7063-2AH74-1TA2 |  | 1FK7063-2AH74-1TA2 | 1 | UN | 1 | 15 | C | D | N | N | 85015220 | 1 |  | 11.102 | KG | 1110.47 | 1110.47 | MC05 | MC05 | SIMOTICS S Synchronous motor 1FK7-CT PN=1.4kW; UDC=600V M0=11Nm (100K); NN=4500rpm; Naturally cooled FRAME SIZE IMB 5 (IM V1, IM V3) FLANGE 1, WITH PT1000 TEMPERATURESENSOR POWER CONNECTOR ROTATABLE RESOLVER 2-POLE (RESOLVER P=1); SHAFT WITH FITTED KEY, TOLERANCE N; W/O HOLDING BRAKE PROTECTION CLASS IP65, FLANGE ON DRIVE END IP67; | - | 0 | 0
1FK7063-2AH74-1TB0 |  | 1FK7063-2AH74-1TB0 | 1 | UN | 1 | 15 | C | D | N | N | 85015220 | 1 |  | 11.401 | KG | 1250.07 | 1250.07 | MC05 | MC05 | SIMOTICS S Synchronous motor 1FK7-CT PN=1.4kW; UDC=600V M0=11Nm (100K); NN=4500rpm; Naturally cooled FRAME SIZE IMB 5 (IM V1, IM V3) FLANGE 1, WITH PT1000 TEMPERATURESENSOR POWER CONNECTOR ROTATABLE RESOLVER 2-POLE (RESOLVER P=1); SHAFT WITH FITTED KEY, TOLERANCE N; WITH HOLDING BRAKE PROTECTION CLASS IP64; | - | 0 | 0
1FK7063-2AH74-1TB1 |  | 1FK7063-2AH74-1TB1 | 1 | UN | 1 | 15 | C | D | N | N | 85015220 | 1 |  | 11.401 | KG | 1312.41 | 1312.41 | MC05 | MC05 | SIMOTICS S Synchronous motor 1FK7-CT PN=1.4kW; UDC=600V M0=11Nm (100K); NN=4500rpm; Naturally cooled FRAME SIZE IMB 5 (IM V1, IM V3) FLANGE 1, WITH PT1000 TEMPERATURESENSOR POWER CONNECTOR ROTATABLE RESOLVER 2-POLE (RESOLVER P=1); SHAFT WITH FITTED KEY, TOLERANCE N; WITH HOLDING BRAKE PROTECTION CLASS IP65, | - | 0 | 0
1FK7063-2AH74-1TB2 |  | 1FK7063-2AH74-1TB2 | 1 | UN | 1 | 15 | C | D | N | N | 85015220 | 1 |  | 11.401 | KG | 1312.41 | 1312.41 | MC05 | MC05 | SIMOTICS S Synchronous motor 1FK7-CT PN=1.4kW; UDC=600V M0=11Nm (100K); NN=4500rpm; Naturally cooled FRAME SIZE IMB 5 (IM V1, IM V3) FLANGE 1, WITH PT1000 TEMPERATURESENSOR POWER CONNECTOR ROTATABLE RESOLVER 2-POLE (RESOLVER P=1); SHAFT WITH FITTED KEY, TOLERANCE N; WITH HOLDING BRAKE PROTECTION CLASS IP65, FLANGE ON DRIVE END IP67; | - | 0 | 0
1FK7063-2AH74-1TG0 |  | 1FK7063-2AH74-1TG0 | 1 | UN | 1 | 15 | C | D | N | N | 85015220 | 1 |  | 11.102 | KG | 990.64 | 990.64 | MC05 | MC05 | SIMOTICS S Synchronous motor 1FK7-CT PN=1.4kW; UDC=600V M0=11Nm (100K); NN=4500rpm; Naturally cooled FRAME SIZE IMB 5 (IM V1, IM V3) FLANGE 1, WITH PT1000 TEMPERATURESENSOR POWER CONNECTOR ROTATABLE RESOLVER 2-POLE (RESOLVER P=1); PLAIN SHAFT, TOLERANCE N; W/O HOLDING BRAKE PROTECTION CLASS IP64; | - | 0 | 0
1FK7063-2AH74-1TG1 |  | 1FK7063-2AH74-1TG1 | 1 | UN | 1 | 15 | C | D | N | N | 85015220 | 1 |  | 11.102 | KG | 1052.98 | 1052.98 | MC05 | MC05 | SIMOTICS S Synchronous motor 1FK7-CT PN=1.4kW; UDC=600V M0=11Nm (100K); NN=4500rpm; Naturally cooled FRAME SIZE IMB 5 (IM V1, IM V3) FLANGE 1, WITH PT1000 TEMPERATURESENSOR POWER CONNECTOR ROTATABLE RESOLVER 2-POLE (RESOLVER P=1); PLAIN SHAFT, TOLERANCE N; W/O HOLDING BRAKE PROTECTION CLASS IP65, | - | 0 | 0
1FK7063-2AH74-1TG2 |  | 1FK7063-2AH74-1TG2 | 1 | UN | 1 | 15 | C | D | N | N | 85015220 | 1 |  | 11.102 | KG | 1052.98 | 1052.98 | MC05 | MC05 | SIMOTICS S Synchronous motor 1FK7-CT PN=1.4kW; UDC=600V M0=11Nm (100K); NN=4500rpm; Naturally cooled FRAME SIZE IMB 5 (IM V1, IM V3) FLANGE 1, WITH PT1000 TEMPERATURESENSOR POWER CONNECTOR ROTATABLE RESOLVER 2-POLE (RESOLVER P=1); PLAIN SHAFT, TOLERANCE N; W/O HOLDING BRAKE PROTECTION CLASS IP65, FLANGE ON DRIVE END IP67; | - | 0 | 0
1FK7063-2AH74-1TH0 |  | 1FK7063-2AH74-1TH0 | 1 | UN | 1 | 15 | C | D | N | N | 85015220 | 1 |  | 11.401 | KG | 1194.08 | 1194.08 | MC05 | MC05 | SIMOTICS S Synchronous motor 1FK7-CT PN=1.4kW; UDC=600V M0=11Nm (100K); NN=4500rpm; Naturally cooled FRAME SIZE IMB 5 (IM V1, IM V3) FLANGE 1, WITH PT1000 TEMPERATURESENSOR POWER CONNECTOR ROTATABLE RESOLVER 2-POLE (RESOLVER P=1); PLAIN SHAFT, TOLERANCE N; WITH HOLDING BRAKE PROTECTION CLASS IP64; | - | 0 | 0
1FK7063-2AH74-1TH0-Z | P90 | 1FK7063-2AH74-1TH0-ZP90 | 1 | UN | 1 | 15 | C | D | N | N | 85015220 | 1 |  | 11.402 | KG | 1194.08 | 1194.08 | MC05 | MC05 | SIMOTICS S Synchronous motor 1FK7-CT PN=1.4kW; UDC=600V M0=11Nm (100K); NN=4500rpm; Naturally cooled FRAME SIZE IMB 5 (IM V1, IM V3) FLANGE 1, WITH PT1000 TEMPERATURESENSOR POWER CONNECTOR ROTATABLE RESOLVER 2-POLE (RESOLVER P=1); PLAIN SHAFT, TOLERANCE N; WITH HOLDING BRAKE PROTECTION CLASS IP64; P90: QUANTITY PACKAGING WITH MOTORS IN WOODEN COVER FRAME, MINIMUM UNITS ON REQUEST, PLEASE ORDER MULTIPLE OF MINIMUM UNITS | - | 0 | 0
1FK7063-2AH74-1TH1 |  | 1FK7063-2AH74-1TH1 | 1 | UN | 1 | 15 | C | D | N | N | 85015220 | 1 |  | 11.401 | KG | 1256.42 | 1256.42 | MC05 | MC05 | SIMOTICS S Synchronous motor 1FK7-CT PN=1.4kW; UDC=600V M0=11Nm (100K); NN=4500rpm; Naturally cooled FRAME SIZE IMB 5 (IM V1, IM V3) FLANGE 1, WITH PT1000 TEMPERATURESENSOR POWER CONNECTOR ROTATABLE RESOLVER 2-POLE (RESOLVER P=1); PLAIN SHAFT, TOLERANCE N; WITH HOLDING BRAKE PROTECTION CLASS IP65, | - | 0 | 0
1FK7063-2AH74-1TH2 |  | 1FK7063-2AH74-1TH2 | 1 | UN | 1 | 15 | C | D | N | N | 85015220 | 1 |  | 11.401 | KG | 1256.42 | 1256.42 | MC05 | MC05 | SIMOTICS S Synchronous motor 1FK7-CT PN=1.4kW; UDC=600V M0=11Nm (100K); NN=4500rpm; Naturally cooled FRAME SIZE IMB 5 (IM V1, IM V3) FLANGE 1, WITH PT1000 TEMPERATURESENSOR POWER CONNECTOR ROTATABLE RESOLVER 2-POLE (RESOLVER P=1); PLAIN SHAFT, TOLERANCE N; WITH HOLDING BRAKE PROTECTION CLASS IP65, FLANGE ON DRIVE END IP67; | - | 0 | 0
1FK7063-5AC21-0SG0-Z | S80 | 1FK7063-5AC21-0SG0-ZS80 | 1 | UN | 1 | 60 | X | D | N | N | 85015220 | 1 |  | 11.1 | KG | 971.6 | 971.6 | MC05 | MC05 | SIMOTICS S-1FK7 Synchronous servo motor 1FK7 compact; naturally cooled; NN=2000rpm; UDC=300V; IMB 5 design; Customer-specific connection method; Resolver multi-pole; smooth shaft, Tolerance N without holding brake; Degree of protection IP64; S80: Customer-specific version customer-specific motor Only in connection with S80 | novo Out19 | 0 | 7
1FK7063-5AC71-1DG3 |  | 1FK7063-5AC71-1DG3 | 1 | UN | 1 | 60 | X | D | N | N | 85015220 | 1 |  | 11.503 | KG | 1968.03 | 1968.03 | MC05 | MC05 | SIMOTICS S Synchronous servo motor 1FK7 Compact 11Nm, 100K 2000rpm, 1.86kW Naturally cooled IM B5 (IM V1, IM V3) power/signal connectors Connector can be rotated by 270Â° INCREMENTAL ENCODER 2048 P/REV (ENCODER I-2048) WITH DRIVE-CLIQ INTERFACE; PLAIN SHAFT, TOLERANCE N; W/O HOLDING BRAKE DEGREE OF PROTECTION IP64; PAINT FINISH RAL7016 | - | 0 | 0
1FK7063-5AC71-1DG5 |  | 1FK7063-5AC71-1DG5 | 1 | UN | 1 | 60 | X | D | N | N | 85015220 | 1 |  | 11.503 | KG | 2043.98 | 2043.98 | MC05 | MC05 | SIMOTICS S Synchronous servo motor 1FK7 Compact 11Nm, 100K 2000rpm, 1.86kW Naturally cooled IM B5 (IM V1, IM V3) power/signal connectors Connector can be rotated by 270Â° INCREMENTAL ENCODER 2048 P/REV (ENCODER I-2048) WITH DRIVE-CLIQ INTERFACE; PLAIN SHAFT, TOLERANCE N; W/O HOLDING BRAKE DEGREE OF PROTECTION IP65 AS FLANGE IP67; PAINT FINISH RAL7016 | - | 0 | 0
1FK7063-5AC71-1DH0 |  | 1FK7063-5AC71-1DH0 | 1 | UN | 1 | 60 | X | D | N | N | 85015220 | 1 |  | 12.802 | KG | 2179.04 | 2179.04 | MC05 | MC05 | SIMOTICS S Synchronous servo motor 1FK7 Compact 11Nm, 100K 2000rpm, 1.86kW Naturally cooled IM B5 (IM V1, IM V3) power/signal connectors Connector can be rotated by 270Â° INCREMENTAL ENCODER 2048 P/REV (ENCODER I-2048) WITH DRIVE-CLIQ INTERFACE; PLAIN SHAFT, TOLERANCE N; WITH HOLDING BRAKE DEGREE OF PROTECTION IP64 | - | 0 | 0
1FK7063-5AC71-1DH3 |  | 1FK7063-5AC71-1DH3 | 1 | UN | 1 | 60 | X | D | N | N | 85015220 | 1 |  | 12.802 | KG | 2215.85 | 2215.85 | MC05 | MC05 | SIMOTICS S Synchronous servo motor 1FK7 Compact 11Nm, 100K 2000rpm, 1.86kW Naturally cooled IM B5 (IM V1, IM V3) power/signal connectors Connector can be rotated by 270Â° INCREMENTAL ENCODER 2048 P/REV (ENCODER I-2048) WITH DRIVE-CLIQ INTERFACE; PLAIN SHAFT, TOLERANCE N; WITH HOLDING BRAKE DEGREE OF PROTECTION IP64; PAINT FINISH RAL7016 | - | 0 | 0
1FK7063-5AC71-1DH5 |  | 1FK7063-5AC71-1DH5 | 1 | UN | 1 | 60 | X | D | N | N | 85015220 | 1 |  | 12.802 | KG | 2291.8 | 2291.8 | MC05 | MC05 | SIMOTICS S Synchronous servo motor 1FK7 Compact 11Nm, 100K 2000rpm, 1.86kW Naturally cooled IM B5 (IM V1, IM V3) power/signal connectors Connector can be rotated by 270Â° INCREMENTAL ENCODER 2048 P/REV (ENCODER I-2048) WITH DRIVE-CLIQ INTERFACE; PLAIN SHAFT, TOLERANCE N; WITH HOLDING BRAKE DEGREE OF PROTECTION IP65 AS FLANGE IP67; PAINT FINISH RAL7016 | - | 0 | 0
1FK7063-5AC71-1FA2 |  | 1FK7063-5AC71-1FA2 | 1 | UN | 1 | 60 | X | D | N | N | 85015220 | 1 |  | 11.503 | KG | 2377.16 | 2377.16 | MC05 | MC05 | SIMOTICS S Synchronous servo motor 1FK7 Compact 11Nm, 100K 2000rpm, 1.86kW Naturally cooled IM B5 (IM V1, IM V3) power/signal connectors Connector can be rotated by 270Â° ABSOLUTE ENCODER 2048 P/REV (ENCODER A-2048) WITH DRIVE-CLIQ INTERFACE; PERFORMANCE REDUCTION BY 10% DUE TO ABSOLUTE ENCODER; SHAFT WITH FITTED KEY, TOLERANCE N; W/O HOLDING BRAKE DEGREE OF PROTECTION IP65 FLANGE ON DRIVE END IP67 | - | 0 | 0
1FK7063-5AC71-1FB2 |  | 1FK7063-5AC71-1FB2 | 1 | UN | 1 | 60 | X | D | N | N | 85015220 | 1 |  | 12.802 | KG | 2623.19 | 2623.19 | MC05 | MC05 | SIMOTICS S Synchronous servo motor 1FK7 Compact 11Nm, 100K 2000rpm, 1.86kW Naturally cooled IM B5 (IM V1, IM V3) power/signal connectors Connector can be rotated by 270Â° ABSOLUTE ENCODER 2048 P/REV (ENCODER A-2048) WITH DRIVE-CLIQ INTERFACE; PERFORMANCE REDUCTION BY 10% DUE TO ABSOLUTE ENCODER; SHAFT WITH FITTED KEY, TOLERANCE N; WITH HOLDING BRAKE DEGREE OF PROTECTION IP65 FLANGE ON DRIVE END IP67 | - | 0 | 0
1FK7063-5AC71-1FG0 |  | 1FK7063-5AC71-1FG0 | 1 | UN | 1 | 60 | X | D | N | N | 85015220 | 1 |  | 11.503 | KG | 2231.14 | 2231.14 | MC05 | MC05 | SIMOTICS S Synchronous servo motor 1FK7 Compact 11Nm, 100K 2000rpm, 1.86kW Naturally cooled IM B5 (IM V1, IM V3) power/signal connectors Connector can be rotated by 270Â° ABSOLUTE ENCODER 2048 P/REV (ENCODER A-2048) WITH DRIVE-CLIQ INTERFACE; PERFORMANCE REDUCTION BY 10% DUE TO ABSOLUTE ENCODER; PLAIN SHAFT, TOLERANCE N; W/O HOLDING BRAKE DEGREE OF PROTECTION IP64 | - | 0 | 0
1FK7063-5AC71-1FG2 |  | 1FK7063-5AC71-1FG2 | 1 | UN | 1 | 60 | X | D | N | N | 85015220 | 1 |  | 11.503 | KG | 2307.11 | 2307.11 | MC05 | MC05 | SIMOTICS S Synchronous servo motor 1FK7 Compact 11Nm, 100K 2000rpm, 1.86kW Naturally cooled IM B5 (IM V1, IM V3) power/signal connectors Connector can be rotated by 270Â° ABSOLUTE ENCODER 2048 P/REV (ENCODER A-2048) WITH DRIVE-CLIQ INTERFACE; PERFORMANCE REDUCTION BY 10% DUE TO ABSOLUTE ENCODER; PLAIN SHAFT, TOLERANCE N; W/O HOLDING BRAKE DEGREE OF PROTECTION IP65 FLANGE ON DRIVE END IP67 | - | 0 | 0
1FK7063-5AC71-1FG5 |  | 1FK7063-5AC71-1FG5 | 1 | UN | 1 | 60 | X | D | N | N | 85015220 | 1 |  | 11.503 | KG | 2343.9 | 2343.9 | MC05 | MC05 | SIMOTICS S Synchronous servo motor 1FK7 Compact 11Nm, 100K 2000rpm, 1.86kW Naturally cooled IM B5 (IM V1, IM V3) power/signal connectors Connector can be rotated by 270Â° ABSOLUTE ENCODER 2048 P/REV (ENCODER A-2048) WITH DRIVE-CLIQ INTERFACE; PERFORMANCE REDUCTION BY 10% DUE TO ABSOLUTE ENCODER; PLAIN SHAFT, TOLERANCE N; W/O HOLDING BRAKE DEGREE OF PROTECTION IP65 AS FLANGE IP67; PAINT FINISH RAL7016 | - | 0 | 0
1FK7063-5AC71-1FH3 |  | 1FK7063-5AC71-1FH3 | 1 | UN | 1 | 60 | X | D | N | N | 85015220 | 1 |  | 12.802 | KG | 2515.77 | 2515.77 | MC05 | MC05 | SIMOTICS S Synchronous servo motor 1FK7 Compact 11Nm, 100K 2000rpm, 1.86kW Naturally cooled IM B5 (IM V1, IM V3) power/signal connectors Connector can be rotated by 270Â° ABSOLUTE ENCODER 2048 P/REV (ENCODER A-2048) WITH DRIVE-CLIQ INTERFACE; PERFORMANCE REDUCTION BY 10% DUE TO ABSOLUTE ENCODER; PLAIN SHAFT, TOLERANCE N; WITH HOLDING BRAKE DEGREE OF PROTECTION IP64; PAINT FINISH RAL7016 | - | 0 | 0
1FK7063-5AC71-1FH5 |  | 1FK7063-5AC71-1FH5 | 1 | UN | 1 | 60 | X | D | N | N | 85015220 | 1 |  | 12.802 | KG | 2591.72 | 2591.72 | MC05 | MC05 | SIMOTICS S Synchronous servo motor 1FK7 Compact 11Nm, 100K 2000rpm, 1.86kW Naturally cooled IM B5 (IM V1, IM V3) power/signal connectors Connector can be rotated by 270Â° ABSOLUTE ENCODER 2048 P/REV (ENCODER A-2048) WITH DRIVE-CLIQ INTERFACE; PERFORMANCE REDUCTION BY 10% DUE TO ABSOLUTE ENCODER; PLAIN SHAFT, TOLERANCE N; WITH HOLDING BRAKE DEGREE OF PROTECTION IP65 AS FLANGE IP67; PAINT FINISH RAL7016 | - | 0 | 0
1FK7063-5AC71-1KG0 |  | 1FK7063-5AC71-1KG0 | 1 | UN | 1 | 60 | X | D | N | N | 85015220 | 1 |  | 11.503 | KG | 1810.89 | 1810.89 | MC05 | MC05 | SIMOTICS S Synchronous servo motor 1FK7 Compact 11Nm, 100K 2000rpm, 1.86kW Naturally cooled IM B5 (IM V1, IM V3) power/signal connectors Connector can be rotated by 270Â° BASIC ABSOLUTE ENCODER 32 P/REV (ENCODER A-32) WITH DRIVE-CLIQ INTERFACE; PERFORMANCE REDUCTION BY 10% DUE TO ABSOLUTE ENCODER; PLAIN SHAFT, TOLERANCE N; W/O HOLDING BRAKE DEGREE OF PROTECTION IP64 | - | 0 | 0
1FK7063-5AC71-1KH0 |  | 1FK7063-5AC71-1KH0 | 1 | UN | 1 | 60 | X | D | N | N | 85015220 | 1 |  | 12.802 | KG | 2058.71 | 2058.71 | MC05 | MC05 | SIMOTICS S Synchronous servo motor 1FK7 Compact 11Nm, 100K 2000rpm, 1.86kW Naturally cooled IM B5 (IM V1, IM V3) power/signal connectors Connector can be rotated by 270Â° BASIC ABSOLUTE ENCODER 32 P/REV (ENCODER A-32) WITH DRIVE-CLIQ INTERFACE; PERFORMANCE REDUCTION BY 10% DUE TO ABSOLUTE ENCODER; PLAIN SHAFT, TOLERANCE N; WITH HOLDING BRAKE DEGREE OF PROTECTION IP64 | - | 0 | 0
1FK7063-5AC71-1TH3 |  | 1FK7063-5AC71-1TH3 | 1 | UN | 1 | 60 | X | D | N | N | 85015220 | 1 |  | 12.802 | KG | 1544.18 | 1544.18 | MC05 | MC05 | SIMOTICS S Synchronous servo motor 1FK7 Compact 11Nm, 100K 2000rpm, 1.86kW Naturally cooled IM B5 (IM V1, IM V3) power/signal connectors Connector can be rotated by 270Â° RESOLVER 2-POLE (RESOLVER P=1); PLAIN SHAFT, TOLERANCE N; WITH HOLDING BRAKE DEGREE OF PROTECTION IP64; PAINT FINISH RAL7016 | - | 0 | 0
1FK7063-5AC71-1UA0 |  | 1FK7063-5AC71-1UA0 | 1 | UN | 1 | 60 | X | D | N | N | 85015220 | 1 |  | 11.503 | KG | 1525.34 | 1525.34 | MC05 | MC05 | SIMOTICS S Synchronous servo motor 1FK7 Compact 11Nm, 100K 2000rpm, 1.86kW Naturally cooled IM B5 (IM V1, IM V3) power/signal connectors Connector can be rotated by 270Â° RESOLVER MULTI-POLE (RESOLVER P=4) WITH DRIVE-CLIQ INTERFACE; SHAFT WITH FITTED KEY, TOLERANCE N; W/O HOLDING BRAKE DEGREE OF PROTECTION IP64 | - | 0 | 0
1FK7063-5AC71-1UB0 |  | 1FK7063-5AC71-1UB0 | 1 | UN | 1 | 60 | X | D | N | N | 85015220 | 1 |  | 12.802 | KG | 1771.37 | 1771.37 | MC05 | MC05 | SIMOTICS S Synchronous servo motor 1FK7 Compact 11Nm, 100K 2000rpm, 1.86kW Naturally cooled IM B5 (IM V1, IM V3) power/signal connectors Connector can be rotated by 270Â° RESOLVER MULTI-POLE (RESOLVER P=4) WITH DRIVE-CLIQ INTERFACE; SHAFT WITH FITTED KEY, TOLERANCE N; WITH HOLDING BRAKE DEGREE OF PROTECTION IP64 | - | 0 | 0
1FK7063-5AC71-1UG0 |  | 1FK7063-5AC71-1UG0 | 1 | UN | 1 | 60 | X | D | N | N | 85015220 | 1 |  | 11.503 | KG | 1455.29 | 1455.29 | MC05 | MC05 | SIMOTICS S Synchronous servo motor 1FK7 Compact 11Nm, 100K 2000rpm, 1.86kW Naturally cooled IM B5 (IM V1, IM V3) power/signal connectors Connector can be rotated by 270Â° RESOLVER MULTI-POLE (RESOLVER P=4) WITH DRIVE-CLIQ INTERFACE; PLAIN SHAFT, TOLERANCE N; W/O HOLDING BRAKE DEGREE OF PROTECTION IP64 | - | 0 | 0
1FK7063-5AF71-1AA0 |  | 1FK7063-5AF71-1AA0 | 1 | UN | 1 | 60 | X | D | N | N | 85015220 | 1 | 4025515001799 | 11.503 | KG | 1805.48 | 1805.48 | MC05 | MC05 | SIMOTICS S Synchronous servo motor 1FK7 Compact 11Nm, 100K 3000rpm, 2.29kW Naturally cooled IM B5 (IM V1, IM V3) power/signal connectors Connector can be rotated by 270Â° INCREM. ENCODER, SIN/COS 1 VPP 2048 P/REV (ENCODER I-2048); SHAFT WITH FITTED KEY, TOLERANCE N; W/O HOLDING BRAKE DEGREE OF PROTECTION IP64 | - | 0 | 7
1FK7063-5AF71-1AA2 |  | 1FK7063-5AF71-1AA2 | 1 | UN | 1 | 60 | X | D | N | N | 85015220 | 1 |  | 11.503 | KG | 1881.45 | 1881.45 | MC05 | MC05 | SIMOTICS S Synchronous servo motor 1FK7 Compact 11Nm, 100K 3000rpm, 2.29kW Naturally cooled IM B5 (IM V1, IM V3) power/signal connectors Connector can be rotated by 270Â° INCREM. ENCODER, SIN/COS 1 VPP 2048 P/REV (ENCODER I-2048); SHAFT WITH FITTED KEY, TOLERANCE N; W/O HOLDING BRAKE DEGREE OF PROTECTION IP65 FLANGE ON DRIVE END IP67 | - | 0 | 0
1FK7063-5AF71-1AA3 |  | 1FK7063-5AF71-1AA3 | 1 | UN | 1 | 60 | X | D | N | N | 85015220 | 1 |  | 11.503 | KG | 1842.29 | 1842.29 | MC05 | MC05 | SIMOTICS S Synchronous servo motor 1FK7 Compact 11Nm, 100K 3000rpm, 2.29kW Naturally cooled IM B5 (IM V1, IM V3) power/signal connectors Connector can be rotated by 270Â° INCREM. ENCODER, SIN/COS 1 VPP 2048 P/REV (ENCODER I-2048); SHAFT WITH FITTED KEY, TOLERANCE N; W/O HOLDING BRAKE DEGREE OF PROTECTION IP64; PAINT FINISH RAL7016 | - | 0 | 0
1FK7063-5AF71-1AA5 |  | 1FK7063-5AF71-1AA5 | 1 | UN | 1 | 60 | X | D | N | N | 85015220 | 1 |  | 11.503 | KG | 1918.24 | 1918.24 | MC05 | MC05 | SIMOTICS S Synchronous servo motor 1FK7 Compact 11Nm, 100K 3000rpm, 2.29kW Naturally cooled IM B5 (IM V1, IM V3) power/signal connectors Connector can be rotated by 270Â° INCREM. ENCODER, SIN/COS 1 VPP 2048 P/REV (ENCODER I-2048); SHAFT WITH FITTED KEY, TOLERANCE N; W/O HOLDING BRAKE DEGREE OF PROTECTION IP65 AS FLANGE IP67; PAINT FINISH RAL7016 | - | 0 | 0
1FK7063-5AF71-1AA8 |  | 1FK7063-5AF71-1AA8 | 1 | UN | 1 | 60 | X | D | N | N | 85015220 | 1 |  | 11.503 | KG | 1999.45 | 1999.45 | MC05 | MC05 | SIMOTICS S Synchronous servo motor 1FK7 Compact 11Nm, 100K 3000rpm, 2.29kW Naturally cooled IM B5 (IM V1, IM V3) power/signal connectors Connector can be rotated by 270Â° INCREM. ENCODER, SIN/COS 1 VPP 2048 P/REV (ENCODER I-2048); SHAFT WITH FITTED KEY, TOLERANCE N; W/O HOLDING BRAKE DEGREE OF PROTECTION IP65 IP67 D-END FLANGE; RAL7016 COATING; METALLIC RATING PLATE AT MOTOR | - | 0 | 0
1FK7063-5AF71-1AB0 |  | 1FK7063-5AF71-1AB0 | 1 | UN | 1 | 60 | X | D | N | N | 85015220 | 1 |  | 12.802 | KG | 2051.51 | 2051.51 | MC05 | MC05 | SIMOTICS S Synchronous servo motor 1FK7 Compact 11Nm, 100K 3000rpm, 2.29kW Naturally cooled IM B5 (IM V1, IM V3) power/signal connectors Connector can be rotated by 270Â° INCREM. ENCODER, SIN/COS 1 VPP 2048 P/REV (ENCODER I-2048); SHAFT WITH FITTED KEY, TOLERANCE N; WITH HOLDING BRAKE DEGREE OF PROTECTION IP64 | - | 0 | 0
1FK7063-5AF71-1AB2 |  | 1FK7063-5AF71-1AB2 | 1 | UN | 1 | 60 | X | D | N | N | 85015220 | 1 |  | 12.802 | KG | 2127.48 | 2127.48 | MC05 | MC05 | SIMOTICS S Synchronous servo motor 1FK7 Compact 11Nm, 100K 3000rpm, 2.29kW Naturally cooled IM B5 (IM V1, IM V3) power/signal connectors Connector can be rotated by 270Â° INCREM. ENCODER, SIN/COS 1 VPP 2048 P/REV (ENCODER I-2048); SHAFT WITH FITTED KEY, TOLERANCE N; WITH HOLDING BRAKE DEGREE OF PROTECTION IP65 FLANGE ON DRIVE END IP67 | - | 0 | 0
1FK7063-5AF71-1AB3 |  | 1FK7063-5AF71-1AB3 | 1 | UN | 1 | 60 | X | D | N | N | 85015220 | 1 |  | 12.802 | KG | 2088.32 | 2088.32 | MC05 | MC05 | SIMOTICS S Synchronous servo motor 1FK7 Compact 11Nm, 100K 3000rpm, 2.29kW Naturally cooled IM B5 (IM V1, IM V3) power/signal connectors Connector can be rotated by 270Â° INCREM. ENCODER, SIN/COS 1 VPP 2048 P/REV (ENCODER I-2048); SHAFT WITH FITTED KEY, TOLERANCE N; WITH HOLDING BRAKE DEGREE OF PROTECTION IP64; PAINT FINISH RAL7016 | - | 0 | 0
1FK7063-5AF71-1AB5 |  | 1FK7063-5AF71-1AB5 | 1 | UN | 1 | 60 | X | D | N | N | 85015220 | 1 |  | 12.802 | KG | 2164.27 | 2164.27 | MC05 | MC05 | SIMOTICS S Synchronous servo motor 1FK7 Compact 11Nm, 100K 3000rpm, 2.29kW Naturally cooled IM B5 (IM V1, IM V3) power/signal connectors Connector can be rotated by 270Â° INCREM. ENCODER, SIN/COS 1 VPP 2048 P/REV (ENCODER I-2048); SHAFT WITH FITTED KEY, TOLERANCE N; WITH HOLDING BRAKE DEGREE OF PROTECTION IP65 AS FLANGE IP67; PAINT FINISH RAL7016 | - | 0 | 0
1FK7063-5AF71-1AB8 |  | 1FK7063-5AF71-1AB8 | 1 | UN | 1 | 60 | X | D | N | N | 85015220 | 1 |  | 12.802 | KG | 2245.48 | 2245.48 | MC05 | MC05 | SIMOTICS S Synchronous servo motor 1FK7 Compact 11Nm, 100K 3000rpm, 2.29kW Naturally cooled IM B5 (IM V1, IM V3) power/signal connectors Connector can be rotated by 270Â° INCREM. ENCODER, SIN/COS 1 VPP 2048 P/REV (ENCODER I-2048); SHAFT WITH FITTED KEY, TOLERANCE N; WITH HOLDING BRAKE DEGREE OF PROTECTION IP65 IP67 D-END FLANGE; RAL7016 COATING; METALLIC RATING PLATE AT MOTOR | - | 0 | 0
1FK7063-5AF71-1AG0 |  | 1FK7063-5AF71-1AG0 | 1 | UN | 1 | 60 | X | D | N | N | 85015220 | 1 | 4019169392747 | 11.503 | KG | 1735.43 | 1735.43 | MC05 | MC05 | SIMOTICS S Synchronous servo motor 1FK7 Compact 11Nm, 100K 3000rpm, 2.29kW Naturally cooled IM B5 (IM V1, IM V3) power/signal connectors Connector can be rotated by 270Â° INCREM. ENCODER, SIN/COS 1 VPP 2048 P/REV (ENCODER I-2048); PLAIN SHAFT, TOLERANCE N; W/O HOLDING BRAKE DEGREE OF PROTECTION IP64 | - | 0 | 7
1FK7063-5AF71-1AG2 |  | 1FK7063-5AF71-1AG2 | 1 | UN | 1 | 60 | X | D | N | N | 85015220 | 1 |  | 11.503 | KG | 1811.4 | 1811.4 | MC05 | MC05 | SIMOTICS S Synchronous servo motor 1FK7 Compact 11Nm, 100K 3000rpm, 2.29kW Naturally cooled IM B5 (IM V1, IM V3) power/signal connectors Connector can be rotated by 270Â° INCREM. ENCODER, SIN/COS 1 VPP 2048 P/REV (ENCODER I-2048); PLAIN SHAFT, TOLERANCE N; W/O HOLDING BRAKE DEGREE OF PROTECTION IP65 FLANGE ON DRIVE END IP67 | - | 0 | 0
1FK7063-5AF71-1AG3 |  | 1FK7063-5AF71-1AG3 | 1 | UN | 1 | 60 | X | D | N | N | 85015220 | 1 |  | 11.503 | KG | 1772.24 | 1772.24 | MC05 | MC05 | SIMOTICS S Synchronous servo motor 1FK7 Compact 11Nm, 100K 3000rpm, 2.29kW Naturally cooled IM B5 (IM V1, IM V3) power/signal connectors Connector can be rotated by 270Â° INCREM. ENCODER, SIN/COS 1 VPP 2048 P/REV (ENCODER I-2048); PLAIN SHAFT, TOLERANCE N; W/O HOLDING BRAKE DEGREE OF PROTECTION IP64; PAINT FINISH RAL7016 | - | 0 | 0
1FK7063-5AF71-1AG5 |  | 1FK7063-5AF71-1AG5 | 1 | UN | 1 | 60 | X | D | N | N | 85015220 | 1 |  | 11.503 | KG | 1848.19 | 1848.19 | MC05 | MC05 | SIMOTICS S Synchronous servo motor 1FK7 Compact 11Nm, 100K 3000rpm, 2.29kW Naturally cooled IM B5 (IM V1, IM V3) power/signal connectors Connector can be rotated by 270Â° INCREM. ENCODER, SIN/COS 1 VPP 2048 P/REV (ENCODER I-2048); PLAIN SHAFT, TOLERANCE N; W/O HOLDING BRAKE DEGREE OF PROTECTION IP65 AS FLANGE IP67; PAINT FINISH RAL7016 | - | 0 | 0
1FK7063-5AF71-1AG8 |  | 1FK7063-5AF71-1AG8 | 1 | UN | 1 | 60 | X | D | N | N | 85015220 | 1 |  | 11.503 | KG | 1929.4 | 1929.4 | MC05 | MC05 | SIMOTICS S Synchronous servo motor 1FK7 Compact 11Nm, 100K 3000rpm, 2.29kW Naturally cooled IM B5 (IM V1, IM V3) power/signal connectors Connector can be rotated by 270Â° INCREM. ENCODER, SIN/COS 1 VPP 2048 P/REV (ENCODER I-2048); PLAIN SHAFT, TOLERANCE N; W/O HOLDING BRAKE DEGREE OF PROTECTION IP65 IP67 D-END FLANGE; RAL7016 COATING; METALLIC RATING PLATE AT MOTOR | - | 0 | 0
1FK7063-5AF71-1AH0 |  | 1FK7063-5AF71-1AH0 | 1 | UN | 1 | 60 | X | D | N | N | 85015220 | 1 |  | 12.802 | KG | 1983.25 | 1983.25 | MC05 | MC05 | SIMOTICS S Synchronous servo motor 1FK7 Compact 11Nm, 100K 3000rpm, 2.29kW Naturally cooled IM B5 (IM V1, IM V3) power/signal connectors Connector can be rotated by 270Â° INCREM. ENCODER, SIN/COS 1 VPP 2048 P/REV (ENCODER I-2048); PLAIN SHAFT, TOLERANCE N; WITH HOLDING BRAKE DEGREE OF PROTECTION IP64 | - | 0 | 0
1FK7063-5AF71-1AH2 |  | 1FK7063-5AF71-1AH2 | 1 | UN | 1 | 60 | X | D | N | N | 85015220 | 1 |  | 12.802 | KG | 2059.22 | 2059.22 | MC05 | MC05 | SIMOTICS S Synchronous servo motor 1FK7 Compact 11Nm, 100K 3000rpm, 2.29kW Naturally cooled IM B5 (IM V1, IM V3) power/signal connectors Connector can be rotated by 270Â° INCREM. ENCODER, SIN/COS 1 VPP 2048 P/REV (ENCODER I-2048); PLAIN SHAFT, TOLERANCE N; WITH HOLDING BRAKE DEGREE OF PROTECTION IP65 FLANGE ON DRIVE END IP67 | - | 0 | 0
1FK7063-5AF71-1AH3 |  | 1FK7063-5AF71-1AH3 | 1 | UN | 1 | 60 | X | D | N | N | 85015220 | 1 |  | 12.802 | KG | 2020.06 | 2020.06 | MC05 | MC05 | SIMOTICS S Synchronous servo motor 1FK7 Compact 11Nm, 100K 3000rpm, 2.29kW Naturally cooled IM B5 (IM V1, IM V3) power/signal connectors Connector can be rotated by 270Â° INCREM. ENCODER, SIN/COS 1 VPP 2048 P/REV (ENCODER I-2048); PLAIN SHAFT, TOLERANCE N; WITH HOLDING BRAKE DEGREE OF PROTECTION IP64; PAINT FINISH RAL7016 | - | 0 | 0
1FK7063-5AF71-1AH5 |  | 1FK7063-5AF71-1AH5 | 1 | UN | 1 | 60 | X | D | N | N | 85015220 | 1 |  | 12.802 | KG | 2096.01 | 2096.01 | MC05 | MC05 | SIMOTICS S Synchronous servo motor 1FK7 Compact 11Nm, 100K 3000rpm, 2.29kW Naturally cooled IM B5 (IM V1, IM V3) power/signal connectors Connector can be rotated by 270Â° INCREM. ENCODER, SIN/COS 1 VPP 2048 P/REV (ENCODER I-2048); PLAIN SHAFT, TOLERANCE N; WITH HOLDING BRAKE DEGREE OF PROTECTION IP65 AS FLANGE IP67; PAINT FINISH RAL7016 | - | 0 | 0
1FK7063-5AF71-1AH8 |  | 1FK7063-5AF71-1AH8 | 1 | UN | 1 | 60 | X | D | N | N | 85015220 | 1 |  | 12.802 | KG | 2177.22 | 2177.22 | MC05 | MC05 | SIMOTICS S Synchronous servo motor 1FK7 Compact 11Nm, 100K 3000rpm, 2.29kW Naturally cooled IM B5 (IM V1, IM V3) power/signal connectors Connector can be rotated by 270Â° INCREM. ENCODER, SIN/COS 1 VPP 2048 P/REV (ENCODER I-2048); PLAIN SHAFT, TOLERANCE N; WITH HOLDING BRAKE DEGREE OF PROTECTION IP65 IP67 D-END FLANGE; RAL7016 COATING; METALLIC RATING PLATE AT MOTOR | - | 0 | 0
1FK7063-5AF71-1DA0 |  | 1FK7063-5AF71-1DA0 | 1 | UN | 1 | 60 | X | D | N | N | 85015220 | 1 |  | 11.503 | KG | 2001.27 | 2001.27 | MC05 | MC05 | SIMOTICS S Synchronous servo motor 1FK7 Compact 11Nm, 100K 3000rpm, 2.29kW Naturally cooled IM B5 (IM V1, IM V3) power/signal connectors Connector can be rotated by 270Â° INCREMENTAL ENCODER 2048 P/REV (ENCODER I-2048) WITH DRIVE-CLIQ INTERFACE; SHAFT WITH FITTED KEY, TOLERANCE N; W/O HOLDING BRAKE DEGREE OF PROTECTION IP64 | - | 0 | 0
1FK7063-5AF71-1DA2 |  | 1FK7063-5AF71-1DA2 | 1 | UN | 1 | 60 | X | D | N | N | 85015220 | 1 |  | 11.503 | KG | 2077.24 | 2077.24 | MC05 | MC05 | SIMOTICS S Synchronous servo motor 1FK7 Compact 11Nm, 100K 3000rpm, 2.29kW Naturally cooled IM B5 (IM V1, IM V3) power/signal connectors Connector can be rotated by 270Â° INCREMENTAL ENCODER 2048 P/REV (ENCODER I-2048) WITH DRIVE-CLIQ INTERFACE; SHAFT WITH FITTED KEY, TOLERANCE N; W/O HOLDING BRAKE DEGREE OF PROTECTION IP65 FLANGE ON DRIVE END IP67 | - | 0 | 0
1FK7063-5AF71-1DA3 |  | 1FK7063-5AF71-1DA3 | 1 | UN | 1 | 60 | X | D | N | N | 85015220 | 1 |  | 11.503 | KG | 2038.08 | 2038.08 | MC05 | MC05 | SIMOTICS S Synchronous servo motor 1FK7 Compact 11Nm, 100K 3000rpm, 2.29kW Naturally cooled IM B5 (IM V1, IM V3) power/signal connectors Connector can be rotated by 270Â° INCREMENTAL ENCODER 2048 P/REV (ENCODER I-2048) WITH DRIVE-CLIQ INTERFACE; SHAFT WITH FITTED KEY, TOLERANCE N; W/O HOLDING BRAKE DEGREE OF PROTECTION IP64; PAINT FINISH RAL7016 | - | 0 | 0
1FK7063-5AF71-1DA5 |  | 1FK7063-5AF71-1DA5 | 1 | UN | 1 | 60 | X | D | N | N | 85015220 | 1 |  | 11.503 | KG | 2114.03 | 2114.03 | MC05 | MC05 | SIMOTICS S Synchronous servo motor 1FK7 Compact 11Nm, 100K 3000rpm, 2.29kW Naturally cooled IM B5 (IM V1, IM V3) power/signal connectors Connector can be rotated by 270Â° INCREMENTAL ENCODER 2048 P/REV (ENCODER I-2048) WITH DRIVE-CLIQ INTERFACE; SHAFT WITH FITTED KEY, TOLERANCE N; W/O HOLDING BRAKE DEGREE OF PROTECTION IP65 AS FLANGE IP67; PAINT FINISH RAL7016 | - | 0 | 0
1FK7063-5AF71-1DA8 |  | 1FK7063-5AF71-1DA8 | 1 | UN | 1 | 60 | X | D | N | N | 85015220 | 1 |  | 11.503 | KG | 2195.24 | 2195.24 | MC05 | MC05 | SIMOTICS S Synchronous servo motor 1FK7 Compact 11Nm, 100K 3000rpm, 2.29kW Naturally cooled IM B5 (IM V1, IM V3) power/signal connectors Connector can be rotated by 270Â° INCREMENTAL ENCODER 2048 P/REV (ENCODER I-2048) WITH DRIVE-CLIQ INTERFACE; SHAFT WITH FITTED KEY, TOLERANCE N; W/O HOLDING BRAKE DEGREE OF PROTECTION IP65 IP67 D-END FLANGE; RAL7016 COATING; METALLIC RATING PLATE AT MOTOR | - | 0 | 0
1FK7063-5AF71-1DB0 |  | 1FK7063-5AF71-1DB0 | 1 | UN | 1 | 60 | X | D | N | N | 85015220 | 1 |  | 12.802 | KG | 2247.3 | 2247.3 | MC05 | MC05 | SIMOTICS S Synchronous servo motor 1FK7 Compact 11Nm, 100K 3000rpm, 2.29kW Naturally cooled IM B5 (IM V1, IM V3) power/signal connectors Connector can be rotated by 270Â° INCREMENTAL ENCODER 2048 P/REV (ENCODER I-2048) WITH DRIVE-CLIQ INTERFACE; SHAFT WITH FITTED KEY, TOLERANCE N; WITH HOLDING BRAKE DEGREE OF PROTECTION IP64 | - | 0 | 0
1FK7063-5AF71-1DB2 |  | 1FK7063-5AF71-1DB2 | 1 | UN | 1 | 60 | X | D | N | N | 85015220 | 1 |  | 12.802 | KG | 2323.27 | 2323.27 | MC05 | MC05 | SIMOTICS S Synchronous servo motor 1FK7 Compact 11Nm, 100K 3000rpm, 2.29kW Naturally cooled IM B5 (IM V1, IM V3) power/signal connectors Connector can be rotated by 270Â° INCREMENTAL ENCODER 2048 P/REV (ENCODER I-2048) WITH DRIVE-CLIQ INTERFACE; SHAFT WITH FITTED KEY, TOLERANCE N; WITH HOLDING BRAKE DEGREE OF PROTECTION IP65 FLANGE ON DRIVE END IP67 | - | 0 | 0
1FK7063-5AF71-1DB3 |  | 1FK7063-5AF71-1DB3 | 1 | UN | 1 | 60 | X | D | N | N | 85015220 | 1 |  | 12.802 | KG | 2284.11 | 2284.11 | MC05 | MC05 | SIMOTICS S Synchronous servo motor 1FK7 Compact 11Nm, 100K 3000rpm, 2.29kW Naturally cooled IM B5 (IM V1, IM V3) power/signal connectors Connector can be rotated by 270Â° INCREMENTAL ENCODER 2048 P/REV (ENCODER I-2048) WITH DRIVE-CLIQ INTERFACE; SHAFT WITH FITTED KEY, TOLERANCE N; WITH HOLDING BRAKE DEGREE OF PROTECTION IP64; PAINT FINISH RAL7016 | - | 0 | 0
1FK7063-5AF71-1DB5 |  | 1FK7063-5AF71-1DB5 | 1 | UN | 1 | 60 | X | D | N | N | 85015220 | 1 |  | 12.802 | KG | 2360.06 | 2360.06 | MC05 | MC05 | SIMOTICS S Synchronous servo motor 1FK7 Compact 11Nm, 100K 3000rpm, 2.29kW Naturally cooled IM B5 (IM V1, IM V3) power/signal connectors Connector can be rotated by 270Â° INCREMENTAL ENCODER 2048 P/REV (ENCODER I-2048) WITH DRIVE-CLIQ INTERFACE; SHAFT WITH FITTED KEY, TOLERANCE N; WITH HOLDING BRAKE DEGREE OF PROTECTION IP65 AS FLANGE IP67; PAINT FINISH RAL7016 | - | 0 | 0
1FK7063-5AF71-1DB8 |  | 1FK7063-5AF71-1DB8 | 1 | UN | 1 | 60 | X | D | N | N | 85015220 | 1 |  | 12.802 | KG | 2441.27 | 2441.27 | MC05 | MC05 | SIMOTICS S Synchronous servo motor 1FK7 Compact 11Nm, 100K 3000rpm, 2.29kW Naturally cooled IM B5 (IM V1, IM V3) power/signal connectors Connector can be rotated by 270Â° INCREMENTAL ENCODER 2048 P/REV (ENCODER I-2048) WITH DRIVE-CLIQ INTERFACE; SHAFT WITH FITTED KEY, TOLERANCE N; WITH HOLDING BRAKE DEGREE OF PROTECTION IP65 IP67 D-END FLANGE; RAL7016 COATING; METALLIC RATING PLATE AT MOTOR | - | 0 | 0
1FK7063-5AF71-1DG0 |  | 1FK7063-5AF71-1DG0 | 1 | UN | 1 | 60 | X | D | N | N | 85015220 | 1 |  | 11.503 | KG | 1931.22 | 1931.22 | MC05 | MC05 | SIMOTICS S Synchronous servo motor 1FK7 Compact 11Nm, 100K 3000rpm, 2.29kW Naturally cooled IM B5 (IM V1, IM V3) power/signal connectors Connector can be rotated by 270Â° INCREMENTAL ENCODER 2048 P/REV (ENCODER I-2048) WITH DRIVE-CLIQ INTERFACE; PLAIN SHAFT, TOLERANCE N; W/O HOLDING BRAKE DEGREE OF PROTECTION IP64 | - | 0 | 0
1FK7063-5AF71-1DG2 |  | 1FK7063-5AF71-1DG2 | 1 | UN | 1 | 60 | X | D | N | N | 85015220 | 1 |  | 11.503 | KG | 2007.19 | 2007.19 | MC05 | MC05 | SIMOTICS S Synchronous servo motor 1FK7 Compact 11Nm, 100K 3000rpm, 2.29kW Naturally cooled IM B5 (IM V1, IM V3) power/signal connectors Connector can be rotated by 270Â° INCREMENTAL ENCODER 2048 P/REV (ENCODER I-2048) WITH DRIVE-CLIQ INTERFACE; PLAIN SHAFT, TOLERANCE N; W/O HOLDING BRAKE DEGREE OF PROTECTION IP65 FLANGE ON DRIVE END IP67 | - | 0 | 0
1FK7063-5AF71-1DG3 |  | 1FK7063-5AF71-1DG3 | 1 | UN | 1 | 60 | X | D | N | N | 85015220 | 1 |  | 11.503 | KG | 1968.03 | 1968.03 | MC05 | MC05 | SIMOTICS S Synchronous servo motor 1FK7 Compact 11Nm, 100K 3000rpm, 2.29kW Naturally cooled IM B5 (IM V1, IM V3) power/signal connectors Connector can be rotated by 270Â° INCREMENTAL ENCODER 2048 P/REV (ENCODER I-2048) WITH DRIVE-CLIQ INTERFACE; PLAIN SHAFT, TOLERANCE N; W/O HOLDING BRAKE DEGREE OF PROTECTION IP64; PAINT FINISH RAL7016 | - | 0 | 0
1FK7063-5AF71-1DG5 |  | 1FK7063-5AF71-1DG5 | 1 | UN | 1 | 60 | X | D | N | N | 85015220 | 1 |  | 11.503 | KG | 2043.98 | 2043.98 | MC05 | MC05 | SIMOTICS S Synchronous servo motor 1FK7 Compact 11Nm, 100K 3000rpm, 2.29kW Naturally cooled IM B5 (IM V1, IM V3) power/signal connectors Connector can be rotated by 270Â° INCREMENTAL ENCODER 2048 P/REV (ENCODER I-2048) WITH DRIVE-CLIQ INTERFACE; PLAIN SHAFT, TOLERANCE N; W/O HOLDING BRAKE DEGREE OF PROTECTION IP65 AS FLANGE IP67; PAINT FINISH RAL7016 | - | 0 | 0
1FK7063-5AF71-1DG8 |  | 1FK7063-5AF71-1DG8 | 1 | UN | 1 | 60 | X | D | N | N | 85015220 | 1 |  | 11.503 | KG | 2125.19 | 2125.19 | MC05 | MC05 | SIMOTICS S Synchronous servo motor 1FK7 Compact 11Nm, 100K 3000rpm, 2.29kW Naturally cooled IM B5 (IM V1, IM V3) power/signal connectors Connector can be rotated by 270Â° INCREMENTAL ENCODER 2048 P/REV (ENCODER I-2048) WITH DRIVE-CLIQ INTERFACE; PLAIN SHAFT, TOLERANCE N; W/O HOLDING BRAKE DEGREE OF PROTECTION IP65 IP67 D-END FLANGE; RAL7016 COATING; METALLIC RATING PLATE AT MOTOR | - | 0 | 0
1FK7063-5AF71-1DH0 |  | 1FK7063-5AF71-1DH0 | 1 | UN | 1 | 60 | X | D | N | N | 85015220 | 1 |  | 12.802 | KG | 2179.04 | 2179.04 | MC05 | MC05 | SIMOTICS S Synchronous servo motor 1FK7 Compact 11Nm, 100K 3000rpm, 2.29kW Naturally cooled IM B5 (IM V1, IM V3) power/signal connectors Connector can be rotated by 270Â° INCREMENTAL ENCODER 2048 P/REV (ENCODER I-2048) WITH DRIVE-CLIQ INTERFACE; PLAIN SHAFT, TOLERANCE N; WITH HOLDING BRAKE DEGREE OF PROTECTION IP64 | - | 0 | 0
1FK7063-5AF71-1DH2 |  | 1FK7063-5AF71-1DH2 | 1 | UN | 1 | 60 | X | D | N | N | 85015220 | 1 |  | 12.802 | KG | 2255.01 | 2255.01 | MC05 | MC05 | SIMOTICS S Synchronous servo motor 1FK7 Compact 11Nm, 100K 3000rpm, 2.29kW Naturally cooled IM B5 (IM V1, IM V3) power/signal connectors Connector can be rotated by 270Â° INCREMENTAL ENCODER 2048 P/REV (ENCODER I-2048) WITH DRIVE-CLIQ INTERFACE; PLAIN SHAFT, TOLERANCE N; WITH HOLDING BRAKE DEGREE OF PROTECTION IP65 FLANGE ON DRIVE END IP67 | - | 0 | 0
1FK7063-5AF71-1DH3 |  | 1FK7063-5AF71-1DH3 | 1 | UN | 1 | 60 | X | D | N | N | 85015220 | 1 |  | 12.802 | KG | 2215.85 | 2215.85 | MC05 | MC05 | SIMOTICS S Synchronous servo motor 1FK7 Compact 11Nm, 100K 3000rpm, 2.29kW Naturally cooled IM B5 (IM V1, IM V3) power/signal connectors Connector can be rotated by 270Â° INCREMENTAL ENCODER 2048 P/REV (ENCODER I-2048) WITH DRIVE-CLIQ INTERFACE; PLAIN SHAFT, TOLERANCE N; WITH HOLDING BRAKE DEGREE OF PROTECTION IP64; PAINT FINISH RAL7016 | - | 0 | 0
1FK7063-5AF71-1DH5 |  | 1FK7063-5AF71-1DH5 | 1 | UN | 1 | 60 | X | D | N | N | 85015220 | 1 |  | 12.802 | KG | 2291.8 | 2291.8 | MC05 | MC05 | SIMOTICS S Synchronous servo motor 1FK7 Compact 11Nm, 100K 3000rpm, 2.29kW Naturally cooled IM B5 (IM V1, IM V3) power/signal connectors Connector can be rotated by 270Â° INCREMENTAL ENCODER 2048 P/REV (ENCODER I-2048) WITH DRIVE-CLIQ INTERFACE; PLAIN SHAFT, TOLERANCE N; WITH HOLDING BRAKE DEGREE OF PROTECTION IP65 AS FLANGE IP67; PAINT FINISH RAL7016 | - | 0 | 0
1FK7063-5AF71-1DH8 |  | 1FK7063-5AF71-1DH8 | 1 | UN | 1 | 60 | X | D | N | N | 85015220 | 1 |  | 12.802 | KG | 2373.01 | 2373.01 | MC05 | MC05 | SIMOTICS S Synchronous servo motor 1FK7 Compact 11Nm, 100K 3000rpm, 2.29kW Naturally cooled IM B5 (IM V1, IM V3) power/signal connectors Connector can be rotated by 270Â° INCREMENTAL ENCODER 2048 P/REV (ENCODER I-2048) WITH DRIVE-CLIQ INTERFACE; PLAIN SHAFT, TOLERANCE N; WITH HOLDING BRAKE DEGREE OF PROTECTION IP65 IP67 D-END FLANGE; RAL7016 COATING; METALLIC RATING PLATE AT MOTOR | - | 0 | 0
1FK7063-5AF71-1EA0 |  | 1FK7063-5AF71-1EA0 | 1 | UN | 1 | 60 | X | D | N | N | 85015220 | 1 | 4025515001805 | 11.503 | KG | 2107.24 | 2107.24 | MC05 | MC05 | SIMOTICS S Synchronous servo motor 1FK7 Compact 11Nm, 100K 3000rpm, 2.29kW Naturally cooled IM B5 (IM V1, IM V3) power/signal connectors Connector can be rotated by 270Â° ABSOLUTE ENCODER ENDAT 2048 P/REV (ENCODER A-2048); PERFORMANCE REDUCTION BY 10% DUE TO ABSOLUTE ENCODER; SHAFT WITH FITTED KEY, TOLERANCE N; W/O HOLDING BRAKE DEGREE OF PROTECTION IP64 | - | 0 | 7
1FK7063-5AF71-1EA2 |  | 1FK7063-5AF71-1EA2 | 1 | UN | 1 | 60 | X | D | N | N | 85015220 | 1 |  | 11.503 | KG | 2183.21 | 2183.21 | MC05 | MC05 | SIMOTICS S Synchronous servo motor 1FK7 Compact 11Nm, 100K 3000rpm, 2.29kW Naturally cooled IM B5 (IM V1, IM V3) power/signal connectors Connector can be rotated by 270Â° ABSOLUTE ENCODER ENDAT 2048 P/REV (ENCODER A-2048); PERFORMANCE REDUCTION BY 10% DUE TO ABSOLUTE ENCODER; SHAFT WITH FITTED KEY, TOLERANCE N; W/O HOLDING BRAKE DEGREE OF PROTECTION IP65 FLANGE ON DRIVE END IP67 | - | 0 | 0
1FK7063-5AF71-1EA3 |  | 1FK7063-5AF71-1EA3 | 1 | UN | 1 | 60 | X | D | N | N | 85015220 | 1 |  | 11.503 | KG | 2144.05 | 2144.05 | MC05 | MC05 | SIMOTICS S Synchronous servo motor 1FK7 Compact 11Nm, 100K 3000rpm, 2.29kW Naturally cooled IM B5 (IM V1, IM V3) power/signal connectors Connector can be rotated by 270Â° ABSOLUTE ENCODER ENDAT 2048 P/REV (ENCODER A-2048); PERFORMANCE REDUCTION BY 10% DUE TO ABSOLUTE ENCODER; SHAFT WITH FITTED KEY, TOLERANCE N; W/O HOLDING BRAKE DEGREE OF PROTECTION IP64; PAINT FINISH RAL7016 | - | 0 | 0
1FK7063-5AF71-1EA5 |  | 1FK7063-5AF71-1EA5 | 1 | UN | 1 | 60 | X | D | N | N | 85015220 | 1 |  | 11.503 | KG | 2220 | 2220 | MC05 | MC05 | SIMOTICS S Synchronous servo motor 1FK7 Compact 11Nm, 100K 3000rpm, 2.29kW Naturally cooled IM B5 (IM V1, IM V3) power/signal connectors Connector can be rotated by 270Â° ABSOLUTE ENCODER ENDAT 2048 P/REV (ENCODER A-2048); PERFORMANCE REDUCTION BY 10% DUE TO ABSOLUTE ENCODER; SHAFT WITH FITTED KEY, TOLERANCE N; W/O HOLDING BRAKE DEGREE OF PROTECTION IP65 AS FLANGE IP67; PAINT FINISH RAL7016 | - | 0 | 0
1FK7063-5AF71-1EA8 |  | 1FK7063-5AF71-1EA8 | 1 | UN | 1 | 60 | X | D | N | N | 85015220 | 1 |  | 11.503 | KG | 2301.21 | 2301.21 | MC05 | MC05 | SIMOTICS S Synchronous servo motor 1FK7 Compact 11Nm, 100K 3000rpm, 2.29kW Naturally cooled IM B5 (IM V1, IM V3) power/signal connectors Connector can be rotated by 270Â° ABSOLUTE ENCODER ENDAT 2048 P/REV (ENCODER A-2048); PERFORMANCE REDUCTION BY 10% DUE TO ABSOLUTE ENCODER; SHAFT WITH FITTED KEY, TOLERANCE N; W/O HOLDING BRAKE DEGREE OF PROTECTION IP65 IP67 D-END FLANGE; RAL7016 COATING; METALLIC RATING PLATE AT MOTOR | - | 0 | 0
1FK7063-5AF71-1EB0 |  | 1FK7063-5AF71-1EB0 | 1 | UN | 1 | 60 | X | D | N | N | 85015220 | 1 | 4025515001812 | 12.802 | KG | 2353.27 | 2353.27 | MC05 | MC05 | SIMOTICS S Synchronous servo motor 1FK7 Compact 11Nm, 100K 3000rpm, 2.29kW Naturally cooled IM B5 (IM V1, IM V3) power/signal connectors Connector can be rotated by 270Â° ABSOLUTE ENCODER ENDAT 2048 P/REV (ENCODER A-2048); PERFORMANCE REDUCTION BY 10% DUE TO ABSOLUTE ENCODER; SHAFT WITH FITTED KEY, TOLERANCE N; WITH HOLDING BRAKE DEGREE OF PROTECTION IP64 | - | 0 | 7
1FK7063-5AF71-1EB2 |  | 1FK7063-5AF71-1EB2 | 1 | UN | 1 | 60 | X | D | N | N | 85015220 | 1 |  | 12.802 | KG | 2429.24 | 2429.24 | MC05 | MC05 | SIMOTICS S Synchronous servo motor 1FK7 Compact 11Nm, 100K 3000rpm, 2.29kW Naturally cooled IM B5 (IM V1, IM V3) power/signal connectors Connector can be rotated by 270Â° ABSOLUTE ENCODER ENDAT 2048 P/REV (ENCODER A-2048); PERFORMANCE REDUCTION BY 10% DUE TO ABSOLUTE ENCODER; SHAFT WITH FITTED KEY, TOLERANCE N; WITH HOLDING BRAKE DEGREE OF PROTECTION IP65 FLANGE ON DRIVE END IP67 | - | 0 | 0
1FK7063-5AF71-1EB3 |  | 1FK7063-5AF71-1EB3 | 1 | UN | 1 | 60 | X | D | N | N | 85015220 | 1 |  | 12.802 | KG | 2390.08 | 2390.08 | MC05 | MC05 | SIMOTICS S Synchronous servo motor 1FK7 Compact 11Nm, 100K 3000rpm, 2.29kW Naturally cooled IM B5 (IM V1, IM V3) power/signal connectors Connector can be rotated by 270Â° ABSOLUTE ENCODER ENDAT 2048 P/REV (ENCODER A-2048); PERFORMANCE REDUCTION BY 10% DUE TO ABSOLUTE ENCODER; SHAFT WITH FITTED KEY, TOLERANCE N; WITH HOLDING BRAKE DEGREE OF PROTECTION IP64; PAINT FINISH RAL7016 | - | 0 | 0
1FK7063-5AF71-1EB5 |  | 1FK7063-5AF71-1EB5 | 1 | UN | 1 | 60 | X | D | N | N | 85015220 | 1 |  | 12.802 | KG | 2466.03 | 2466.03 | MC05 | MC05 | SIMOTICS S Synchronous servo motor 1FK7 Compact 11Nm, 100K 3000rpm, 2.29kW Naturally cooled IM B5 (IM V1, IM V3) power/signal connectors Connector can be rotated by 270Â° ABSOLUTE ENCODER ENDAT 2048 P/REV (ENCODER A-2048); PERFORMANCE REDUCTION BY 10% DUE TO ABSOLUTE ENCODER; SHAFT WITH FITTED KEY, TOLERANCE N; WITH HOLDING BRAKE DEGREE OF PROTECTION IP65 AS FLANGE IP67; PAINT FINISH RAL7016 | - | 0 | 0
1FK7063-5AF71-1EB8 |  | 1FK7063-5AF71-1EB8 | 1 | UN | 1 | 60 | X | D | N | N | 85015220 | 1 |  | 12.802 | KG | 2547.24 | 2547.24 | MC05 | MC05 | SIMOTICS S Synchronous servo motor 1FK7 Compact 11Nm, 100K 3000rpm, 2.29kW Naturally cooled IM B5 (IM V1, IM V3) power/signal connectors Connector can be rotated by 270Â° ABSOLUTE ENCODER ENDAT 2048 P/REV (ENCODER A-2048); PERFORMANCE REDUCTION BY 10% DUE TO ABSOLUTE ENCODER; SHAFT WITH FITTED KEY, TOLERANCE N; WITH HOLDING BRAKE DEGREE OF PROTECTION IP65 IP67 D-END FLANGE; RAL7016 COATING; METALLIC RATING PLATE AT MOTOR | - | 0 | 0
1FK7063-5AF71-1EG0 |  | 1FK7063-5AF71-1EG0 | 1 | UN | 1 | 60 | X | D | N | N | 85015220 | 1 | 4025515001829 | 11.503 | KG | 2037.19 | 2037.19 | MC05 | MC05 | SIMOTICS S Synchronous servo motor 1FK7 Compact 11Nm, 100K 3000rpm, 2.29kW Naturally cooled IM B5 (IM V1, IM V3) power/signal connectors Connector can be rotated by 270Â° ABSOLUTE ENCODER ENDAT 2048 P/REV (ENCODER A-2048); PERFORMANCE REDUCTION BY 10% DUE TO ABSOLUTE ENCODER; PLAIN SHAFT, TOLERANCE N; W/O HOLDING BRAKE DEGREE OF PROTECTION IP64 | - | 0 | 7
1FK7063-5AF71-1EG2 |  | 1FK7063-5AF71-1EG2 | 1 | UN | 1 | 60 | X | D | N | N | 85015220 | 1 |  | 11.503 | KG | 2113.16 | 2113.16 | MC05 | MC05 | SIMOTICS S Synchronous servo motor 1FK7 Compact 11Nm, 100K 3000rpm, 2.29kW Naturally cooled IM B5 (IM V1, IM V3) power/signal connectors Connector can be rotated by 270Â° ABSOLUTE ENCODER ENDAT 2048 P/REV (ENCODER A-2048); PERFORMANCE REDUCTION BY 10% DUE TO ABSOLUTE ENCODER; PLAIN SHAFT, TOLERANCE N; W/O HOLDING BRAKE DEGREE OF PROTECTION IP65 FLANGE ON DRIVE END IP67 | - | 0 | 0
1FK7063-5AF71-1EG3 |  | 1FK7063-5AF71-1EG3 | 1 | UN | 1 | 60 | X | D | N | N | 85015220 | 1 | 4025515001836 | 11.503 | KG | 2074 | 2074 | MC05 | MC05 | SIMOTICS S Synchronous servo motor 1FK7 Compact 11Nm, 100K 3000rpm, 2.29kW Naturally cooled IM B5 (IM V1, IM V3) power/signal connectors Connector can be rotated by 270Â° ABSOLUTE ENCODER ENDAT 2048 P/REV (ENCODER A-2048); PERFORMANCE REDUCTION BY 10% DUE TO ABSOLUTE ENCODER; PLAIN SHAFT, TOLERANCE N; W/O HOLDING BRAKE DEGREE OF PROTECTION IP64; PAINT FINISH RAL7016 | - | 0 | 7
1FK7063-5AF71-1EG5 |  | 1FK7063-5AF71-1EG5 | 1 | UN | 1 | 60 | X | D | N | N | 85015220 | 1 |  | 11.503 | KG | 2149.95 | 2149.95 | MC05 | MC05 | SIMOTICS S Synchronous servo motor 1FK7 Compact 11Nm, 100K 3000rpm, 2.29kW Naturally cooled IM B5 (IM V1, IM V3) power/signal connectors Connector can be rotated by 270Â° ABSOLUTE ENCODER ENDAT 2048 P/REV (ENCODER A-2048); PERFORMANCE REDUCTION BY 10% DUE TO ABSOLUTE ENCODER; PLAIN SHAFT, TOLERANCE N; W/O HOLDING BRAKE DEGREE OF PROTECTION IP65 AS FLANGE IP67; PAINT FINISH RAL7016 | - | 0 | 0
1FK7063-5AF71-1EG8 |  | 1FK7063-5AF71-1EG8 | 1 | UN | 1 | 60 | X | D | N | N | 85015220 | 1 |  | 11.503 | KG | 2231.16 | 2231.16 | MC05 | MC05 | SIMOTICS S Synchronous servo motor 1FK7 Compact 11Nm, 100K 3000rpm, 2.29kW Naturally cooled IM B5 (IM V1, IM V3) power/signal connectors Connector can be rotated by 270Â° ABSOLUTE ENCODER ENDAT 2048 P/REV (ENCODER A-2048); PERFORMANCE REDUCTION BY 10% DUE TO ABSOLUTE ENCODER; PLAIN SHAFT, TOLERANCE N; W/O HOLDING BRAKE DEGREE OF PROTECTION IP65 IP67 D-END FLANGE; RAL7016 COATING; METALLIC RATING PLATE AT MOTOR | - | 0 | 0
1FK7063-5AF71-1EH0 |  | 1FK7063-5AF71-1EH0 | 1 | UN | 1 | 60 | X | D | N | N | 85015220 | 1 | 4025515001843 | 12.802 | KG | 2285.01 | 2285.01 | MC05 | MC05 | SIMOTICS S Synchronous servo motor 1FK7 Compact 11Nm, 100K 3000rpm, 2.29kW Naturally cooled IM B5 (IM V1, IM V3) power/signal connectors Connector can be rotated by 270Â° ABSOLUTE ENCODER ENDAT 2048 P/REV (ENCODER A-2048); PERFORMANCE REDUCTION BY 10% DUE TO ABSOLUTE ENCODER; PLAIN SHAFT, TOLERANCE N; WITH HOLDING BRAKE DEGREE OF PROTECTION IP64 | - | 0 | 7
1FK7063-5AF71-1EH2 |  | 1FK7063-5AF71-1EH2 | 1 | UN | 1 | 60 | X | D | N | N | 85015220 | 1 | 4025515001850 | 12.802 | KG | 2360.98 | 2360.98 | MC05 | MC05 | SIMOTICS S Synchronous servo motor 1FK7 Compact 11Nm, 100K 3000rpm, 2.29kW Naturally cooled IM B5 (IM V1, IM V3) power/signal connectors Connector can be rotated by 270Â° ABSOLUTE ENCODER ENDAT 2048 P/REV (ENCODER A-2048); PERFORMANCE REDUCTION BY 10% DUE TO ABSOLUTE ENCODER; PLAIN SHAFT, TOLERANCE N; WITH HOLDING BRAKE DEGREE OF PROTECTION IP65 FLANGE ON DRIVE END IP67 | - | 0 | 7
1FK7063-5AF71-1EH3 |  | 1FK7063-5AF71-1EH3 | 1 | UN | 1 | 60 | X | D | N | N | 85015220 | 1 | 4025515001867 | 12.802 | KG | 2321.82 | 2321.82 | MC05 | MC05 | SIMOTICS S Synchronous servo motor 1FK7 Compact 11Nm, 100K 3000rpm, 2.29kW Naturally cooled IM B5 (IM V1, IM V3) power/signal connectors Connector can be rotated by 270Â° ABSOLUTE ENCODER ENDAT 2048 P/REV (ENCODER A-2048); PERFORMANCE REDUCTION BY 10% DUE TO ABSOLUTE ENCODER; PLAIN SHAFT, TOLERANCE N; WITH HOLDING BRAKE DEGREE OF PROTECTION IP64; PAINT FINISH RAL7016 | - | 0 | 7
1FK7063-5AF71-1EH5 |  | 1FK7063-5AF71-1EH5 | 1 | UN | 1 | 60 | X | D | N | N | 85015220 | 1 | 4025515001874 | 12.802 | KG | 2397.77 | 2397.77 | MC05 | MC05 | SIMOTICS S Synchronous servo motor 1FK7 Compact 11Nm, 100K 3000rpm, 2.29kW Naturally cooled IM B5 (IM V1, IM V3) power/signal connectors Connector can be rotated by 270Â° ABSOLUTE ENCODER ENDAT 2048 P/REV (ENCODER A-2048); PERFORMANCE REDUCTION BY 10% DUE TO ABSOLUTE ENCODER; PLAIN SHAFT, TOLERANCE N; WITH HOLDING BRAKE DEGREE OF PROTECTION IP65 AS FLANGE IP67; PAINT FINISH RAL7016 | - | 0 | 7
1FK7063-5AF71-1EH8 |  | 1FK7063-5AF71-1EH8 | 1 | UN | 1 | 60 | X | D | N | N | 85015220 | 1 |  | 12.802 | KG | 2478.98 | 2478.98 | MC05 | MC05 | SIMOTICS S Synchronous servo motor 1FK7 Compact 11Nm, 100K 3000rpm, 2.29kW Naturally cooled IM B5 (IM V1, IM V3) power/signal connectors Connector can be rotated by 270Â° ABSOLUTE ENCODER ENDAT 2048 P/REV (ENCODER A-2048); PERFORMANCE REDUCTION BY 10% DUE TO ABSOLUTE ENCODER; PLAIN SHAFT, TOLERANCE N; WITH HOLDING BRAKE DEGREE OF PROTECTION IP65 IP67 D-END FLANGE; RAL7016 COATING; METALLIC RATING PLATE AT MOTOR | - | 0 | 0
1FK7063-5AF71-1FA0 |  | 1FK7063-5AF71-1FA0 | 1 | UN | 1 | 60 | X | D | N | N | 85015220 | 1 |  | 11.503 | KG | 2301.19 | 2301.19 | MC05 | MC05 | SIMOTICS S Synchronous servo motor 1FK7 Compact 11Nm, 100K 3000rpm, 2.29kW Naturally cooled IM B5 (IM V1, IM V3) power/signal connectors Connector can be rotated by 270Â° ABSOLUTE ENCODER 2048 P/REV (ENCODER A-2048) WITH DRIVE-CLIQ INTERFACE; PERFORMANCE REDUCTION BY 10% DUE TO ABSOLUTE ENCODER; SHAFT WITH FITTED KEY, TOLERANCE N; W/O HOLDING BRAKE DEGREE OF PROTECTION IP64 | - | 0 | 0
1FK7063-5AF71-1FA2 |  | 1FK7063-5AF71-1FA2 | 1 | UN | 1 | 60 | X | D | N | N | 85015220 | 1 |  | 11.503 | KG | 2377.16 | 2377.16 | MC05 | MC05 | SIMOTICS S Synchronous servo motor 1FK7 Compact 11Nm, 100K 3000rpm, 2.29kW Naturally cooled IM B5 (IM V1, IM V3) power/signal connectors Connector can be rotated by 270Â° ABSOLUTE ENCODER 2048 P/REV (ENCODER A-2048) WITH DRIVE-CLIQ INTERFACE; PERFORMANCE REDUCTION BY 10% DUE TO ABSOLUTE ENCODER; SHAFT WITH FITTED KEY, TOLERANCE N; W/O HOLDING BRAKE DEGREE OF PROTECTION IP65 FLANGE ON DRIVE END IP67 | - | 0 | 0
1FK7063-5AF71-1FA3 |  | 1FK7063-5AF71-1FA3 | 1 | UN | 1 | 60 | X | D | N | N | 85015220 | 1 |  | 11.503 | KG | 2338 | 2338 | MC05 | MC05 | SIMOTICS S Synchronous servo motor 1FK7 Compact 11Nm, 100K 3000rpm, 2.29kW Naturally cooled IM B5 (IM V1, IM V3) power/signal connectors Connector can be rotated by 270Â° ABSOLUTE ENCODER 2048 P/REV (ENCODER A-2048) WITH DRIVE-CLIQ INTERFACE; PERFORMANCE REDUCTION BY 10% DUE TO ABSOLUTE ENCODER; SHAFT WITH FITTED KEY, TOLERANCE N; W/O HOLDING BRAKE DEGREE OF PROTECTION IP64; PAINT FINISH RAL7016 | - | 0 | 0
1FK7063-5AF71-1FA5 |  | 1FK7063-5AF71-1FA5 | 1 | UN | 1 | 60 | X | D | N | N | 85015220 | 1 |  | 11.503 | KG | 2413.95 | 2413.95 | MC05 | MC05 | SIMOTICS S Synchronous servo motor 1FK7 Compact 11Nm, 100K 3000rpm, 2.29kW Naturally cooled IM B5 (IM V1, IM V3) power/signal connectors Connector can be rotated by 270Â° ABSOLUTE ENCODER 2048 P/REV (ENCODER A-2048) WITH DRIVE-CLIQ INTERFACE; PERFORMANCE REDUCTION BY 10% DUE TO ABSOLUTE ENCODER; SHAFT WITH FITTED KEY, TOLERANCE N; W/O HOLDING BRAKE DEGREE OF PROTECTION IP65 AS FLANGE IP67; PAINT FINISH RAL7016 | - | 0 | 0
1FK7063-5AF71-1FA8 |  | 1FK7063-5AF71-1FA8 | 1 | UN | 1 | 60 | X | D | N | N | 85015220 | 1 |  | 11.503 | KG | 2495.16 | 2495.16 | MC05 | MC05 | SIMOTICS S Synchronous servo motor 1FK7 Compact 11Nm, 100K 3000rpm, 2.29kW Naturally cooled IM B5 (IM V1, IM V3) power/signal connectors Connector can be rotated by 270Â° ABSOLUTE ENCODER 2048 P/REV (ENCODER A-2048) WITH DRIVE-CLIQ INTERFACE; PERFORMANCE REDUCTION BY 10% DUE TO ABSOLUTE ENCODER; SHAFT WITH FITTED KEY, TOLERANCE N; W/O HOLDING BRAKE DEGREE OF PROTECTION IP65 IP67 D-END FLANGE; RAL7016 COATING; METALLIC RATING PLATE AT MOTOR | - | 0 | 0
1FK7063-5AF71-1FB0 |  | 1FK7063-5AF71-1FB0 | 1 | UN | 1 | 60 | X | D | N | N | 85015220 | 1 |  | 12.802 | KG | 2547.22 | 2547.22 | MC05 | MC05 | SIMOTICS S Synchronous servo motor 1FK7 Compact 11Nm, 100K 3000rpm, 2.29kW Naturally cooled IM B5 (IM V1, IM V3) power/signal connectors Connector can be rotated by 270Â° ABSOLUTE ENCODER 2048 P/REV (ENCODER A-2048) WITH DRIVE-CLIQ INTERFACE; PERFORMANCE REDUCTION BY 10% DUE TO ABSOLUTE ENCODER; SHAFT WITH FITTED KEY, TOLERANCE N; WITH HOLDING BRAKE DEGREE OF PROTECTION IP64 | - | 0 | 0
1FK7063-5AF71-1FB2 |  | 1FK7063-5AF71-1FB2 | 1 | UN | 1 | 60 | X | D | N | N | 85015220 | 1 |  | 12.802 | KG | 2623.19 | 2623.19 | MC05 | MC05 | SIMOTICS S Synchronous servo motor 1FK7 Compact 11Nm, 100K 3000rpm, 2.29kW Naturally cooled IM B5 (IM V1, IM V3) power/signal connectors Connector can be rotated by 270Â° ABSOLUTE ENCODER 2048 P/REV (ENCODER A-2048) WITH DRIVE-CLIQ INTERFACE; PERFORMANCE REDUCTION BY 10% DUE TO ABSOLUTE ENCODER; SHAFT WITH FITTED KEY, TOLERANCE N; WITH HOLDING BRAKE DEGREE OF PROTECTION IP65 FLANGE ON DRIVE END IP67 | - | 0 | 0
1FK7063-5AF71-1FB3 |  | 1FK7063-5AF71-1FB3 | 1 | UN | 1 | 60 | X | D | N | N | 85015220 | 1 |  | 12.802 | KG | 2584.03 | 2584.03 | MC05 | MC05 | SIMOTICS S Synchronous servo motor 1FK7 Compact 11Nm, 100K 3000rpm, 2.29kW Naturally cooled IM B5 (IM V1, IM V3) power/signal connectors Connector can be rotated by 270Â° ABSOLUTE ENCODER 2048 P/REV (ENCODER A-2048) WITH DRIVE-CLIQ INTERFACE; PERFORMANCE REDUCTION BY 10% DUE TO ABSOLUTE ENCODER; SHAFT WITH FITTED KEY, TOLERANCE N; WITH HOLDING BRAKE DEGREE OF PROTECTION IP64; PAINT FINISH RAL7016 | - | 0 | 0
1FK7063-5AF71-1FB5 |  | 1FK7063-5AF71-1FB5 | 1 | UN | 1 | 60 | X | D | N | N | 85015220 | 1 |  | 12.802 | KG | 2659.98 | 2659.98 | MC05 | MC05 | SIMOTICS S Synchronous servo motor 1FK7 Compact 11Nm, 100K 3000rpm, 2.29kW Naturally cooled IM B5 (IM V1, IM V3) power/signal connectors Connector can be rotated by 270Â° ABSOLUTE ENCODER 2048 P/REV (ENCODER A-2048) WITH DRIVE-CLIQ INTERFACE; PERFORMANCE REDUCTION BY 10% DUE TO ABSOLUTE ENCODER; SHAFT WITH FITTED KEY, TOLERANCE N; WITH HOLDING BRAKE DEGREE OF PROTECTION IP65 AS FLANGE IP67; PAINT FINISH RAL7016 | - | 0 | 0
1FK7063-5AF71-1FB8 |  | 1FK7063-5AF71-1FB8 | 1 | UN | 1 | 60 | X | D | N | N | 85015220 | 1 |  | 12.802 | KG | 2741.19 | 2741.19 | MC05 | MC05 | SIMOTICS S Synchronous servo motor 1FK7 Compact 11Nm, 100K 3000rpm, 2.29kW Naturally cooled IM B5 (IM V1, IM V3) power/signal connectors Connector can be rotated by 270Â° ABSOLUTE ENCODER 2048 P/REV (ENCODER A-2048) WITH DRIVE-CLIQ INTERFACE; PERFORMANCE REDUCTION BY 10% DUE TO ABSOLUTE ENCODER; SHAFT WITH FITTED KEY, TOLERANCE N; WITH HOLDING BRAKE DEGREE OF PROTECTION IP65 IP67 D-END FLANGE; RAL7016 COATING; METALLIC RATING PLATE AT MOTOR | - | 0 | 0
1FK7063-5AF71-1FG0 |  | 1FK7063-5AF71-1FG0 | 1 | UN | 1 | 60 | X | D | N | N | 85015220 | 1 |  | 11.503 | KG | 2231.14 | 2231.14 | MC05 | MC05 | SIMOTICS S Synchronous servo motor 1FK7 Compact 11Nm, 100K 3000rpm, 2.29kW Naturally cooled IM B5 (IM V1, IM V3) power/signal connectors Connector can be rotated by 270Â° ABSOLUTE ENCODER 2048 P/REV (ENCODER A-2048) WITH DRIVE-CLIQ INTERFACE; PERFORMANCE REDUCTION BY 10% DUE TO ABSOLUTE ENCODER; PLAIN SHAFT, TOLERANCE N; W/O HOLDING BRAKE DEGREE OF PROTECTION IP64 | - | 0 | 0
1FK7063-5AF71-1FG2 |  | 1FK7063-5AF71-1FG2 | 1 | UN | 1 | 60 | X | D | N | N | 85015220 | 1 |  | 11.503 | KG | 2307.11 | 2307.11 | MC05 | MC05 | SIMOTICS S Synchronous servo motor 1FK7 Compact 11Nm, 100K 3000rpm, 2.29kW Naturally cooled IM B5 (IM V1, IM V3) power/signal connectors Connector can be rotated by 270Â° ABSOLUTE ENCODER 2048 P/REV (ENCODER A-2048) WITH DRIVE-CLIQ INTERFACE; PERFORMANCE REDUCTION BY 10% DUE TO ABSOLUTE ENCODER; PLAIN SHAFT, TOLERANCE N; W/O HOLDING BRAKE DEGREE OF PROTECTION IP65 FLANGE ON DRIVE END IP67 | - | 0 | 0
1FK7063-5AF71-1FG3 |  | 1FK7063-5AF71-1FG3 | 1 | UN | 1 | 60 | X | D | N | N | 85015220 | 1 | 4025515001881 | 11.503 | KG | 2267.95 | 2267.95 | MC05 | MC05 | SIMOTICS S Synchronous servo motor 1FK7 Compact 11Nm, 100K 3000rpm, 2.29kW Naturally cooled IM B5 (IM V1, IM V3) power/signal connectors Connector can be rotated by 270Â° ABSOLUTE ENCODER 2048 P/REV (ENCODER A-2048) WITH DRIVE-CLIQ INTERFACE; PERFORMANCE REDUCTION BY 10% DUE TO ABSOLUTE ENCODER; PLAIN SHAFT, TOLERANCE N; W/O HOLDING BRAKE DEGREE OF PROTECTION IP64; PAINT FINISH RAL7016 | - | 0 | 7
1FK7063-5AF71-1FG5 |  | 1FK7063-5AF71-1FG5 | 1 | UN | 1 | 60 | X | D | N | N | 85015220 | 1 |  | 11.503 | KG | 2343.9 | 2343.9 | MC05 | MC05 | SIMOTICS S Synchronous servo motor 1FK7 Compact 11Nm, 100K 3000rpm, 2.29kW Naturally cooled IM B5 (IM V1, IM V3) power/signal connectors Connector can be rotated by 270Â° ABSOLUTE ENCODER 2048 P/REV (ENCODER A-2048) WITH DRIVE-CLIQ INTERFACE; PERFORMANCE REDUCTION BY 10% DUE TO ABSOLUTE ENCODER; PLAIN SHAFT, TOLERANCE N; W/O HOLDING BRAKE DEGREE OF PROTECTION IP65 AS FLANGE IP67; PAINT FINISH RAL7016 | - | 0 | 0
1FK7063-5AF71-1FG8 |  | 1FK7063-5AF71-1FG8 | 1 | UN | 1 | 60 | X | D | N | N | 85015220 | 1 |  | 11.503 | KG | 2425.11 | 2425.11 | MC05 | MC05 | SIMOTICS S Synchronous servo motor 1FK7 Compact 11Nm, 100K 3000rpm, 2.29kW Naturally cooled IM B5 (IM V1, IM V3) power/signal connectors Connector can be rotated by 270Â° ABSOLUTE ENCODER 2048 P/REV (ENCODER A-2048) WITH DRIVE-CLIQ INTERFACE; PERFORMANCE REDUCTION BY 10% DUE TO ABSOLUTE ENCODER; PLAIN SHAFT, TOLERANCE N; W/O HOLDING BRAKE DEGREE OF PROTECTION IP65 IP67 D-END FLANGE; RAL7016 COATING; METALLIC RATING PLATE AT MOTOR | - | 0 | 0
1FK7063-5AF71-1FH0 |  | 1FK7063-5AF71-1FH0 | 1 | UN | 1 | 60 | X | D | N | N | 85015220 | 1 |  | 12.802 | KG | 2478.96 | 2478.96 | MC05 | MC05 | SIMOTICS S Synchronous servo motor 1FK7 Compact 11Nm, 100K 3000rpm, 2.29kW Naturally cooled IM B5 (IM V1, IM V3) power/signal connectors Connector can be rotated by 270Â° ABSOLUTE ENCODER 2048 P/REV (ENCODER A-2048) WITH DRIVE-CLIQ INTERFACE; PERFORMANCE REDUCTION BY 10% DUE TO ABSOLUTE ENCODER; PLAIN SHAFT, TOLERANCE N; WITH HOLDING BRAKE DEGREE OF PROTECTION IP64 | - | 0 | 0
1FK7063-5AF71-1FH2 |  | 1FK7063-5AF71-1FH2 | 1 | UN | 1 | 60 | X | D | N | N | 85015220 | 1 |  | 12.802 | KG | 2554.93 | 2554.93 | MC05 | MC05 | SIMOTICS S Synchronous servo motor 1FK7 Compact 11Nm, 100K 3000rpm, 2.29kW Naturally cooled IM B5 (IM V1, IM V3) power/signal connectors Connector can be rotated by 270Â° ABSOLUTE ENCODER 2048 P/REV (ENCODER A-2048) WITH DRIVE-CLIQ INTERFACE; PERFORMANCE REDUCTION BY 10% DUE TO ABSOLUTE ENCODER; PLAIN SHAFT, TOLERANCE N; WITH HOLDING BRAKE DEGREE OF PROTECTION IP65 FLANGE ON DRIVE END IP67 | - | 0 | 0
1FK7063-5AF71-1FH3 |  | 1FK7063-5AF71-1FH3 | 1 | UN | 1 | 60 | X | D | N | N | 85015220 | 1 |  | 12.802 | KG | 2515.77 | 2515.77 | MC05 | MC05 | SIMOTICS S Synchronous servo motor 1FK7 Compact 11Nm, 100K 3000rpm, 2.29kW Naturally cooled IM B5 (IM V1, IM V3) power/signal connectors Connector can be rotated by 270Â° ABSOLUTE ENCODER 2048 P/REV (ENCODER A-2048) WITH DRIVE-CLIQ INTERFACE; PERFORMANCE REDUCTION BY 10% DUE TO ABSOLUTE ENCODER; PLAIN SHAFT, TOLERANCE N; WITH HOLDING BRAKE DEGREE OF PROTECTION IP64; PAINT FINISH RAL7016 | - | 0 | 0
1FK7063-5AF71-1FH5 |  | 1FK7063-5AF71-1FH5 | 1 | UN | 1 | 60 | X | D | N | N | 85015220 | 1 |  | 12.802 | KG | 2591.72 | 2591.72 | MC05 | MC05 | SIMOTICS S Synchronous servo motor 1FK7 Compact 11Nm, 100K 3000rpm, 2.29kW Naturally cooled IM B5 (IM V1, IM V3) power/signal connectors Connector can be rotated by 270Â° ABSOLUTE ENCODER 2048 P/REV (ENCODER A-2048) WITH DRIVE-CLIQ INTERFACE; PERFORMANCE REDUCTION BY 10% DUE TO ABSOLUTE ENCODER; PLAIN SHAFT, TOLERANCE N; WITH HOLDING BRAKE DEGREE OF PROTECTION IP65 AS FLANGE IP67; PAINT FINISH RAL7016 | - | 0 | 0
1FK7063-5AF71-1FH8 |  | 1FK7063-5AF71-1FH8 | 1 | UN | 1 | 60 | X | D | N | N | 85015220 | 1 |  | 12.802 | KG | 2672.93 | 2672.93 | MC05 | MC05 | SIMOTICS S Synchronous servo motor 1FK7 Compact 11Nm, 100K 3000rpm, 2.29kW Naturally cooled IM B5 (IM V1, IM V3) power/signal connectors Connector can be rotated by 270Â° ABSOLUTE ENCODER 2048 P/REV (ENCODER A-2048) WITH DRIVE-CLIQ INTERFACE; PERFORMANCE REDUCTION BY 10% DUE TO ABSOLUTE ENCODER; PLAIN SHAFT, TOLERANCE N; WITH HOLDING BRAKE DEGREE OF PROTECTION IP65 IP67 D-END FLANGE; RAL7016 COATING; METALLIC RATING PLATE AT MOTOR | - | 0 | 0
1FK7063-5AF71-1GA0 |  | 1FK7063-5AF71-1GA0 | 1 | UN | 1 | 60 | X | D | N | N | 85015220 | 1 | 4025515001898 | 11.503 | KG | 1686.97 | 1686.97 | MC05 | MC05 | SIMOTICS S Synchronous servo motor 1FK7 Compact 11Nm, 100K 3000rpm, 2.29kW Naturally cooled IM B5 (IM V1, IM V3) power/signal connectors Connector can be rotated by 270Â° BASIC ABSOLUTE ENCODER 32 P/REV (ENCODER A-32); PERFORMANCE REDUCTION BY 10% DUE TO ABSOLUTE ENCODER; SHAFT WITH FITTED KEY, TOLERANCE N; W/O HOLDING BRAKE DEGREE OF PROTECTION IP64 | - | 0 | 7
1FK7063-5AF71-1GA2 |  | 1FK7063-5AF71-1GA2 | 1 | UN | 1 | 60 | X | D | N | N | 85015220 | 1 |  | 11.503 | KG | 1762.94 | 1762.94 | MC05 | MC05 | SIMOTICS S Synchronous servo motor 1FK7 Compact 11Nm, 100K 3000rpm, 2.29kW Naturally cooled IM B5 (IM V1, IM V3) power/signal connectors Connector can be rotated by 270Â° BASIC ABSOLUTE ENCODER 32 P/REV (ENCODER A-32); PERFORMANCE REDUCTION BY 10% DUE TO ABSOLUTE ENCODER; SHAFT WITH FITTED KEY, TOLERANCE N; W/O HOLDING BRAKE DEGREE OF PROTECTION IP65 FLANGE ON DRIVE END IP67 | - | 0 | 0
1FK7063-5AF71-1GA3 |  | 1FK7063-5AF71-1GA3 | 1 | UN | 1 | 60 | X | D | N | N | 85015220 | 1 |  | 11.503 | KG | 1723.78 | 1723.78 | MC05 | MC05 | SIMOTICS S Synchronous servo motor 1FK7 Compact 11Nm, 100K 3000rpm, 2.29kW Naturally cooled IM B5 (IM V1, IM V3) power/signal connectors Connector can be rotated by 270Â° BASIC ABSOLUTE ENCODER 32 P/REV (ENCODER A-32); PERFORMANCE REDUCTION BY 10% DUE TO ABSOLUTE ENCODER; SHAFT WITH FITTED KEY, TOLERANCE N; W/O HOLDING BRAKE DEGREE OF PROTECTION IP64; PAINT FINISH RAL7016 | - | 0 | 0
1FK7063-5AF71-1GA5 |  | 1FK7063-5AF71-1GA5 | 1 | UN | 1 | 60 | X | D | N | N | 85015220 | 1 |  | 11.503 | KG | 1799.73 | 1799.73 | MC05 | MC05 | SIMOTICS S Synchronous servo motor 1FK7 Compact 11Nm, 100K 3000rpm, 2.29kW Naturally cooled IM B5 (IM V1, IM V3) power/signal connectors Connector can be rotated by 270Â° BASIC ABSOLUTE ENCODER 32 P/REV (ENCODER A-32); PERFORMANCE REDUCTION BY 10% DUE TO ABSOLUTE ENCODER; SHAFT WITH FITTED KEY, TOLERANCE N; W/O HOLDING BRAKE DEGREE OF PROTECTION IP65 AS FLANGE IP67; PAINT FINISH RAL7016 | - | 0 | 0
1FK7063-5AF71-1GA8 |  | 1FK7063-5AF71-1GA8 | 1 | UN | 1 | 60 | X | D | N | N | 85015220 | 1 |  | 11.503 | KG | 1880.94 | 1880.94 | MC05 | MC05 | SIMOTICS S Synchronous servo motor 1FK7 Compact 11Nm, 100K 3000rpm, 2.29kW Naturally cooled IM B5 (IM V1, IM V3) power/signal connectors Connector can be rotated by 270Â° BASIC ABSOLUTE ENCODER 32 P/REV (ENCODER A-32); PERFORMANCE REDUCTION BY 10% DUE TO ABSOLUTE ENCODER; SHAFT WITH FITTED KEY, TOLERANCE N; W/O HOLDING BRAKE DEGREE OF PROTECTION IP65 IP67 D-END FLANGE; RAL7016 COATING; METALLIC RATING PLATE AT MOTOR | - | 0 | 0
1FK7063-5AF71-1GB0 |  | 1FK7063-5AF71-1GB0 | 1 | UN | 1 | 60 | X | D | N | N | 85015220 | 1 | 4025515001904 | 12.802 | KG | 1933 | 1933 | MC05 | MC05 | SIMOTICS S Synchronous servo motor 1FK7 Compact 11Nm, 100K 3000rpm, 2.29kW Naturally cooled IM B5 (IM V1, IM V3) power/signal connectors Connector can be rotated by 270Â° BASIC ABSOLUTE ENCODER 32 P/REV (ENCODER A-32); PERFORMANCE REDUCTION BY 10% DUE TO ABSOLUTE ENCODER; SHAFT WITH FITTED KEY, TOLERANCE N; WITH HOLDING BRAKE DEGREE OF PROTECTION IP64 | - | 0 | 7
1FK7063-5AF71-1GB2 |  | 1FK7063-5AF71-1GB2 | 1 | UN | 1 | 60 | X | D | N | N | 85015220 | 1 |  | 12.802 | KG | 2008.97 | 2008.97 | MC05 | MC05 | SIMOTICS S Synchronous servo motor 1FK7 Compact 11Nm, 100K 3000rpm, 2.29kW Naturally cooled IM B5 (IM V1, IM V3) power/signal connectors Connector can be rotated by 270Â° BASIC ABSOLUTE ENCODER 32 P/REV (ENCODER A-32); PERFORMANCE REDUCTION BY 10% DUE TO ABSOLUTE ENCODER; SHAFT WITH FITTED KEY, TOLERANCE N; WITH HOLDING BRAKE DEGREE OF PROTECTION IP65 FLANGE ON DRIVE END IP67 | - | 0 | 0
1FK7063-5AF71-1GB3 |  | 1FK7063-5AF71-1GB3 | 1 | UN | 1 | 60 | X | D | N | N | 85015220 | 1 |  | 12.802 | KG | 1969.81 | 1969.81 | MC05 | MC05 | SIMOTICS S Synchronous servo motor 1FK7 Compact 11Nm, 100K 3000rpm, 2.29kW Naturally cooled IM B5 (IM V1, IM V3) power/signal connectors Connector can be rotated by 270Â° BASIC ABSOLUTE ENCODER 32 P/REV (ENCODER A-32); PERFORMANCE REDUCTION BY 10% DUE TO ABSOLUTE ENCODER; SHAFT WITH FITTED KEY, TOLERANCE N; WITH HOLDING BRAKE DEGREE OF PROTECTION IP64; PAINT FINISH RAL7016 | - | 0 | 0
1FK7063-5AF71-1GB5 |  | 1FK7063-5AF71-1GB5 | 1 | UN | 1 | 60 | X | D | N | N | 85015220 | 1 |  | 12.802 | KG | 2045.76 | 2045.76 | MC05 | MC05 | SIMOTICS S Synchronous servo motor 1FK7 Compact 11Nm, 100K 3000rpm, 2.29kW Naturally cooled IM B5 (IM V1, IM V3) power/signal connectors Connector can be rotated by 270Â° BASIC ABSOLUTE ENCODER 32 P/REV (ENCODER A-32); PERFORMANCE REDUCTION BY 10% DUE TO ABSOLUTE ENCODER; SHAFT WITH FITTED KEY, TOLERANCE N; WITH HOLDING BRAKE DEGREE OF PROTECTION IP65 AS FLANGE IP67; PAINT FINISH RAL7016 | - | 0 | 0
1FK7063-5AF71-1GB8 |  | 1FK7063-5AF71-1GB8 | 1 | UN | 1 | 60 | X | D | N | N | 85015220 | 1 |  | 12.802 | KG | 2126.97 | 2126.97 | MC05 | MC05 | SIMOTICS S Synchronous servo motor 1FK7 Compact 11Nm, 100K 3000rpm, 2.29kW Naturally cooled IM B5 (IM V1, IM V3) power/signal connectors Connector can be rotated by 270Â° BASIC ABSOLUTE ENCODER 32 P/REV (ENCODER A-32); PERFORMANCE REDUCTION BY 10% DUE TO ABSOLUTE ENCODER; SHAFT WITH FITTED KEY, TOLERANCE N; WITH HOLDING BRAKE DEGREE OF PROTECTION IP65 IP67 D-END FLANGE; RAL7016 COATING; METALLIC RATING PLATE AT MOTOR | - | 0 | 0
1FK7063-5AF71-1GG0 |  | 1FK7063-5AF71-1GG0 | 1 | UN | 1 | 60 | X | D | N | N | 85015220 | 1 |  | 11.503 | KG | 1616.92 | 1616.92 | MC05 | MC05 | SIMOTICS S Synchronous servo motor 1FK7 Compact 11Nm, 100K 3000rpm, 2.29kW Naturally cooled IM B5 (IM V1, IM V3) power/signal connectors Connector can be rotated by 270Â° BASIC ABSOLUTE ENCODER 32 P/REV (ENCODER A-32); PERFORMANCE REDUCTION BY 10% DUE TO ABSOLUTE ENCODER; PLAIN SHAFT, TOLERANCE N; W/O HOLDING BRAKE DEGREE OF PROTECTION IP64 | - | 0 | 0
1FK7063-5AF71-1GG2 |  | 1FK7063-5AF71-1GG2 | 1 | UN | 1 | 60 | X | D | N | N | 85015220 | 1 |  | 11.503 | KG | 1692.89 | 1692.89 | MC05 | MC05 | SIMOTICS S Synchronous servo motor 1FK7 Compact 11Nm, 100K 3000rpm, 2.29kW Naturally cooled IM B5 (IM V1, IM V3) power/signal connectors Connector can be rotated by 270Â° BASIC ABSOLUTE ENCODER 32 P/REV (ENCODER A-32); PERFORMANCE REDUCTION BY 10% DUE TO ABSOLUTE ENCODER; PLAIN SHAFT, TOLERANCE N; W/O HOLDING BRAKE DEGREE OF PROTECTION IP65 FLANGE ON DRIVE END IP67 | - | 0 | 0
1FK7063-5AF71-1GG3 |  | 1FK7063-5AF71-1GG3 | 1 | UN | 1 | 60 | X | D | N | N | 85015220 | 1 |  | 11.503 | KG | 1653.73 | 1653.73 | MC05 | MC05 | SIMOTICS S Synchronous servo motor 1FK7 Compact 11Nm, 100K 3000rpm, 2.29kW Naturally cooled IM B5 (IM V1, IM V3) power/signal connectors Connector can be rotated by 270Â° BASIC ABSOLUTE ENCODER 32 P/REV (ENCODER A-32); PERFORMANCE REDUCTION BY 10% DUE TO ABSOLUTE ENCODER; PLAIN SHAFT, TOLERANCE N; W/O HOLDING BRAKE DEGREE OF PROTECTION IP64; PAINT FINISH RAL7016 | - | 0 | 0
1FK7063-5AF71-1GG5 |  | 1FK7063-5AF71-1GG5 | 1 | UN | 1 | 60 | X | D | N | N | 85015220 | 1 |  | 11.503 | KG | 1729.68 | 1729.68 | MC05 | MC05 | SIMOTICS S Synchronous servo motor 1FK7 Compact 11Nm, 100K 3000rpm, 2.29kW Naturally cooled IM B5 (IM V1, IM V3) power/signal connectors Connector can be rotated by 270Â° BASIC ABSOLUTE ENCODER 32 P/REV (ENCODER A-32); PERFORMANCE REDUCTION BY 10% DUE TO ABSOLUTE ENCODER; PLAIN SHAFT, TOLERANCE N; W/O HOLDING BRAKE DEGREE OF PROTECTION IP65 AS FLANGE IP67; PAINT FINISH RAL7016 | - | 0 | 0
1FK7063-5AF71-1GG8 |  | 1FK7063-5AF71-1GG8 | 1 | UN | 1 | 60 | X | D | N | N | 85015220 | 1 |  | 11.503 | KG | 1810.89 | 1810.89 | MC05 | MC05 | SIMOTICS S Synchronous servo motor 1FK7 Compact 11Nm, 100K 3000rpm, 2.29kW Naturally cooled IM B5 (IM V1, IM V3) power/signal connectors Connector can be rotated by 270Â° BASIC ABSOLUTE ENCODER 32 P/REV (ENCODER A-32); PERFORMANCE REDUCTION BY 10% DUE TO ABSOLUTE ENCODER; PLAIN SHAFT, TOLERANCE N; W/O HOLDING BRAKE DEGREE OF PROTECTION IP65 IP67 D-END FLANGE; RAL7016 COATING; METALLIC RATING PLATE AT MOTOR | - | 0 | 0
1FK7063-5AF71-1GH0 |  | 1FK7063-5AF71-1GH0 | 1 | UN | 1 | 60 | X | D | N | N | 85015220 | 1 | 4025515001911 | 12.802 | KG | 1864.74 | 1864.74 | MC05 | MC05 | SIMOTICS S Synchronous servo motor 1FK7 Compact 11Nm, 100K 3000rpm, 2.29kW Naturally cooled IM B5 (IM V1, IM V3) power/signal connectors Connector can be rotated by 270Â° BASIC ABSOLUTE ENCODER 32 P/REV (ENCODER A-32); PERFORMANCE REDUCTION BY 10% DUE TO ABSOLUTE ENCODER; PLAIN SHAFT, TOLERANCE N; WITH HOLDING BRAKE DEGREE OF PROTECTION IP64 | - | 0 | 7
1FK7063-5AF71-1GH2 |  | 1FK7063-5AF71-1GH2 | 1 | UN | 1 | 60 | X | D | N | N | 85015220 | 1 |  | 12.802 | KG | 1940.71 | 1940.71 | MC05 | MC05 | SIMOTICS S Synchronous servo motor 1FK7 Compact 11Nm, 100K 3000rpm, 2.29kW Naturally cooled IM B5 (IM V1, IM V3) power/signal connectors Connector can be rotated by 270Â° BASIC ABSOLUTE ENCODER 32 P/REV (ENCODER A-32); PERFORMANCE REDUCTION BY 10% DUE TO ABSOLUTE ENCODER; PLAIN SHAFT, TOLERANCE N; WITH HOLDING BRAKE DEGREE OF PROTECTION IP65 FLANGE ON DRIVE END IP67 | - | 0 | 0
1FK7063-5AF71-1GH3 |  | 1FK7063-5AF71-1GH3 | 1 | UN | 1 | 60 | X | D | N | N | 85015220 | 1 | 4025515001928 | 12.802 | KG | 1901.55 | 1901.55 | MC05 | MC05 | SIMOTICS S Synchronous servo motor 1FK7 Compact 11Nm, 100K 3000rpm, 2.29kW Naturally cooled IM B5 (IM V1, IM V3) power/signal connectors Connector can be rotated by 270Â° BASIC ABSOLUTE ENCODER 32 P/REV (ENCODER A-32); PERFORMANCE REDUCTION BY 10% DUE TO ABSOLUTE ENCODER; PLAIN SHAFT, TOLERANCE N; WITH HOLDING BRAKE DEGREE OF PROTECTION IP64; PAINT FINISH RAL7016 | - | 0 | 7
1FK7063-5AF71-1GH5 |  | 1FK7063-5AF71-1GH5 | 1 | UN | 1 | 60 | X | D | N | N | 85015220 | 1 |  | 12.802 | KG | 1977.5 | 1977.5 | MC05 | MC05 | SIMOTICS S Synchronous servo motor 1FK7 Compact 11Nm, 100K 3000rpm, 2.29kW Naturally cooled IM B5 (IM V1, IM V3) power/signal connectors Connector can be rotated by 270Â° BASIC ABSOLUTE ENCODER 32 P/REV (ENCODER A-32); PERFORMANCE REDUCTION BY 10% DUE TO ABSOLUTE ENCODER; PLAIN SHAFT, TOLERANCE N; WITH HOLDING BRAKE DEGREE OF PROTECTION IP65 AS FLANGE IP67; PAINT FINISH RAL7016 | - | 0 | 0
1FK7063-5AF71-1GH8 |  | 1FK7063-5AF71-1GH8 | 1 | UN | 1 | 60 | X | D | N | N | 85015220 | 1 |  | 12.802 | KG | 2058.71 | 2058.71 | MC05 | MC05 | SIMOTICS S Synchronous servo motor 1FK7 Compact 11Nm, 100K 3000rpm, 2.29kW Naturally cooled IM B5 (IM V1, IM V3) power/signal connectors Connector can be rotated by 270Â° BASIC ABSOLUTE ENCODER 32 P/REV (ENCODER A-32); PERFORMANCE REDUCTION BY 10% DUE TO ABSOLUTE ENCODER; PLAIN SHAFT, TOLERANCE N; WITH HOLDING BRAKE DEGREE OF PROTECTION IP65 IP67 D-END FLANGE; RAL7016 COATING; METALLIC RATING PLATE AT MOTOR | - | 0 | 0
1FK7063-5AF71-1KA0 |  | 1FK7063-5AF71-1KA0 | 1 | UN | 1 | 60 | X | D | N | N | 85015220 | 1 |  | 11.503 | KG | 1880.94 | 1880.94 | MC05 | MC05 | SIMOTICS S Synchronous servo motor 1FK7 Compact 11Nm, 100K 3000rpm, 2.29kW Naturally cooled IM B5 (IM V1, IM V3) power/signal connectors Connector can be rotated by 270Â° BASIC ABSOLUTE ENCODER 32 P/REV (ENCODER A-32) WITH DRIVE-CLIQ INTERFACE; PERFORMANCE REDUCTION BY 10% DUE TO ABSOLUTE ENCODER; SHAFT WITH FITTED KEY, TOLERANCE N; W/O HOLDING BRAKE DEGREE OF PROTECTION IP64 | - | 0 | 0
1FK7063-5AF71-1KA2 |  | 1FK7063-5AF71-1KA2 | 1 | UN | 1 | 60 | X | D | N | N | 85015220 | 1 |  | 11.503 | KG | 1956.91 | 1956.91 | MC05 | MC05 | SIMOTICS S Synchronous servo motor 1FK7 Compact 11Nm, 100K 3000rpm, 2.29kW Naturally cooled IM B5 (IM V1, IM V3) power/signal connectors Connector can be rotated by 270Â° BASIC ABSOLUTE ENCODER 32 P/REV (ENCODER A-32) WITH DRIVE-CLIQ INTERFACE; PERFORMANCE REDUCTION BY 10% DUE TO ABSOLUTE ENCODER; SHAFT WITH FITTED KEY, TOLERANCE N; W/O HOLDING BRAKE DEGREE OF PROTECTION IP65 FLANGE ON DRIVE END IP67 | - | 0 | 0
1FK7063-5AF71-1KA3 |  | 1FK7063-5AF71-1KA3 | 1 | UN | 1 | 60 | X | D | N | N | 85015220 | 1 |  | 11.503 | KG | 1917.75 | 1917.75 | MC05 | MC05 | SIMOTICS S Synchronous servo motor 1FK7 Compact 11Nm, 100K 3000rpm, 2.29kW Naturally cooled IM B5 (IM V1, IM V3) power/signal connectors Connector can be rotated by 270Â° BASIC ABSOLUTE ENCODER 32 P/REV (ENCODER A-32) WITH DRIVE-CLIQ INTERFACE; PERFORMANCE REDUCTION BY 10% DUE TO ABSOLUTE ENCODER; SHAFT WITH FITTED KEY, TOLERANCE N; W/O HOLDING BRAKE DEGREE OF PROTECTION IP64; PAINT FINISH RAL7016 | - | 0 | 0
1FK7063-5AF71-1KA5 |  | 1FK7063-5AF71-1KA5 | 1 | UN | 1 | 60 | X | D | N | N | 85015220 | 1 |  | 11.503 | KG | 1993.7 | 1993.7 | MC05 | MC05 | SIMOTICS S Synchronous servo motor 1FK7 Compact 11Nm, 100K 3000rpm, 2.29kW Naturally cooled IM B5 (IM V1, IM V3) power/signal connectors Connector can be rotated by 270Â° BASIC ABSOLUTE ENCODER 32 P/REV (ENCODER A-32) WITH DRIVE-CLIQ INTERFACE; PERFORMANCE REDUCTION BY 10% DUE TO ABSOLUTE ENCODER; SHAFT WITH FITTED KEY, TOLERANCE N; W/O HOLDING BRAKE DEGREE OF PROTECTION IP65 AS FLANGE IP67; PAINT FINISH RAL7016 | - | 0 | 0
1FK7063-5AF71-1KA8 |  | 1FK7063-5AF71-1KA8 | 1 | UN | 1 | 60 | X | D | N | N | 85015220 | 1 |  | 11.503 | KG | 2074.91 | 2074.91 | MC05 | MC05 | SIMOTICS S Synchronous servo motor 1FK7 Compact 11Nm, 100K 3000rpm, 2.29kW Naturally cooled IM B5 (IM V1, IM V3) power/signal connectors Connector can be rotated by 270Â° BASIC ABSOLUTE ENCODER 32 P/REV (ENCODER A-32) WITH DRIVE-CLIQ INTERFACE; PERFORMANCE REDUCTION BY 10% DUE TO ABSOLUTE ENCODER; SHAFT WITH FITTED KEY, TOLERANCE N; W/O HOLDING BRAKE DEGREE OF PROTECTION IP65 IP67 D-END FLANGE; RAL7016 COATING; METALLIC RATING PLATE AT MOTOR | - | 0 | 0
1FK7063-5AF71-1KB0 |  | 1FK7063-5AF71-1KB0 | 1 | UN | 1 | 60 | X | D | N | N | 85015220 | 1 |  | 12.802 | KG | 2126.97 | 2126.97 | MC05 | MC05 | SIMOTICS S Synchronous servo motor 1FK7 Compact 11Nm, 100K 3000rpm, 2.29kW Naturally cooled IM B5 (IM V1, IM V3) power/signal connectors Connector can be rotated by 270Â° BASIC ABSOLUTE ENCODER 32 P/REV (ENCODER A-32) WITH DRIVE-CLIQ INTERFACE; PERFORMANCE REDUCTION BY 10% DUE TO ABSOLUTE ENCODER; SHAFT WITH FITTED KEY, TOLERANCE N; WITH HOLDING BRAKE DEGREE OF PROTECTION IP64 | - | 0 | 0
1FK7063-5AF71-1KB2 |  | 1FK7063-5AF71-1KB2 | 1 | UN | 1 | 60 | X | D | N | N | 85015220 | 1 |  | 12.802 | KG | 2202.94 | 2202.94 | MC05 | MC05 | SIMOTICS S Synchronous servo motor 1FK7 Compact 11Nm, 100K 3000rpm, 2.29kW Naturally cooled IM B5 (IM V1, IM V3) power/signal connectors Connector can be rotated by 270Â° BASIC ABSOLUTE ENCODER 32 P/REV (ENCODER A-32) WITH DRIVE-CLIQ INTERFACE; PERFORMANCE REDUCTION BY 10% DUE TO ABSOLUTE ENCODER; SHAFT WITH FITTED KEY, TOLERANCE N; WITH HOLDING BRAKE DEGREE OF PROTECTION IP65 FLANGE ON DRIVE END IP67 | - | 0 | 0
1FK7063-5AF71-1KB3 |  | 1FK7063-5AF71-1KB3 | 1 | UN | 1 | 60 | X | D | N | N | 85015220 | 1 |  | 12.802 | KG | 2163.78 | 2163.78 | MC05 | MC05 | SIMOTICS S Synchronous servo motor 1FK7 Compact 11Nm, 100K 3000rpm, 2.29kW Naturally cooled IM B5 (IM V1, IM V3) power/signal connectors Connector can be rotated by 270Â° BASIC ABSOLUTE ENCODER 32 P/REV (ENCODER A-32) WITH DRIVE-CLIQ INTERFACE; PERFORMANCE REDUCTION BY 10% DUE TO ABSOLUTE ENCODER; SHAFT WITH FITTED KEY, TOLERANCE N; WITH HOLDING BRAKE DEGREE OF PROTECTION IP64; PAINT FINISH RAL7016 | - | 0 | 0
1FK7063-5AF71-1KB5 |  | 1FK7063-5AF71-1KB5 | 1 | UN | 1 | 60 | X | D | N | N | 85015220 | 1 |  | 12.802 | KG | 2239.73 | 2239.73 | MC05 | MC05 | SIMOTICS S Synchronous servo motor 1FK7 Compact 11Nm, 100K 3000rpm, 2.29kW Naturally cooled IM B5 (IM V1, IM V3) power/signal connectors Connector can be rotated by 270Â° BASIC ABSOLUTE ENCODER 32 P/REV (ENCODER A-32) WITH DRIVE-CLIQ INTERFACE; PERFORMANCE REDUCTION BY 10% DUE TO ABSOLUTE ENCODER; SHAFT WITH FITTED KEY, TOLERANCE N; WITH HOLDING BRAKE DEGREE OF PROTECTION IP65 AS FLANGE IP67; PAINT FINISH RAL7016 | - | 0 | 0
1FK7063-5AF71-1KB8 |  | 1FK7063-5AF71-1KB8 | 1 | UN | 1 | 60 | X | D | N | N | 85015220 | 1 |  | 12.802 | KG | 2320.94 | 2320.94 | MC05 | MC05 | SIMOTICS S Synchronous servo motor 1FK7 Compact 11Nm, 100K 3000rpm, 2.29kW Naturally cooled IM B5 (IM V1, IM V3) power/signal connectors Connector can be rotated by 270Â° BASIC ABSOLUTE ENCODER 32 P/REV (ENCODER A-32) WITH DRIVE-CLIQ INTERFACE; PERFORMANCE REDUCTION BY 10% DUE TO ABSOLUTE ENCODER; SHAFT WITH FITTED KEY, TOLERANCE N; WITH HOLDING BRAKE DEGREE OF PROTECTION IP65 IP67 D-END FLANGE; RAL7016 COATING; METALLIC RATING PLATE AT MOTOR | - | 0 | 0
1FK7063-5AF71-1KG0 |  | 1FK7063-5AF71-1KG0 | 1 | UN | 1 | 60 | X | D | N | N | 85015220 | 1 |  | 11.503 | KG | 1810.89 | 1810.89 | MC05 | MC05 | SIMOTICS S Synchronous servo motor 1FK7 Compact 11Nm, 100K 3000rpm, 2.29kW Naturally cooled IM B5 (IM V1, IM V3) power/signal connectors Connector can be rotated by 270Â° BASIC ABSOLUTE ENCODER 32 P/REV (ENCODER A-32) WITH DRIVE-CLIQ INTERFACE; PERFORMANCE REDUCTION BY 10% DUE TO ABSOLUTE ENCODER; PLAIN SHAFT, TOLERANCE N; W/O HOLDING BRAKE DEGREE OF PROTECTION IP64 | - | 0 | 0
1FK7063-5AF71-1KG2 |  | 1FK7063-5AF71-1KG2 | 1 | UN | 1 | 60 | X | D | N | N | 85015220 | 1 |  | 11.503 | KG | 1886.86 | 1886.86 | MC05 | MC05 | SIMOTICS S Synchronous servo motor 1FK7 Compact 11Nm, 100K 3000rpm, 2.29kW Naturally cooled IM B5 (IM V1, IM V3) power/signal connectors Connector can be rotated by 270Â° BASIC ABSOLUTE ENCODER 32 P/REV (ENCODER A-32) WITH DRIVE-CLIQ INTERFACE; PERFORMANCE REDUCTION BY 10% DUE TO ABSOLUTE ENCODER; PLAIN SHAFT, TOLERANCE N; W/O HOLDING BRAKE DEGREE OF PROTECTION IP65 FLANGE ON DRIVE END IP67 | - | 0 | 0
1FK7063-5AF71-1KG3 |  | 1FK7063-5AF71-1KG3 | 1 | UN | 1 | 60 | X | D | N | N | 85015220 | 1 |  | 11.503 | KG | 1847.7 | 1847.7 | MC05 | MC05 | SIMOTICS S Synchronous servo motor 1FK7 Compact 11Nm, 100K 3000rpm, 2.29kW Naturally cooled IM B5 (IM V1, IM V3) power/signal connectors Connector can be rotated by 270Â° BASIC ABSOLUTE ENCODER 32 P/REV (ENCODER A-32) WITH DRIVE-CLIQ INTERFACE; PERFORMANCE REDUCTION BY 10% DUE TO ABSOLUTE ENCODER; PLAIN SHAFT, TOLERANCE N; W/O HOLDING BRAKE DEGREE OF PROTECTION IP64; PAINT FINISH RAL7016 | - | 0 | 0
1FK7063-5AF71-1KG5 |  | 1FK7063-5AF71-1KG5 | 1 | UN | 1 | 60 | X | D | N | N | 85015220 | 1 |  | 11.503 | KG | 1923.65 | 1923.65 | MC05 | MC05 | SIMOTICS S Synchronous servo motor 1FK7 Compact 11Nm, 100K 3000rpm, 2.29kW Naturally cooled IM B5 (IM V1, IM V3) power/signal connectors Connector can be rotated by 270Â° BASIC ABSOLUTE ENCODER 32 P/REV (ENCODER A-32) WITH DRIVE-CLIQ INTERFACE; PERFORMANCE REDUCTION BY 10% DUE TO ABSOLUTE ENCODER; PLAIN SHAFT, TOLERANCE N; W/O HOLDING BRAKE DEGREE OF PROTECTION IP65 AS FLANGE IP67; PAINT FINISH RAL7016 | - | 0 | 0
1FK7063-5AF71-1KG8 |  | 1FK7063-5AF71-1KG8 | 1 | UN | 1 | 60 | X | D | N | N | 85015220 | 1 |  | 11.503 | KG | 2004.86 | 2004.86 | MC05 | MC05 | SIMOTICS S Synchronous servo motor 1FK7 Compact 11Nm, 100K 3000rpm, 2.29kW Naturally cooled IM B5 (IM V1, IM V3) power/signal connectors Connector can be rotated by 270Â° BASIC ABSOLUTE ENCODER 32 P/REV (ENCODER A-32) WITH DRIVE-CLIQ INTERFACE; PERFORMANCE REDUCTION BY 10% DUE TO ABSOLUTE ENCODER; PLAIN SHAFT, TOLERANCE N; W/O HOLDING BRAKE DEGREE OF PROTECTION IP65 IP67 D-END FLANGE; RAL7016 COATING; METALLIC RATING PLATE AT MOTOR | - | 0 | 0
1FK7063-5AF71-1KH0 |  | 1FK7063-5AF71-1KH0 | 1 | UN | 1 | 60 | X | D | N | N | 85015220 | 1 |  | 12.802 | KG | 2058.71 | 2058.71 | MC05 | MC05 | SIMOTICS S Synchronous servo motor 1FK7 Compact 11Nm, 100K 3000rpm, 2.29kW Naturally cooled IM B5 (IM V1, IM V3) power/signal connectors Connector can be rotated by 270Â° BASIC ABSOLUTE ENCODER 32 P/REV (ENCODER A-32) WITH DRIVE-CLIQ INTERFACE; PERFORMANCE REDUCTION BY 10% DUE TO ABSOLUTE ENCODER; PLAIN SHAFT, TOLERANCE N; WITH HOLDING BRAKE DEGREE OF PROTECTION IP64 | - | 0 | 0
1FK7063-5AF71-1KH2 |  | 1FK7063-5AF71-1KH2 | 1 | UN | 1 | 60 | X | D | N | N | 85015220 | 1 |  | 12.802 | KG | 2134.68 | 2134.68 | MC05 | MC05 | SIMOTICS S Synchronous servo motor 1FK7 Compact 11Nm, 100K 3000rpm, 2.29kW Naturally cooled IM B5 (IM V1, IM V3) power/signal connectors Connector can be rotated by 270Â° BASIC ABSOLUTE ENCODER 32 P/REV (ENCODER A-32) WITH DRIVE-CLIQ INTERFACE; PERFORMANCE REDUCTION BY 10% DUE TO ABSOLUTE ENCODER; PLAIN SHAFT, TOLERANCE N; WITH HOLDING BRAKE DEGREE OF PROTECTION IP65 FLANGE ON DRIVE END IP67 | - | 0 | 0
1FK7063-5AF71-1KH3 |  | 1FK7063-5AF71-1KH3 | 1 | UN | 1 | 60 | X | D | N | N | 85015220 | 1 |  | 12.802 | KG | 2095.52 | 2095.52 | MC05 | MC05 | SIMOTICS S Synchronous servo motor 1FK7 Compact 11Nm, 100K 3000rpm, 2.29kW Naturally cooled IM B5 (IM V1, IM V3) power/signal connectors Connector can be rotated by 270Â° BASIC ABSOLUTE ENCODER 32 P/REV (ENCODER A-32) WITH DRIVE-CLIQ INTERFACE; PERFORMANCE REDUCTION BY 10% DUE TO ABSOLUTE ENCODER; PLAIN SHAFT, TOLERANCE N; WITH HOLDING BRAKE DEGREE OF PROTECTION IP64; PAINT FINISH RAL7016 | - | 0 | 0
1FK7063-5AF71-1KH5 |  | 1FK7063-5AF71-1KH5 | 1 | UN | 1 | 60 | X | D | N | N | 85015220 | 1 |  | 12.802 | KG | 2171.47 | 2171.47 | MC05 | MC05 | SIMOTICS S Synchronous servo motor 1FK7 Compact 11Nm, 100K 3000rpm, 2.29kW Naturally cooled IM B5 (IM V1, IM V3) power/signal connectors Connector can be rotated by 270Â° BASIC ABSOLUTE ENCODER 32 P/REV (ENCODER A-32) WITH DRIVE-CLIQ INTERFACE; PERFORMANCE REDUCTION BY 10% DUE TO ABSOLUTE ENCODER; PLAIN SHAFT, TOLERANCE N; WITH HOLDING BRAKE DEGREE OF PROTECTION IP65 AS FLANGE IP67; PAINT FINISH RAL7016 | - | 0 | 0
1FK7063-5AF71-1KH8 |  | 1FK7063-5AF71-1KH8 | 1 | UN | 1 | 60 | X | D | N | N | 85015220 | 1 |  | 12.802 | KG | 2252.68 | 2252.68 | MC05 | MC05 | SIMOTICS S Synchronous servo motor 1FK7 Compact 11Nm, 100K 3000rpm, 2.29kW Naturally cooled IM B5 (IM V1, IM V3) power/signal connectors Connector can be rotated by 270Â° BASIC ABSOLUTE ENCODER 32 P/REV (ENCODER A-32) WITH DRIVE-CLIQ INTERFACE; PERFORMANCE REDUCTION BY 10% DUE TO ABSOLUTE ENCODER; PLAIN SHAFT, TOLERANCE N; WITH HOLDING BRAKE DEGREE OF PROTECTION IP65 IP67 D-END FLANGE; RAL7016 COATING; METALLIC RATING PLATE AT MOTOR | - | 0 | 0
1FK7063-5AF71-1PA0 |  | 1FK7063-5AF71-1PA0 | 1 | UN | 1 | 60 | X | D | N | N | 85015220 | 1 |  | 11.503 | KG | 1525.34 | 1525.34 | MC05 | MC05 | SIMOTICS S Synchronous servo motor 1FK7 Compact 11Nm, 100K 3000rpm, 2.29kW Naturally cooled IM B5 (IM V1, IM V3) power/signal connectors Connector can be rotated by 270Â° RESOLVER 2-POLE (RESOLVER P=1) WITH DRIVE-CLIQ INTERFACE; SHAFT WITH FITTED KEY, TOLERANCE N; W/O HOLDING BRAKE DEGREE OF PROTECTION IP64 | - | 0 | 0
1FK7063-5AF71-1PA2 |  | 1FK7063-5AF71-1PA2 | 1 | UN | 1 | 60 | X | D | N | N | 85015220 | 1 |  | 11.503 | KG | 1601.31 | 1601.31 | MC05 | MC05 | SIMOTICS S Synchronous servo motor 1FK7 Compact 11Nm, 100K 3000rpm, 2.29kW Naturally cooled IM B5 (IM V1, IM V3) power/signal connectors Connector can be rotated by 270Â° RESOLVER 2-POLE (RESOLVER P=1) WITH DRIVE-CLIQ INTERFACE; SHAFT WITH FITTED KEY, TOLERANCE N; W/O HOLDING BRAKE DEGREE OF PROTECTION IP65 FLANGE ON DRIVE END IP67 | - | 0 | 0
1FK7063-5AF71-1PA3 |  | 1FK7063-5AF71-1PA3 | 1 | UN | 1 | 60 | X | D | N | N | 85015220 | 1 |  | 11.503 | KG | 1562.15 | 1562.15 | MC05 | MC05 | SIMOTICS S Synchronous servo motor 1FK7 Compact 11Nm, 100K 3000rpm, 2.29kW Naturally cooled IM B5 (IM V1, IM V3) power/signal connectors Connector can be rotated by 270Â° RESOLVER 2-POLE (RESOLVER P=1) WITH DRIVE-CLIQ INTERFACE; SHAFT WITH FITTED KEY, TOLERANCE N; W/O HOLDING BRAKE DEGREE OF PROTECTION IP64; PAINT FINISH RAL7016 | - | 0 | 0
1FK7063-5AF71-1PA5 |  | 1FK7063-5AF71-1PA5 | 1 | UN | 1 | 60 | X | D | N | N | 85015220 | 1 |  | 11.503 | KG | 1638.1 | 1638.1 | MC05 | MC05 | SIMOTICS S Synchronous servo motor 1FK7 Compact 11Nm, 100K 3000rpm, 2.29kW Naturally cooled IM B5 (IM V1, IM V3) power/signal connectors Connector can be rotated by 270Â° RESOLVER 2-POLE (RESOLVER P=1) WITH DRIVE-CLIQ INTERFACE; SHAFT WITH FITTED KEY, TOLERANCE N; W/O HOLDING BRAKE DEGREE OF PROTECTION IP65 AS FLANGE IP67; PAINT FINISH RAL7016 | - | 0 | 0
1FK7063-5AF71-1PA8 |  | 1FK7063-5AF71-1PA8 | 1 | UN | 1 | 60 | X | D | N | N | 85015220 | 1 |  | 11.503 | KG | 1719.31 | 1719.31 | MC05 | MC05 | SIMOTICS S Synchronous servo motor 1FK7 Compact 11Nm, 100K 3000rpm, 2.29kW Naturally cooled IM B5 (IM V1, IM V3) power/signal connectors Connector can be rotated by 270Â° RESOLVER 2-POLE (RESOLVER P=1) WITH DRIVE-CLIQ INTERFACE; SHAFT WITH FITTED KEY, TOLERANCE N; W/O HOLDING BRAKE DEGREE OF PROTECTION IP65 IP67 D-END FLANGE; RAL7016 COATING; METALLIC RATING PLATE AT MOTOR | - | 0 | 0
1FK7063-5AF71-1PB0 |  | 1FK7063-5AF71-1PB0 | 1 | UN | 1 | 60 | X | D | N | N | 85015220 | 1 |  | 12.802 | KG | 1771.37 | 1771.37 | MC05 | MC05 | SIMOTICS S Synchronous servo motor 1FK7 Compact 11Nm, 100K 3000rpm, 2.29kW Naturally cooled IM B5 (IM V1, IM V3) power/signal connectors Connector can be rotated by 270Â° RESOLVER 2-POLE (RESOLVER P=1) WITH DRIVE-CLIQ INTERFACE; SHAFT WITH FITTED KEY, TOLERANCE N; WITH HOLDING BRAKE DEGREE OF PROTECTION IP64 | - | 0 | 0
1FK7063-5AF71-1PB2 |  | 1FK7063-5AF71-1PB2 | 1 | UN | 1 | 60 | X | D | N | N | 85015220 | 1 |  | 12.802 | KG | 1847.34 | 1847.34 | MC05 | MC05 | SIMOTICS S Synchronous servo motor 1FK7 Compact 11Nm, 100K 3000rpm, 2.29kW Naturally cooled IM B5 (IM V1, IM V3) power/signal connectors Connector can be rotated by 270Â° RESOLVER 2-POLE (RESOLVER P=1) WITH DRIVE-CLIQ INTERFACE; SHAFT WITH FITTED KEY, TOLERANCE N; WITH HOLDING BRAKE DEGREE OF PROTECTION IP65 FLANGE ON DRIVE END IP67 | - | 0 | 0
1FK7063-5AF71-1PB3 |  | 1FK7063-5AF71-1PB3 | 1 | UN | 1 | 60 | X | D | N | N | 85015220 | 1 |  | 12.802 | KG | 1808.18 | 1808.18 | MC05 | MC05 | SIMOTICS S Synchronous servo motor 1FK7 Compact 11Nm, 100K 3000rpm, 2.29kW Naturally cooled IM B5 (IM V1, IM V3) power/signal connectors Connector can be rotated by 270Â° RESOLVER 2-POLE (RESOLVER P=1) WITH DRIVE-CLIQ INTERFACE; SHAFT WITH FITTED KEY, TOLERANCE N; WITH HOLDING BRAKE DEGREE OF PROTECTION IP64; PAINT FINISH RAL7016 | - | 0 | 0
1FK7063-5AF71-1PB5 |  | 1FK7063-5AF71-1PB5 | 1 | UN | 1 | 60 | X | D | N | N | 85015220 | 1 |  | 12.802 | KG | 1884.13 | 1884.13 | MC05 | MC05 | SIMOTICS S Synchronous servo motor 1FK7 Compact 11Nm, 100K 3000rpm, 2.29kW Naturally cooled IM B5 (IM V1, IM V3) power/signal connectors Connector can be rotated by 270Â° RESOLVER 2-POLE (RESOLVER P=1) WITH DRIVE-CLIQ INTERFACE; SHAFT WITH FITTED KEY, TOLERANCE N; WITH HOLDING BRAKE DEGREE OF PROTECTION IP65 AS FLANGE IP67; PAINT FINISH RAL7016 | - | 0 | 0
1FK7063-5AF71-1PB8 |  | 1FK7063-5AF71-1PB8 | 1 | UN | 1 | 60 | X | D | N | N | 85015220 | 1 |  | 12.802 | KG | 1965.34 | 1965.34 | MC05 | MC05 | SIMOTICS S Synchronous servo motor 1FK7 Compact 11Nm, 100K 3000rpm, 2.29kW Naturally cooled IM B5 (IM V1, IM V3) power/signal connectors Connector can be rotated by 270Â° RESOLVER 2-POLE (RESOLVER P=1) WITH DRIVE-CLIQ INTERFACE; SHAFT WITH FITTED KEY, TOLERANCE N; WITH HOLDING BRAKE DEGREE OF PROTECTION IP65 IP67 D-END FLANGE; RAL7016 COATING; METALLIC RATING PLATE AT MOTOR | - | 0 | 0
1FK7063-5AF71-1PG0 |  | 1FK7063-5AF71-1PG0 | 1 | UN | 1 | 60 | X | D | N | N | 85015220 | 1 |  | 11.503 | KG | 1455.29 | 1455.29 | MC05 | MC05 | SIMOTICS S Synchronous servo motor 1FK7 Compact 11Nm, 100K 3000rpm, 2.29kW Naturally cooled IM B5 (IM V1, IM V3) power/signal connectors Connector can be rotated by 270Â° RESOLVER 2-POLE (RESOLVER P=1) WITH DRIVE-CLIQ INTERFACE; PLAIN SHAFT, TOLERANCE N; W/O HOLDING BRAKE DEGREE OF PROTECTION IP64 | - | 0 | 0
1FK7063-5AF71-1PG2 |  | 1FK7063-5AF71-1PG2 | 1 | UN | 1 | 60 | X | D | N | N | 85015220 | 1 |  | 11.503 | KG | 1531.26 | 1531.26 | MC05 | MC05 | SIMOTICS S Synchronous servo motor 1FK7 Compact 11Nm, 100K 3000rpm, 2.29kW Naturally cooled IM B5 (IM V1, IM V3) power/signal connectors Connector can be rotated by 270Â° RESOLVER 2-POLE (RESOLVER P=1) WITH DRIVE-CLIQ INTERFACE; PLAIN SHAFT, TOLERANCE N; W/O HOLDING BRAKE DEGREE OF PROTECTION IP65 FLANGE ON DRIVE END IP67 | - | 0 | 0
1FK7063-5AF71-1PG3 |  | 1FK7063-5AF71-1PG3 | 1 | UN | 1 | 60 | X | D | N | N | 85015220 | 1 |  | 11.503 | KG | 1492.1 | 1492.1 | MC05 | MC05 | SIMOTICS S Synchronous servo motor 1FK7 Compact 11Nm, 100K 3000rpm, 2.29kW Naturally cooled IM B5 (IM V1, IM V3) power/signal connectors Connector can be rotated by 270Â° RESOLVER 2-POLE (RESOLVER P=1) WITH DRIVE-CLIQ INTERFACE; PLAIN SHAFT, TOLERANCE N; W/O HOLDING BRAKE DEGREE OF PROTECTION IP64; PAINT FINISH RAL7016 | - | 0 | 0
1FK7063-5AF71-1PG5 |  | 1FK7063-5AF71-1PG5 | 1 | UN | 1 | 60 | X | D | N | N | 85015220 | 1 |  | 11.503 | KG | 1568.05 | 1568.05 | MC05 | MC05 | SIMOTICS S Synchronous servo motor 1FK7 Compact 11Nm, 100K 3000rpm, 2.29kW Naturally cooled IM B5 (IM V1, IM V3) power/signal connectors Connector can be rotated by 270Â° RESOLVER 2-POLE (RESOLVER P=1) WITH DRIVE-CLIQ INTERFACE; PLAIN SHAFT, TOLERANCE N; W/O HOLDING BRAKE DEGREE OF PROTECTION IP65 AS FLANGE IP67; PAINT FINISH RAL7016 | - | 0 | 0
1FK7063-5AF71-1PG8 |  | 1FK7063-5AF71-1PG8 | 1 | UN | 1 | 60 | X | D | N | N | 85015220 | 1 |  | 11.503 | KG | 1649.26 | 1649.26 | MC05 | MC05 | SIMOTICS S Synchronous servo motor 1FK7 Compact 11Nm, 100K 3000rpm, 2.29kW Naturally cooled IM B5 (IM V1, IM V3) power/signal connectors Connector can be rotated by 270Â° RESOLVER 2-POLE (RESOLVER P=1) WITH DRIVE-CLIQ INTERFACE; PLAIN SHAFT, TOLERANCE N; W/O HOLDING BRAKE DEGREE OF PROTECTION IP65 IP67 D-END FLANGE; RAL7016 COATING; METALLIC RATING PLATE AT MOTOR | - | 0 | 0
1FK7063-5AF71-1PH0 |  | 1FK7063-5AF71-1PH0 | 1 | UN | 1 | 60 | X | D | N | N | 85015220 | 1 |  | 12.802 | KG | 1703.11 | 1703.11 | MC05 | MC05 | SIMOTICS S Synchronous servo motor 1FK7 Compact 11Nm, 100K 3000rpm, 2.29kW Naturally cooled IM B5 (IM V1, IM V3) power/signal connectors Connector can be rotated by 270Â° RESOLVER 2-POLE (RESOLVER P=1) WITH DRIVE-CLIQ INTERFACE; PLAIN SHAFT, TOLERANCE N; WITH HOLDING BRAKE DEGREE OF PROTECTION IP64 | - | 0 | 0
1FK7063-5AF71-1PH2 |  | 1FK7063-5AF71-1PH2 | 1 | UN | 1 | 60 | X | D | N | N | 85015220 | 1 |  | 12.802 | KG | 1779.08 | 1779.08 | MC05 | MC05 | SIMOTICS S Synchronous servo motor 1FK7 Compact 11Nm, 100K 3000rpm, 2.29kW Naturally cooled IM B5 (IM V1, IM V3) power/signal connectors Connector can be rotated by 270Â° RESOLVER 2-POLE (RESOLVER P=1) WITH DRIVE-CLIQ INTERFACE; PLAIN SHAFT, TOLERANCE N; WITH HOLDING BRAKE DEGREE OF PROTECTION IP65 FLANGE ON DRIVE END IP67 | - | 0 | 0
1FK7063-5AF71-1PH3 |  | 1FK7063-5AF71-1PH3 | 1 | UN | 1 | 60 | X | D | N | N | 85015220 | 1 |  | 12.802 | KG | 1739.92 | 1739.92 | MC05 | MC05 | SIMOTICS S Synchronous servo motor 1FK7 Compact 11Nm, 100K 3000rpm, 2.29kW Naturally cooled IM B5 (IM V1, IM V3) power/signal connectors Connector can be rotated by 270Â° RESOLVER 2-POLE (RESOLVER P=1) WITH DRIVE-CLIQ INTERFACE; PLAIN SHAFT, TOLERANCE N; WITH HOLDING BRAKE DEGREE OF PROTECTION IP64; PAINT FINISH RAL7016 | - | 0 | 0
1FK7063-5AF71-1PH5 |  | 1FK7063-5AF71-1PH5 | 1 | UN | 1 | 60 | X | D | N | N | 85015220 | 1 |  | 12.802 | KG | 1815.87 | 1815.87 | MC05 | MC05 | SIMOTICS S Synchronous servo motor 1FK7 Compact 11Nm, 100K 3000rpm, 2.29kW Naturally cooled IM B5 (IM V1, IM V3) power/signal connectors Connector can be rotated by 270Â° RESOLVER 2-POLE (RESOLVER P=1) WITH DRIVE-CLIQ INTERFACE; PLAIN SHAFT, TOLERANCE N; WITH HOLDING BRAKE DEGREE OF PROTECTION IP65 AS FLANGE IP67; PAINT FINISH RAL7016 | - | 0 | 0
1FK7063-5AF71-1PH8 |  | 1FK7063-5AF71-1PH8 | 1 | UN | 1 | 60 | X | D | N | N | 85015220 | 1 |  | 12.802 | KG | 1897.08 | 1897.08 | MC05 | MC05 | SIMOTICS S Synchronous servo motor 1FK7 Compact 11Nm, 100K 3000rpm, 2.29kW Naturally cooled IM B5 (IM V1, IM V3) power/signal connectors Connector can be rotated by 270Â° RESOLVER 2-POLE (RESOLVER P=1) WITH DRIVE-CLIQ INTERFACE; PLAIN SHAFT, TOLERANCE N; WITH HOLDING BRAKE DEGREE OF PROTECTION IP65 IP67 D-END FLANGE; RAL7016 COATING; METALLIC RATING PLATE AT MOTOR | - | 0 | 0
1FK7063-5AF71-1SA0 |  | 1FK7063-5AF71-1SA0 | 1 | UN | 1 | 60 | X | D | N | N | 85015220 | 1 |  | 11.503 | KG | 1329.6 | 1329.6 | MC05 | MC05 | SIMOTICS S Synchronous servo motor 1FK7 Compact 11Nm, 100K 3000rpm, 2.29kW Naturally cooled IM B5 (IM V1, IM V3) power/signal connectors Connector can be rotated by 270Â° RESOLVER MULTI-POLE (RESOLVER P=4); SHAFT WITH FITTED KEY, TOLERANCE N; W/O HOLDING BRAKE DEGREE OF PROTECTION IP64 | - | 0 | 0
1FK7063-5AF71-1SA2 |  | 1FK7063-5AF71-1SA2 | 1 | UN | 1 | 60 | X | D | N | N | 85015220 | 1 |  | 11.503 | KG | 1405.57 | 1405.57 | MC05 | MC05 | SIMOTICS S Synchronous servo motor 1FK7 Compact 11Nm, 100K 3000rpm, 2.29kW Naturally cooled IM B5 (IM V1, IM V3) power/signal connectors Connector can be rotated by 270Â° RESOLVER MULTI-POLE (RESOLVER P=4); SHAFT WITH FITTED KEY, TOLERANCE N; W/O HOLDING BRAKE DEGREE OF PROTECTION IP65 FLANGE ON DRIVE END IP67 | - | 0 | 0
1FK7063-5AF71-1SA3 |  | 1FK7063-5AF71-1SA3 | 1 | UN | 1 | 60 | X | D | N | N | 85015220 | 1 |  | 11.503 | KG | 1366.41 | 1366.41 | MC05 | MC05 | SIMOTICS S Synchronous servo motor 1FK7 Compact 11Nm, 100K 3000rpm, 2.29kW Naturally cooled IM B5 (IM V1, IM V3) power/signal connectors Connector can be rotated by 270Â° RESOLVER MULTI-POLE (RESOLVER P=4); SHAFT WITH FITTED KEY, TOLERANCE N; W/O HOLDING BRAKE DEGREE OF PROTECTION IP64; PAINT FINISH RAL7016 | - | 0 | 0
1FK7063-5AF71-1SA5 |  | 1FK7063-5AF71-1SA5 | 1 | UN | 1 | 60 | X | D | N | N | 85015220 | 1 |  | 11.503 | KG | 1442.36 | 1442.36 | MC05 | MC05 | SIMOTICS S Synchronous servo motor 1FK7 Compact 11Nm, 100K 3000rpm, 2.29kW Naturally cooled IM B5 (IM V1, IM V3) power/signal connectors Connector can be rotated by 270Â° RESOLVER MULTI-POLE (RESOLVER P=4); SHAFT WITH FITTED KEY, TOLERANCE N; W/O HOLDING BRAKE DEGREE OF PROTECTION IP65 AS FLANGE IP67; PAINT FINISH RAL7016 | - | 0 | 0
1FK7063-5AF71-1SA8 |  | 1FK7063-5AF71-1SA8 | 1 | UN | 1 | 60 | X | D | N | N | 85015220 | 1 |  | 11.503 | KG | 1523.57 | 1523.57 | MC05 | MC05 | SIMOTICS S Synchronous servo motor 1FK7 Compact 11Nm, 100K 3000rpm, 2.29kW Naturally cooled IM B5 (IM V1, IM V3) power/signal connectors Connector can be rotated by 270Â° RESOLVER MULTI-POLE (RESOLVER P=4); SHAFT WITH FITTED KEY, TOLERANCE N; W/O HOLDING BRAKE DEGREE OF PROTECTION IP65 IP67 D-END FLANGE; RAL7016 COATING; METALLIC RATING PLATE AT MOTOR | - | 0 | 0
1FK7063-5AF71-1SB0 |  | 1FK7063-5AF71-1SB0 | 1 | UN | 1 | 60 | X | D | N | N | 85015220 | 1 | 4025515001935 | 12.802 | KG | 1575.63 | 1575.63 | MC05 | MC05 | SIMOTICS S Synchronous servo motor 1FK7 Compact 11Nm, 100K 3000rpm, 2.29kW Naturally cooled IM B5 (IM V1, IM V3) power/signal connectors Connector can be rotated by 270Â° RESOLVER MULTI-POLE (RESOLVER P=4); SHAFT WITH FITTED KEY, TOLERANCE N; WITH HOLDING BRAKE DEGREE OF PROTECTION IP64 | - | 0 | 7
1FK7063-5AF71-1SB2 |  | 1FK7063-5AF71-1SB2 | 1 | UN | 1 | 60 | X | D | N | N | 85015220 | 1 |  | 12.802 | KG | 1651.6 | 1651.6 | MC05 | MC05 | SIMOTICS S Synchronous servo motor 1FK7 Compact 11Nm, 100K 3000rpm, 2.29kW Naturally cooled IM B5 (IM V1, IM V3) power/signal connectors Connector can be rotated by 270Â° RESOLVER MULTI-POLE (RESOLVER P=4); SHAFT WITH FITTED KEY, TOLERANCE N; WITH HOLDING BRAKE DEGREE OF PROTECTION IP65 FLANGE ON DRIVE END IP67 | - | 0 | 0
1FK7063-5AF71-1SB3 |  | 1FK7063-5AF71-1SB3 | 1 | UN | 1 | 60 | X | D | N | N | 85015220 | 1 |  | 12.802 | KG | 1612.44 | 1612.44 | MC05 | MC05 | SIMOTICS S Synchronous servo motor 1FK7 Compact 11Nm, 100K 3000rpm, 2.29kW Naturally cooled IM B5 (IM V1, IM V3) power/signal connectors Connector can be rotated by 270Â° RESOLVER MULTI-POLE (RESOLVER P=4); SHAFT WITH FITTED KEY, TOLERANCE N; WITH HOLDING BRAKE DEGREE OF PROTECTION IP64; PAINT FINISH RAL7016 | - | 0 | 0
1FK7063-5AF71-1SB5 |  | 1FK7063-5AF71-1SB5 | 1 | UN | 1 | 60 | X | D | N | N | 85015220 | 1 |  | 12.802 | KG | 1688.39 | 1688.39 | MC05 | MC05 | SIMOTICS S Synchronous servo motor 1FK7 Compact 11Nm, 100K 3000rpm, 2.29kW Naturally cooled IM B5 (IM V1, IM V3) power/signal connectors Connector can be rotated by 270Â° RESOLVER MULTI-POLE (RESOLVER P=4); SHAFT WITH FITTED KEY, TOLERANCE N; WITH HOLDING BRAKE DEGREE OF PROTECTION IP65 AS FLANGE IP67; PAINT FINISH RAL7016 | - | 0 | 0
1FK7063-5AF71-1SB8 |  | 1FK7063-5AF71-1SB8 | 1 | UN | 1 | 60 | X | D | N | N | 85015220 | 1 |  | 12.802 | KG | 1769.6 | 1769.6 | MC05 | MC05 | SIMOTICS S Synchronous servo motor 1FK7 Compact 11Nm, 100K 3000rpm, 2.29kW Naturally cooled IM B5 (IM V1, IM V3) power/signal connectors Connector can be rotated by 270Â° RESOLVER MULTI-POLE (RESOLVER P=4); SHAFT WITH FITTED KEY, TOLERANCE N; WITH HOLDING BRAKE DEGREE OF PROTECTION IP65 IP67 D-END FLANGE; RAL7016 COATING; METALLIC RATING PLATE AT MOTOR | - | 0 | 0
1FK7063-5AF71-1SG0 |  | 1FK7063-5AF71-1SG0 | 1 | UN | 1 | 60 | X | D | N | N | 85015220 | 1 |  | 11.503 | KG | 1259.55 | 1259.55 | MC05 | MC05 | SIMOTICS S Synchronous servo motor 1FK7 Compact 11Nm, 100K 3000rpm, 2.29kW Naturally cooled IM B5 (IM V1, IM V3) power/signal connectors Connector can be rotated by 270Â° RESOLVER MULTI-POLE (RESOLVER P=4); PLAIN SHAFT, TOLERANCE N; W/O HOLDING BRAKE DEGREE OF PROTECTION IP64 | - | 0 | 0
1FK7063-5AF71-1SG2 |  | 1FK7063-5AF71-1SG2 | 1 | UN | 1 | 60 | X | D | N | N | 85015220 | 1 |  | 11.503 | KG | 1335.52 | 1335.52 | MC05 | MC05 | SIMOTICS S Synchronous servo motor 1FK7 Compact 11Nm, 100K 3000rpm, 2.29kW Naturally cooled IM B5 (IM V1, IM V3) power/signal connectors Connector can be rotated by 270Â° RESOLVER MULTI-POLE (RESOLVER P=4); PLAIN SHAFT, TOLERANCE N; W/O HOLDING BRAKE DEGREE OF PROTECTION IP65 FLANGE ON DRIVE END IP67 | - | 0 | 0
1FK7063-5AF71-1SG3 |  | 1FK7063-5AF71-1SG3 | 1 | UN | 1 | 60 | X | D | N | N | 85015220 | 1 |  | 11.503 | KG | 1296.36 | 1296.36 | MC05 | MC05 | SIMOTICS S Synchronous servo motor 1FK7 Compact 11Nm, 100K 3000rpm, 2.29kW Naturally cooled IM B5 (IM V1, IM V3) power/signal connectors Connector can be rotated by 270Â° RESOLVER MULTI-POLE (RESOLVER P=4); PLAIN SHAFT, TOLERANCE N; W/O HOLDING BRAKE DEGREE OF PROTECTION IP64; PAINT FINISH RAL7016 | - | 0 | 0
1FK7063-5AF71-1SG5 |  | 1FK7063-5AF71-1SG5 | 1 | UN | 1 | 60 | X | D | N | N | 85015220 | 1 |  | 11.503 | KG | 1372.31 | 1372.31 | MC05 | MC05 | SIMOTICS S Synchronous servo motor 1FK7 Compact 11Nm, 100K 3000rpm, 2.29kW Naturally cooled IM B5 (IM V1, IM V3) power/signal connectors Connector can be rotated by 270Â° RESOLVER MULTI-POLE (RESOLVER P=4); PLAIN SHAFT, TOLERANCE N; W/O HOLDING BRAKE DEGREE OF PROTECTION IP65 AS FLANGE IP67; PAINT FINISH RAL7016 | - | 0 | 0
1FK7063-5AF71-1SG8 |  | 1FK7063-5AF71-1SG8 | 1 | UN | 1 | 60 | X | D | N | N | 85015220 | 1 |  | 11.503 | KG | 1453.52 | 1453.52 | MC05 | MC05 | SIMOTICS S Synchronous servo motor 1FK7 Compact 11Nm, 100K 3000rpm, 2.29kW Naturally cooled IM B5 (IM V1, IM V3) power/signal connectors Connector can be rotated by 270Â° RESOLVER MULTI-POLE (RESOLVER P=4); PLAIN SHAFT, TOLERANCE N; W/O HOLDING BRAKE DEGREE OF PROTECTION IP65 IP67 D-END FLANGE; RAL7016 COATING; METALLIC RATING PLATE AT MOTOR | - | 0 | 0
1FK7063-5AF71-1SH0 |  | 1FK7063-5AF71-1SH0 | 1 | UN | 1 | 60 | X | D | N | N | 85015220 | 1 |  | 12.802 | KG | 1507.37 | 1507.37 | MC05 | MC05 | SIMOTICS S Synchronous servo motor 1FK7 Compact 11Nm, 100K 3000rpm, 2.29kW Naturally cooled IM B5 (IM V1, IM V3) power/signal connectors Connector can be rotated by 270Â° RESOLVER MULTI-POLE (RESOLVER P=4); PLAIN SHAFT, TOLERANCE N; WITH HOLDING BRAKE DEGREE OF PROTECTION IP64 | - | 0 | 0
1FK7063-5AF71-1SH2 |  | 1FK7063-5AF71-1SH2 | 1 | UN | 1 | 60 | X | D | N | N | 85015220 | 1 |  | 12.802 | KG | 1583.34 | 1583.34 | MC05 | MC05 | SIMOTICS S Synchronous servo motor 1FK7 Compact 11Nm, 100K 3000rpm, 2.29kW Naturally cooled IM B5 (IM V1, IM V3) power/signal connectors Connector can be rotated by 270Â° RESOLVER MULTI-POLE (RESOLVER P=4); PLAIN SHAFT, TOLERANCE N; WITH HOLDING BRAKE DEGREE OF PROTECTION IP65 FLANGE ON DRIVE END IP67 | - | 0 | 0
1FK7063-5AF71-1SH3 |  | 1FK7063-5AF71-1SH3 | 1 | UN | 1 | 60 | X | D | N | N | 85015220 | 1 |  | 12.802 | KG | 1544.18 | 1544.18 | MC05 | MC05 | SIMOTICS S Synchronous servo motor 1FK7 Compact 11Nm, 100K 3000rpm, 2.29kW Naturally cooled IM B5 (IM V1, IM V3) power/signal connectors Connector can be rotated by 270Â° RESOLVER MULTI-POLE (RESOLVER P=4); PLAIN SHAFT, TOLERANCE N; WITH HOLDING BRAKE DEGREE OF PROTECTION IP64; PAINT FINISH RAL7016 | - | 0 | 0
1FK7063-5AF71-1SH5 |  | 1FK7063-5AF71-1SH5 | 1 | UN | 1 | 60 | X | D | N | N | 85015220 | 1 |  | 12.802 | KG | 1620.13 | 1620.13 | MC05 | MC05 | SIMOTICS S Synchronous servo motor 1FK7 Compact 11Nm, 100K 3000rpm, 2.29kW Naturally cooled IM B5 (IM V1, IM V3) power/signal connectors Connector can be rotated by 270Â° RESOLVER MULTI-POLE (RESOLVER P=4); PLAIN SHAFT, TOLERANCE N; WITH HOLDING BRAKE DEGREE OF PROTECTION IP65 AS FLANGE IP67; PAINT FINISH RAL7016 | - | 0 | 0
1FK7063-5AF71-1SH8 |  | 1FK7063-5AF71-1SH8 | 1 | UN | 1 | 60 | X | D | N | N | 85015220 | 1 |  | 12.802 | KG | 1701.34 | 1701.34 | MC05 | MC05 | SIMOTICS S Synchronous servo motor 1FK7 Compact 11Nm, 100K 3000rpm, 2.29kW Naturally cooled IM B5 (IM V1, IM V3) power/signal connectors Connector can be rotated by 270Â° RESOLVER MULTI-POLE (RESOLVER P=4); PLAIN SHAFT, TOLERANCE N; WITH HOLDING BRAKE DEGREE OF PROTECTION IP65 IP67 D-END FLANGE; RAL7016 COATING; METALLIC RATING PLATE AT MOTOR | - | 0 | 0
1FK7063-5AF71-1TA0 |  | 1FK7063-5AF71-1TA0 | 1 | UN | 1 | 60 | X | D | N | N | 85015220 | 1 |  | 11.503 | KG | 1329.6 | 1329.6 | MC05 | MC05 | SIMOTICS S Synchronous servo motor 1FK7 Compact 11Nm, 100K 3000rpm, 2.29kW Naturally cooled IM B5 (IM V1, IM V3) power/signal connectors Connector can be rotated by 270Â° RESOLVER 2-POLE (RESOLVER P=1); SHAFT WITH FITTED KEY, TOLERANCE N; W/O HOLDING BRAKE DEGREE OF PROTECTION IP64 | - | 0 | 0
1FK7063-5AF71-1TA2 |  | 1FK7063-5AF71-1TA2 | 1 | UN | 1 | 60 | X | D | N | N | 85015220 | 1 |  | 11.503 | KG | 1405.57 | 1405.57 | MC05 | MC05 | SIMOTICS S Synchronous servo motor 1FK7 Compact 11Nm, 100K 3000rpm, 2.29kW Naturally cooled IM B5 (IM V1, IM V3) power/signal connectors Connector can be rotated by 270Â° RESOLVER 2-POLE (RESOLVER P=1); SHAFT WITH FITTED KEY, TOLERANCE N; W/O HOLDING BRAKE DEGREE OF PROTECTION IP65 FLANGE ON DRIVE END IP67 | - | 0 | 0
1FK7063-5AF71-1TA3 |  | 1FK7063-5AF71-1TA3 | 1 | UN | 1 | 60 | X | D | N | N | 85015220 | 1 |  | 11.503 | KG | 1366.41 | 1366.41 | MC05 | MC05 | SIMOTICS S Synchronous servo motor 1FK7 Compact 11Nm, 100K 3000rpm, 2.29kW Naturally cooled IM B5 (IM V1, IM V3) power/signal connectors Connector can be rotated by 270Â° RESOLVER 2-POLE (RESOLVER P=1); SHAFT WITH FITTED KEY, TOLERANCE N; W/O HOLDING BRAKE DEGREE OF PROTECTION IP64; PAINT FINISH RAL7016 | - | 0 | 0
1FK7063-5AF71-1TA5 |  | 1FK7063-5AF71-1TA5 | 1 | UN | 1 | 60 | X | D | N | N | 85015220 | 1 |  | 11.503 | KG | 1442.36 | 1442.36 | MC05 | MC05 | SIMOTICS S Synchronous servo motor 1FK7 Compact 11Nm, 100K 3000rpm, 2.29kW Naturally cooled IM B5 (IM V1, IM V3) power/signal connectors Connector can be rotated by 270Â° RESOLVER 2-POLE (RESOLVER P=1); SHAFT WITH FITTED KEY, TOLERANCE N; W/O HOLDING BRAKE DEGREE OF PROTECTION IP65 AS FLANGE IP67; PAINT FINISH RAL7016 | - | 0 | 0
1FK7063-5AF71-1TA8 |  | 1FK7063-5AF71-1TA8 | 1 | UN | 1 | 60 | X | D | N | N | 85015220 | 1 |  | 11.503 | KG | 1523.57 | 1523.57 | MC05 | MC05 | SIMOTICS S Synchronous servo motor 1FK7 Compact 11Nm, 100K 3000rpm, 2.29kW Naturally cooled IM B5 (IM V1, IM V3) power/signal connectors Connector can be rotated by 270Â° RESOLVER 2-POLE (RESOLVER P=1); SHAFT WITH FITTED KEY, TOLERANCE N; W/O HOLDING BRAKE DEGREE OF PROTECTION IP65 IP67 D-END FLANGE; RAL7016 COATING; METALLIC RATING PLATE AT MOTOR | - | 0 | 0
1FK7063-5AF71-1TB0 |  | 1FK7063-5AF71-1TB0 | 1 | UN | 1 | 60 | X | D | N | N | 85015220 | 1 |  | 12.802 | KG | 1575.63 | 1575.63 | MC05 | MC05 | SIMOTICS S Synchronous servo motor 1FK7 Compact 11Nm, 100K 3000rpm, 2.29kW Naturally cooled IM B5 (IM V1, IM V3) power/signal connectors Connector can be rotated by 270Â° RESOLVER 2-POLE (RESOLVER P=1); SHAFT WITH FITTED KEY, TOLERANCE N; WITH HOLDING BRAKE DEGREE OF PROTECTION IP64 | - | 0 | 0
1FK7063-5AF71-1TB2 |  | 1FK7063-5AF71-1TB2 | 1 | UN | 1 | 60 | X | D | N | N | 85015220 | 1 |  | 12.802 | KG | 1651.6 | 1651.6 | MC05 | MC05 | SIMOTICS S Synchronous servo motor 1FK7 Compact 11Nm, 100K 3000rpm, 2.29kW Naturally cooled IM B5 (IM V1, IM V3) power/signal connectors Connector can be rotated by 270Â° RESOLVER 2-POLE (RESOLVER P=1); SHAFT WITH FITTED KEY, TOLERANCE N; WITH HOLDING BRAKE DEGREE OF PROTECTION IP65 FLANGE ON DRIVE END IP67 | - | 0 | 0
1FK7063-5AF71-1TB3 |  | 1FK7063-5AF71-1TB3 | 1 | UN | 1 | 60 | X | D | N | N | 85015220 | 1 |  | 12.802 | KG | 1612.44 | 1612.44 | MC05 | MC05 | SIMOTICS S Synchronous servo motor 1FK7 Compact 11Nm, 100K 3000rpm, 2.29kW Naturally cooled IM B5 (IM V1, IM V3) power/signal connectors Connector can be rotated by 270Â° RESOLVER 2-POLE (RESOLVER P=1); SHAFT WITH FITTED KEY, TOLERANCE N; WITH HOLDING BRAKE DEGREE OF PROTECTION IP64; PAINT FINISH RAL7016 | - | 0 | 0
1FK7063-5AF71-1TB5 |  | 1FK7063-5AF71-1TB5 | 1 | UN | 1 | 60 | X | D | N | N | 85015220 | 1 |  | 12.802 | KG | 1688.39 | 1688.39 | MC05 | MC05 | SIMOTICS S Synchronous servo motor 1FK7 Compact 11Nm, 100K 3000rpm, 2.29kW Naturally cooled IM B5 (IM V1, IM V3) power/signal connectors Connector can be rotated by 270Â° RESOLVER 2-POLE (RESOLVER P=1); SHAFT WITH FITTED KEY, TOLERANCE N; WITH HOLDING BRAKE DEGREE OF PROTECTION IP65 AS FLANGE IP67; PAINT FINISH RAL7016 | - | 0 | 0
1FK7063-5AF71-1TB8 |  | 1FK7063-5AF71-1TB8 | 1 | UN | 1 | 60 | X | D | N | N | 85015220 | 1 |  | 12.802 | KG | 1769.6 | 1769.6 | MC05 | MC05 | SIMOTICS S Synchronous servo motor 1FK7 Compact 11Nm, 100K 3000rpm, 2.29kW Naturally cooled IM B5 (IM V1, IM V3) power/signal connectors Connector can be rotated by 270Â° RESOLVER 2-POLE (RESOLVER P=1); SHAFT WITH FITTED KEY, TOLERANCE N; WITH HOLDING BRAKE DEGREE OF PROTECTION IP65 IP67 D-END FLANGE; RAL7016 COATING; METALLIC RATING PLATE AT MOTOR | - | 0 | 0
1FK7063-5AF71-1TG0 |  | 1FK7063-5AF71-1TG0 | 1 | UN | 1 | 60 | X | D | N | N | 85015220 | 1 |  | 11.503 | KG | 1259.55 | 1259.55 | MC05 | MC05 | SIMOTICS S Synchronous servo motor 1FK7 Compact 11Nm, 100K 3000rpm, 2.29kW Naturally cooled IM B5 (IM V1, IM V3) power/signal connectors Connector can be rotated by 270Â° RESOLVER 2-POLE (RESOLVER P=1); PLAIN SHAFT, TOLERANCE N; W/O HOLDING BRAKE DEGREE OF PROTECTION IP64 | - | 0 | 0
1FK7063-5AF71-1TG2 |  | 1FK7063-5AF71-1TG2 | 1 | UN | 1 | 60 | X | D | N | N | 85015220 | 1 |  | 11.503 | KG | 1335.52 | 1335.52 | MC05 | MC05 | SIMOTICS S Synchronous servo motor 1FK7 Compact 11Nm, 100K 3000rpm, 2.29kW Naturally cooled IM B5 (IM V1, IM V3) power/signal connectors Connector can be rotated by 270Â° RESOLVER 2-POLE (RESOLVER P=1); PLAIN SHAFT, TOLERANCE N; W/O HOLDING BRAKE DEGREE OF PROTECTION IP65 FLANGE ON DRIVE END IP67 | - | 0 | 0
1FK7063-5AF71-1TG3 |  | 1FK7063-5AF71-1TG3 | 1 | UN | 1 | 60 | X | D | N | N | 85015220 | 1 |  | 11.503 | KG | 1296.36 | 1296.36 | MC05 | MC05 | SIMOTICS S Synchronous servo motor 1FK7 Compact 11Nm, 100K 3000rpm, 2.29kW Naturally cooled IM B5 (IM V1, IM V3) power/signal connectors Connector can be rotated by 270Â° RESOLVER 2-POLE (RESOLVER P=1); PLAIN SHAFT, TOLERANCE N; W/O HOLDING BRAKE DEGREE OF PROTECTION IP64; PAINT FINISH RAL7016 | - | 0 | 0
1FK7063-5AF71-1TG5 |  | 1FK7063-5AF71-1TG5 | 1 | UN | 1 | 60 | X | D | N | N | 85015220 | 1 |  | 11.503 | KG | 1372.31 | 1372.31 | MC05 | MC05 | SIMOTICS S Synchronous servo motor 1FK7 Compact 11Nm, 100K 3000rpm, 2.29kW Naturally cooled IM B5 (IM V1, IM V3) power/signal connectors Connector can be rotated by 270Â° RESOLVER 2-POLE (RESOLVER P=1); PLAIN SHAFT, TOLERANCE N; W/O HOLDING BRAKE DEGREE OF PROTECTION IP65 AS FLANGE IP67; PAINT FINISH RAL7016 | - | 0 | 0
1FK7063-5AF71-1TG8 |  | 1FK7063-5AF71-1TG8 | 1 | UN | 1 | 60 | X | D | N | N | 85015220 | 1 |  | 11.503 | KG | 1453.52 | 1453.52 | MC05 | MC05 | SIMOTICS S Synchronous servo motor 1FK7 Compact 11Nm, 100K 3000rpm, 2.29kW Naturally cooled IM B5 (IM V1, IM V3) power/signal connectors Connector can be rotated by 270Â° RESOLVER 2-POLE (RESOLVER P=1); PLAIN SHAFT, TOLERANCE N; W/O HOLDING BRAKE DEGREE OF PROTECTION IP65 IP67 D-END FLANGE; RAL7016 COATING; METALLIC RATING PLATE AT MOTOR | - | 0 | 0
1FK7063-5AF71-1TH0 |  | 1FK7063-5AF71-1TH0 | 1 | UN | 1 | 60 | X | D | N | N | 85015220 | 1 | 4025515001942 | 12.802 | KG | 1507.37 | 1507.37 | MC05 | MC05 | SIMOTICS S Synchronous servo motor 1FK7 Compact 11Nm, 100K 3000rpm, 2.29kW Naturally cooled IM B5 (IM V1, IM V3) power/signal connectors Connector can be rotated by 270Â° RESOLVER 2-POLE (RESOLVER P=1); PLAIN SHAFT, TOLERANCE N; WITH HOLDING BRAKE DEGREE OF PROTECTION IP64 | - | 0 | 7
1FK7063-5AF71-1TH2 |  | 1FK7063-5AF71-1TH2 | 1 | UN | 1 | 60 | X | D | N | N | 85015220 | 1 |  | 12.802 | KG | 1583.34 | 1583.34 | MC05 | MC05 | SIMOTICS S Synchronous servo motor 1FK7 Compact 11Nm, 100K 3000rpm, 2.29kW Naturally cooled IM B5 (IM V1, IM V3) power/signal connectors Connector can be rotated by 270Â° RESOLVER 2-POLE (RESOLVER P=1); PLAIN SHAFT, TOLERANCE N; WITH HOLDING BRAKE DEGREE OF PROTECTION IP65 FLANGE ON DRIVE END IP67 | - | 0 | 0
1FK7063-5AF71-1TH3 |  | 1FK7063-5AF71-1TH3 | 1 | UN | 1 | 60 | X | D | N | N | 85015220 | 1 |  | 12.802 | KG | 1544.18 | 1544.18 | MC05 | MC05 | SIMOTICS S Synchronous servo motor 1FK7 Compact 11Nm, 100K 3000rpm, 2.29kW Naturally cooled IM B5 (IM V1, IM V3) power/signal connectors Connector can be rotated by 270Â° RESOLVER 2-POLE (RESOLVER P=1); PLAIN SHAFT, TOLERANCE N; WITH HOLDING BRAKE DEGREE OF PROTECTION IP64; PAINT FINISH RAL7016 | - | 0 | 0
1FK7063-5AF71-1TH5 |  | 1FK7063-5AF71-1TH5 | 1 | UN | 1 | 60 | X | D | N | N | 85015220 | 1 |  | 12.802 | KG | 1620.13 | 1620.13 | MC05 | MC05 | SIMOTICS S Synchronous servo motor 1FK7 Compact 11Nm, 100K 3000rpm, 2.29kW Naturally cooled IM B5 (IM V1, IM V3) power/signal connectors Connector can be rotated by 270Â° RESOLVER 2-POLE (RESOLVER P=1); PLAIN SHAFT, TOLERANCE N; WITH HOLDING BRAKE DEGREE OF PROTECTION IP65 AS FLANGE IP67; PAINT FINISH RAL7016 | - | 0 | 0
1FK7063-5AF71-1TH8 |  | 1FK7063-5AF71-1TH8 | 1 | UN | 1 | 60 | X | D | N | N | 85015220 | 1 |  | 12.802 | KG | 1701.34 | 1701.34 | MC05 | MC05 | SIMOTICS S Synchronous servo motor 1FK7 Compact 11Nm, 100K 3000rpm, 2.29kW Naturally cooled IM B5 (IM V1, IM V3) power/signal connectors Connector can be rotated by 270Â° RESOLVER 2-POLE (RESOLVER P=1); PLAIN SHAFT, TOLERANCE N; WITH HOLDING BRAKE DEGREE OF PROTECTION IP65 IP67 D-END FLANGE; RAL7016 COATING; METALLIC RATING PLATE AT MOTOR | - | 0 | 0
1FK7063-5AF71-1UA0 |  | 1FK7063-5AF71-1UA0 | 1 | UN | 1 | 60 | X | D | N | N | 85015220 | 1 |  | 11.503 | KG | 1525.34 | 1525.34 | MC05 | MC05 | SIMOTICS S Synchronous servo motor 1FK7 Compact 11Nm, 100K 3000rpm, 2.29kW Naturally cooled IM B5 (IM V1, IM V3) power/signal connectors Connector can be rotated by 270Â° RESOLVER MULTI-POLE (RESOLVER P=4) WITH DRIVE-CLIQ INTERFACE; SHAFT WITH FITTED KEY, TOLERANCE N; W/O HOLDING BRAKE DEGREE OF PROTECTION IP64 | - | 0 | 0
1FK7063-5AF71-1UA2 |  | 1FK7063-5AF71-1UA2 | 1 | UN | 1 | 60 | X | D | N | N | 85015220 | 1 |  | 11.503 | KG | 1601.31 | 1601.31 | MC05 | MC05 | SIMOTICS S Synchronous servo motor 1FK7 Compact 11Nm, 100K 3000rpm, 2.29kW Naturally cooled IM B5 (IM V1, IM V3) power/signal connectors Connector can be rotated by 270Â° RESOLVER MULTI-POLE (RESOLVER P=4) WITH DRIVE-CLIQ INTERFACE; SHAFT WITH FITTED KEY, TOLERANCE N; W/O HOLDING BRAKE DEGREE OF PROTECTION IP65 FLANGE ON DRIVE END IP67 | - | 0 | 0
1FK7063-5AF71-1UA3 |  | 1FK7063-5AF71-1UA3 | 1 | UN | 1 | 60 | X | D | N | N | 85015220 | 1 |  | 11.503 | KG | 1562.15 | 1562.15 | MC05 | MC05 | SIMOTICS S Synchronous servo motor 1FK7 Compact 11Nm, 100K 3000rpm, 2.29kW Naturally cooled IM B5 (IM V1, IM V3) power/signal connectors Connector can be rotated by 270Â° RESOLVER MULTI-POLE (RESOLVER P=4) WITH DRIVE-CLIQ INTERFACE; SHAFT WITH FITTED KEY, TOLERANCE N; W/O HOLDING BRAKE DEGREE OF PROTECTION IP64; PAINT FINISH RAL7016 | - | 0 | 0
1FK7063-5AF71-1UA5 |  | 1FK7063-5AF71-1UA5 | 1 | UN | 1 | 60 | X | D | N | N | 85015220 | 1 |  | 11.503 | KG | 1638.1 | 1638.1 | MC05 | MC05 | SIMOTICS S Synchronous servo motor 1FK7 Compact 11Nm, 100K 3000rpm, 2.29kW Naturally cooled IM B5 (IM V1, IM V3) power/signal connectors Connector can be rotated by 270Â° RESOLVER MULTI-POLE (RESOLVER P=4) WITH DRIVE-CLIQ INTERFACE; SHAFT WITH FITTED KEY, TOLERANCE N; W/O HOLDING BRAKE DEGREE OF PROTECTION IP65 AS FLANGE IP67; PAINT FINISH RAL7016 | - | 0 | 0
1FK7063-5AF71-1UA8 |  | 1FK7063-5AF71-1UA8 | 1 | UN | 1 | 60 | X | D | N | N | 85015220 | 1 |  | 11.503 | KG | 1719.31 | 1719.31 | MC05 | MC05 | SIMOTICS S Synchronous servo motor 1FK7 Compact 11Nm, 100K 3000rpm, 2.29kW Naturally cooled IM B5 (IM V1, IM V3) power/signal connectors Connector can be rotated by 270Â° RESOLVER MULTI-POLE (RESOLVER P=4) WITH DRIVE-CLIQ INTERFACE; SHAFT WITH FITTED KEY, TOLERANCE N; W/O HOLDING BRAKE DEGREE OF PROTECTION IP65 IP67 D-END FLANGE; RAL7016 COATING; METALLIC RATING PLATE AT MOTOR | - | 0 | 0
1FK7063-5AF71-1UB0 |  | 1FK7063-5AF71-1UB0 | 1 | UN | 1 | 60 | X | D | N | N | 85015220 | 1 |  | 12.802 | KG | 1771.37 | 1771.37 | MC05 | MC05 | SIMOTICS S Synchronous servo motor 1FK7 Compact 11Nm, 100K 3000rpm, 2.29kW Naturally cooled IM B5 (IM V1, IM V3) power/signal connectors Connector can be rotated by 270Â° RESOLVER MULTI-POLE (RESOLVER P=4) WITH DRIVE-CLIQ INTERFACE; SHAFT WITH FITTED KEY, TOLERANCE N; WITH HOLDING BRAKE DEGREE OF PROTECTION IP64 | - | 0 | 0
1FK7063-5AF71-1UB2 |  | 1FK7063-5AF71-1UB2 | 1 | UN | 1 | 60 | X | D | N | N | 85015220 | 1 |  | 12.802 | KG | 1847.34 | 1847.34 | MC05 | MC05 | SIMOTICS S Synchronous servo motor 1FK7 Compact 11Nm, 100K 3000rpm, 2.29kW Naturally cooled IM B5 (IM V1, IM V3) power/signal connectors Connector can be rotated by 270Â° RESOLVER MULTI-POLE (RESOLVER P=4) WITH DRIVE-CLIQ INTERFACE; SHAFT WITH FITTED KEY, TOLERANCE N; WITH HOLDING BRAKE DEGREE OF PROTECTION IP65 FLANGE ON DRIVE END IP67 | - | 0 | 0
1FK7063-5AF71-1UB3 |  | 1FK7063-5AF71-1UB3 | 1 | UN | 1 | 60 | X | D | N | N | 85015220 | 1 |  | 12.802 | KG | 1808.18 | 1808.18 | MC05 | MC05 | SIMOTICS S Synchronous servo motor 1FK7 Compact 11Nm, 100K 3000rpm, 2.29kW Naturally cooled IM B5 (IM V1, IM V3) power/signal connectors Connector can be rotated by 270Â° RESOLVER MULTI-POLE (RESOLVER P=4) WITH DRIVE-CLIQ INTERFACE; SHAFT WITH FITTED KEY, TOLERANCE N; WITH HOLDING BRAKE DEGREE OF PROTECTION IP64; PAINT FINISH RAL7016 | - | 0 | 0
1FK7063-5AF71-1UB5 |  | 1FK7063-5AF71-1UB5 | 1 | UN | 1 | 60 | X | D | N | N | 85015220 | 1 |  | 12.802 | KG | 1884.13 | 1884.13 | MC05 | MC05 | SIMOTICS S Synchronous servo motor 1FK7 Compact 11Nm, 100K 3000rpm, 2.29kW Naturally cooled IM B5 (IM V1, IM V3) power/signal connectors Connector can be rotated by 270Â° RESOLVER MULTI-POLE (RESOLVER P=4) WITH DRIVE-CLIQ INTERFACE; SHAFT WITH FITTED KEY, TOLERANCE N; WITH HOLDING BRAKE DEGREE OF PROTECTION IP65 AS FLANGE IP67; PAINT FINISH RAL7016 | - | 0 | 0
1FK7063-5AF71-1UB8 |  | 1FK7063-5AF71-1UB8 | 1 | UN | 1 | 60 | X | D | N | N | 85015220 | 1 |  | 12.802 | KG | 1965.34 | 1965.34 | MC05 | MC05 | SIMOTICS S Synchronous servo motor 1FK7 Compact 11Nm, 100K 3000rpm, 2.29kW Naturally cooled IM B5 (IM V1, IM V3) power/signal connectors Connector can be rotated by 270Â° RESOLVER MULTI-POLE (RESOLVER P=4) WITH DRIVE-CLIQ INTERFACE; SHAFT WITH FITTED KEY, TOLERANCE N; WITH HOLDING BRAKE DEGREE OF PROTECTION IP65 IP67 D-END FLANGE; RAL7016 COATING; METALLIC RATING PLATE AT MOTOR | - | 0 | 0
1FK7063-5AF71-1UG0 |  | 1FK7063-5AF71-1UG0 | 1 | UN | 1 | 60 | X | D | N | N | 85015220 | 1 |  | 11.503 | KG | 1455.29 | 1455.29 | MC05 | MC05 | SIMOTICS S Synchronous servo motor 1FK7 Compact 11Nm, 100K 3000rpm, 2.29kW Naturally cooled IM B5 (IM V1, IM V3) power/signal connectors Connector can be rotated by 270Â° RESOLVER MULTI-POLE (RESOLVER P=4) WITH DRIVE-CLIQ INTERFACE; PLAIN SHAFT, TOLERANCE N; W/O HOLDING BRAKE DEGREE OF PROTECTION IP64 | - | 0 | 0
1FK7063-5AF71-1UG2 |  | 1FK7063-5AF71-1UG2 | 1 | UN | 1 | 60 | X | D | N | N | 85015220 | 1 |  | 11.503 | KG | 1531.26 | 1531.26 | MC05 | MC05 | SIMOTICS S Synchronous servo motor 1FK7 Compact 11Nm, 100K 3000rpm, 2.29kW Naturally cooled IM B5 (IM V1, IM V3) power/signal connectors Connector can be rotated by 270Â° RESOLVER MULTI-POLE (RESOLVER P=4) WITH DRIVE-CLIQ INTERFACE; PLAIN SHAFT, TOLERANCE N; W/O HOLDING BRAKE DEGREE OF PROTECTION IP65 FLANGE ON DRIVE END IP67 | - | 0 | 0
1FK7063-5AF71-1UG3 |  | 1FK7063-5AF71-1UG3 | 1 | UN | 1 | 60 | X | D | N | N | 85015220 | 1 |  | 11.503 | KG | 1492.1 | 1492.1 | MC05 | MC05 | SIMOTICS S Synchronous servo motor 1FK7 Compact 11Nm, 100K 3000rpm, 2.29kW Naturally cooled IM B5 (IM V1, IM V3) power/signal connectors Connector can be rotated by 270Â° RESOLVER MULTI-POLE (RESOLVER P=4) WITH DRIVE-CLIQ INTERFACE; PLAIN SHAFT, TOLERANCE N; W/O HOLDING BRAKE DEGREE OF PROTECTION IP64; PAINT FINISH RAL7016 | - | 0 | 0
1FK7063-5AF71-1UG5 |  | 1FK7063-5AF71-1UG5 | 1 | UN | 1 | 60 | X | D | N | N | 85015220 | 1 |  | 11.503 | KG | 1568.05 | 1568.05 | MC05 | MC05 | SIMOTICS S Synchronous servo motor 1FK7 Compact 11Nm, 100K 3000rpm, 2.29kW Naturally cooled IM B5 (IM V1, IM V3) power/signal connectors Connector can be rotated by 270Â° RESOLVER MULTI-POLE (RESOLVER P=4) WITH DRIVE-CLIQ INTERFACE; PLAIN SHAFT, TOLERANCE N; W/O HOLDING BRAKE DEGREE OF PROTECTION IP65 AS FLANGE IP67; PAINT FINISH RAL7016 | - | 0 | 0
1FK7063-5AF71-1UG8 |  | 1FK7063-5AF71-1UG8 | 1 | UN | 1 | 60 | X | D | N | N | 85015220 | 1 |  | 11.503 | KG | 1649.26 | 1649.26 | MC05 | MC05 | SIMOTICS S Synchronous servo motor 1FK7 Compact 11Nm, 100K 3000rpm, 2.29kW Naturally cooled IM B5 (IM V1, IM V3) power/signal connectors Connector can be rotated by 270Â° RESOLVER MULTI-POLE (RESOLVER P=4) WITH DRIVE-CLIQ INTERFACE; PLAIN SHAFT, TOLERANCE N; W/O HOLDING BRAKE DEGREE OF PROTECTION IP65 IP67 D-END FLANGE; RAL7016 COATING; METALLIC RATING PLATE AT MOTOR | - | 0 | 0
1FK7063-5AF71-1UH0 |  | 1FK7063-5AF71-1UH0 | 1 | UN | 1 | 60 | X | D | N | N | 85015220 | 1 |  | 12.802 | KG | 1703.11 | 1703.11 | MC05 | MC05 | SIMOTICS S Synchronous servo motor 1FK7 Compact 11Nm, 100K 3000rpm, 2.29kW Naturally cooled IM B5 (IM V1, IM V3) power/signal connectors Connector can be rotated by 270Â° RESOLVER MULTI-POLE (RESOLVER P=4) WITH DRIVE-CLIQ INTERFACE; PLAIN SHAFT, TOLERANCE N; WITH HOLDING BRAKE DEGREE OF PROTECTION IP64 | - | 0 | 0
1FK7063-5AF71-1UH2 |  | 1FK7063-5AF71-1UH2 | 1 | UN | 1 | 60 | X | D | N | N | 85015220 | 1 |  | 12.802 | KG | 1779.08 | 1779.08 | MC05 | MC05 | SIMOTICS S Synchronous servo motor 1FK7 Compact 11Nm, 100K 3000rpm, 2.29kW Naturally cooled IM B5 (IM V1, IM V3) power/signal connectors Connector can be rotated by 270Â° RESOLVER MULTI-POLE (RESOLVER P=4) WITH DRIVE-CLIQ INTERFACE; PLAIN SHAFT, TOLERANCE N; WITH HOLDING BRAKE DEGREE OF PROTECTION IP65 FLANGE ON DRIVE END IP67 | - | 0 | 0
1FK7063-5AF71-1UH3 |  | 1FK7063-5AF71-1UH3 | 1 | UN | 1 | 60 | X | D | N | N | 85015220 | 1 |  | 12.802 | KG | 1739.92 | 1739.92 | MC05 | MC05 | SIMOTICS S Synchronous servo motor 1FK7 Compact 11Nm, 100K 3000rpm, 2.29kW Naturally cooled IM B5 (IM V1, IM V3) power/signal connectors Connector can be rotated by 270Â° RESOLVER MULTI-POLE (RESOLVER P=4) WITH DRIVE-CLIQ INTERFACE; PLAIN SHAFT, TOLERANCE N; WITH HOLDING BRAKE DEGREE OF PROTECTION IP64; PAINT FINISH RAL7016 | - | 0 | 0
1FK7063-5AF71-1UH5 |  | 1FK7063-5AF71-1UH5 | 1 | UN | 1 | 60 | X | D | N | N | 85015220 | 1 |  | 12.802 | KG | 1815.87 | 1815.87 | MC05 | MC05 | SIMOTICS S Synchronous servo motor 1FK7 Compact 11Nm, 100K 3000rpm, 2.29kW Naturally cooled IM B5 (IM V1, IM V3) power/signal connectors Connector can be rotated by 270Â° RESOLVER MULTI-POLE (RESOLVER P=4) WITH DRIVE-CLIQ INTERFACE; PLAIN SHAFT, TOLERANCE N; WITH HOLDING BRAKE DEGREE OF PROTECTION IP65 AS FLANGE IP67; PAINT FINISH RAL7016 | - | 0 | 0
1FK7063-5AF71-1UH8 |  | 1FK7063-5AF71-1UH8 | 1 | UN | 1 | 60 | X | D | N | N | 85015220 | 1 |  | 12.802 | KG | 1897.08 | 1897.08 | MC05 | MC05 | SIMOTICS S Synchronous servo motor 1FK7 Compact 11Nm, 100K 3000rpm, 2.29kW Naturally cooled IM B5 (IM V1, IM V3) power/signal connectors Connector can be rotated by 270Â° RESOLVER MULTI-POLE (RESOLVER P=4) WITH DRIVE-CLIQ INTERFACE; PLAIN SHAFT, TOLERANCE N; WITH HOLDING BRAKE DEGREE OF PROTECTION IP65 IP67 D-END FLANGE; RAL7016 COATING; METALLIC RATING PLATE AT MOTOR | - | 0 | 0
1FK7063-5AF71-3GG5-Z | S20 | 1FK7063-5AF71-3GG5-ZS20 | 1 | UN | 1 | 60 | X | D | N | N | 85015220 | 1 |  | 11.5 | KG | 2921.76 | 2921.76 | MC05 | MC05 | SIMOTICS S 1FK7 synchronous servomotor compact 11Nm, 100K, 3000rpm, 2.29kW Naturally cooled IM B5 (IM V1, IM V3) Power connector fixed toward NDE; Basic absolute encoder 32 S/R (encoder A-32); Derating 10% due to absolute encoder; Smooth shaft Tolerance N without holding brake; degree of protection IP65 DE flange IP67; paint finish RAL7016 S20: Customer-specific version Bruderer | novo Out19 | 0 | 7
1FK7063-5AF71-3GG5-Z | S20Y84 | 1FK7063-5AF71-3GG5-ZS20Y84 | 1 | UN | 1 | 60 | X | D | N | N | 85015220 | 1 |  | 11.5 | KG | 2921.76 | 2921.76 | MC05 | MC05 | SIMOTICS S 1FK7 synchronous servomotor compact 11Nm, 100K, 3000rpm, 2.29kW Naturally cooled IM B5 (IM V1, IM V3) Power connector fixed toward NDE; Basic absolute encoder 32 S/R (encoder A-32); Derating 10% due to absolute encoder; Smooth shaft, Tolerance N without holding brake; degree of protection IP65 DE flange IP67; RAL 7016 S20: Customer-specific version Bruderer Y84: Customer specifications on the rating plate | novo Out19 | 0 | 7
1FK7063-5AF71-4GG5-Z | S20 | 1FK7063-5AF71-4GG5-ZS20 | 1 | UN | 1 | 60 | X | D | N | N | 85015220 | 1 |  | 11.1 | KG | 2929.72 | 2929.72 | MC05 | MC05 | SIMOTICS S-1FK7 Synchronous servo motor 1FK7 Compact; naturally cooled; NN=3000rpm; UDC=600V; IMB 5 design; Power connector fixed towards DE; Basic absolute encoder 32 S/R (encoder A-32); Smooth shaft Tolerance N without holding brake; Degree of protection IP65 with paint finish DE flange IP67; S20: Customer-specific version customer-specific motor Only in connection with S20 | novo Out19 | 0 | 7
1FK7063-5AF71-4JG5-Z | S20 | 1FK7063-5AF71-4JG5-ZS20 | 1 | UN | 1 | 60 | X | D | N | N | 85015220 | 1 |  | 11.5 | KG | 2629.38 | 2629.38 | MC05 | MC05 | SIMOTICS S 1FK7 synchronous servomotor compact 11Nm, 100K, 3000rpm, 2.29kW Naturally cooled IM B5 (IM V1, IM V3) Power connector fixed toward DE; Absolute encoder 16 S/R (encoder A-16); Smooth shaft Tolerance N without holding brake; degree of protection IP65 DE flange IP67; paint finish RAL 7016 S20: Customer-specific version Bruderer Customer-specific motor | - | 0 | 7
1FK7063-5AF71-4JG5-Z | S20Y84 | 1FK7063-5AF71-4JG5-ZS20Y84 | 1 | UN | 1 | 60 | X | D | N | N | 85015220 | 1 |  | 11.5 | KG | 2629.38 | 2629.38 | MC05 | MC05 | SIMOTICS S 1FK7 synchronous servomotor compact 11Nm, 100K, 3000rpm, 2.29kW Naturally cooled IM B5 (IM V1, IM V3) Power connector fixed toward DE; Absolute encoder 16 S/R (encoder A-16); Smooth shaft Tolerance N without holding brake; degree of protection IP65 DE flange IP67; paint finish RAL 7016 S20: Customer-specific version Bruderer Y84: Customer specifications on the rating plate | - | 0 | 7
1FK7063-5AF75-1SU5-Z | S66 | 1FK7063-5AF75-1SU5-ZS66 | 1 | UN | 1 | 60 | X | D | N | N | 85015220 | 1 |  | 11.1 | KG | 1866.91 | 1866.91 | MC05 | MC05 | SIMOTICS S-1FK7 Synchronous servo motor 1FK7 Compact; naturally cooled; NN=3000 rpm; UDC=600V; BAK interface FLENDER N388.01; power connector rotatable; resolver multi-pole; direct gearbox mounting without holding brake; degree of protection IP65 With painting DE flange IP6 S66: customer-specific version Customer-specific motor Only in connection with S66 | - | 0 | 7
1FK7063-5AH71-1AA0 |  | 1FK7063-5AH71-1AA0 | 1 | UN | 1 | 60 | X | D | N | N | 85015220 | 1 |  | 11.503 | KG | 1805.48 | 1805.48 | MC05 | MC05 | SIMOTICS S Synchronous servo motor 1FK7 Compact, 11Nm 100K, 4500rpm, 1.41kW Naturally cooled IM B5 (IM V1, IM V3) power/signal connectors Connector can be rotated by 270Â° INCREM. ENCODER, SIN/COS 1 VPP 2048 P/REV (ENCODER I-2048); SHAFT WITH FITTED KEY, TOLERANCE N; W/O HOLDING BRAKE DEGREE OF PROTECTION IP64 | - | 0 | 0
1FK7063-5AH71-1AA2 |  | 1FK7063-5AH71-1AA2 | 1 | UN | 1 | 60 | X | D | N | N | 85015220 | 1 |  | 11.503 | KG | 1881.45 | 1881.45 | MC05 | MC05 | SIMOTICS S Synchronous servo motor 1FK7 Compact, 11Nm 100K, 4500rpm, 1.41kW Naturally cooled IM B5 (IM V1, IM V3) power/signal connectors Connector can be rotated by 270Â° INCREM. ENCODER, SIN/COS 1 VPP 2048 P/REV (ENCODER I-2048); SHAFT WITH FITTED KEY, TOLERANCE N; W/O HOLDING BRAKE DEGREE OF PROTECTION IP65 FLANGE ON DRIVE END IP67 | - | 0 | 0
1FK7063-5AH71-1AA3 |  | 1FK7063-5AH71-1AA3 | 1 | UN | 1 | 60 | X | D | N | N | 85015220 | 1 |  | 11.503 | KG | 1842.29 | 1842.29 | MC05 | MC05 | SIMOTICS S Synchronous servo motor 1FK7 Compact, 11Nm 100K, 4500rpm, 1.41kW Naturally cooled IM B5 (IM V1, IM V3) power/signal connectors Connector can be rotated by 270Â° INCREM. ENCODER, SIN/COS 1 VPP 2048 P/REV (ENCODER I-2048); SHAFT WITH FITTED KEY, TOLERANCE N; W/O HOLDING BRAKE DEGREE OF PROTECTION IP64; PAINT FINISH RAL7016 | - | 0 | 0
1FK7063-5AH71-1AA5 |  | 1FK7063-5AH71-1AA5 | 1 | UN | 1 | 60 | X | D | N | N | 85015220 | 1 |  | 11.503 | KG | 1918.24 | 1918.24 | MC05 | MC05 | SIMOTICS S Synchronous servo motor 1FK7 Compact, 11Nm 100K, 4500rpm, 1.41kW Naturally cooled IM B5 (IM V1, IM V3) power/signal connectors Connector can be rotated by 270Â° INCREM. ENCODER, SIN/COS 1 VPP 2048 P/REV (ENCODER I-2048); SHAFT WITH FITTED KEY, TOLERANCE N; W/O HOLDING BRAKE DEGREE OF PROTECTION IP65 AS FLANGE IP67; PAINT FINISH RAL7016 | - | 0 | 0
1FK7063-5AH71-1AA8 |  | 1FK7063-5AH71-1AA8 | 1 | UN | 1 | 60 | X | D | N | N | 85015220 | 1 |  | 11.503 | KG | 1999.45 | 1999.45 | MC05 | MC05 | SIMOTICS S Synchronous servo motor 1FK7 Compact, 11Nm 100K, 4500rpm, 1.41kW Naturally cooled IM B5 (IM V1, IM V3) power/signal connectors Connector can be rotated by 270Â° INCREM. ENCODER, SIN/COS 1 VPP 2048 P/REV (ENCODER I-2048); SHAFT WITH FITTED KEY, TOLERANCE N; W/O HOLDING BRAKE DEGREE OF PROTECTION IP65 IP67 D-END FLANGE; RAL7016 COATING; METALLIC RATING PLATE AT MOTOR | - | 0 | 0
1FK7063-5AH71-1AB0 |  | 1FK7063-5AH71-1AB0 | 1 | UN | 1 | 60 | X | D | N | N | 85015220 | 1 |  | 12.802 | KG | 2051.51 | 2051.51 | MC05 | MC05 | SIMOTICS S Synchronous servo motor 1FK7 Compact, 11Nm 100K, 4500rpm, 1.41kW Naturally cooled IM B5 (IM V1, IM V3) power/signal connectors Connector can be rotated by 270Â° INCREM. ENCODER, SIN/COS 1 VPP 2048 P/REV (ENCODER I-2048); SHAFT WITH FITTED KEY, TOLERANCE N; WITH HOLDING BRAKE DEGREE OF PROTECTION IP64 | - | 0 | 0
1FK7063-5AH71-1AB2 |  | 1FK7063-5AH71-1AB2 | 1 | UN | 1 | 60 | X | D | N | N | 85015220 | 1 |  | 12.802 | KG | 2127.48 | 2127.48 | MC05 | MC05 | SIMOTICS S Synchronous servo motor 1FK7 Compact, 11Nm 100K, 4500rpm, 1.41kW Naturally cooled IM B5 (IM V1, IM V3) power/signal connectors Connector can be rotated by 270Â° INCREM. ENCODER, SIN/COS 1 VPP 2048 P/REV (ENCODER I-2048); SHAFT WITH FITTED KEY, TOLERANCE N; WITH HOLDING BRAKE DEGREE OF PROTECTION IP65 FLANGE ON DRIVE END IP67 | - | 0 | 0
1FK7063-5AH71-1AB3 |  | 1FK7063-5AH71-1AB3 | 1 | UN | 1 | 60 | X | D | N | N | 85015220 | 1 |  | 12.802 | KG | 2088.32 | 2088.32 | MC05 | MC05 | SIMOTICS S Synchronous servo motor 1FK7 Compact, 11Nm 100K, 4500rpm, 1.41kW Naturally cooled IM B5 (IM V1, IM V3) power/signal connectors Connector can be rotated by 270Â° INCREM. ENCODER, SIN/COS 1 VPP 2048 P/REV (ENCODER I-2048); SHAFT WITH FITTED KEY, TOLERANCE N; WITH HOLDING BRAKE DEGREE OF PROTECTION IP64; PAINT FINISH RAL7016 | - | 0 | 0
1FK7063-5AH71-1AB5 |  | 1FK7063-5AH71-1AB5 | 1 | UN | 1 | 60 | X | D | N | N | 85015220 | 1 |  | 12.802 | KG | 2164.27 | 2164.27 | MC05 | MC05 | SIMOTICS S Synchronous servo motor 1FK7 Compact, 11Nm 100K, 4500rpm, 1.41kW Naturally cooled IM B5 (IM V1, IM V3) power/signal connectors Connector can be rotated by 270Â° INCREM. ENCODER, SIN/COS 1 VPP 2048 P/REV (ENCODER I-2048); SHAFT WITH FITTED KEY, TOLERANCE N; WITH HOLDING BRAKE DEGREE OF PROTECTION IP65 AS FLANGE IP67; PAINT FINISH RAL7016 | - | 0 | 0
1FK7063-5AH71-1AB8 |  | 1FK7063-5AH71-1AB8 | 1 | UN | 1 | 60 | X | D | N | N | 85015220 | 1 |  | 12.802 | KG | 2245.48 | 2245.48 | MC05 | MC05 | SIMOTICS S Synchronous servo motor 1FK7 Compact, 11Nm 100K, 4500rpm, 1.41kW Naturally cooled IM B5 (IM V1, IM V3) power/signal connectors Connector can be rotated by 270Â° INCREM. ENCODER, SIN/COS 1 VPP 2048 P/REV (ENCODER I-2048); SHAFT WITH FITTED KEY, TOLERANCE N; WITH HOLDING BRAKE DEGREE OF PROTECTION IP65 IP67 D-END FLANGE; RAL7016 COATING; METALLIC RATING PLATE AT MOTOR | - | 0 | 0
1FK7063-5AH71-1AG0 |  | 1FK7063-5AH71-1AG0 | 1 | UN | 1 | 60 | X | D | N | N | 85015220 | 1 |  | 11.503 | KG | 1735.43 | 1735.43 | MC05 | MC05 | SIMOTICS S Synchronous servo motor 1FK7 Compact, 11Nm 100K, 4500rpm, 1.41kW Naturally cooled IM B5 (IM V1, IM V3) power/signal connectors Connector can be rotated by 270Â° INCREM. ENCODER, SIN/COS 1 VPP 2048 P/REV (ENCODER I-2048); PLAIN SHAFT, TOLERANCE N; W/O HOLDING BRAKE DEGREE OF PROTECTION IP64 | - | 0 | 0
1FK7063-5AH71-1AG2 |  | 1FK7063-5AH71-1AG2 | 1 | UN | 1 | 60 | X | D | N | N | 85015220 | 1 |  | 11.503 | KG | 1811.4 | 1811.4 | MC05 | MC05 | SIMOTICS S Synchronous servo motor 1FK7 Compact, 11Nm 100K, 4500rpm, 1.41kW Naturally cooled IM B5 (IM V1, IM V3) power/signal connectors Connector can be rotated by 270Â° INCREM. ENCODER, SIN/COS 1 VPP 2048 P/REV (ENCODER I-2048); PLAIN SHAFT, TOLERANCE N; W/O HOLDING BRAKE DEGREE OF PROTECTION IP65 FLANGE ON DRIVE END IP67 | - | 0 | 0
1FK7063-5AH71-1AG3 |  | 1FK7063-5AH71-1AG3 | 1 | UN | 1 | 60 | X | D | N | N | 85015220 | 1 |  | 11.503 | KG | 1772.24 | 1772.24 | MC05 | MC05 | SIMOTICS S Synchronous servo motor 1FK7 Compact, 11Nm 100K, 4500rpm, 1.41kW Naturally cooled IM B5 (IM V1, IM V3) power/signal connectors Connector can be rotated by 270Â° INCREM. ENCODER, SIN/COS 1 VPP 2048 P/REV (ENCODER I-2048); PLAIN SHAFT, TOLERANCE N; W/O HOLDING BRAKE DEGREE OF PROTECTION IP64; PAINT FINISH RAL7016 | - | 0 | 0
1FK7063-5AH71-1AG5 |  | 1FK7063-5AH71-1AG5 | 1 | UN | 1 | 60 | X | D | N | N | 85015220 | 1 |  | 11.503 | KG | 1848.19 | 1848.19 | MC05 | MC05 | SIMOTICS S Synchronous servo motor 1FK7 Compact, 11Nm 100K, 4500rpm, 1.41kW Naturally cooled IM B5 (IM V1, IM V3) power/signal connectors Connector can be rotated by 270Â° INCREM. ENCODER, SIN/COS 1 VPP 2048 P/REV (ENCODER I-2048); PLAIN SHAFT, TOLERANCE N; W/O HOLDING BRAKE DEGREE OF PROTECTION IP65 AS FLANGE IP67; PAINT FINISH RAL7016 | - | 0 | 0
1FK7063-5AH71-1AG8 |  | 1FK7063-5AH71-1AG8 | 1 | UN | 1 | 60 | X | D | N | N | 85015220 | 1 |  | 11.503 | KG | 1929.4 | 1929.4 | MC05 | MC05 | SIMOTICS S Synchronous servo motor 1FK7 Compact, 11Nm 100K, 4500rpm, 1.41kW Naturally cooled IM B5 (IM V1, IM V3) power/signal connectors Connector can be rotated by 270Â° INCREM. ENCODER, SIN/COS 1 VPP 2048 P/REV (ENCODER I-2048); PLAIN SHAFT, TOLERANCE N; W/O HOLDING BRAKE DEGREE OF PROTECTION IP65 IP67 D-END FLANGE; RAL7016 COATING; METALLIC RATING PLATE AT MOTOR | - | 0 | 0
1FK7063-5AH71-1AH0 |  | 1FK7063-5AH71-1AH0 | 1 | UN | 1 | 60 | X | D | N | N | 85015220 | 1 |  | 12.802 | KG | 1983.25 | 1983.25 | MC05 | MC05 | SIMOTICS S Synchronous servo motor 1FK7 Compact, 11Nm 100K, 4500rpm, 1.41kW Naturally cooled IM B5 (IM V1, IM V3) power/signal connectors Connector can be rotated by 270Â° INCREM. ENCODER, SIN/COS 1 VPP 2048 P/REV (ENCODER I-2048); PLAIN SHAFT, TOLERANCE N; WITH HOLDING BRAKE DEGREE OF PROTECTION IP64 | - | 0 | 0
1FK7063-5AH71-1AH2 |  | 1FK7063-5AH71-1AH2 | 1 | UN | 1 | 60 | X | D | N | N | 85015220 | 1 |  | 12.802 | KG | 2059.22 | 2059.22 | MC05 | MC05 | SIMOTICS S Synchronous servo motor 1FK7 Compact, 11Nm 100K, 4500rpm, 1.41kW Naturally cooled IM B5 (IM V1, IM V3) power/signal connectors Connector can be rotated by 270Â° INCREM. ENCODER, SIN/COS 1 VPP 2048 P/REV (ENCODER I-2048); PLAIN SHAFT, TOLERANCE N; WITH HOLDING BRAKE DEGREE OF PROTECTION IP65 FLANGE ON DRIVE END IP67 | - | 0 | 0
1FK7063-5AH71-1AH3 |  | 1FK7063-5AH71-1AH3 | 1 | UN | 1 | 60 | X | D | N | N | 85015220 | 1 |  | 12.802 | KG | 2020.06 | 2020.06 | MC05 | MC05 | SIMOTICS S Synchronous servo motor 1FK7 Compact, 11Nm 100K, 4500rpm, 1.41kW Naturally cooled IM B5 (IM V1, IM V3) power/signal connectors Connector can be rotated by 270Â° INCREM. ENCODER, SIN/COS 1 VPP 2048 P/REV (ENCODER I-2048); PLAIN SHAFT, TOLERANCE N; WITH HOLDING BRAKE DEGREE OF PROTECTION IP64; PAINT FINISH RAL7016 | - | 0 | 0
1FK7063-5AH71-1AH5 |  | 1FK7063-5AH71-1AH5 | 1 | UN | 1 | 60 | X | D | N | N | 85015220 | 1 |  | 12.802 | KG | 2096.01 | 2096.01 | MC05 | MC05 | SIMOTICS S Synchronous servo motor 1FK7 Compact, 11Nm 100K, 4500rpm, 1.41kW Naturally cooled IM B5 (IM V1, IM V3) power/signal connectors Connector can be rotated by 270Â° INCREM. ENCODER, SIN/COS 1 VPP 2048 P/REV (ENCODER I-2048); PLAIN SHAFT, TOLERANCE N; WITH HOLDING BRAKE DEGREE OF PROTECTION IP65 AS FLANGE IP67; PAINT FINISH RAL7016 | - | 0 | 0
1FK7063-5AH71-1AH8 |  | 1FK7063-5AH71-1AH8 | 1 | UN | 1 | 60 | X | D | N | N | 85015220 | 1 |  | 12.802 | KG | 2177.22 | 2177.22 | MC05 | MC05 | SIMOTICS S Synchronous servo motor 1FK7 Compact, 11Nm 100K, 4500rpm, 1.41kW Naturally cooled IM B5 (IM V1, IM V3) power/signal connectors Connector can be rotated by 270Â° INCREM. ENCODER, SIN/COS 1 VPP 2048 P/REV (ENCODER I-2048); PLAIN SHAFT, TOLERANCE N; WITH HOLDING BRAKE DEGREE OF PROTECTION IP65 IP67 D-END FLANGE; RAL7016 COATING; METALLIC RATING PLATE AT MOTOR | - | 0 | 0
1FK7063-5AH71-1DA0 |  | 1FK7063-5AH71-1DA0 | 1 | UN | 1 | 60 | X | D | N | N | 85015220 | 1 |  | 11.503 | KG | 2001.27 | 2001.27 | MC05 | MC05 | SIMOTICS S Synchronous servo motor 1FK7 Compact, 11Nm 100K, 4500rpm, 1.41kW Naturally cooled IM B5 (IM V1, IM V3) power/signal connectors Connector can be rotated by 270Â° INCREMENTAL ENCODER 2048 P/REV (ENCODER I-2048) WITH DRIVE-CLIQ INTERFACE; SHAFT WITH FITTED KEY, TOLERANCE N; W/O HOLDING BRAKE DEGREE OF PROTECTION IP64 | - | 0 | 0
1FK7063-5AH71-1DA2 |  | 1FK7063-5AH71-1DA2 | 1 | UN | 1 | 60 | X | D | N | N | 85015220 | 1 |  | 11.503 | KG | 2077.24 | 2077.24 | MC05 | MC05 | SIMOTICS S Synchronous servo motor 1FK7 Compact, 11Nm 100K, 4500rpm, 1.41kW Naturally cooled IM B5 (IM V1, IM V3) power/signal connectors Connector can be rotated by 270Â° INCREMENTAL ENCODER 2048 P/REV (ENCODER I-2048) WITH DRIVE-CLIQ INTERFACE; SHAFT WITH FITTED KEY, TOLERANCE N; W/O HOLDING BRAKE DEGREE OF PROTECTION IP65 FLANGE ON DRIVE END IP67 | - | 0 | 0
1FK7063-5AH71-1DA3 |  | 1FK7063-5AH71-1DA3 | 1 | UN | 1 | 60 | X | D | N | N | 85015220 | 1 |  | 11.503 | KG | 2038.08 | 2038.08 | MC05 | MC05 | SIMOTICS S Synchronous servo motor 1FK7 Compact, 11Nm 100K, 4500rpm, 1.41kW Naturally cooled IM B5 (IM V1, IM V3) power/signal connectors Connector can be rotated by 270Â° INCREMENTAL ENCODER 2048 P/REV (ENCODER I-2048) WITH DRIVE-CLIQ INTERFACE; SHAFT WITH FITTED KEY, TOLERANCE N; W/O HOLDING BRAKE DEGREE OF PROTECTION IP64; PAINT FINISH RAL7016 | - | 0 | 0
1FK7063-5AH71-1DA5 |  | 1FK7063-5AH71-1DA5 | 1 | UN | 1 | 60 | X | D | N | N | 85015220 | 1 |  | 11.503 | KG | 2114.03 | 2114.03 | MC05 | MC05 | SIMOTICS S Synchronous servo motor 1FK7 Compact, 11Nm 100K, 4500rpm, 1.41kW Naturally cooled IM B5 (IM V1, IM V3) power/signal connectors Connector can be rotated by 270Â° INCREMENTAL ENCODER 2048 P/REV (ENCODER I-2048) WITH DRIVE-CLIQ INTERFACE; SHAFT WITH FITTED KEY, TOLERANCE N; W/O HOLDING BRAKE DEGREE OF PROTECTION IP65 AS FLANGE IP67; PAINT FINISH RAL7016 | - | 0 | 0
1FK7063-5AH71-1DA8 |  | 1FK7063-5AH71-1DA8 | 1 | UN | 1 | 60 | X | D | N | N | 85015220 | 1 |  | 11.503 | KG | 2195.24 | 2195.24 | MC05 | MC05 | SIMOTICS S Synchronous servo motor 1FK7 Compact, 11Nm 100K, 4500rpm, 1.41kW Naturally cooled IM B5 (IM V1, IM V3) power/signal connectors Connector can be rotated by 270Â° INCREMENTAL ENCODER 2048 P/REV (ENCODER I-2048) WITH DRIVE-CLIQ INTERFACE; SHAFT WITH FITTED KEY, TOLERANCE N; W/O HOLDING BRAKE DEGREE OF PROTECTION IP65 IP67 D-END FLANGE; RAL7016 COATING; METALLIC RATING PLATE AT MOTOR | - | 0 | 0
1FK7063-5AH71-1DB0 |  | 1FK7063-5AH71-1DB0 | 1 | UN | 1 | 60 | X | D | N | N | 85015220 | 1 |  | 12.802 | KG | 2247.3 | 2247.3 | MC05 | MC05 | SIMOTICS S Synchronous servo motor 1FK7 Compact, 11Nm 100K, 4500rpm, 1.41kW Naturally cooled IM B5 (IM V1, IM V3) power/signal connectors Connector can be rotated by 270Â° INCREMENTAL ENCODER 2048 P/REV (ENCODER I-2048) WITH DRIVE-CLIQ INTERFACE; SHAFT WITH FITTED KEY, TOLERANCE N; WITH HOLDING BRAKE DEGREE OF PROTECTION IP64 | - | 0 | 0
1FK7063-5AH71-1DB2 |  | 1FK7063-5AH71-1DB2 | 1 | UN | 1 | 60 | X | D | N | N | 85015220 | 1 |  | 12.802 | KG | 2323.27 | 2323.27 | MC05 | MC05 | SIMOTICS S Synchronous servo motor 1FK7 Compact, 11Nm 100K, 4500rpm, 1.41kW Naturally cooled IM B5 (IM V1, IM V3) power/signal connectors Connector can be rotated by 270Â° INCREMENTAL ENCODER 2048 P/REV (ENCODER I-2048) WITH DRIVE-CLIQ INTERFACE; SHAFT WITH FITTED KEY, TOLERANCE N; WITH HOLDING BRAKE DEGREE OF PROTECTION IP65 FLANGE ON DRIVE END IP67 | - | 0 | 0
1FK7063-5AH71-1DB3 |  | 1FK7063-5AH71-1DB3 | 1 | UN | 1 | 60 | X | D | N | N | 85015220 | 1 |  | 12.802 | KG | 2284.11 | 2284.11 | MC05 | MC05 | SIMOTICS S Synchronous servo motor 1FK7 Compact, 11Nm 100K, 4500rpm, 1.41kW Naturally cooled IM B5 (IM V1, IM V3) power/signal connectors Connector can be rotated by 270Â° INCREMENTAL ENCODER 2048 P/REV (ENCODER I-2048) WITH DRIVE-CLIQ INTERFACE; SHAFT WITH FITTED KEY, TOLERANCE N; WITH HOLDING BRAKE DEGREE OF PROTECTION IP64; PAINT FINISH RAL7016 | - | 0 | 0
1FK7063-5AH71-1DB5 |  | 1FK7063-5AH71-1DB5 | 1 | UN | 1 | 60 | X | D | N | N | 85015220 | 1 |  | 12.802 | KG | 2360.06 | 2360.06 | MC05 | MC05 | SIMOTICS S Synchronous servo motor 1FK7 Compact, 11Nm 100K, 4500rpm, 1.41kW Naturally cooled IM B5 (IM V1, IM V3) power/signal connectors Connector can be rotated by 270Â° INCREMENTAL ENCODER 2048 P/REV (ENCODER I-2048) WITH DRIVE-CLIQ INTERFACE; SHAFT WITH FITTED KEY, TOLERANCE N; WITH HOLDING BRAKE DEGREE OF PROTECTION IP65 AS FLANGE IP67; PAINT FINISH RAL7016 | - | 0 | 0
1FK7063-5AH71-1DB8 |  | 1FK7063-5AH71-1DB8 | 1 | UN | 1 | 60 | X | D | N | N | 85015220 | 1 |  | 12.802 | KG | 2441.27 | 2441.27 | MC05 | MC05 | SIMOTICS S Synchronous servo motor 1FK7 Compact, 11Nm 100K, 4500rpm, 1.41kW Naturally cooled IM B5 (IM V1, IM V3) power/signal connectors Connector can be rotated by 270Â° INCREMENTAL ENCODER 2048 P/REV (ENCODER I-2048) WITH DRIVE-CLIQ INTERFACE; SHAFT WITH FITTED KEY, TOLERANCE N; WITH HOLDING BRAKE DEGREE OF PROTECTION IP65 IP67 D-END FLANGE; RAL7016 COATING; METALLIC RATING PLATE AT MOTOR | - | 0 | 0
1FK7063-5AH71-1DG0 |  | 1FK7063-5AH71-1DG0 | 1 | UN | 1 | 60 | X | D | N | N | 85015220 | 1 |  | 11.503 | KG | 1931.22 | 1931.22 | MC05 | MC05 | SIMOTICS S Synchronous servo motor 1FK7 Compact, 11Nm 100K, 4500rpm, 1.41kW Naturally cooled IM B5 (IM V1, IM V3) power/signal connectors Connector can be rotated by 270Â° INCREMENTAL ENCODER 2048 P/REV (ENCODER I-2048) WITH DRIVE-CLIQ INTERFACE; PLAIN SHAFT, TOLERANCE N; W/O HOLDING BRAKE DEGREE OF PROTECTION IP64 | - | 0 | 0
1FK7063-5AH71-1DG2 |  | 1FK7063-5AH71-1DG2 | 1 | UN | 1 | 60 | X | D | N | N | 85015220 | 1 |  | 11.503 | KG | 2007.19 | 2007.19 | MC05 | MC05 | SIMOTICS S Synchronous servo motor 1FK7 Compact, 11Nm 100K, 4500rpm, 1.41kW Naturally cooled IM B5 (IM V1, IM V3) power/signal connectors Connector can be rotated by 270Â° INCREMENTAL ENCODER 2048 P/REV (ENCODER I-2048) WITH DRIVE-CLIQ INTERFACE; PLAIN SHAFT, TOLERANCE N; W/O HOLDING BRAKE DEGREE OF PROTECTION IP65 FLANGE ON DRIVE END IP67 | - | 0 | 0
1FK7063-5AH71-1DG3 |  | 1FK7063-5AH71-1DG3 | 1 | UN | 1 | 60 | X | D | N | N | 85015220 | 1 |  | 11.503 | KG | 1968.03 | 1968.03 | MC05 | MC05 | SIMOTICS S Synchronous servo motor 1FK7 Compact, 11Nm 100K, 4500rpm, 1.41kW Naturally cooled IM B5 (IM V1, IM V3) power/signal connectors Connector can be rotated by 270Â° INCREMENTAL ENCODER 2048 P/REV (ENCODER I-2048) WITH DRIVE-CLIQ INTERFACE; PLAIN SHAFT, TOLERANCE N; W/O HOLDING BRAKE DEGREE OF PROTECTION IP64; PAINT FINISH RAL7016 | - | 0 | 0
1FK7063-5AH71-1DG5 |  | 1FK7063-5AH71-1DG5 | 1 | UN | 1 | 60 | X | D | N | N | 85015220 | 1 |  | 11.503 | KG | 2043.98 | 2043.98 | MC05 | MC05 | SIMOTICS S Synchronous servo motor 1FK7 Compact, 11Nm 100K, 4500rpm, 1.41kW Naturally cooled IM B5 (IM V1, IM V3) power/signal connectors Connector can be rotated by 270Â° INCREMENTAL ENCODER 2048 P/REV (ENCODER I-2048) WITH DRIVE-CLIQ INTERFACE; PLAIN SHAFT, TOLERANCE N; W/O HOLDING BRAKE DEGREE OF PROTECTION IP65 AS FLANGE IP67; PAINT FINISH RAL7016 | - | 0 | 0
1FK7063-5AH71-1DG8 |  | 1FK7063-5AH71-1DG8 | 1 | UN | 1 | 60 | X | D | N | N | 85015220 | 1 |  | 11.503 | KG | 2125.19 | 2125.19 | MC05 | MC05 | SIMOTICS S Synchronous servo motor 1FK7 Compact, 11Nm 100K, 4500rpm, 1.41kW Naturally cooled IM B5 (IM V1, IM V3) power/signal connectors Connector can be rotated by 270Â° INCREMENTAL ENCODER 2048 P/REV (ENCODER I-2048) WITH DRIVE-CLIQ INTERFACE; PLAIN SHAFT, TOLERANCE N; W/O HOLDING BRAKE DEGREE OF PROTECTION IP65 IP67 D-END FLANGE; RAL7016 COATING; METALLIC RATING PLATE AT MOTOR | - | 0 | 0
1FK7063-5AH71-1DH0 |  | 1FK7063-5AH71-1DH0 | 1 | UN | 1 | 60 | X | D | N | N | 85015220 | 1 |  | 12.802 | KG | 2179.04 | 2179.04 | MC05 | MC05 | SIMOTICS S Synchronous servo motor 1FK7 Compact, 11Nm 100K, 4500rpm, 1.41kW Naturally cooled IM B5 (IM V1, IM V3) power/signal connectors Connector can be rotated by 270Â° INCREMENTAL ENCODER 2048 P/REV (ENCODER I-2048) WITH DRIVE-CLIQ INTERFACE; PLAIN SHAFT, TOLERANCE N; WITH HOLDING BRAKE DEGREE OF PROTECTION IP64 | - | 0 | 0
1FK7063-5AH71-1DH2 |  | 1FK7063-5AH71-1DH2 | 1 | UN | 1 | 60 | X | D | N | N | 85015220 | 1 |  | 12.802 | KG | 2255.01 | 2255.01 | MC05 | MC05 | SIMOTICS S Synchronous servo motor 1FK7 Compact, 11Nm 100K, 4500rpm, 1.41kW Naturally cooled IM B5 (IM V1, IM V3) power/signal connectors Connector can be rotated by 270Â° INCREMENTAL ENCODER 2048 P/REV (ENCODER I-2048) WITH DRIVE-CLIQ INTERFACE; PLAIN SHAFT, TOLERANCE N; WITH HOLDING BRAKE DEGREE OF PROTECTION IP65 FLANGE ON DRIVE END IP67 | - | 0 | 0
1FK7063-5AH71-1DH3 |  | 1FK7063-5AH71-1DH3 | 1 | UN | 1 | 60 | X | D | N | N | 85015220 | 1 |  | 12.802 | KG | 2215.85 | 2215.85 | MC05 | MC05 | SIMOTICS S Synchronous servo motor 1FK7 Compact, 11Nm 100K, 4500rpm, 1.41kW Naturally cooled IM B5 (IM V1, IM V3) power/signal connectors Connector can be rotated by 270Â° INCREMENTAL ENCODER 2048 P/REV (ENCODER I-2048) WITH DRIVE-CLIQ INTERFACE; PLAIN SHAFT, TOLERANCE N; WITH HOLDING BRAKE DEGREE OF PROTECTION IP64; PAINT FINISH RAL7016 | - | 0 | 0
1FK7063-5AH71-1DH5 |  | 1FK7063-5AH71-1DH5 | 1 | UN | 1 | 60 | X | D | N | N | 85015220 | 1 |  | 12.802 | KG | 2291.8 | 2291.8 | MC05 | MC05 | SIMOTICS S Synchronous servo motor 1FK7 Compact, 11Nm 100K, 4500rpm, 1.41kW Naturally cooled IM B5 (IM V1, IM V3) power/signal connectors Connector can be rotated by 270Â° INCREMENTAL ENCODER 2048 P/REV (ENCODER I-2048) WITH DRIVE-CLIQ INTERFACE; PLAIN SHAFT, TOLERANCE N; WITH HOLDING BRAKE DEGREE OF PROTECTION IP65 AS FLANGE IP67; PAINT FINISH RAL7016 | - | 0 | 0
1FK7063-5AH71-1DH8 |  | 1FK7063-5AH71-1DH8 | 1 | UN | 1 | 60 | X | D | N | N | 85015220 | 1 |  | 12.802 | KG | 2373.01 | 2373.01 | MC05 | MC05 | SIMOTICS S Synchronous servo motor 1FK7 Compact, 11Nm 100K, 4500rpm, 1.41kW Naturally cooled IM B5 (IM V1, IM V3) power/signal connectors Connector can be rotated by 270Â° INCREMENTAL ENCODER 2048 P/REV (ENCODER I-2048) WITH DRIVE-CLIQ INTERFACE; PLAIN SHAFT, TOLERANCE N; WITH HOLDING BRAKE DEGREE OF PROTECTION IP65 IP67 D-END FLANGE; RAL7016 COATING; METALLIC RATING PLATE AT MOTOR | - | 0 | 0
1FK7063-5AH71-1EA0 |  | 1FK7063-5AH71-1EA0 | 1 | UN | 1 | 60 | X | D | N | N | 85015220 | 1 |  | 11.503 | KG | 2107.24 | 2107.24 | MC05 | MC05 | SIMOTICS S Synchronous servo motor 1FK7 Compact, 11Nm 100K, 4500rpm, 1.41kW Naturally cooled IM B5 (IM V1, IM V3) power/signal connectors Connector can be rotated by 270Â° ABSOLUTE ENCODER ENDAT 2048 P/REV (ENCODER A-2048); PERFORMANCE REDUCTION BY 10% DUE TO ABSOLUTE ENCODER; SHAFT WITH FITTED KEY, TOLERANCE N; W/O HOLDING BRAKE DEGREE OF PROTECTION IP64 | - | 0 | 0
1FK7063-5AH71-1EA2 |  | 1FK7063-5AH71-1EA2 | 1 | UN | 1 | 60 | X | D | N | N | 85015220 | 1 |  | 11.503 | KG | 2183.21 | 2183.21 | MC05 | MC05 | SIMOTICS S Synchronous servo motor 1FK7 Compact, 11Nm 100K, 4500rpm, 1.41kW Naturally cooled IM B5 (IM V1, IM V3) power/signal connectors Connector can be rotated by 270Â° ABSOLUTE ENCODER ENDAT 2048 P/REV (ENCODER A-2048); PERFORMANCE REDUCTION BY 10% DUE TO ABSOLUTE ENCODER; SHAFT WITH FITTED KEY, TOLERANCE N; W/O HOLDING BRAKE DEGREE OF PROTECTION IP65 FLANGE ON DRIVE END IP67 | - | 0 | 0
1FK7063-5AH71-1EA3 |  | 1FK7063-5AH71-1EA3 | 1 | UN | 1 | 60 | X | D | N | N | 85015220 | 1 |  | 11.503 | KG | 2144.05 | 2144.05 | MC05 | MC05 | SIMOTICS S Synchronous servo motor 1FK7 Compact, 11Nm 100K, 4500rpm, 1.41kW Naturally cooled IM B5 (IM V1, IM V3) power/signal connectors Connector can be rotated by 270Â° ABSOLUTE ENCODER ENDAT 2048 P/REV (ENCODER A-2048); PERFORMANCE REDUCTION BY 10% DUE TO ABSOLUTE ENCODER; SHAFT WITH FITTED KEY, TOLERANCE N; W/O HOLDING BRAKE DEGREE OF PROTECTION IP64; PAINT FINISH RAL7016 | - | 0 | 0
1FK7063-5AH71-1EA5 |  | 1FK7063-5AH71-1EA5 | 1 | UN | 1 | 60 | X | D | N | N | 85015220 | 1 |  | 11.503 | KG | 2220 | 2220 | MC05 | MC05 | SIMOTICS S Synchronous servo motor 1FK7 Compact, 11Nm 100K, 4500rpm, 1.41kW Naturally cooled IM B5 (IM V1, IM V3) power/signal connectors Connector can be rotated by 270Â° ABSOLUTE ENCODER ENDAT 2048 P/REV (ENCODER A-2048); PERFORMANCE REDUCTION BY 10% DUE TO ABSOLUTE ENCODER; SHAFT WITH FITTED KEY, TOLERANCE N; W/O HOLDING BRAKE DEGREE OF PROTECTION IP65 AS FLANGE IP67; PAINT FINISH RAL7016 | - | 0 | 0
1FK7063-5AH71-1EA8 |  | 1FK7063-5AH71-1EA8 | 1 | UN | 1 | 60 | X | D | N | N | 85015220 | 1 |  | 11.503 | KG | 2301.21 | 2301.21 | MC05 | MC05 | SIMOTICS S Synchronous servo motor 1FK7 Compact, 11Nm 100K, 4500rpm, 1.41kW Naturally cooled IM B5 (IM V1, IM V3) power/signal connectors Connector can be rotated by 270Â° ABSOLUTE ENCODER ENDAT 2048 P/REV (ENCODER A-2048); PERFORMANCE REDUCTION BY 10% DUE TO ABSOLUTE ENCODER; SHAFT WITH FITTED KEY, TOLERANCE N; W/O HOLDING BRAKE DEGREE OF PROTECTION IP65 IP67 D-END FLANGE; RAL7016 COATING; METALLIC RATING PLATE AT MOTOR | - | 0 | 0
1FK7063-5AH71-1EB0 |  | 1FK7063-5AH71-1EB0 | 1 | UN | 1 | 60 | X | D | N | N | 85015220 | 1 |  | 12.802 | KG | 2353.27 | 2353.27 | MC05 | MC05 | SIMOTICS S Synchronous servo motor 1FK7 Compact, 11Nm 100K, 4500rpm, 1.41kW Naturally cooled IM B5 (IM V1, IM V3) power/signal connectors Connector can be rotated by 270Â° ABSOLUTE ENCODER ENDAT 2048 P/REV (ENCODER A-2048); PERFORMANCE REDUCTION BY 10% DUE TO ABSOLUTE ENCODER; SHAFT WITH FITTED KEY, TOLERANCE N; WITH HOLDING BRAKE DEGREE OF PROTECTION IP64 | - | 0 | 0
1FK7063-5AH71-1EB2 |  | 1FK7063-5AH71-1EB2 | 1 | UN | 1 | 60 | X | D | N | N | 85015220 | 1 |  | 12.802 | KG | 2429.24 | 2429.24 | MC05 | MC05 | SIMOTICS S Synchronous servo motor 1FK7 Compact, 11Nm 100K, 4500rpm, 1.41kW Naturally cooled IM B5 (IM V1, IM V3) power/signal connectors Connector can be rotated by 270Â° ABSOLUTE ENCODER ENDAT 2048 P/REV (ENCODER A-2048); PERFORMANCE REDUCTION BY 10% DUE TO ABSOLUTE ENCODER; SHAFT WITH FITTED KEY, TOLERANCE N; WITH HOLDING BRAKE DEGREE OF PROTECTION IP65 FLANGE ON DRIVE END IP67 | - | 0 | 0
1FK7063-5AH71-1EB3 |  | 1FK7063-5AH71-1EB3 | 1 | UN | 1 | 60 | X | D | N | N | 85015220 | 1 |  | 12.802 | KG | 2390.08 | 2390.08 | MC05 | MC05 | SIMOTICS S Synchronous servo motor 1FK7 Compact, 11Nm 100K, 4500rpm, 1.41kW Naturally cooled IM B5 (IM V1, IM V3) power/signal connectors Connector can be rotated by 270Â° ABSOLUTE ENCODER ENDAT 2048 P/REV (ENCODER A-2048); PERFORMANCE REDUCTION BY 10% DUE TO ABSOLUTE ENCODER; SHAFT WITH FITTED KEY, TOLERANCE N; WITH HOLDING BRAKE DEGREE OF PROTECTION IP64; PAINT FINISH RAL7016 | - | 0 | 0
1FK7063-5AH71-1EB5 |  | 1FK7063-5AH71-1EB5 | 1 | UN | 1 | 60 | X | D | N | N | 85015220 | 1 |  | 12.802 | KG | 2466.03 | 2466.03 | MC05 | MC05 | SIMOTICS S Synchronous servo motor 1FK7 Compact, 11Nm 100K, 4500rpm, 1.41kW Naturally cooled IM B5 (IM V1, IM V3) power/signal connectors Connector can be rotated by 270Â° ABSOLUTE ENCODER ENDAT 2048 P/REV (ENCODER A-2048); PERFORMANCE REDUCTION BY 10% DUE TO ABSOLUTE ENCODER; SHAFT WITH FITTED KEY, TOLERANCE N; WITH HOLDING BRAKE DEGREE OF PROTECTION IP65 AS FLANGE IP67; PAINT FINISH RAL7016 | - | 0 | 0
1FK7063-5AH71-1EB8 |  | 1FK7063-5AH71-1EB8 | 1 | UN | 1 | 60 | X | D | N | N | 85015220 | 1 |  | 12.802 | KG | 2547.24 | 2547.24 | MC05 | MC05 | SIMOTICS S Synchronous servo motor 1FK7 Compact, 11Nm 100K, 4500rpm, 1.41kW Naturally cooled IM B5 (IM V1, IM V3) power/signal connectors Connector can be rotated by 270Â° ABSOLUTE ENCODER ENDAT 2048 P/REV (ENCODER A-2048); PERFORMANCE REDUCTION BY 10% DUE TO ABSOLUTE ENCODER; SHAFT WITH FITTED KEY, TOLERANCE N; WITH HOLDING BRAKE DEGREE OF PROTECTION IP65 IP67 D-END FLANGE; RAL7016 COATING; METALLIC RATING PLATE AT MOTOR | - | 0 | 0
1FK7063-5AH71-1EG0 |  | 1FK7063-5AH71-1EG0 | 1 | UN | 1 | 60 | X | D | N | N | 85015220 | 1 |  | 11.503 | KG | 2037.19 | 2037.19 | MC05 | MC05 | SIMOTICS S Synchronous servo motor 1FK7 Compact, 11Nm 100K, 4500rpm, 1.41kW Naturally cooled IM B5 (IM V1, IM V3) power/signal connectors Connector can be rotated by 270Â° ABSOLUTE ENCODER ENDAT 2048 P/REV (ENCODER A-2048); PERFORMANCE REDUCTION BY 10% DUE TO ABSOLUTE ENCODER; PLAIN SHAFT, TOLERANCE N; W/O HOLDING BRAKE DEGREE OF PROTECTION IP64 | - | 0 | 0
1FK7063-5AH71-1EG2 |  | 1FK7063-5AH71-1EG2 | 1 | UN | 1 | 60 | X | D | N | N | 85015220 | 1 |  | 11.503 | KG | 2113.16 | 2113.16 | MC05 | MC05 | SIMOTICS S Synchronous servo motor 1FK7 Compact, 11Nm 100K, 4500rpm, 1.41kW Naturally cooled IM B5 (IM V1, IM V3) power/signal connectors Connector can be rotated by 270Â° ABSOLUTE ENCODER ENDAT 2048 P/REV (ENCODER A-2048); PERFORMANCE REDUCTION BY 10% DUE TO ABSOLUTE ENCODER; PLAIN SHAFT, TOLERANCE N; W/O HOLDING BRAKE DEGREE OF PROTECTION IP65 FLANGE ON DRIVE END IP67 | - | 0 | 0
1FK7063-5AH71-1EG3 |  | 1FK7063-5AH71-1EG3 | 1 | UN | 1 | 60 | X | D | N | N | 85015220 | 1 | 4025515001966 | 11.503 | KG | 2074 | 2074 | MC05 | MC05 | SIMOTICS S Synchronous servo motor 1FK7 Compact, 11Nm 100K, 4500rpm, 1.41kW Naturally cooled IM B5 (IM V1, IM V3) power/signal connectors Connector can be rotated by 270Â° ABSOLUTE ENCODER ENDAT 2048 P/REV (ENCODER A-2048); PERFORMANCE REDUCTION BY 10% DUE TO ABSOLUTE ENCODER; PLAIN SHAFT, TOLERANCE N; W/O HOLDING BRAKE DEGREE OF PROTECTION IP64; PAINT FINISH RAL7016 | - | 0 | 7
1FK7063-5AH71-1EG5 |  | 1FK7063-5AH71-1EG5 | 1 | UN | 1 | 60 | X | D | N | N | 85015220 | 1 |  | 11.503 | KG | 2149.95 | 2149.95 | MC05 | MC05 | SIMOTICS S Synchronous servo motor 1FK7 Compact, 11Nm 100K, 4500rpm, 1.41kW Naturally cooled IM B5 (IM V1, IM V3) power/signal connectors Connector can be rotated by 270Â° ABSOLUTE ENCODER ENDAT 2048 P/REV (ENCODER A-2048); PERFORMANCE REDUCTION BY 10% DUE TO ABSOLUTE ENCODER; PLAIN SHAFT, TOLERANCE N; W/O HOLDING BRAKE DEGREE OF PROTECTION IP65 AS FLANGE IP67; PAINT FINISH RAL7016 | - | 0 | 0
1FK7063-5AH71-1EG8 |  | 1FK7063-5AH71-1EG8 | 1 | UN | 1 | 60 | X | D | N | N | 85015220 | 1 |  | 11.503 | KG | 2231.16 | 2231.16 | MC05 | MC05 | SIMOTICS S Synchronous servo motor 1FK7 Compact, 11Nm 100K, 4500rpm, 1.41kW Naturally cooled IM B5 (IM V1, IM V3) power/signal connectors Connector can be rotated by 270Â° ABSOLUTE ENCODER ENDAT 2048 P/REV (ENCODER A-2048); PERFORMANCE REDUCTION BY 10% DUE TO ABSOLUTE ENCODER; PLAIN SHAFT, TOLERANCE N; W/O HOLDING BRAKE DEGREE OF PROTECTION IP65 IP67 D-END FLANGE; RAL7016 COATING; METALLIC RATING PLATE AT MOTOR | - | 0 | 0
1FK7063-5AH71-1EH0 |  | 1FK7063-5AH71-1EH0 | 1 | UN | 1 | 60 | X | D | N | N | 85015220 | 1 | 4025515016199 | 12.802 | KG | 2285.01 | 2285.01 | MC05 | MC05 | SIMOTICS S Synchronous servo motor 1FK7 Compact, 11Nm 100K, 4500rpm, 1.41kW Naturally cooled IM B5 (IM V1, IM V3) power/signal connectors Connector can be rotated by 270Â° ABSOLUTE ENCODER ENDAT 2048 P/REV (ENCODER A-2048); PERFORMANCE REDUCTION BY 10% DUE TO ABSOLUTE ENCODER; PLAIN SHAFT, TOLERANCE N; WITH HOLDING BRAKE DEGREE OF PROTECTION IP64 | - | 0 | 7
1FK7063-5AH71-1EH2 |  | 1FK7063-5AH71-1EH2 | 1 | UN | 1 | 60 | X | D | N | N | 85015220 | 1 |  | 12.802 | KG | 2360.98 | 2360.98 | MC05 | MC05 | SIMOTICS S Synchronous servo motor 1FK7 Compact, 11Nm 100K, 4500rpm, 1.41kW Naturally cooled IM B5 (IM V1, IM V3) power/signal connectors Connector can be rotated by 270Â° ABSOLUTE ENCODER ENDAT 2048 P/REV (ENCODER A-2048); PERFORMANCE REDUCTION BY 10% DUE TO ABSOLUTE ENCODER; PLAIN SHAFT, TOLERANCE N; WITH HOLDING BRAKE DEGREE OF PROTECTION IP65 FLANGE ON DRIVE END IP67 | - | 0 | 0
1FK7063-5AH71-1EH3 |  | 1FK7063-5AH71-1EH3 | 1 | UN | 1 | 60 | X | D | N | N | 85015220 | 1 | 4025515001980 | 12.802 | KG | 2321.82 | 2321.82 | MC05 | MC05 | SIMOTICS S Synchronous servo motor 1FK7 Compact, 11Nm 100K, 4500rpm, 1.41kW Naturally cooled IM B5 (IM V1, IM V3) power/signal connectors Connector can be rotated by 270Â° ABSOLUTE ENCODER ENDAT 2048 P/REV (ENCODER A-2048); PERFORMANCE REDUCTION BY 10% DUE TO ABSOLUTE ENCODER; PLAIN SHAFT, TOLERANCE N; WITH HOLDING BRAKE DEGREE OF PROTECTION IP64; PAINT FINISH RAL7016 | - | 0 | 7
1FK7063-5AH71-1EH5 |  | 1FK7063-5AH71-1EH5 | 1 | UN | 1 | 60 | X | D | N | N | 85015220 | 1 |  | 12.802 | KG | 2397.77 | 2397.77 | MC05 | MC05 | SIMOTICS S Synchronous servo motor 1FK7 Compact, 11Nm 100K, 4500rpm, 1.41kW Naturally cooled IM B5 (IM V1, IM V3) power/signal connectors Connector can be rotated by 270Â° ABSOLUTE ENCODER ENDAT 2048 P/REV (ENCODER A-2048); PERFORMANCE REDUCTION BY 10% DUE TO ABSOLUTE ENCODER; PLAIN SHAFT, TOLERANCE N; WITH HOLDING BRAKE DEGREE OF PROTECTION IP65 AS FLANGE IP67; PAINT FINISH RAL7016 | - | 0 | 0
1FK7063-5AH71-1EH8 |  | 1FK7063-5AH71-1EH8 | 1 | UN | 1 | 60 | X | D | N | N | 85015220 | 1 |  | 12.802 | KG | 2478.98 | 2478.98 | MC05 | MC05 | SIMOTICS S Synchronous servo motor 1FK7 Compact, 11Nm 100K, 4500rpm, 1.41kW Naturally cooled IM B5 (IM V1, IM V3) power/signal connectors Connector can be rotated by 270Â° ABSOLUTE ENCODER ENDAT 2048 P/REV (ENCODER A-2048); PERFORMANCE REDUCTION BY 10% DUE TO ABSOLUTE ENCODER; PLAIN SHAFT, TOLERANCE N; WITH HOLDING BRAKE DEGREE OF PROTECTION IP65 IP67 D-END FLANGE; RAL7016 COATING; METALLIC RATING PLATE AT MOTOR | - | 0 | 0
1FK7063-5AH71-1FA0 |  | 1FK7063-5AH71-1FA0 | 1 | UN | 1 | 60 | X | D | N | N | 85015220 | 1 |  | 11.503 | KG | 2301.19 | 2301.19 | MC05 | MC05 | SIMOTICS S Synchronous servo motor 1FK7 Compact, 11Nm 100K, 4500rpm, 1.41kW Naturally cooled IM B5 (IM V1, IM V3) power/signal connectors Connector can be rotated by 270Â° ABSOLUTE ENCODER 2048 P/REV (ENCODER A-2048) WITH DRIVE-CLIQ INTERFACE; PERFORMANCE REDUCTION BY 10% DUE TO ABSOLUTE ENCODER; SHAFT WITH FITTED KEY, TOLERANCE N; W/O HOLDING BRAKE DEGREE OF PROTECTION IP64 | - | 0 | 0
1FK7063-5AH71-1FA2 |  | 1FK7063-5AH71-1FA2 | 1 | UN | 1 | 60 | X | D | N | N | 85015220 | 1 |  | 11.503 | KG | 2377.16 | 2377.16 | MC05 | MC05 | SIMOTICS S Synchronous servo motor 1FK7 Compact, 11Nm 100K, 4500rpm, 1.41kW Naturally cooled IM B5 (IM V1, IM V3) power/signal connectors Connector can be rotated by 270Â° ABSOLUTE ENCODER 2048 P/REV (ENCODER A-2048) WITH DRIVE-CLIQ INTERFACE; PERFORMANCE REDUCTION BY 10% DUE TO ABSOLUTE ENCODER; SHAFT WITH FITTED KEY, TOLERANCE N; W/O HOLDING BRAKE DEGREE OF PROTECTION IP65 FLANGE ON DRIVE END IP67 | - | 0 | 0
1FK7063-5AH71-1FA3 |  | 1FK7063-5AH71-1FA3 | 1 | UN | 1 | 60 | X | D | N | N | 85015220 | 1 |  | 11.503 | KG | 2338 | 2338 | MC05 | MC05 | SIMOTICS S Synchronous servo motor 1FK7 Compact, 11Nm 100K, 4500rpm, 1.41kW Naturally cooled IM B5 (IM V1, IM V3) power/signal connectors Connector can be rotated by 270Â° ABSOLUTE ENCODER 2048 P/REV (ENCODER A-2048) WITH DRIVE-CLIQ INTERFACE; PERFORMANCE REDUCTION BY 10% DUE TO ABSOLUTE ENCODER; SHAFT WITH FITTED KEY, TOLERANCE N; W/O HOLDING BRAKE DEGREE OF PROTECTION IP64; PAINT FINISH RAL7016 | - | 0 | 0
1FK7063-5AH71-1FA5 |  | 1FK7063-5AH71-1FA5 | 1 | UN | 1 | 60 | X | D | N | N | 85015220 | 1 |  | 11.503 | KG | 2413.95 | 2413.95 | MC05 | MC05 | SIMOTICS S Synchronous servo motor 1FK7 Compact, 11Nm 100K, 4500rpm, 1.41kW Naturally cooled IM B5 (IM V1, IM V3) power/signal connectors Connector can be rotated by 270Â° ABSOLUTE ENCODER 2048 P/REV (ENCODER A-2048) WITH DRIVE-CLIQ INTERFACE; PERFORMANCE REDUCTION BY 10% DUE TO ABSOLUTE ENCODER; SHAFT WITH FITTED KEY, TOLERANCE N; W/O HOLDING BRAKE DEGREE OF PROTECTION IP65 AS FLANGE IP67; PAINT FINISH RAL7016 | - | 0 | 0
1FK7063-5AH71-1FA8 |  | 1FK7063-5AH71-1FA8 | 1 | UN | 1 | 60 | X | D | N | N | 85015220 | 1 |  | 11.503 | KG | 2495.16 | 2495.16 | MC05 | MC05 | SIMOTICS S Synchronous servo motor 1FK7 Compact, 11Nm 100K, 4500rpm, 1.41kW Naturally cooled IM B5 (IM V1, IM V3) power/signal connectors Connector can be rotated by 270Â° ABSOLUTE ENCODER 2048 P/REV (ENCODER A-2048) WITH DRIVE-CLIQ INTERFACE; PERFORMANCE REDUCTION BY 10% DUE TO ABSOLUTE ENCODER; SHAFT WITH FITTED KEY, TOLERANCE N; W/O HOLDING BRAKE DEGREE OF PROTECTION IP65 IP67 D-END FLANGE; RAL7016 COATING; METALLIC RATING PLATE AT MOTOR | - | 0 | 0
1FK7063-5AH71-1FB0 |  | 1FK7063-5AH71-1FB0 | 1 | UN | 1 | 60 | X | D | N | N | 85015220 | 1 |  | 12.802 | KG | 2547.22 | 2547.22 | MC05 | MC05 | SIMOTICS S Synchronous servo motor 1FK7 Compact, 11Nm 100K, 4500rpm, 1.41kW Naturally cooled IM B5 (IM V1, IM V3) power/signal connectors Connector can be rotated by 270Â° ABSOLUTE ENCODER 2048 P/REV (ENCODER A-2048) WITH DRIVE-CLIQ INTERFACE; PERFORMANCE REDUCTION BY 10% DUE TO ABSOLUTE ENCODER; SHAFT WITH FITTED KEY, TOLERANCE N; WITH HOLDING BRAKE DEGREE OF PROTECTION IP64 | - | 0 | 0
1FK7063-5AH71-1FB2 |  | 1FK7063-5AH71-1FB2 | 1 | UN | 1 | 60 | X | D | N | N | 85015220 | 1 |  | 12.802 | KG | 2623.19 | 2623.19 | MC05 | MC05 | SIMOTICS S Synchronous servo motor 1FK7 Compact, 11Nm 100K, 4500rpm, 1.41kW Naturally cooled IM B5 (IM V1, IM V3) power/signal connectors Connector can be rotated by 270Â° ABSOLUTE ENCODER 2048 P/REV (ENCODER A-2048) WITH DRIVE-CLIQ INTERFACE; PERFORMANCE REDUCTION BY 10% DUE TO ABSOLUTE ENCODER; SHAFT WITH FITTED KEY, TOLERANCE N; WITH HOLDING BRAKE DEGREE OF PROTECTION IP65 FLANGE ON DRIVE END IP67 | - | 0 | 0
1FK7063-5AH71-1FB3 |  | 1FK7063-5AH71-1FB3 | 1 | UN | 1 | 60 | X | D | N | N | 85015220 | 1 |  | 12.802 | KG | 2584.03 | 2584.03 | MC05 | MC05 | SIMOTICS S Synchronous servo motor 1FK7 Compact, 11Nm 100K, 4500rpm, 1.41kW Naturally cooled IM B5 (IM V1, IM V3) power/signal connectors Connector can be rotated by 270Â° ABSOLUTE ENCODER 2048 P/REV (ENCODER A-2048) WITH DRIVE-CLIQ INTERFACE; PERFORMANCE REDUCTION BY 10% DUE TO ABSOLUTE ENCODER; SHAFT WITH FITTED KEY, TOLERANCE N; WITH HOLDING BRAKE DEGREE OF PROTECTION IP64; PAINT FINISH RAL7016 | - | 0 | 0
1FK7063-5AH71-1FB5 |  | 1FK7063-5AH71-1FB5 | 1 | UN | 1 | 60 | X | D | N | N | 85015220 | 1 |  | 12.802 | KG | 2659.98 | 2659.98 | MC05 | MC05 | SIMOTICS S Synchronous servo motor 1FK7 Compact, 11Nm 100K, 4500rpm, 1.41kW Naturally cooled IM B5 (IM V1, IM V3) power/signal connectors Connector can be rotated by 270Â° ABSOLUTE ENCODER 2048 P/REV (ENCODER A-2048) WITH DRIVE-CLIQ INTERFACE; PERFORMANCE REDUCTION BY 10% DUE TO ABSOLUTE ENCODER; SHAFT WITH FITTED KEY, TOLERANCE N; WITH HOLDING BRAKE DEGREE OF PROTECTION IP65 AS FLANGE IP67; PAINT FINISH RAL7016 | - | 0 | 0
1FK7063-5AH71-1FB8 |  | 1FK7063-5AH71-1FB8 | 1 | UN | 1 | 60 | X | D | N | N | 85015220 | 1 |  | 12.802 | KG | 2741.19 | 2741.19 | MC05 | MC05 | SIMOTICS S Synchronous servo motor 1FK7 Compact, 11Nm 100K, 4500rpm, 1.41kW Naturally cooled IM B5 (IM V1, IM V3) power/signal connectors Connector can be rotated by 270Â° ABSOLUTE ENCODER 2048 P/REV (ENCODER A-2048) WITH DRIVE-CLIQ INTERFACE; PERFORMANCE REDUCTION BY 10% DUE TO ABSOLUTE ENCODER; SHAFT WITH FITTED KEY, TOLERANCE N; WITH HOLDING BRAKE DEGREE OF PROTECTION IP65 IP67 D-END FLANGE; RAL7016 COATING; METALLIC RATING PLATE AT MOTOR | - | 0 | 0
1FK7063-5AH71-1FG0 |  | 1FK7063-5AH71-1FG0 | 1 | UN | 1 | 60 | X | D | N | N | 85015220 | 1 |  | 11.503 | KG | 2231.14 | 2231.14 | MC05 | MC05 | SIMOTICS S Synchronous servo motor 1FK7 Compact, 11Nm 100K, 4500rpm, 1.41kW Naturally cooled IM B5 (IM V1, IM V3) power/signal connectors Connector can be rotated by 270Â° ABSOLUTE ENCODER 2048 P/REV (ENCODER A-2048) WITH DRIVE-CLIQ INTERFACE; PERFORMANCE REDUCTION BY 10% DUE TO ABSOLUTE ENCODER; PLAIN SHAFT, TOLERANCE N; W/O HOLDING BRAKE DEGREE OF PROTECTION IP64 | - | 0 | 0
1FK7063-5AH71-1FG2 |  | 1FK7063-5AH71-1FG2 | 1 | UN | 1 | 60 | X | D | N | N | 85015220 | 1 |  | 11.503 | KG | 2307.11 | 2307.11 | MC05 | MC05 | SIMOTICS S Synchronous servo motor 1FK7 Compact, 11Nm 100K, 4500rpm, 1.41kW Naturally cooled IM B5 (IM V1, IM V3) power/signal connectors Connector can be rotated by 270Â° ABSOLUTE ENCODER 2048 P/REV (ENCODER A-2048) WITH DRIVE-CLIQ INTERFACE; PERFORMANCE REDUCTION BY 10% DUE TO ABSOLUTE ENCODER; PLAIN SHAFT, TOLERANCE N; W/O HOLDING BRAKE DEGREE OF PROTECTION IP65 FLANGE ON DRIVE END IP67 | - | 0 | 0
1FK7063-5AH71-1FG3 |  | 1FK7063-5AH71-1FG3 | 1 | UN | 1 | 60 | X | D | N | N | 85015220 | 1 | 4025515001997 | 11.503 | KG | 2267.95 | 2267.95 | MC05 | MC05 | SIMOTICS S Synchronous servo motor 1FK7 Compact, 11Nm 100K, 4500rpm, 1.41kW Naturally cooled IM B5 (IM V1, IM V3) power/signal connectors Connector can be rotated by 270Â° ABSOLUTE ENCODER 2048 P/REV (ENCODER A-2048) WITH DRIVE-CLIQ INTERFACE; PERFORMANCE REDUCTION BY 10% DUE TO ABSOLUTE ENCODER; PLAIN SHAFT, TOLERANCE N; W/O HOLDING BRAKE DEGREE OF PROTECTION IP64; PAINT FINISH RAL7016 | - | 0 | 7
1FK7063-5AH71-1FG5 |  | 1FK7063-5AH71-1FG5 | 1 | UN | 1 | 60 | X | D | N | N | 85015220 | 1 |  | 11.503 | KG | 2343.9 | 2343.9 | MC05 | MC05 | SIMOTICS S Synchronous servo motor 1FK7 Compact, 11Nm 100K, 4500rpm, 1.41kW Naturally cooled IM B5 (IM V1, IM V3) power/signal connectors Connector can be rotated by 270Â° ABSOLUTE ENCODER 2048 P/REV (ENCODER A-2048) WITH DRIVE-CLIQ INTERFACE; PERFORMANCE REDUCTION BY 10% DUE TO ABSOLUTE ENCODER; PLAIN SHAFT, TOLERANCE N; W/O HOLDING BRAKE DEGREE OF PROTECTION IP65 AS FLANGE IP67; PAINT FINISH RAL7016 | - | 0 | 0
1FK7063-5AH71-1FG8 |  | 1FK7063-5AH71-1FG8 | 1 | UN | 1 | 60 | X | D | N | N | 85015220 | 1 |  | 11.503 | KG | 2425.11 | 2425.11 | MC05 | MC05 | SIMOTICS S Synchronous servo motor 1FK7 Compact, 11Nm 100K, 4500rpm, 1.41kW Naturally cooled IM B5 (IM V1, IM V3) power/signal connectors Connector can be rotated by 270Â° ABSOLUTE ENCODER 2048 P/REV (ENCODER A-2048) WITH DRIVE-CLIQ INTERFACE; PERFORMANCE REDUCTION BY 10% DUE TO ABSOLUTE ENCODER; PLAIN SHAFT, TOLERANCE N; W/O HOLDING BRAKE DEGREE OF PROTECTION IP65 IP67 D-END FLANGE; RAL7016 COATING; METALLIC RATING PLATE AT MOTOR | - | 0 | 0
1FK7063-5AH71-1FH0 |  | 1FK7063-5AH71-1FH0 | 1 | UN | 1 | 60 | X | D | N | N | 85015220 | 1 |  | 12.802 | KG | 2478.96 | 2478.96 | MC05 | MC05 | SIMOTICS S Synchronous servo motor 1FK7 Compact, 11Nm 100K, 4500rpm, 1.41kW Naturally cooled IM B5 (IM V1, IM V3) power/signal connectors Connector can be rotated by 270Â° ABSOLUTE ENCODER 2048 P/REV (ENCODER A-2048) WITH DRIVE-CLIQ INTERFACE; PERFORMANCE REDUCTION BY 10% DUE TO ABSOLUTE ENCODER; PLAIN SHAFT, TOLERANCE N; WITH HOLDING BRAKE DEGREE OF PROTECTION IP64 | - | 0 | 0
1FK7063-5AH71-1FH2 |  | 1FK7063-5AH71-1FH2 | 1 | UN | 1 | 60 | X | D | N | N | 85015220 | 1 |  | 12.802 | KG | 2554.93 | 2554.93 | MC05 | MC05 | SIMOTICS S Synchronous servo motor 1FK7 Compact, 11Nm 100K, 4500rpm, 1.41kW Naturally cooled IM B5 (IM V1, IM V3) power/signal connectors Connector can be rotated by 270Â° ABSOLUTE ENCODER 2048 P/REV (ENCODER A-2048) WITH DRIVE-CLIQ INTERFACE; PERFORMANCE REDUCTION BY 10% DUE TO ABSOLUTE ENCODER; PLAIN SHAFT, TOLERANCE N; WITH HOLDING BRAKE DEGREE OF PROTECTION IP65 FLANGE ON DRIVE END IP67 | - | 0 | 0
1FK7063-5AH71-1FH3 |  | 1FK7063-5AH71-1FH3 | 1 | UN | 1 | 60 | X | D | N | N | 85015220 | 1 | 4025515002000 | 12.802 | KG | 2515.77 | 2515.77 | MC05 | MC05 | SIMOTICS S Synchronous servo motor 1FK7 Compact, 11Nm 100K, 4500rpm, 1.41kW Naturally cooled IM B5 (IM V1, IM V3) power/signal connectors Connector can be rotated by 270Â° ABSOLUTE ENCODER 2048 P/REV (ENCODER A-2048) WITH DRIVE-CLIQ INTERFACE; PERFORMANCE REDUCTION BY 10% DUE TO ABSOLUTE ENCODER; PLAIN SHAFT, TOLERANCE N; WITH HOLDING BRAKE DEGREE OF PROTECTION IP64; PAINT FINISH RAL7016 | - | 0 | 7
1FK7063-5AH71-1FH5 |  | 1FK7063-5AH71-1FH5 | 1 | UN | 1 | 60 | X | D | N | N | 85015220 | 1 |  | 12.802 | KG | 2591.72 | 2591.72 | MC05 | MC05 | SIMOTICS S Synchronous servo motor 1FK7 Compact, 11Nm 100K, 4500rpm, 1.41kW Naturally cooled IM B5 (IM V1, IM V3) power/signal connectors Connector can be rotated by 270Â° ABSOLUTE ENCODER 2048 P/REV (ENCODER A-2048) WITH DRIVE-CLIQ INTERFACE; PERFORMANCE REDUCTION BY 10% DUE TO ABSOLUTE ENCODER; PLAIN SHAFT, TOLERANCE N; WITH HOLDING BRAKE DEGREE OF PROTECTION IP65 AS FLANGE IP67; PAINT FINISH RAL7016 | - | 0 | 0
1FK7063-5AH71-1FH8 |  | 1FK7063-5AH71-1FH8 | 1 | UN | 1 | 60 | X | D | N | N | 85015220 | 1 |  | 12.802 | KG | 2672.93 | 2672.93 | MC05 | MC05 | SIMOTICS S Synchronous servo motor 1FK7 Compact, 11Nm 100K, 4500rpm, 1.41kW Naturally cooled IM B5 (IM V1, IM V3) power/signal connectors Connector can be rotated by 270Â° ABSOLUTE ENCODER 2048 P/REV (ENCODER A-2048) WITH DRIVE-CLIQ INTERFACE; PERFORMANCE REDUCTION BY 10% DUE TO ABSOLUTE ENCODER; PLAIN SHAFT, TOLERANCE N; WITH HOLDING BRAKE DEGREE OF PROTECTION IP65 IP67 D-END FLANGE; RAL7016 COATING; METALLIC RATING PLATE AT MOTOR | - | 0 | 0
1FK7063-5AH71-1GA0 |  | 1FK7063-5AH71-1GA0 | 1 | UN | 1 | 60 | X | D | N | N | 85015220 | 1 |  | 11.503 | KG | 1686.97 | 1686.97 | MC05 | MC05 | SIMOTICS S Synchronous servo motor 1FK7 Compact, 11Nm 100K, 4500rpm, 1.41kW Naturally cooled IM B5 (IM V1, IM V3) power/signal connectors Connector can be rotated by 270Â° BASIC ABSOLUTE ENCODER 32 P/REV (ENCODER A-32); PERFORMANCE REDUCTION BY 10% DUE TO ABSOLUTE ENCODER; SHAFT WITH FITTED KEY, TOLERANCE N; W/O HOLDING BRAKE DEGREE OF PROTECTION IP64 | - | 0 | 0
1FK7063-5AH71-1GA2 |  | 1FK7063-5AH71-1GA2 | 1 | UN | 1 | 60 | X | D | N | N | 85015220 | 1 |  | 11.503 | KG | 1762.94 | 1762.94 | MC05 | MC05 | SIMOTICS S Synchronous servo motor 1FK7 Compact, 11Nm 100K, 4500rpm, 1.41kW Naturally cooled IM B5 (IM V1, IM V3) power/signal connectors Connector can be rotated by 270Â° BASIC ABSOLUTE ENCODER 32 P/REV (ENCODER A-32); PERFORMANCE REDUCTION BY 10% DUE TO ABSOLUTE ENCODER; SHAFT WITH FITTED KEY, TOLERANCE N; W/O HOLDING BRAKE DEGREE OF PROTECTION IP65 FLANGE ON DRIVE END IP67 | - | 0 | 0
1FK7063-5AH71-1GA3 |  | 1FK7063-5AH71-1GA3 | 1 | UN | 1 | 60 | X | D | N | N | 85015220 | 1 |  | 11.503 | KG | 1723.78 | 1723.78 | MC05 | MC05 | SIMOTICS S Synchronous servo motor 1FK7 Compact, 11Nm 100K, 4500rpm, 1.41kW Naturally cooled IM B5 (IM V1, IM V3) power/signal connectors Connector can be rotated by 270Â° BASIC ABSOLUTE ENCODER 32 P/REV (ENCODER A-32); PERFORMANCE REDUCTION BY 10% DUE TO ABSOLUTE ENCODER; SHAFT WITH FITTED KEY, TOLERANCE N; W/O HOLDING BRAKE DEGREE OF PROTECTION IP64; PAINT FINISH RAL7016 | - | 0 | 0
1FK7063-5AH71-1GA5 |  | 1FK7063-5AH71-1GA5 | 1 | UN | 1 | 60 | X | D | N | N | 85015220 | 1 |  | 11.503 | KG | 1799.73 | 1799.73 | MC05 | MC05 | SIMOTICS S Synchronous servo motor 1FK7 Compact, 11Nm 100K, 4500rpm, 1.41kW Naturally cooled IM B5 (IM V1, IM V3) power/signal connectors Connector can be rotated by 270Â° BASIC ABSOLUTE ENCODER 32 P/REV (ENCODER A-32); PERFORMANCE REDUCTION BY 10% DUE TO ABSOLUTE ENCODER; SHAFT WITH FITTED KEY, TOLERANCE N; W/O HOLDING BRAKE DEGREE OF PROTECTION IP65 AS FLANGE IP67; PAINT FINISH RAL7016 | - | 0 | 0
1FK7063-5AH71-1GA8 |  | 1FK7063-5AH71-1GA8 | 1 | UN | 1 | 60 | X | D | N | N | 85015220 | 1 |  | 11.503 | KG | 1880.94 | 1880.94 | MC05 | MC05 | SIMOTICS S Synchronous servo motor 1FK7 Compact, 11Nm 100K, 4500rpm, 1.41kW Naturally cooled IM B5 (IM V1, IM V3) power/signal connectors Connector can be rotated by 270Â° BASIC ABSOLUTE ENCODER 32 P/REV (ENCODER A-32); PERFORMANCE REDUCTION BY 10% DUE TO ABSOLUTE ENCODER; SHAFT WITH FITTED KEY, TOLERANCE N; W/O HOLDING BRAKE DEGREE OF PROTECTION IP65 IP67 D-END FLANGE; RAL7016 COATING; METALLIC RATING PLATE AT MOTOR | - | 0 | 0
1FK7063-5AH71-1GB0 |  | 1FK7063-5AH71-1GB0 | 1 | UN | 1 | 60 | X | D | N | N | 85015220 | 1 |  | 12.802 | KG | 1933 | 1933 | MC05 | MC05 | SIMOTICS S Synchronous servo motor 1FK7 Compact, 11Nm 100K, 4500rpm, 1.41kW Naturally cooled IM B5 (IM V1, IM V3) power/signal connectors Connector can be rotated by 270Â° BASIC ABSOLUTE ENCODER 32 P/REV (ENCODER A-32); PERFORMANCE REDUCTION BY 10% DUE TO ABSOLUTE ENCODER; SHAFT WITH FITTED KEY, TOLERANCE N; WITH HOLDING BRAKE DEGREE OF PROTECTION IP64 | - | 0 | 0
1FK7063-5AH71-1GB2 |  | 1FK7063-5AH71-1GB2 | 1 | UN | 1 | 60 | X | D | N | N | 85015220 | 1 |  | 12.802 | KG | 2008.97 | 2008.97 | MC05 | MC05 | SIMOTICS S Synchronous servo motor 1FK7 Compact, 11Nm 100K, 4500rpm, 1.41kW Naturally cooled IM B5 (IM V1, IM V3) power/signal connectors Connector can be rotated by 270Â° BASIC ABSOLUTE ENCODER 32 P/REV (ENCODER A-32); PERFORMANCE REDUCTION BY 10% DUE TO ABSOLUTE ENCODER; SHAFT WITH FITTED KEY, TOLERANCE N; WITH HOLDING BRAKE DEGREE OF PROTECTION IP65 FLANGE ON DRIVE END IP67 | - | 0 | 0
1FK7063-5AH71-1GB3 |  | 1FK7063-5AH71-1GB3 | 1 | UN | 1 | 60 | X | D | N | N | 85015220 | 1 |  | 12.802 | KG | 1969.81 | 1969.81 | MC05 | MC05 | SIMOTICS S Synchronous servo motor 1FK7 Compact, 11Nm 100K, 4500rpm, 1.41kW Naturally cooled IM B5 (IM V1, IM V3) power/signal connectors Connector can be rotated by 270Â° BASIC ABSOLUTE ENCODER 32 P/REV (ENCODER A-32); PERFORMANCE REDUCTION BY 10% DUE TO ABSOLUTE ENCODER; SHAFT WITH FITTED KEY, TOLERANCE N; WITH HOLDING BRAKE DEGREE OF PROTECTION IP64; PAINT FINISH RAL7016 | - | 0 | 0
1FK7063-5AH71-1GB5 |  | 1FK7063-5AH71-1GB5 | 1 | UN | 1 | 60 | X | D | N | N | 85015220 | 1 |  | 12.802 | KG | 2045.76 | 2045.76 | MC05 | MC05 | SIMOTICS S Synchronous servo motor 1FK7 Compact, 11Nm 100K, 4500rpm, 1.41kW Naturally cooled IM B5 (IM V1, IM V3) power/signal connectors Connector can be rotated by 270Â° BASIC ABSOLUTE ENCODER 32 P/REV (ENCODER A-32); PERFORMANCE REDUCTION BY 10% DUE TO ABSOLUTE ENCODER; SHAFT WITH FITTED KEY, TOLERANCE N; WITH HOLDING BRAKE DEGREE OF PROTECTION IP65 AS FLANGE IP67; PAINT FINISH RAL7016 | - | 0 | 0
1FK7063-5AH71-1GB8 |  | 1FK7063-5AH71-1GB8 | 1 | UN | 1 | 60 | X | D | N | N | 85015220 | 1 |  | 12.802 | KG | 2126.97 | 2126.97 | MC05 | MC05 | SIMOTICS S Synchronous servo motor 1FK7 Compact, 11Nm 100K, 4500rpm, 1.41kW Naturally cooled IM B5 (IM V1, IM V3) power/signal connectors Connector can be rotated by 270Â° BASIC ABSOLUTE ENCODER 32 P/REV (ENCODER A-32); PERFORMANCE REDUCTION BY 10% DUE TO ABSOLUTE ENCODER; SHAFT WITH FITTED KEY, TOLERANCE N; WITH HOLDING BRAKE DEGREE OF PROTECTION IP65 IP67 D-END FLANGE; RAL7016 COATING; METALLIC RATING PLATE AT MOTOR | - | 0 | 0
1FK7063-5AH71-1GG0 |  | 1FK7063-5AH71-1GG0 | 1 | UN | 1 | 60 | X | D | N | N | 85015220 | 1 | 4025515002017 | 11.503 | KG | 1616.92 | 1616.92 | MC05 | MC05 | SIMOTICS S Synchronous servo motor 1FK7 Compact, 11Nm 100K, 4500rpm, 1.41kW Naturally cooled IM B5 (IM V1, IM V3) power/signal connectors Connector can be rotated by 270Â° BASIC ABSOLUTE ENCODER 32 P/REV (ENCODER A-32); PERFORMANCE REDUCTION BY 10% DUE TO ABSOLUTE ENCODER; PLAIN SHAFT, TOLERANCE N; W/O HOLDING BRAKE DEGREE OF PROTECTION IP64 | - | 0 | 7
1FK7063-5AH71-1GG2 |  | 1FK7063-5AH71-1GG2 | 1 | UN | 1 | 60 | X | D | N | N | 85015220 | 1 |  | 11.503 | KG | 1692.89 | 1692.89 | MC05 | MC05 | SIMOTICS S Synchronous servo motor 1FK7 Compact, 11Nm 100K, 4500rpm, 1.41kW Naturally cooled IM B5 (IM V1, IM V3) power/signal connectors Connector can be rotated by 270Â° BASIC ABSOLUTE ENCODER 32 P/REV (ENCODER A-32); PERFORMANCE REDUCTION BY 10% DUE TO ABSOLUTE ENCODER; PLAIN SHAFT, TOLERANCE N; W/O HOLDING BRAKE DEGREE OF PROTECTION IP65 FLANGE ON DRIVE END IP67 | - | 0 | 0
1FK7063-5AH71-1GG3 |  | 1FK7063-5AH71-1GG3 | 1 | UN | 1 | 60 | X | D | N | N | 85015220 | 1 | 4025515002024 | 11.503 | KG | 1653.73 | 1653.73 | MC05 | MC05 | SIMOTICS S Synchronous servo motor 1FK7 Compact, 11Nm 100K, 4500rpm, 1.41kW Naturally cooled IM B5 (IM V1, IM V3) power/signal connectors Connector can be rotated by 270Â° BASIC ABSOLUTE ENCODER 32 P/REV (ENCODER A-32); PERFORMANCE REDUCTION BY 10% DUE TO ABSOLUTE ENCODER; PLAIN SHAFT, TOLERANCE N; W/O HOLDING BRAKE DEGREE OF PROTECTION IP64; PAINT FINISH RAL7016 | - | 0 | 7
1FK7063-5AH71-1GG5 |  | 1FK7063-5AH71-1GG5 | 1 | UN | 1 | 60 | X | D | N | N | 85015220 | 1 |  | 11.503 | KG | 1729.68 | 1729.68 | MC05 | MC05 | SIMOTICS S Synchronous servo motor 1FK7 Compact, 11Nm 100K, 4500rpm, 1.41kW Naturally cooled IM B5 (IM V1, IM V3) power/signal connectors Connector can be rotated by 270Â° BASIC ABSOLUTE ENCODER 32 P/REV (ENCODER A-32); PERFORMANCE REDUCTION BY 10% DUE TO ABSOLUTE ENCODER; PLAIN SHAFT, TOLERANCE N; W/O HOLDING BRAKE DEGREE OF PROTECTION IP65 AS FLANGE IP67; PAINT FINISH RAL7016 | - | 0 | 0
1FK7063-5AH71-1GG8 |  | 1FK7063-5AH71-1GG8 | 1 | UN | 1 | 60 | X | D | N | N | 85015220 | 1 |  | 11.503 | KG | 1810.89 | 1810.89 | MC05 | MC05 | SIMOTICS S Synchronous servo motor 1FK7 Compact, 11Nm 100K, 4500rpm, 1.41kW Naturally cooled IM B5 (IM V1, IM V3) power/signal connectors Connector can be rotated by 270Â° BASIC ABSOLUTE ENCODER 32 P/REV (ENCODER A-32); PERFORMANCE REDUCTION BY 10% DUE TO ABSOLUTE ENCODER; PLAIN SHAFT, TOLERANCE N; W/O HOLDING BRAKE DEGREE OF PROTECTION IP65 IP67 D-END FLANGE; RAL7016 COATING; METALLIC RATING PLATE AT MOTOR | - | 0 | 0
1FK7063-5AH71-1GH0 |  | 1FK7063-5AH71-1GH0 | 1 | UN | 1 | 60 | X | D | N | N | 85015220 | 1 | 4025515002031 | 12.802 | KG | 1864.74 | 1864.74 | MC05 | MC05 | SIMOTICS S Synchronous servo motor 1FK7 Compact, 11Nm 100K, 4500rpm, 1.41kW Naturally cooled IM B5 (IM V1, IM V3) power/signal connectors Connector can be rotated by 270Â° BASIC ABSOLUTE ENCODER 32 P/REV (ENCODER A-32); PERFORMANCE REDUCTION BY 10% DUE TO ABSOLUTE ENCODER; PLAIN SHAFT, TOLERANCE N; WITH HOLDING BRAKE DEGREE OF PROTECTION IP64 | - | 0 | 7
1FK7063-5AH71-1GH2 |  | 1FK7063-5AH71-1GH2 | 1 | UN | 1 | 60 | X | D | N | N | 85015220 | 1 |  | 12.802 | KG | 1940.71 | 1940.71 | MC05 | MC05 | SIMOTICS S Synchronous servo motor 1FK7 Compact, 11Nm 100K, 4500rpm, 1.41kW Naturally cooled IM B5 (IM V1, IM V3) power/signal connectors Connector can be rotated by 270Â° BASIC ABSOLUTE ENCODER 32 P/REV (ENCODER A-32); PERFORMANCE REDUCTION BY 10% DUE TO ABSOLUTE ENCODER; PLAIN SHAFT, TOLERANCE N; WITH HOLDING BRAKE DEGREE OF PROTECTION IP65 FLANGE ON DRIVE END IP67 | - | 0 | 0
1FK7063-5AH71-1GH3 |  | 1FK7063-5AH71-1GH3 | 1 | UN | 1 | 60 | X | D | N | N | 85015220 | 1 | 4025515002048 | 12.802 | KG | 1901.55 | 1901.55 | MC05 | MC05 | SIMOTICS S Synchronous servo motor 1FK7 Compact, 11Nm 100K, 4500rpm, 1.41kW Naturally cooled IM B5 (IM V1, IM V3) power/signal connectors Connector can be rotated by 270Â° BASIC ABSOLUTE ENCODER 32 P/REV (ENCODER A-32); PERFORMANCE REDUCTION BY 10% DUE TO ABSOLUTE ENCODER; PLAIN SHAFT, TOLERANCE N; WITH HOLDING BRAKE DEGREE OF PROTECTION IP64; PAINT FINISH RAL7016 | - | 0 | 7
1FK7063-5AH71-1GH5 |  | 1FK7063-5AH71-1GH5 | 1 | UN | 1 | 60 | X | D | N | N | 85015220 | 1 |  | 12.802 | KG | 1977.5 | 1977.5 | MC05 | MC05 | SIMOTICS S Synchronous servo motor 1FK7 Compact, 11Nm 100K, 4500rpm, 1.41kW Naturally cooled IM B5 (IM V1, IM V3) power/signal connectors Connector can be rotated by 270Â° BASIC ABSOLUTE ENCODER 32 P/REV (ENCODER A-32); PERFORMANCE REDUCTION BY 10% DUE TO ABSOLUTE ENCODER; PLAIN SHAFT, TOLERANCE N; WITH HOLDING BRAKE DEGREE OF PROTECTION IP65 AS FLANGE IP67; PAINT FINISH RAL7016 | - | 0 | 0
1FK7063-5AH71-1GH8 |  | 1FK7063-5AH71-1GH8 | 1 | UN | 1 | 60 | X | D | N | N | 85015220 | 1 |  | 12.802 | KG | 2058.71 | 2058.71 | MC05 | MC05 | SIMOTICS S Synchronous servo motor 1FK7 Compact, 11Nm 100K, 4500rpm, 1.41kW Naturally cooled IM B5 (IM V1, IM V3) power/signal connectors Connector can be rotated by 270Â° BASIC ABSOLUTE ENCODER 32 P/REV (ENCODER A-32); PERFORMANCE REDUCTION BY 10% DUE TO ABSOLUTE ENCODER; PLAIN SHAFT, TOLERANCE N; WITH HOLDING BRAKE DEGREE OF PROTECTION IP65 IP67 D-END FLANGE; RAL7016 COATING; METALLIC RATING PLATE AT MOTOR | - | 0 | 0
1FK7063-5AH71-1KA0 |  | 1FK7063-5AH71-1KA0 | 1 | UN | 1 | 60 | X | D | N | N | 85015220 | 1 |  | 11.503 | KG | 1880.94 | 1880.94 | MC05 | MC05 | SIMOTICS S Synchronous servo motor 1FK7 Compact, 11Nm 100K, 4500rpm, 1.41kW Naturally cooled IM B5 (IM V1, IM V3) power/signal connectors Connector can be rotated by 270Â° BASIC ABSOLUTE ENCODER 32 P/REV (ENCODER A-32) WITH DRIVE-CLIQ INTERFACE; PERFORMANCE REDUCTION BY 10% DUE TO ABSOLUTE ENCODER; SHAFT WITH FITTED KEY, TOLERANCE N; W/O HOLDING BRAKE DEGREE OF PROTECTION IP64 | - | 0 | 0
1FK7063-5AH71-1KA2 |  | 1FK7063-5AH71-1KA2 | 1 | UN | 1 | 60 | X | D | N | N | 85015220 | 1 |  | 11.503 | KG | 1956.91 | 1956.91 | MC05 | MC05 | SIMOTICS S Synchronous servo motor 1FK7 Compact, 11Nm 100K, 4500rpm, 1.41kW Naturally cooled IM B5 (IM V1, IM V3) power/signal connectors Connector can be rotated by 270Â° BASIC ABSOLUTE ENCODER 32 P/REV (ENCODER A-32) WITH DRIVE-CLIQ INTERFACE; PERFORMANCE REDUCTION BY 10% DUE TO ABSOLUTE ENCODER; SHAFT WITH FITTED KEY, TOLERANCE N; W/O HOLDING BRAKE DEGREE OF PROTECTION IP65 FLANGE ON DRIVE END IP67 | - | 0 | 0
1FK7063-5AH71-1KA3 |  | 1FK7063-5AH71-1KA3 | 1 | UN | 1 | 60 | X | D | N | N | 85015220 | 1 |  | 11.503 | KG | 1917.75 | 1917.75 | MC05 | MC05 | SIMOTICS S Synchronous servo motor 1FK7 Compact, 11Nm 100K, 4500rpm, 1.41kW Naturally cooled IM B5 (IM V1, IM V3) power/signal connectors Connector can be rotated by 270Â° BASIC ABSOLUTE ENCODER 32 P/REV (ENCODER A-32) WITH DRIVE-CLIQ INTERFACE; PERFORMANCE REDUCTION BY 10% DUE TO ABSOLUTE ENCODER; SHAFT WITH FITTED KEY, TOLERANCE N; W/O HOLDING BRAKE DEGREE OF PROTECTION IP64; PAINT FINISH RAL7016 | - | 0 | 0
1FK7063-5AH71-1KA5 |  | 1FK7063-5AH71-1KA5 | 1 | UN | 1 | 60 | X | D | N | N | 85015220 | 1 |  | 11.503 | KG | 1993.7 | 1993.7 | MC05 | MC05 | SIMOTICS S Synchronous servo motor 1FK7 Compact, 11Nm 100K, 4500rpm, 1.41kW Naturally cooled IM B5 (IM V1, IM V3) power/signal connectors Connector can be rotated by 270Â° BASIC ABSOLUTE ENCODER 32 P/REV (ENCODER A-32) WITH DRIVE-CLIQ INTERFACE; PERFORMANCE REDUCTION BY 10% DUE TO ABSOLUTE ENCODER; SHAFT WITH FITTED KEY, TOLERANCE N; W/O HOLDING BRAKE DEGREE OF PROTECTION IP65 AS FLANGE IP67; PAINT FINISH RAL7016 | - | 0 | 0
1FK7063-5AH71-1KA8 |  | 1FK7063-5AH71-1KA8 | 1 | UN | 1 | 60 | X | D | N | N | 85015220 | 1 |  | 11.503 | KG | 2074.91 | 2074.91 | MC05 | MC05 | SIMOTICS S Synchronous servo motor 1FK7 Compact, 11Nm 100K, 4500rpm, 1.41kW Naturally cooled IM B5 (IM V1, IM V3) power/signal connectors Connector can be rotated by 270Â° BASIC ABSOLUTE ENCODER 32 P/REV (ENCODER A-32) WITH DRIVE-CLIQ INTERFACE; PERFORMANCE REDUCTION BY 10% DUE TO ABSOLUTE ENCODER; SHAFT WITH FITTED KEY, TOLERANCE N; W/O HOLDING BRAKE DEGREE OF PROTECTION IP65 IP67 D-END FLANGE; RAL7016 COATING; METALLIC RATING PLATE AT MOTOR | - | 0 | 0
1FK7063-5AH71-1KB0 |  | 1FK7063-5AH71-1KB0 | 1 | UN | 1 | 60 | X | D | N | N | 85015220 | 1 |  | 12.802 | KG | 2126.97 | 2126.97 | MC05 | MC05 | SIMOTICS S Synchronous servo motor 1FK7 Compact, 11Nm 100K, 4500rpm, 1.41kW Naturally cooled IM B5 (IM V1, IM V3) power/signal connectors Connector can be rotated by 270Â° BASIC ABSOLUTE ENCODER 32 P/REV (ENCODER A-32) WITH DRIVE-CLIQ INTERFACE; PERFORMANCE REDUCTION BY 10% DUE TO ABSOLUTE ENCODER; SHAFT WITH FITTED KEY, TOLERANCE N; WITH HOLDING BRAKE DEGREE OF PROTECTION IP64 | - | 0 | 0
1FK7063-5AH71-1KB2 |  | 1FK7063-5AH71-1KB2 | 1 | UN | 1 | 60 | X | D | N | N | 85015220 | 1 |  | 12.802 | KG | 2202.94 | 2202.94 | MC05 | MC05 | SIMOTICS S Synchronous servo motor 1FK7 Compact, 11Nm 100K, 4500rpm, 1.41kW Naturally cooled IM B5 (IM V1, IM V3) power/signal connectors Connector can be rotated by 270Â° BASIC ABSOLUTE ENCODER 32 P/REV (ENCODER A-32) WITH DRIVE-CLIQ INTERFACE; PERFORMANCE REDUCTION BY 10% DUE TO ABSOLUTE ENCODER; SHAFT WITH FITTED KEY, TOLERANCE N; WITH HOLDING BRAKE DEGREE OF PROTECTION IP65 FLANGE ON DRIVE END IP67 | - | 0 | 0
1FK7063-5AH71-1KB3 |  | 1FK7063-5AH71-1KB3 | 1 | UN | 1 | 60 | X | D | N | N | 85015220 | 1 |  | 12.802 | KG | 2163.78 | 2163.78 | MC05 | MC05 | SIMOTICS S Synchronous servo motor 1FK7 Compact, 11Nm 100K, 4500rpm, 1.41kW Naturally cooled IM B5 (IM V1, IM V3) power/signal connectors Connector can be rotated by 270Â° BASIC ABSOLUTE ENCODER 32 P/REV (ENCODER A-32) WITH DRIVE-CLIQ INTERFACE; PERFORMANCE REDUCTION BY 10% DUE TO ABSOLUTE ENCODER; SHAFT WITH FITTED KEY, TOLERANCE N; WITH HOLDING BRAKE DEGREE OF PROTECTION IP64; PAINT FINISH RAL7016 | - | 0 | 0
1FK7063-5AH71-1KB5 |  | 1FK7063-5AH71-1KB5 | 1 | UN | 1 | 60 | X | D | N | N | 85015220 | 1 |  | 12.802 | KG | 2239.73 | 2239.73 | MC05 | MC05 | SIMOTICS S Synchronous servo motor 1FK7 Compact, 11Nm 100K, 4500rpm, 1.41kW Naturally cooled IM B5 (IM V1, IM V3) power/signal connectors Connector can be rotated by 270Â° BASIC ABSOLUTE ENCODER 32 P/REV (ENCODER A-32) WITH DRIVE-CLIQ INTERFACE; PERFORMANCE REDUCTION BY 10% DUE TO ABSOLUTE ENCODER; SHAFT WITH FITTED KEY, TOLERANCE N; WITH HOLDING BRAKE DEGREE OF PROTECTION IP65 AS FLANGE IP67; PAINT FINISH RAL7016 | - | 0 | 0
1FK7063-5AH71-1KB8 |  | 1FK7063-5AH71-1KB8 | 1 | UN | 1 | 60 | X | D | N | N | 85015220 | 1 |  | 12.802 | KG | 2320.94 | 2320.94 | MC05 | MC05 | SIMOTICS S Synchronous servo motor 1FK7 Compact, 11Nm 100K, 4500rpm, 1.41kW Naturally cooled IM B5 (IM V1, IM V3) power/signal connectors Connector can be rotated by 270Â° BASIC ABSOLUTE ENCODER 32 P/REV (ENCODER A-32) WITH DRIVE-CLIQ INTERFACE; PERFORMANCE REDUCTION BY 10% DUE TO ABSOLUTE ENCODER; SHAFT WITH FITTED KEY, TOLERANCE N; WITH HOLDING BRAKE DEGREE OF PROTECTION IP65 IP67 D-END FLANGE; RAL7016 COATING; METALLIC RATING PLATE AT MOTOR | - | 0 | 0
1FK7063-5AH71-1KG0 |  | 1FK7063-5AH71-1KG0 | 1 | UN | 1 | 60 | X | D | N | N | 85015220 | 1 |  | 11.503 | KG | 1810.89 | 1810.89 | MC05 | MC05 | SIMOTICS S Synchronous servo motor 1FK7 Compact, 11Nm 100K, 4500rpm, 1.41kW Naturally cooled IM B5 (IM V1, IM V3) power/signal connectors Connector can be rotated by 270Â° BASIC ABSOLUTE ENCODER 32 P/REV (ENCODER A-32) WITH DRIVE-CLIQ INTERFACE; PERFORMANCE REDUCTION BY 10% DUE TO ABSOLUTE ENCODER; PLAIN SHAFT, TOLERANCE N; W/O HOLDING BRAKE DEGREE OF PROTECTION IP64 | - | 0 | 0
1FK7063-5AH71-1KG2 |  | 1FK7063-5AH71-1KG2 | 1 | UN | 1 | 60 | X | D | N | N | 85015220 | 1 |  | 11.503 | KG | 1886.86 | 1886.86 | MC05 | MC05 | SIMOTICS S Synchronous servo motor 1FK7 Compact, 11Nm 100K, 4500rpm, 1.41kW Naturally cooled IM B5 (IM V1, IM V3) power/signal connectors Connector can be rotated by 270Â° BASIC ABSOLUTE ENCODER 32 P/REV (ENCODER A-32) WITH DRIVE-CLIQ INTERFACE; PERFORMANCE REDUCTION BY 10% DUE TO ABSOLUTE ENCODER; PLAIN SHAFT, TOLERANCE N; W/O HOLDING BRAKE DEGREE OF PROTECTION IP65 FLANGE ON DRIVE END IP67 | - | 0 | 0
1FK7063-5AH71-1KG3 |  | 1FK7063-5AH71-1KG3 | 1 | UN | 1 | 60 | X | D | N | N | 85015220 | 1 |  | 11.503 | KG | 1847.7 | 1847.7 | MC05 | MC05 | SIMOTICS S Synchronous servo motor 1FK7 Compact, 11Nm 100K, 4500rpm, 1.41kW Naturally cooled IM B5 (IM V1, IM V3) power/signal connectors Connector can be rotated by 270Â° BASIC ABSOLUTE ENCODER 32 P/REV (ENCODER A-32) WITH DRIVE-CLIQ INTERFACE; PERFORMANCE REDUCTION BY 10% DUE TO ABSOLUTE ENCODER; PLAIN SHAFT, TOLERANCE N; W/O HOLDING BRAKE DEGREE OF PROTECTION IP64; PAINT FINISH RAL7016 | - | 0 | 0
1FK7063-5AH71-1KG5 |  | 1FK7063-5AH71-1KG5 | 1 | UN | 1 | 60 | X | D | N | N | 85015220 | 1 |  | 11.503 | KG | 1923.65 | 1923.65 | MC05 | MC05 | SIMOTICS S Synchronous servo motor 1FK7 Compact, 11Nm 100K, 4500rpm, 1.41kW Naturally cooled IM B5 (IM V1, IM V3) power/signal connectors Connector can be rotated by 270Â° BASIC ABSOLUTE ENCODER 32 P/REV (ENCODER A-32) WITH DRIVE-CLIQ INTERFACE; PERFORMANCE REDUCTION BY 10% DUE TO ABSOLUTE ENCODER; PLAIN SHAFT, TOLERANCE N; W/O HOLDING BRAKE DEGREE OF PROTECTION IP65 AS FLANGE IP67; PAINT FINISH RAL7016 | - | 0 | 0
1FK7063-5AH71-1KG8 |  | 1FK7063-5AH71-1KG8 | 1 | UN | 1 | 60 | X | D | N | N | 85015220 | 1 |  | 11.503 | KG | 2004.86 | 2004.86 | MC05 | MC05 | SIMOTICS S Synchronous servo motor 1FK7 Compact, 11Nm 100K, 4500rpm, 1.41kW Naturally cooled IM B5 (IM V1, IM V3) power/signal connectors Connector can be rotated by 270Â° BASIC ABSOLUTE ENCODER 32 P/REV (ENCODER A-32) WITH DRIVE-CLIQ INTERFACE; PERFORMANCE REDUCTION BY 10% DUE TO ABSOLUTE ENCODER; PLAIN SHAFT, TOLERANCE N; W/O HOLDING BRAKE DEGREE OF PROTECTION IP65 IP67 D-END FLANGE; RAL7016 COATING; METALLIC RATING PLATE AT MOTOR | - | 0 | 0
1FK7063-5AH71-1KH0 |  | 1FK7063-5AH71-1KH0 | 1 | UN | 1 | 60 | X | D | N | N | 85015220 | 1 |  | 12.802 | KG | 2058.71 | 2058.71 | MC05 | MC05 | SIMOTICS S Synchronous servo motor 1FK7 Compact, 11Nm 100K, 4500rpm, 1.41kW Naturally cooled IM B5 (IM V1, IM V3) power/signal connectors Connector can be rotated by 270Â° BASIC ABSOLUTE ENCODER 32 P/REV (ENCODER A-32) WITH DRIVE-CLIQ INTERFACE; PERFORMANCE REDUCTION BY 10% DUE TO ABSOLUTE ENCODER; PLAIN SHAFT, TOLERANCE N; WITH HOLDING BRAKE DEGREE OF PROTECTION IP64 | - | 0 | 0
1FK7063-5AH71-1KH2 |  | 1FK7063-5AH71-1KH2 | 1 | UN | 1 | 60 | X | D | N | N | 85015220 | 1 |  | 12.802 | KG | 2134.68 | 2134.68 | MC05 | MC05 | SIMOTICS S Synchronous servo motor 1FK7 Compact, 11Nm 100K, 4500rpm, 1.41kW Naturally cooled IM B5 (IM V1, IM V3) power/signal connectors Connector can be rotated by 270Â° BASIC ABSOLUTE ENCODER 32 P/REV (ENCODER A-32) WITH DRIVE-CLIQ INTERFACE; PERFORMANCE REDUCTION BY 10% DUE TO ABSOLUTE ENCODER; PLAIN SHAFT, TOLERANCE N; WITH HOLDING BRAKE DEGREE OF PROTECTION IP65 FLANGE ON DRIVE END IP67 | - | 0 | 0
1FK7063-5AH71-1KH3 |  | 1FK7063-5AH71-1KH3 | 1 | UN | 1 | 60 | X | D | N | N | 85015220 | 1 |  | 12.802 | KG | 2095.52 | 2095.52 | MC05 | MC05 | SIMOTICS S Synchronous servo motor 1FK7 Compact, 11Nm 100K, 4500rpm, 1.41kW Naturally cooled IM B5 (IM V1, IM V3) power/signal connectors Connector can be rotated by 270Â° BASIC ABSOLUTE ENCODER 32 P/REV (ENCODER A-32) WITH DRIVE-CLIQ INTERFACE; PERFORMANCE REDUCTION BY 10% DUE TO ABSOLUTE ENCODER; PLAIN SHAFT, TOLERANCE N; WITH HOLDING BRAKE DEGREE OF PROTECTION IP64; PAINT FINISH RAL7016 | - | 0 | 0
1FK7063-5AH71-1KH5 |  | 1FK7063-5AH71-1KH5 | 1 | UN | 1 | 60 | X | D | N | N | 85015220 | 1 |  | 12.802 | KG | 2171.47 | 2171.47 | MC05 | MC05 | SIMOTICS S Synchronous servo motor 1FK7 Compact, 11Nm 100K, 4500rpm, 1.41kW Naturally cooled IM B5 (IM V1, IM V3) power/signal connectors Connector can be rotated by 270Â° BASIC ABSOLUTE ENCODER 32 P/REV (ENCODER A-32) WITH DRIVE-CLIQ INTERFACE; PERFORMANCE REDUCTION BY 10% DUE TO ABSOLUTE ENCODER; PLAIN SHAFT, TOLERANCE N; WITH HOLDING BRAKE DEGREE OF PROTECTION IP65 AS FLANGE IP67; PAINT FINISH RAL7016 | - | 0 | 0
1FK7063-5AH71-1KH8 |  | 1FK7063-5AH71-1KH8 | 1 | UN | 1 | 60 | X | D | N | N | 85015220 | 1 |  | 12.802 | KG | 2252.68 | 2252.68 | MC05 | MC05 | SIMOTICS S Synchronous servo motor 1FK7 Compact, 11Nm 100K, 4500rpm, 1.41kW Naturally cooled IM B5 (IM V1, IM V3) power/signal connectors Connector can be rotated by 270Â° BASIC ABSOLUTE ENCODER 32 P/REV (ENCODER A-32) WITH DRIVE-CLIQ INTERFACE; PERFORMANCE REDUCTION BY 10% DUE TO ABSOLUTE ENCODER; PLAIN SHAFT, TOLERANCE N; WITH HOLDING BRAKE DEGREE OF PROTECTION IP65 IP67 D-END FLANGE; RAL7016 COATING; METALLIC RATING PLATE AT MOTOR | - | 0 | 0
1FK7063-5AH71-1PA0 |  | 1FK7063-5AH71-1PA0 | 1 | UN | 1 | 60 | X | D | N | N | 85015220 | 1 |  | 11.503 | KG | 1525.34 | 1525.34 | MC05 | MC05 | SIMOTICS S Synchronous servo motor 1FK7 Compact, 11Nm 100K, 4500rpm, 1.41kW Naturally cooled IM B5 (IM V1, IM V3) power/signal connectors Connector can be rotated by 270Â° RESOLVER 2-POLE (RESOLVER P=1) WITH DRIVE-CLIQ INTERFACE; SHAFT WITH FITTED KEY, TOLERANCE N; W/O HOLDING BRAKE DEGREE OF PROTECTION IP64 | - | 0 | 0
1FK7063-5AH71-1PA2 |  | 1FK7063-5AH71-1PA2 | 1 | UN | 1 | 60 | X | D | N | N | 85015220 | 1 |  | 11.503 | KG | 1601.31 | 1601.31 | MC05 | MC05 | SIMOTICS S Synchronous servo motor 1FK7 Compact, 11Nm 100K, 4500rpm, 1.41kW Naturally cooled IM B5 (IM V1, IM V3) power/signal connectors Connector can be rotated by 270Â° RESOLVER 2-POLE (RESOLVER P=1) WITH DRIVE-CLIQ INTERFACE; SHAFT WITH FITTED KEY, TOLERANCE N; W/O HOLDING BRAKE DEGREE OF PROTECTION IP65 FLANGE ON DRIVE END IP67 | - | 0 | 0
1FK7063-5AH71-1PA3 |  | 1FK7063-5AH71-1PA3 | 1 | UN | 1 | 60 | X | D | N | N | 85015220 | 1 |  | 11.503 | KG | 1562.15 | 1562.15 | MC05 | MC05 | SIMOTICS S Synchronous servo motor 1FK7 Compact, 11Nm 100K, 4500rpm, 1.41kW Naturally cooled IM B5 (IM V1, IM V3) power/signal connectors Connector can be rotated by 270Â° RESOLVER 2-POLE (RESOLVER P=1) WITH DRIVE-CLIQ INTERFACE; SHAFT WITH FITTED KEY, TOLERANCE N; W/O HOLDING BRAKE DEGREE OF PROTECTION IP64; PAINT FINISH RAL7016 | - | 0 | 0
1FK7063-5AH71-1PA5 |  | 1FK7063-5AH71-1PA5 | 1 | UN | 1 | 60 | X | D | N | N | 85015220 | 1 |  | 11.503 | KG | 1638.1 | 1638.1 | MC05 | MC05 | SIMOTICS S Synchronous servo motor 1FK7 Compact, 11Nm 100K, 4500rpm, 1.41kW Naturally cooled IM B5 (IM V1, IM V3) power/signal connectors Connector can be rotated by 270Â° RESOLVER 2-POLE (RESOLVER P=1) WITH DRIVE-CLIQ INTERFACE; SHAFT WITH FITTED KEY, TOLERANCE N; W/O HOLDING BRAKE DEGREE OF PROTECTION IP65 AS FLANGE IP67; PAINT FINISH RAL7016 | - | 0 | 0
1FK7063-5AH71-1PA8 |  | 1FK7063-5AH71-1PA8 | 1 | UN | 1 | 60 | X | D | N | N | 85015220 | 1 |  | 11.503 | KG | 1719.31 | 1719.31 | MC05 | MC05 | SIMOTICS S Synchronous servo motor 1FK7 Compact, 11Nm 100K, 4500rpm, 1.41kW Naturally cooled IM B5 (IM V1, IM V3) power/signal connectors Connector can be rotated by 270Â° RESOLVER 2-POLE (RESOLVER P=1) WITH DRIVE-CLIQ INTERFACE; SHAFT WITH FITTED KEY, TOLERANCE N; W/O HOLDING BRAKE DEGREE OF PROTECTION IP65 IP67 D-END FLANGE; RAL7016 COATING; METALLIC RATING PLATE AT MOTOR | - | 0 | 0
1FK7063-5AH71-1PB0 |  | 1FK7063-5AH71-1PB0 | 1 | UN | 1 | 60 | X | D | N | N | 85015220 | 1 |  | 12.802 | KG | 1771.37 | 1771.37 | MC05 | MC05 | SIMOTICS S Synchronous servo motor 1FK7 Compact, 11Nm 100K, 4500rpm, 1.41kW Naturally cooled IM B5 (IM V1, IM V3) power/signal connectors Connector can be rotated by 270Â° RESOLVER 2-POLE (RESOLVER P=1) WITH DRIVE-CLIQ INTERFACE; SHAFT WITH FITTED KEY, TOLERANCE N; WITH HOLDING BRAKE DEGREE OF PROTECTION IP64 | - | 0 | 0
1FK7063-5AH71-1PB2 |  | 1FK7063-5AH71-1PB2 | 1 | UN | 1 | 60 | X | D | N | N | 85015220 | 1 |  | 12.802 | KG | 1847.34 | 1847.34 | MC05 | MC05 | SIMOTICS S Synchronous servo motor 1FK7 Compact, 11Nm 100K, 4500rpm, 1.41kW Naturally cooled IM B5 (IM V1, IM V3) power/signal connectors Connector can be rotated by 270Â° RESOLVER 2-POLE (RESOLVER P=1) WITH DRIVE-CLIQ INTERFACE; SHAFT WITH FITTED KEY, TOLERANCE N; WITH HOLDING BRAKE DEGREE OF PROTECTION IP65 FLANGE ON DRIVE END IP67 | - | 0 | 0
1FK7063-5AH71-1PB3 |  | 1FK7063-5AH71-1PB3 | 1 | UN | 1 | 60 | X | D | N | N | 85015220 | 1 |  | 12.802 | KG | 1808.18 | 1808.18 | MC05 | MC05 | SIMOTICS S Synchronous servo motor 1FK7 Compact, 11Nm 100K, 4500rpm, 1.41kW Naturally cooled IM B5 (IM V1, IM V3) power/signal connectors Connector can be rotated by 270Â° RESOLVER 2-POLE (RESOLVER P=1) WITH DRIVE-CLIQ INTERFACE; SHAFT WITH FITTED KEY, TOLERANCE N; WITH HOLDING BRAKE DEGREE OF PROTECTION IP64; PAINT FINISH RAL7016 | - | 0 | 0
1FK7063-5AH71-1PB5 |  | 1FK7063-5AH71-1PB5 | 1 | UN | 1 | 60 | X | D | N | N | 85015220 | 1 |  | 12.802 | KG | 1884.13 | 1884.13 | MC05 | MC05 | SIMOTICS S Synchronous servo motor 1FK7 Compact, 11Nm 100K, 4500rpm, 1.41kW Naturally cooled IM B5 (IM V1, IM V3) power/signal connectors Connector can be rotated by 270Â° RESOLVER 2-POLE (RESOLVER P=1) WITH DRIVE-CLIQ INTERFACE; SHAFT WITH FITTED KEY, TOLERANCE N; WITH HOLDING BRAKE DEGREE OF PROTECTION IP65 AS FLANGE IP67; PAINT FINISH RAL7016 | - | 0 | 0
1FK7063-5AH71-1PB8 |  | 1FK7063-5AH71-1PB8 | 1 | UN | 1 | 60 | X | D | N | N | 85015220 | 1 |  | 12.802 | KG | 1965.34 | 1965.34 | MC05 | MC05 | SIMOTICS S Synchronous servo motor 1FK7 Compact, 11Nm 100K, 4500rpm, 1.41kW Naturally cooled IM B5 (IM V1, IM V3) power/signal connectors Connector can be rotated by 270Â° RESOLVER 2-POLE (RESOLVER P=1) WITH DRIVE-CLIQ INTERFACE; SHAFT WITH FITTED KEY, TOLERANCE N; WITH HOLDING BRAKE DEGREE OF PROTECTION IP65 IP67 D-END FLANGE; RAL7016 COATING; METALLIC RATING PLATE AT MOTOR | - | 0 | 0
1FK7063-5AH71-1PG0 |  | 1FK7063-5AH71-1PG0 | 1 | UN | 1 | 60 | X | D | N | N | 85015220 | 1 |  | 11.503 | KG | 1455.29 | 1455.29 | MC05 | MC05 | SIMOTICS S Synchronous servo motor 1FK7 Compact, 11Nm 100K, 4500rpm, 1.41kW Naturally cooled IM B5 (IM V1, IM V3) power/signal connectors Connector can be rotated by 270Â° RESOLVER 2-POLE (RESOLVER P=1) WITH DRIVE-CLIQ INTERFACE; PLAIN SHAFT, TOLERANCE N; W/O HOLDING BRAKE DEGREE OF PROTECTION IP64 | - | 0 | 0
1FK7063-5AH71-1PG2 |  | 1FK7063-5AH71-1PG2 | 1 | UN | 1 | 60 | X | D | N | N | 85015220 | 1 |  | 11.503 | KG | 1531.26 | 1531.26 | MC05 | MC05 | SIMOTICS S Synchronous servo motor 1FK7 Compact, 11Nm 100K, 4500rpm, 1.41kW Naturally cooled IM B5 (IM V1, IM V3) power/signal connectors Connector can be rotated by 270Â° RESOLVER 2-POLE (RESOLVER P=1) WITH DRIVE-CLIQ INTERFACE; PLAIN SHAFT, TOLERANCE N; W/O HOLDING BRAKE DEGREE OF PROTECTION IP65 FLANGE ON DRIVE END IP67 | - | 0 | 0
1FK7063-5AH71-1PG3 |  | 1FK7063-5AH71-1PG3 | 1 | UN | 1 | 60 | X | D | N | N | 85015220 | 1 |  | 11.503 | KG | 1492.1 | 1492.1 | MC05 | MC05 | SIMOTICS S Synchronous servo motor 1FK7 Compact, 11Nm 100K, 4500rpm, 1.41kW Naturally cooled IM B5 (IM V1, IM V3) power/signal connectors Connector can be rotated by 270Â° RESOLVER 2-POLE (RESOLVER P=1) WITH DRIVE-CLIQ INTERFACE; PLAIN SHAFT, TOLERANCE N; W/O HOLDING BRAKE DEGREE OF PROTECTION IP64; PAINT FINISH RAL7016 | - | 0 | 0
1FK7063-5AH71-1PG5 |  | 1FK7063-5AH71-1PG5 | 1 | UN | 1 | 60 | X | D | N | N | 85015220 | 1 |  | 11.503 | KG | 1568.05 | 1568.05 | MC05 | MC05 | SIMOTICS S Synchronous servo motor 1FK7 Compact, 11Nm 100K, 4500rpm, 1.41kW Naturally cooled IM B5 (IM V1, IM V3) power/signal connectors Connector can be rotated by 270Â° RESOLVER 2-POLE (RESOLVER P=1) WITH DRIVE-CLIQ INTERFACE; PLAIN SHAFT, TOLERANCE N; W/O HOLDING BRAKE DEGREE OF PROTECTION IP65 AS FLANGE IP67; PAINT FINISH RAL7016 | - | 0 | 0
1FK7063-5AH71-1PG8 |  | 1FK7063-5AH71-1PG8 | 1 | UN | 1 | 60 | X | D | N | N | 85015220 | 1 |  | 11.503 | KG | 1649.26 | 1649.26 | MC05 | MC05 | SIMOTICS S Synchronous servo motor 1FK7 Compact, 11Nm 100K, 4500rpm, 1.41kW Naturally cooled IM B5 (IM V1, IM V3) power/signal connectors Connector can be rotated by 270Â° RESOLVER 2-POLE (RESOLVER P=1) WITH DRIVE-CLIQ INTERFACE; PLAIN SHAFT, TOLERANCE N; W/O HOLDING BRAKE DEGREE OF PROTECTION IP65 IP67 D-END FLANGE; RAL7016 COATING; METALLIC RATING PLATE AT MOTOR | - | 0 | 0
1FK7063-5AH71-1PH0 |  | 1FK7063-5AH71-1PH0 | 1 | UN | 1 | 60 | X | D | N | N | 85015220 | 1 |  | 12.802 | KG | 1703.11 | 1703.11 | MC05 | MC05 | SIMOTICS S Synchronous servo motor 1FK7 Compact, 11Nm 100K, 4500rpm, 1.41kW Naturally cooled IM B5 (IM V1, IM V3) power/signal connectors Connector can be rotated by 270Â° RESOLVER 2-POLE (RESOLVER P=1) WITH DRIVE-CLIQ INTERFACE; PLAIN SHAFT, TOLERANCE N; WITH HOLDING BRAKE DEGREE OF PROTECTION IP64 | - | 0 | 0
1FK7063-5AH71-1PH2 |  | 1FK7063-5AH71-1PH2 | 1 | UN | 1 | 60 | X | D | N | N | 85015220 | 1 |  | 12.802 | KG | 1779.08 | 1779.08 | MC05 | MC05 | SIMOTICS S Synchronous servo motor 1FK7 Compact, 11Nm 100K, 4500rpm, 1.41kW Naturally cooled IM B5 (IM V1, IM V3) power/signal connectors Connector can be rotated by 270Â° RESOLVER 2-POLE (RESOLVER P=1) WITH DRIVE-CLIQ INTERFACE; PLAIN SHAFT, TOLERANCE N; WITH HOLDING BRAKE DEGREE OF PROTECTION IP65 FLANGE ON DRIVE END IP67 | - | 0 | 0
1FK7063-5AH71-1PH3 |  | 1FK7063-5AH71-1PH3 | 1 | UN | 1 | 60 | X | D | N | N | 85015220 | 1 |  | 12.802 | KG | 1739.92 | 1739.92 | MC05 | MC05 | SIMOTICS S Synchronous servo motor 1FK7 Compact, 11Nm 100K, 4500rpm, 1.41kW Naturally cooled IM B5 (IM V1, IM V3) power/signal connectors Connector can be rotated by 270Â° RESOLVER 2-POLE (RESOLVER P=1) WITH DRIVE-CLIQ INTERFACE; PLAIN SHAFT, TOLERANCE N; WITH HOLDING BRAKE DEGREE OF PROTECTION IP64; PAINT FINISH RAL7016 | - | 0 | 0
1FK7063-5AH71-1PH5 |  | 1FK7063-5AH71-1PH5 | 1 | UN | 1 | 60 | X | D | N | N | 85015220 | 1 |  | 12.802 | KG | 1815.87 | 1815.87 | MC05 | MC05 | SIMOTICS S Synchronous servo motor 1FK7 Compact, 11Nm 100K, 4500rpm, 1.41kW Naturally cooled IM B5 (IM V1, IM V3) power/signal connectors Connector can be rotated by 270Â° RESOLVER 2-POLE (RESOLVER P=1) WITH DRIVE-CLIQ INTERFACE; PLAIN SHAFT, TOLERANCE N; WITH HOLDING BRAKE DEGREE OF PROTECTION IP65 AS FLANGE IP67; PAINT FINISH RAL7016 | - | 0 | 0
1FK7063-5AH71-1PH8 |  | 1FK7063-5AH71-1PH8 | 1 | UN | 1 | 60 | X | D | N | N | 85015220 | 1 |  | 12.802 | KG | 1897.08 | 1897.08 | MC05 | MC05 | SIMOTICS S Synchronous servo motor 1FK7 Compact, 11Nm 100K, 4500rpm, 1.41kW Naturally cooled IM B5 (IM V1, IM V3) power/signal connectors Connector can be rotated by 270Â° RESOLVER 2-POLE (RESOLVER P=1) WITH DRIVE-CLIQ INTERFACE; PLAIN SHAFT, TOLERANCE N; WITH HOLDING BRAKE DEGREE OF PROTECTION IP65 IP67 D-END FLANGE; RAL7016 COATING; METALLIC RATING PLATE AT MOTOR | - | 0 | 0
1FK7063-5AH71-1SA0 |  | 1FK7063-5AH71-1SA0 | 1 | UN | 1 | 60 | X | D | N | N | 85015220 | 1 |  | 11.503 | KG | 1329.6 | 1329.6 | MC05 | MC05 | SIMOTICS S Synchronous servo motor 1FK7 Compact, 11Nm 100K, 4500rpm, 1.41kW Naturally cooled IM B5 (IM V1, IM V3) power/signal connectors Connector can be rotated by 270Â° RESOLVER MULTI-POLE (RESOLVER P=4); SHAFT WITH FITTED KEY, TOLERANCE N; W/O HOLDING BRAKE DEGREE OF PROTECTION IP64 | - | 0 | 0
1FK7063-5AH71-1SA2 |  | 1FK7063-5AH71-1SA2 | 1 | UN | 1 | 60 | X | D | N | N | 85015220 | 1 |  | 11.503 | KG | 1405.57 | 1405.57 | MC05 | MC05 | SIMOTICS S Synchronous servo motor 1FK7 Compact, 11Nm 100K, 4500rpm, 1.41kW Naturally cooled IM B5 (IM V1, IM V3) power/signal connectors Connector can be rotated by 270Â° RESOLVER MULTI-POLE (RESOLVER P=4); SHAFT WITH FITTED KEY, TOLERANCE N; W/O HOLDING BRAKE DEGREE OF PROTECTION IP65 FLANGE ON DRIVE END IP67 | - | 0 | 0
1FK7063-5AH71-1SA3 |  | 1FK7063-5AH71-1SA3 | 1 | UN | 1 | 60 | X | D | N | N | 85015220 | 1 |  | 11.503 | KG | 1366.41 | 1366.41 | MC05 | MC05 | SIMOTICS S Synchronous servo motor 1FK7 Compact, 11Nm 100K, 4500rpm, 1.41kW Naturally cooled IM B5 (IM V1, IM V3) power/signal connectors Connector can be rotated by 270Â° RESOLVER MULTI-POLE (RESOLVER P=4); SHAFT WITH FITTED KEY, TOLERANCE N; W/O HOLDING BRAKE DEGREE OF PROTECTION IP64; PAINT FINISH RAL7016 | - | 0 | 0
1FK7063-5AH71-1SA5 |  | 1FK7063-5AH71-1SA5 | 1 | UN | 1 | 60 | X | D | N | N | 85015220 | 1 |  | 11.503 | KG | 1442.36 | 1442.36 | MC05 | MC05 | SIMOTICS S Synchronous servo motor 1FK7 Compact, 11Nm 100K, 4500rpm, 1.41kW Naturally cooled IM B5 (IM V1, IM V3) power/signal connectors Connector can be rotated by 270Â° RESOLVER MULTI-POLE (RESOLVER P=4); SHAFT WITH FITTED KEY, TOLERANCE N; W/O HOLDING BRAKE DEGREE OF PROTECTION IP65 AS FLANGE IP67; PAINT FINISH RAL7016 | - | 0 | 0
1FK7063-5AH71-1SA8 |  | 1FK7063-5AH71-1SA8 | 1 | UN | 1 | 60 | X | D | N | N | 85015220 | 1 |  | 11.503 | KG | 1523.57 | 1523.57 | MC05 | MC05 | SIMOTICS S Synchronous servo motor 1FK7 Compact, 11Nm 100K, 4500rpm, 1.41kW Naturally cooled IM B5 (IM V1, IM V3) power/signal connectors Connector can be rotated by 270Â° RESOLVER MULTI-POLE (RESOLVER P=4); SHAFT WITH FITTED KEY, TOLERANCE N; W/O HOLDING BRAKE DEGREE OF PROTECTION IP65 IP67 D-END FLANGE; RAL7016 COATING; METALLIC RATING PLATE AT MOTOR | - | 0 | 0
1FK7063-5AH71-1SB0 |  | 1FK7063-5AH71-1SB0 | 1 | UN | 1 | 60 | X | D | N | N | 85015220 | 1 |  | 12.802 | KG | 1575.63 | 1575.63 | MC05 | MC05 | SIMOTICS S Synchronous servo motor 1FK7 Compact, 11Nm 100K, 4500rpm, 1.41kW Naturally cooled IM B5 (IM V1, IM V3) power/signal connectors Connector can be rotated by 270Â° RESOLVER MULTI-POLE (RESOLVER P=4); SHAFT WITH FITTED KEY, TOLERANCE N; WITH HOLDING BRAKE DEGREE OF PROTECTION IP64 | - | 0 | 0
1FK7063-5AH71-1SB2 |  | 1FK7063-5AH71-1SB2 | 1 | UN | 1 | 60 | X | D | N | N | 85015220 | 1 |  | 12.802 | KG | 1651.6 | 1651.6 | MC05 | MC05 | SIMOTICS S Synchronous servo motor 1FK7 Compact, 11Nm 100K, 4500rpm, 1.41kW Naturally cooled IM B5 (IM V1, IM V3) power/signal connectors Connector can be rotated by 270Â° RESOLVER MULTI-POLE (RESOLVER P=4); SHAFT WITH FITTED KEY, TOLERANCE N; WITH HOLDING BRAKE DEGREE OF PROTECTION IP65 FLANGE ON DRIVE END IP67 | - | 0 | 0
1FK7063-5AH71-1SB3 |  | 1FK7063-5AH71-1SB3 | 1 | UN | 1 | 60 | X | D | N | N | 85015220 | 1 |  | 12.802 | KG | 1612.44 | 1612.44 | MC05 | MC05 | SIMOTICS S Synchronous servo motor 1FK7 Compact, 11Nm 100K, 4500rpm, 1.41kW Naturally cooled IM B5 (IM V1, IM V3) power/signal connectors Connector can be rotated by 270Â° RESOLVER MULTI-POLE (RESOLVER P=4); SHAFT WITH FITTED KEY, TOLERANCE N; WITH HOLDING BRAKE DEGREE OF PROTECTION IP64; PAINT FINISH RAL7016 | - | 0 | 0
1FK7063-5AH71-1SB5 |  | 1FK7063-5AH71-1SB5 | 1 | UN | 1 | 60 | X | D | N | N | 85015220 | 1 |  | 12.802 | KG | 1688.39 | 1688.39 | MC05 | MC05 | SIMOTICS S Synchronous servo motor 1FK7 Compact, 11Nm 100K, 4500rpm, 1.41kW Naturally cooled IM B5 (IM V1, IM V3) power/signal connectors Connector can be rotated by 270Â° RESOLVER MULTI-POLE (RESOLVER P=4); SHAFT WITH FITTED KEY, TOLERANCE N; WITH HOLDING BRAKE DEGREE OF PROTECTION IP65 AS FLANGE IP67; PAINT FINISH RAL7016 | - | 0 | 0
1FK7063-5AH71-1SB8 |  | 1FK7063-5AH71-1SB8 | 1 | UN | 1 | 60 | X | D | N | N | 85015220 | 1 |  | 12.802 | KG | 1769.6 | 1769.6 | MC05 | MC05 | SIMOTICS S Synchronous servo motor 1FK7 Compact, 11Nm 100K, 4500rpm, 1.41kW Naturally cooled IM B5 (IM V1, IM V3) power/signal connectors Connector can be rotated by 270Â° RESOLVER MULTI-POLE (RESOLVER P=4); SHAFT WITH FITTED KEY, TOLERANCE N; WITH HOLDING BRAKE DEGREE OF PROTECTION IP65 IP67 D-END FLANGE; RAL7016 COATING; METALLIC RATING PLATE AT MOTOR | - | 0 | 0
1FK7063-5AH71-1SG0 |  | 1FK7063-5AH71-1SG0 | 1 | UN | 1 | 60 | X | D | N | N | 85015220 | 1 |  | 11.503 | KG | 1259.55 | 1259.55 | MC05 | MC05 | SIMOTICS S Synchronous servo motor 1FK7 Compact, 11Nm 100K, 4500rpm, 1.41kW Naturally cooled IM B5 (IM V1, IM V3) power/signal connectors Connector can be rotated by 270Â° RESOLVER MULTI-POLE (RESOLVER P=4); PLAIN SHAFT, TOLERANCE N; W/O HOLDING BRAKE DEGREE OF PROTECTION IP64 | - | 0 | 0
1FK7063-5AH71-1SG2 |  | 1FK7063-5AH71-1SG2 | 1 | UN | 1 | 60 | X | D | N | N | 85015220 | 1 |  | 11.503 | KG | 1335.52 | 1335.52 | MC05 | MC05 | SIMOTICS S Synchronous servo motor 1FK7 Compact, 11Nm 100K, 4500rpm, 1.41kW Naturally cooled IM B5 (IM V1, IM V3) power/signal connectors Connector can be rotated by 270Â° RESOLVER MULTI-POLE (RESOLVER P=4); PLAIN SHAFT, TOLERANCE N; W/O HOLDING BRAKE DEGREE OF PROTECTION IP65 FLANGE ON DRIVE END IP67 | - | 0 | 0
1FK7063-5AH71-1SG3 |  | 1FK7063-5AH71-1SG3 | 1 | UN | 1 | 60 | X | D | N | N | 85015220 | 1 |  | 11.503 | KG | 1296.36 | 1296.36 | MC05 | MC05 | SIMOTICS S Synchronous servo motor 1FK7 Compact, 11Nm 100K, 4500rpm, 1.41kW Naturally cooled IM B5 (IM V1, IM V3) power/signal connectors Connector can be rotated by 270Â° RESOLVER MULTI-POLE (RESOLVER P=4); PLAIN SHAFT, TOLERANCE N; W/O HOLDING BRAKE DEGREE OF PROTECTION IP64; PAINT FINISH RAL7016 | - | 0 | 0
1FK7063-5AH71-1SG5 |  | 1FK7063-5AH71-1SG5 | 1 | UN | 1 | 60 | X | D | N | N | 85015220 | 1 |  | 11.503 | KG | 1372.31 | 1372.31 | MC05 | MC05 | SIMOTICS S Synchronous servo motor 1FK7 Compact, 11Nm 100K, 4500rpm, 1.41kW Naturally cooled IM B5 (IM V1, IM V3) power/signal connectors Connector can be rotated by 270Â° RESOLVER MULTI-POLE (RESOLVER P=4); PLAIN SHAFT, TOLERANCE N; W/O HOLDING BRAKE DEGREE OF PROTECTION IP65 AS FLANGE IP67; PAINT FINISH RAL7016 | - | 0 | 0
1FK7063-5AH71-1SG8 |  | 1FK7063-5AH71-1SG8 | 1 | UN | 1 | 60 | X | D | N | N | 85015220 | 1 |  | 11.503 | KG | 1453.52 | 1453.52 | MC05 | MC05 | SIMOTICS S Synchronous servo motor 1FK7 Compact, 11Nm 100K, 4500rpm, 1.41kW Naturally cooled IM B5 (IM V1, IM V3) power/signal connectors Connector can be rotated by 270Â° RESOLVER MULTI-POLE (RESOLVER P=4); PLAIN SHAFT, TOLERANCE N; W/O HOLDING BRAKE DEGREE OF PROTECTION IP65 IP67 D-END FLANGE; RAL7016 COATING; METALLIC RATING PLATE AT MOTOR | - | 0 | 0
1FK7063-5AH71-1SH0 |  | 1FK7063-5AH71-1SH0 | 1 | UN | 1 | 60 | X | D | N | N | 85015220 | 1 |  | 12.802 | KG | 1507.37 | 1507.37 | MC05 | MC05 | SIMOTICS S Synchronous servo motor 1FK7 Compact, 11Nm 100K, 4500rpm, 1.41kW Naturally cooled IM B5 (IM V1, IM V3) power/signal connectors Connector can be rotated by 270Â° RESOLVER MULTI-POLE (RESOLVER P=4); PLAIN SHAFT, TOLERANCE N; WITH HOLDING BRAKE DEGREE OF PROTECTION IP64 | - | 0 | 0
1FK7063-5AH71-1SH2 |  | 1FK7063-5AH71-1SH2 | 1 | UN | 1 | 60 | X | D | N | N | 85015220 | 1 |  | 12.802 | KG | 1583.34 | 1583.34 | MC05 | MC05 | SIMOTICS S Synchronous servo motor 1FK7 Compact, 11Nm 100K, 4500rpm, 1.41kW Naturally cooled IM B5 (IM V1, IM V3) power/signal connectors Connector can be rotated by 270Â° RESOLVER MULTI-POLE (RESOLVER P=4); PLAIN SHAFT, TOLERANCE N; WITH HOLDING BRAKE DEGREE OF PROTECTION IP65 FLANGE ON DRIVE END IP67 | - | 0 | 0
1FK7063-5AH71-1SH3 |  | 1FK7063-5AH71-1SH3 | 1 | UN | 1 | 60 | X | D | N | N | 85015220 | 1 |  | 12.802 | KG | 1544.18 | 1544.18 | MC05 | MC05 | SIMOTICS S Synchronous servo motor 1FK7 Compact, 11Nm 100K, 4500rpm, 1.41kW Naturally cooled IM B5 (IM V1, IM V3) power/signal connectors Connector can be rotated by 270Â° RESOLVER MULTI-POLE (RESOLVER P=4); PLAIN SHAFT, TOLERANCE N; WITH HOLDING BRAKE DEGREE OF PROTECTION IP64; PAINT FINISH RAL7016 | - | 0 | 0
1FK7063-5AH71-1SH5 |  | 1FK7063-5AH71-1SH5 | 1 | UN | 1 | 60 | X | D | N | N | 85015220 | 1 |  | 12.802 | KG | 1620.13 | 1620.13 | MC05 | MC05 | SIMOTICS S Synchronous servo motor 1FK7 Compact, 11Nm 100K, 4500rpm, 1.41kW Naturally cooled IM B5 (IM V1, IM V3) power/signal connectors Connector can be rotated by 270Â° RESOLVER MULTI-POLE (RESOLVER P=4); PLAIN SHAFT, TOLERANCE N; WITH HOLDING BRAKE DEGREE OF PROTECTION IP65 AS FLANGE IP67; PAINT FINISH RAL7016 | - | 0 | 0
1FK7063-5AH71-1SH8 |  | 1FK7063-5AH71-1SH8 | 1 | UN | 1 | 60 | X | D | N | N | 85015220 | 1 |  | 12.802 | KG | 1701.34 | 1701.34 | MC05 | MC05 | SIMOTICS S Synchronous servo motor 1FK7 Compact, 11Nm 100K, 4500rpm, 1.41kW Naturally cooled IM B5 (IM V1, IM V3) power/signal connectors Connector can be rotated by 270Â° RESOLVER MULTI-POLE (RESOLVER P=4); PLAIN SHAFT, TOLERANCE N; WITH HOLDING BRAKE DEGREE OF PROTECTION IP65 IP67 D-END FLANGE; RAL7016 COATING; METALLIC RATING PLATE AT MOTOR | - | 0 | 0
1FK7063-5AH71-1TA0 |  | 1FK7063-5AH71-1TA0 | 1 | UN | 1 | 60 | X | D | N | N | 85015220 | 1 |  | 11.503 | KG | 1329.6 | 1329.6 | MC05 | MC05 | SIMOTICS S Synchronous servo motor 1FK7 Compact, 11Nm 100K, 4500rpm, 1.41kW Naturally cooled IM B5 (IM V1, IM V3) power/signal connectors Connector can be rotated by 270Â° RESOLVER 2-POLE (RESOLVER P=1); SHAFT WITH FITTED KEY, TOLERANCE N; W/O HOLDING BRAKE DEGREE OF PROTECTION IP64 | - | 0 | 0
1FK7063-5AH71-1TA2 |  | 1FK7063-5AH71-1TA2 | 1 | UN | 1 | 60 | X | D | N | N | 85015220 | 1 | 4025515002055 | 11.503 | KG | 1405.57 | 1405.57 | MC05 | MC05 | SIMOTICS S Synchronous servo motor 1FK7 Compact, 11Nm 100K, 4500rpm, 1.41kW Naturally cooled IM B5 (IM V1, IM V3) power/signal connectors Connector can be rotated by 270Â° RESOLVER 2-POLE (RESOLVER P=1); SHAFT WITH FITTED KEY, TOLERANCE N; W/O HOLDING BRAKE DEGREE OF PROTECTION IP65 FLANGE ON DRIVE END IP67 | - | 0 | 7
1FK7063-5AH71-1TA3 |  | 1FK7063-5AH71-1TA3 | 1 | UN | 1 | 60 | X | D | N | N | 85015220 | 1 |  | 11.503 | KG | 1366.41 | 1366.41 | MC05 | MC05 | SIMOTICS S Synchronous servo motor 1FK7 Compact, 11Nm 100K, 4500rpm, 1.41kW Naturally cooled IM B5 (IM V1, IM V3) power/signal connectors Connector can be rotated by 270Â° RESOLVER 2-POLE (RESOLVER P=1); SHAFT WITH FITTED KEY, TOLERANCE N; W/O HOLDING BRAKE DEGREE OF PROTECTION IP64; PAINT FINISH RAL7016 | - | 0 | 0
1FK7063-5AH71-1TA5 |  | 1FK7063-5AH71-1TA5 | 1 | UN | 1 | 60 | X | D | N | N | 85015220 | 1 |  | 11.503 | KG | 1442.36 | 1442.36 | MC05 | MC05 | SIMOTICS S Synchronous servo motor 1FK7 Compact, 11Nm 100K, 4500rpm, 1.41kW Naturally cooled IM B5 (IM V1, IM V3) power/signal connectors Connector can be rotated by 270Â° RESOLVER 2-POLE (RESOLVER P=1); SHAFT WITH FITTED KEY, TOLERANCE N; W/O HOLDING BRAKE DEGREE OF PROTECTION IP65 AS FLANGE IP67; PAINT FINISH RAL7016 | - | 0 | 0
1FK7063-5AH71-1TA8 |  | 1FK7063-5AH71-1TA8 | 1 | UN | 1 | 60 | X | D | N | N | 85015220 | 1 |  | 11.503 | KG | 1523.57 | 1523.57 | MC05 | MC05 | SIMOTICS S Synchronous servo motor 1FK7 Compact, 11Nm 100K, 4500rpm, 1.41kW Naturally cooled IM B5 (IM V1, IM V3) power/signal connectors Connector can be rotated by 270Â° RESOLVER 2-POLE (RESOLVER P=1); SHAFT WITH FITTED KEY, TOLERANCE N; W/O HOLDING BRAKE DEGREE OF PROTECTION IP65 IP67 D-END FLANGE; RAL7016 COATING; METALLIC RATING PLATE AT MOTOR | - | 0 | 0
1FK7063-5AH71-1TB0 |  | 1FK7063-5AH71-1TB0 | 1 | UN | 1 | 60 | X | D | N | N | 85015220 | 1 |  | 12.802 | KG | 1575.63 | 1575.63 | MC05 | MC05 | SIMOTICS S Synchronous servo motor 1FK7 Compact, 11Nm 100K, 4500rpm, 1.41kW Naturally cooled IM B5 (IM V1, IM V3) power/signal connectors Connector can be rotated by 270Â° RESOLVER 2-POLE (RESOLVER P=1); SHAFT WITH FITTED KEY, TOLERANCE N; WITH HOLDING BRAKE DEGREE OF PROTECTION IP64 | - | 0 | 0
1FK7063-5AH71-1TB2 |  | 1FK7063-5AH71-1TB2 | 1 | UN | 1 | 60 | X | D | N | N | 85015220 | 1 |  | 12.802 | KG | 1651.6 | 1651.6 | MC05 | MC05 | SIMOTICS S Synchronous servo motor 1FK7 Compact, 11Nm 100K, 4500rpm, 1.41kW Naturally cooled IM B5 (IM V1, IM V3) power/signal connectors Connector can be rotated by 270Â° RESOLVER 2-POLE (RESOLVER P=1); SHAFT WITH FITTED KEY, TOLERANCE N; WITH HOLDING BRAKE DEGREE OF PROTECTION IP65 FLANGE ON DRIVE END IP67 | - | 0 | 0
1FK7063-5AH71-1TB3 |  | 1FK7063-5AH71-1TB3 | 1 | UN | 1 | 60 | X | D | N | N | 85015220 | 1 |  | 12.802 | KG | 1612.44 | 1612.44 | MC05 | MC05 | SIMOTICS S Synchronous servo motor 1FK7 Compact, 11Nm 100K, 4500rpm, 1.41kW Naturally cooled IM B5 (IM V1, IM V3) power/signal connectors Connector can be rotated by 270Â° RESOLVER 2-POLE (RESOLVER P=1); SHAFT WITH FITTED KEY, TOLERANCE N; WITH HOLDING BRAKE DEGREE OF PROTECTION IP64; PAINT FINISH RAL7016 | - | 0 | 0
1FK7063-5AH71-1TB5 |  | 1FK7063-5AH71-1TB5 | 1 | UN | 1 | 60 | X | D | N | N | 85015220 | 1 |  | 12.802 | KG | 1688.39 | 1688.39 | MC05 | MC05 | SIMOTICS S Synchronous servo motor 1FK7 Compact, 11Nm 100K, 4500rpm, 1.41kW Naturally cooled IM B5 (IM V1, IM V3) power/signal connectors Connector can be rotated by 270Â° RESOLVER 2-POLE (RESOLVER P=1); SHAFT WITH FITTED KEY, TOLERANCE N; WITH HOLDING BRAKE DEGREE OF PROTECTION IP65 AS FLANGE IP67; PAINT FINISH RAL7016 | - | 0 | 0
1FK7063-5AH71-1TB8 |  | 1FK7063-5AH71-1TB8 | 1 | UN | 1 | 60 | X | D | N | N | 85015220 | 1 |  | 12.802 | KG | 1769.6 | 1769.6 | MC05 | MC05 | SIMOTICS S Synchronous servo motor 1FK7 Compact, 11Nm 100K, 4500rpm, 1.41kW Naturally cooled IM B5 (IM V1, IM V3) power/signal connectors Connector can be rotated by 270Â° RESOLVER 2-POLE (RESOLVER P=1); SHAFT WITH FITTED KEY, TOLERANCE N; WITH HOLDING BRAKE DEGREE OF PROTECTION IP65 IP67 D-END FLANGE; RAL7016 COATING; METALLIC RATING PLATE AT MOTOR | - | 0 | 0
1FK7063-5AH71-1TG0 |  | 1FK7063-5AH71-1TG0 | 1 | UN | 1 | 60 | X | D | N | N | 85015220 | 1 |  | 11.503 | KG | 1259.55 | 1259.55 | MC05 | MC05 | SIMOTICS S Synchronous servo motor 1FK7 Compact, 11Nm 100K, 4500rpm, 1.41kW Naturally cooled IM B5 (IM V1, IM V3) power/signal connectors Connector can be rotated by 270Â° RESOLVER 2-POLE (RESOLVER P=1); PLAIN SHAFT, TOLERANCE N; W/O HOLDING BRAKE DEGREE OF PROTECTION IP64 | - | 0 | 0
1FK7063-5AH71-1TG2 |  | 1FK7063-5AH71-1TG2 | 1 | UN | 1 | 60 | X | D | N | N | 85015220 | 1 |  | 11.503 | KG | 1335.52 | 1335.52 | MC05 | MC05 | SIMOTICS S Synchronous servo motor 1FK7 Compact, 11Nm 100K, 4500rpm, 1.41kW Naturally cooled IM B5 (IM V1, IM V3) power/signal connectors Connector can be rotated by 270Â° RESOLVER 2-POLE (RESOLVER P=1); PLAIN SHAFT, TOLERANCE N; W/O HOLDING BRAKE DEGREE OF PROTECTION IP65 FLANGE ON DRIVE END IP67 | - | 0 | 0
1FK7063-5AH71-1TG3 |  | 1FK7063-5AH71-1TG3 | 1 | UN | 1 | 60 | X | D | N | N | 85015220 | 1 |  | 11.503 | KG | 1296.36 | 1296.36 | MC05 | MC05 | SIMOTICS S Synchronous servo motor 1FK7 Compact, 11Nm 100K, 4500rpm, 1.41kW Naturally cooled IM B5 (IM V1, IM V3) power/signal connectors Connector can be rotated by 270Â° RESOLVER 2-POLE (RESOLVER P=1); PLAIN SHAFT, TOLERANCE N; W/O HOLDING BRAKE DEGREE OF PROTECTION IP64; PAINT FINISH RAL7016 | - | 0 | 0
1FK7063-5AH71-1TG5 |  | 1FK7063-5AH71-1TG5 | 1 | UN | 1 | 60 | X | D | N | N | 85015220 | 1 |  | 11.503 | KG | 1372.31 | 1372.31 | MC05 | MC05 | SIMOTICS S Synchronous servo motor 1FK7 Compact, 11Nm 100K, 4500rpm, 1.41kW Naturally cooled IM B5 (IM V1, IM V3) power/signal connectors Connector can be rotated by 270Â° RESOLVER 2-POLE (RESOLVER P=1); PLAIN SHAFT, TOLERANCE N; W/O HOLDING BRAKE DEGREE OF PROTECTION IP65 AS FLANGE IP67; PAINT FINISH RAL7016 | - | 0 | 0
1FK7063-5AH71-1TG8 |  | 1FK7063-5AH71-1TG8 | 1 | UN | 1 | 60 | X | D | N | N | 85015220 | 1 |  | 11.503 | KG | 1453.52 | 1453.52 | MC05 | MC05 | SIMOTICS S Synchronous servo motor 1FK7 Compact, 11Nm 100K, 4500rpm, 1.41kW Naturally cooled IM B5 (IM V1, IM V3) power/signal connectors Connector can be rotated by 270Â° RESOLVER 2-POLE (RESOLVER P=1); PLAIN SHAFT, TOLERANCE N; W/O HOLDING BRAKE DEGREE OF PROTECTION IP65 IP67 D-END FLANGE; RAL7016 COATING; METALLIC RATING PLATE AT MOTOR | - | 0 | 0
1FK7063-5AH71-1TH0 |  | 1FK7063-5AH71-1TH0 | 1 | UN | 1 | 60 | X | D | N | N | 85015220 | 1 |  | 12.802 | KG | 1507.37 | 1507.37 | MC05 | MC05 | SIMOTICS S Synchronous servo motor 1FK7 Compact, 11Nm 100K, 4500rpm, 1.41kW Naturally cooled IM B5 (IM V1, IM V3) power/signal connectors Connector can be rotated by 270Â° RESOLVER 2-POLE (RESOLVER P=1); PLAIN SHAFT, TOLERANCE N; WITH HOLDING BRAKE DEGREE OF PROTECTION IP64 | - | 0 | 0
1FK7063-5AH71-1TH2 |  | 1FK7063-5AH71-1TH2 | 1 | UN | 1 | 60 | X | D | N | N | 85015220 | 1 |  | 12.802 | KG | 1583.34 | 1583.34 | MC05 | MC05 | SIMOTICS S Synchronous servo motor 1FK7 Compact, 11Nm 100K, 4500rpm, 1.41kW Naturally cooled IM B5 (IM V1, IM V3) power/signal connectors Connector can be rotated by 270Â° RESOLVER 2-POLE (RESOLVER P=1); PLAIN SHAFT, TOLERANCE N; WITH HOLDING BRAKE DEGREE OF PROTECTION IP65 FLANGE ON DRIVE END IP67 | - | 0 | 0
1FK7063-5AH71-1TH3 |  | 1FK7063-5AH71-1TH3 | 1 | UN | 1 | 60 | X | D | N | N | 85015220 | 1 |  | 12.802 | KG | 1544.18 | 1544.18 | MC05 | MC05 | SIMOTICS S Synchronous servo motor 1FK7 Compact, 11Nm 100K, 4500rpm, 1.41kW Naturally cooled IM B5 (IM V1, IM V3) power/signal connectors Connector can be rotated by 270Â° RESOLVER 2-POLE (RESOLVER P=1); PLAIN SHAFT, TOLERANCE N; WITH HOLDING BRAKE DEGREE OF PROTECTION IP64; PAINT FINISH RAL7016 | - | 0 | 0
1FK7063-5AH71-1TH5 |  | 1FK7063-5AH71-1TH5 | 1 | UN | 1 | 60 | X | D | N | N | 85015220 | 1 |  | 12.802 | KG | 1620.13 | 1620.13 | MC05 | MC05 | SIMOTICS S Synchronous servo motor 1FK7 Compact, 11Nm 100K, 4500rpm, 1.41kW Naturally cooled IM B5 (IM V1, IM V3) power/signal connectors Connector can be rotated by 270Â° RESOLVER 2-POLE (RESOLVER P=1); PLAIN SHAFT, TOLERANCE N; WITH HOLDING BRAKE DEGREE OF PROTECTION IP65 AS FLANGE IP67; PAINT FINISH RAL7016 | - | 0 | 0
1FK7063-5AH71-1TH8 |  | 1FK7063-5AH71-1TH8 | 1 | UN | 1 | 60 | X | D | N | N | 85015220 | 1 |  | 12.802 | KG | 1701.34 | 1701.34 | MC05 | MC05 | SIMOTICS S Synchronous servo motor 1FK7 Compact, 11Nm 100K, 4500rpm, 1.41kW Naturally cooled IM B5 (IM V1, IM V3) power/signal connectors Connector can be rotated by 270Â° RESOLVER 2-POLE (RESOLVER P=1); PLAIN SHAFT, TOLERANCE N; WITH HOLDING BRAKE DEGREE OF PROTECTION IP65 IP67 D-END FLANGE; RAL7016 COATING; METALLIC RATING PLATE AT MOTOR | - | 0 | 0
1FK7063-5AH71-1UA0 |  | 1FK7063-5AH71-1UA0 | 1 | UN | 1 | 60 | X | D | N | N | 85015220 | 1 |  | 11.503 | KG | 1525.34 | 1525.34 | MC05 | MC05 | SIMOTICS S Synchronous servo motor 1FK7 Compact, 11Nm 100K, 4500rpm, 1.41kW Naturally cooled IM B5 (IM V1, IM V3) power/signal connectors Connector can be rotated by 270Â° RESOLVER MULTI-POLE (RESOLVER P=4) WITH DRIVE-CLIQ INTERFACE; SHAFT WITH FITTED KEY, TOLERANCE N; W/O HOLDING BRAKE DEGREE OF PROTECTION IP64 | - | 0 | 0
1FK7063-5AH71-1UA2 |  | 1FK7063-5AH71-1UA2 | 1 | UN | 1 | 60 | X | D | N | N | 85015220 | 1 |  | 11.503 | KG | 1601.31 | 1601.31 | MC05 | MC05 | SIMOTICS S Synchronous servo motor 1FK7 Compact, 11Nm 100K, 4500rpm, 1.41kW Naturally cooled IM B5 (IM V1, IM V3) power/signal connectors Connector can be rotated by 270Â° RESOLVER MULTI-POLE (RESOLVER P=4) WITH DRIVE-CLIQ INTERFACE; SHAFT WITH FITTED KEY, TOLERANCE N; W/O HOLDING BRAKE DEGREE OF PROTECTION IP65 FLANGE ON DRIVE END IP67 | - | 0 | 0
1FK7063-5AH71-1UA3 |  | 1FK7063-5AH71-1UA3 | 1 | UN | 1 | 60 | X | D | N | N | 85015220 | 1 |  | 11.503 | KG | 1562.15 | 1562.15 | MC05 | MC05 | SIMOTICS S Synchronous servo motor 1FK7 Compact, 11Nm 100K, 4500rpm, 1.41kW Naturally cooled IM B5 (IM V1, IM V3) power/signal connectors Connector can be rotated by 270Â° RESOLVER MULTI-POLE (RESOLVER P=4) WITH DRIVE-CLIQ INTERFACE; SHAFT WITH FITTED KEY, TOLERANCE N; W/O HOLDING BRAKE DEGREE OF PROTECTION IP64; PAINT FINISH RAL7016 | - | 0 | 0
1FK7063-5AH71-1UA5 |  | 1FK7063-5AH71-1UA5 | 1 | UN | 1 | 60 | X | D | N | N | 85015220 | 1 |  | 11.503 | KG | 1638.1 | 1638.1 | MC05 | MC05 | SIMOTICS S Synchronous servo motor 1FK7 Compact, 11Nm 100K, 4500rpm, 1.41kW Naturally cooled IM B5 (IM V1, IM V3) power/signal connectors Connector can be rotated by 270Â° RESOLVER MULTI-POLE (RESOLVER P=4) WITH DRIVE-CLIQ INTERFACE; SHAFT WITH FITTED KEY, TOLERANCE N; W/O HOLDING BRAKE DEGREE OF PROTECTION IP65 AS FLANGE IP67; PAINT FINISH RAL7016 | - | 0 | 0
1FK7063-5AH71-1UA8 |  | 1FK7063-5AH71-1UA8 | 1 | UN | 1 | 60 | X | D | N | N | 85015220 | 1 |  | 11.503 | KG | 1719.31 | 1719.31 | MC05 | MC05 | SIMOTICS S Synchronous servo motor 1FK7 Compact, 11Nm 100K, 4500rpm, 1.41kW Naturally cooled IM B5 (IM V1, IM V3) power/signal connectors Connector can be rotated by 270Â° RESOLVER MULTI-POLE (RESOLVER P=4) WITH DRIVE-CLIQ INTERFACE; SHAFT WITH FITTED KEY, TOLERANCE N; W/O HOLDING BRAKE DEGREE OF PROTECTION IP65 IP67 D-END FLANGE; RAL7016 COATING; METALLIC RATING PLATE AT MOTOR | - | 0 | 0
1FK7063-5AH71-1UB0 |  | 1FK7063-5AH71-1UB0 | 1 | UN | 1 | 60 | X | D | N | N | 85015220 | 1 |  | 12.802 | KG | 1771.37 | 1771.37 | MC05 | MC05 | SIMOTICS S Synchronous servo motor 1FK7 Compact, 11Nm 100K, 4500rpm, 1.41kW Naturally cooled IM B5 (IM V1, IM V3) power/signal connectors Connector can be rotated by 270Â° RESOLVER MULTI-POLE (RESOLVER P=4) WITH DRIVE-CLIQ INTERFACE; SHAFT WITH FITTED KEY, TOLERANCE N; WITH HOLDING BRAKE DEGREE OF PROTECTION IP64 | - | 0 | 0
1FK7063-5AH71-1UB2 |  | 1FK7063-5AH71-1UB2 | 1 | UN | 1 | 60 | X | D | N | N | 85015220 | 1 |  | 12.802 | KG | 1847.34 | 1847.34 | MC05 | MC05 | SIMOTICS S Synchronous servo motor 1FK7 Compact, 11Nm 100K, 4500rpm, 1.41kW Naturally cooled IM B5 (IM V1, IM V3) power/signal connectors Connector can be rotated by 270Â° RESOLVER MULTI-POLE (RESOLVER P=4) WITH DRIVE-CLIQ INTERFACE; SHAFT WITH FITTED KEY, TOLERANCE N; WITH HOLDING BRAKE DEGREE OF PROTECTION IP65 FLANGE ON DRIVE END IP67 | - | 0 | 0
1FK7063-5AH71-1UB3 |  | 1FK7063-5AH71-1UB3 | 1 | UN | 1 | 60 | X | D | N | N | 85015220 | 1 |  | 12.802 | KG | 1808.18 | 1808.18 | MC05 | MC05 | SIMOTICS S Synchronous servo motor 1FK7 Compact, 11Nm 100K, 4500rpm, 1.41kW Naturally cooled IM B5 (IM V1, IM V3) power/signal connectors Connector can be rotated by 270Â° RESOLVER MULTI-POLE (RESOLVER P=4) WITH DRIVE-CLIQ INTERFACE; SHAFT WITH FITTED KEY, TOLERANCE N; WITH HOLDING BRAKE DEGREE OF PROTECTION IP64; PAINT FINISH RAL7016 | - | 0 | 0
1FK7063-5AH71-1UB5 |  | 1FK7063-5AH71-1UB5 | 1 | UN | 1 | 60 | X | D | N | N | 85015220 | 1 |  | 12.802 | KG | 1884.13 | 1884.13 | MC05 | MC05 | SIMOTICS S Synchronous servo motor 1FK7 Compact, 11Nm 100K, 4500rpm, 1.41kW Naturally cooled IM B5 (IM V1, IM V3) power/signal connectors Connector can be rotated by 270Â° RESOLVER MULTI-POLE (RESOLVER P=4) WITH DRIVE-CLIQ INTERFACE; SHAFT WITH FITTED KEY, TOLERANCE N; WITH HOLDING BRAKE DEGREE OF PROTECTION IP65 AS FLANGE IP67; PAINT FINISH RAL7016 | - | 0 | 0
1FK7063-5AH71-1UB8 |  | 1FK7063-5AH71-1UB8 | 1 | UN | 1 | 60 | X | D | N | N | 85015220 | 1 |  | 12.802 | KG | 1965.34 | 1965.34 | MC05 | MC05 | SIMOTICS S Synchronous servo motor 1FK7 Compact, 11Nm 100K, 4500rpm, 1.41kW Naturally cooled IM B5 (IM V1, IM V3) power/signal connectors Connector can be rotated by 270Â° RESOLVER MULTI-POLE (RESOLVER P=4) WITH DRIVE-CLIQ INTERFACE; SHAFT WITH FITTED KEY, TOLERANCE N; WITH HOLDING BRAKE DEGREE OF PROTECTION IP65 IP67 D-END FLANGE; RAL7016 COATING; METALLIC RATING PLATE AT MOTOR | - | 0 | 0
1FK7063-5AH71-1UG0 |  | 1FK7063-5AH71-1UG0 | 1 | UN | 1 | 60 | X | D | N | N | 85015220 | 1 |  | 11.503 | KG | 1455.29 | 1455.29 | MC05 | MC05 | SIMOTICS S Synchronous servo motor 1FK7 Compact, 11Nm 100K, 4500rpm, 1.41kW Naturally cooled IM B5 (IM V1, IM V3) power/signal connectors Connector can be rotated by 270Â° RESOLVER MULTI-POLE (RESOLVER P=4) WITH DRIVE-CLIQ INTERFACE; PLAIN SHAFT, TOLERANCE N; W/O HOLDING BRAKE DEGREE OF PROTECTION IP64 | - | 0 | 0
1FK7063-5AH71-1UG2 |  | 1FK7063-5AH71-1UG2 | 1 | UN | 1 | 60 | X | D | N | N | 85015220 | 1 |  | 11.503 | KG | 1531.26 | 1531.26 | MC05 | MC05 | SIMOTICS S Synchronous servo motor 1FK7 Compact, 11Nm 100K, 4500rpm, 1.41kW Naturally cooled IM B5 (IM V1, IM V3) power/signal connectors Connector can be rotated by 270Â° RESOLVER MULTI-POLE (RESOLVER P=4) WITH DRIVE-CLIQ INTERFACE; PLAIN SHAFT, TOLERANCE N; W/O HOLDING BRAKE DEGREE OF PROTECTION IP65 FLANGE ON DRIVE END IP67 | - | 0 | 0
1FK7063-5AH71-1UG3 |  | 1FK7063-5AH71-1UG3 | 1 | UN | 1 | 60 | X | D | N | N | 85015220 | 1 |  | 11.503 | KG | 1492.1 | 1492.1 | MC05 | MC05 | SIMOTICS S Synchronous servo motor 1FK7 Compact, 11Nm 100K, 4500rpm, 1.41kW Naturally cooled IM B5 (IM V1, IM V3) power/signal connectors Connector can be rotated by 270Â° RESOLVER MULTI-POLE (RESOLVER P=4) WITH DRIVE-CLIQ INTERFACE; PLAIN SHAFT, TOLERANCE N; W/O HOLDING BRAKE DEGREE OF PROTECTION IP64; PAINT FINISH RAL7016 | - | 0 | 0
1FK7063-5AH71-1UG5 |  | 1FK7063-5AH71-1UG5 | 1 | UN | 1 | 60 | X | D | N | N | 85015220 | 1 |  | 11.503 | KG | 1568.05 | 1568.05 | MC05 | MC05 | SIMOTICS S Synchronous servo motor 1FK7 Compact, 11Nm 100K, 4500rpm, 1.41kW Naturally cooled IM B5 (IM V1, IM V3) power/signal connectors Connector can be rotated by 270Â° RESOLVER MULTI-POLE (RESOLVER P=4) WITH DRIVE-CLIQ INTERFACE; PLAIN SHAFT, TOLERANCE N; W/O HOLDING BRAKE DEGREE OF PROTECTION IP65 AS FLANGE IP67; PAINT FINISH RAL7016 | - | 0 | 0
1FK7063-5AH71-1UG8 |  | 1FK7063-5AH71-1UG8 | 1 | UN | 1 | 60 | X | D | N | N | 85015220 | 1 |  | 11.503 | KG | 1649.26 | 1649.26 | MC05 | MC05 | SIMOTICS S Synchronous servo motor 1FK7 Compact, 11Nm 100K, 4500rpm, 1.41kW Naturally cooled IM B5 (IM V1, IM V3) power/signal connectors Connector can be rotated by 270Â° RESOLVER MULTI-POLE (RESOLVER P=4) WITH DRIVE-CLIQ INTERFACE; PLAIN SHAFT, TOLERANCE N; W/O HOLDING BRAKE DEGREE OF PROTECTION IP65 IP67 D-END FLANGE; RAL7016 COATING; METALLIC RATING PLATE AT MOTOR | - | 0 | 0
1FK7063-5AH71-1UH0 |  | 1FK7063-5AH71-1UH0 | 1 | UN | 1 | 60 | X | D | N | N | 85015220 | 1 |  | 12.802 | KG | 1703.11 | 1703.11 | MC05 | MC05 | SIMOTICS S Synchronous servo motor 1FK7 Compact, 11Nm 100K, 4500rpm, 1.41kW Naturally cooled IM B5 (IM V1, IM V3) power/signal connectors Connector can be rotated by 270Â° RESOLVER MULTI-POLE (RESOLVER P=4) WITH DRIVE-CLIQ INTERFACE; PLAIN SHAFT, TOLERANCE N; WITH HOLDING BRAKE DEGREE OF PROTECTION IP64 | - | 0 | 0
1FK7063-5AH71-1UH2 |  | 1FK7063-5AH71-1UH2 | 1 | UN | 1 | 60 | X | D | N | N | 85015220 | 1 |  | 12.802 | KG | 1779.08 | 1779.08 | MC05 | MC05 | SIMOTICS S Synchronous servo motor 1FK7 Compact, 11Nm 100K, 4500rpm, 1.41kW Naturally cooled IM B5 (IM V1, IM V3) power/signal connectors Connector can be rotated by 270Â° RESOLVER MULTI-POLE (RESOLVER P=4) WITH DRIVE-CLIQ INTERFACE; PLAIN SHAFT, TOLERANCE N; WITH HOLDING BRAKE DEGREE OF PROTECTION IP65 FLANGE ON DRIVE END IP67 | - | 0 | 0
1FK7063-5AH71-1UH3 |  | 1FK7063-5AH71-1UH3 | 1 | UN | 1 | 60 | X | D | N | N | 85015220 | 1 |  | 12.802 | KG | 1739.92 | 1739.92 | MC05 | MC05 | SIMOTICS S Synchronous servo motor 1FK7 Compact, 11Nm 100K, 4500rpm, 1.41kW Naturally cooled IM B5 (IM V1, IM V3) power/signal connectors Connector can be rotated by 270Â° RESOLVER MULTI-POLE (RESOLVER P=4) WITH DRIVE-CLIQ INTERFACE; PLAIN SHAFT, TOLERANCE N; WITH HOLDING BRAKE DEGREE OF PROTECTION IP64; PAINT FINISH RAL7016 | - | 0 | 0
1FK7063-5AH71-1UH5 |  | 1FK7063-5AH71-1UH5 | 1 | UN | 1 | 60 | X | D | N | N | 85015220 | 1 |  | 12.802 | KG | 1815.87 | 1815.87 | MC05 | MC05 | SIMOTICS S Synchronous servo motor 1FK7 Compact, 11Nm 100K, 4500rpm, 1.41kW Naturally cooled IM B5 (IM V1, IM V3) power/signal connectors Connector can be rotated by 270Â° RESOLVER MULTI-POLE (RESOLVER P=4) WITH DRIVE-CLIQ INTERFACE; PLAIN SHAFT, TOLERANCE N; WITH HOLDING BRAKE DEGREE OF PROTECTION IP65 AS FLANGE IP67; PAINT FINISH RAL7016 | - | 0 | 0
1FK7063-5AH71-1UH8 |  | 1FK7063-5AH71-1UH8 | 1 | UN | 1 | 60 | X | D | N | N | 85015220 | 1 |  | 12.802 | KG | 1897.08 | 1897.08 | MC05 | MC05 | SIMOTICS S Synchronous servo motor 1FK7 Compact, 11Nm 100K, 4500rpm, 1.41kW Naturally cooled IM B5 (IM V1, IM V3) power/signal connectors Connector can be rotated by 270Â° RESOLVER MULTI-POLE (RESOLVER P=4) WITH DRIVE-CLIQ INTERFACE; PLAIN SHAFT, TOLERANCE N; WITH HOLDING BRAKE DEGREE OF PROTECTION IP65 IP67 D-END FLANGE; RAL7016 COATING; METALLIC RATING PLATE AT MOTOR | - | 0 | 0
1FK7063-5AH71-3EH5 |  | 1FK7063-5AH71-3EH5 | 1 | UN | 1 | 60 | X | D | N | N | 85015220 | 1 |  | 11.1 | KG | 2468.15 | 2468.15 | MC05 | MC05 | SIMOTICS S-1FK7 Synchronous servo motor 1FK7 Compact; naturally cooled; NN=4500rpm; UDC=600V; IMB 5 design; Power connector fixed towards NDE; Absolute encoder 2048 S/R+ 4096 revolutions multi-turn with EnDat interface (encoder AM2048S/R); Smooth shaft Tolerance N with holding brake; Degree of protection IP65 with paint finish DE flange IP67; Customer-specific version customer-specific motor | novo Out19 | 0 | 7
1FK7063-5AH85-1YV2-Z | S46 | 1FK7063-5AH85-1YV2-ZS46 | 1 | UN | 1 | 60 | X | D | N | N | 85015220 | 1 |  | 11.1 | KG | 1118.13 | 1118.13 | MC05 | MC05 | SIMOTICS S-1FK7 Synchronous servo motor 1FK7 Compact; naturally cooled; NN=4500rpm; Customer-specific DC link voltage; BAK interface FLENDER N388. Power connector rotatable; Customer-specific ENCODER CONNECTION; Direct gearbox mounting with holding brake; S46: Customer-specific version customer-specific motor Only in connection with S46 | - | 0 | 7
1FK7063-5AH85-1YV2-Z | S88 | 1FK7063-5AH85-1YV2-ZS88 | 1 | UN | 1 | 60 | X | D | N | N | 85015220 | 1 |  | 11.1 | KG | 1739.87 | 1739.87 | MC05 | MC05 | SIMOTICS S-1FK7 Synchronous servo motor 1FK7 Compact, naturally cooled; NN=4500rpm; Customer-specific DC link voltage; BAK interface FLENDER N388. Power connector rotatable; Customer-specific encoder connection; Direct gearbox mounting with holding brake; S88: Customer-specific version customer-specific motor Only in connection with S88 | - | 0 | 7
1FK7064-4CC71-1AA0 |  | 1FK7064-4CC71-1AA0 | 1 | UN | 1 | 15 | C | D | N | N | 85015220 | 1 |  | 15.401 | KG | 1544.88 | 1544.88 | MC05 | MC05 | SIMOTICS S Synchronous motor 1FK7-HD PN=2.1kW; UDC=600V M0=12Nm (100K); NN=2000rpm; Naturally cooled FRAME SIZE IMB 5 (IM V1, IM V3) FLANGE 1, WITH KTY TEMPERATURESENSOR POWER CONNECTOR ROTATABLE INCREMENTAL ENCODER SIN/COS 1VPP;2048 S/R W. C-AND D-SPUR (ENCODER IC2048S/R) SHAFT WITH FITTED KEY, TOLERANCE N; W/O HOLDING BRAKE PROTECTION CLASS IP64; | - | 0 | 0
1FK7064-4CC71-1AA1 |  | 1FK7064-4CC71-1AA1 | 1 | UN | 1 | 15 | C | D | N | N | 85015220 | 1 |  | 15.401 | KG | 1607.22 | 1607.22 | MC05 | MC05 | SIMOTICS S Synchronous motor 1FK7-HD PN=2.1kW; UDC=600V M0=12Nm (100K); NN=2000rpm; Naturally cooled FRAME SIZE IMB 5 (IM V1, IM V3) FLANGE 1, WITH KTY TEMPERATURESENSOR POWER CONNECTOR ROTATABLE INCREMENTAL ENCODER SIN/COS 1VPP;2048 S/R W. C-AND D-SPUR (ENCODER IC2048S/R) SHAFT WITH FITTED KEY, TOLERANCE N; W/O HOLDING BRAKE PROTECTION CLASS IP65, | - | 0 | 0
1FK7064-4CC71-1AA2 |  | 1FK7064-4CC71-1AA2 | 1 | UN | 1 | 15 | C | D | N | N | 85015220 | 1 |  | 15.401 | KG | 1607.22 | 1607.22 | MC05 | MC05 | SIMOTICS S Synchronous motor 1FK7-HD PN=2.1kW; UDC=600V M0=12Nm (100K); NN=2000rpm; Naturally cooled FRAME SIZE IMB 5 (IM V1, IM V3) FLANGE 1, WITH KTY TEMPERATURESENSOR POWER CONNECTOR ROTATABLE INCREMENTAL ENCODER SIN/COS 1VPP;2048 S/R W. C-AND D-SPUR (ENCODER IC2048S/R) SHAFT WITH FITTED KEY, TOLERANCE N; W/O HOLDING BRAKE PROTECTION CLASS IP65, FLANGE ON DRIVE END IP67; | - | 0 | 0
1FK7064-4CC71-1AB0 |  | 1FK7064-4CC71-1AB0 | 1 | UN | 1 | 15 | C | D | N | N | 85015220 | 1 |  | 15.7 | KG | 1746.82 | 1746.82 | MC05 | MC05 | SIMOTICS S Synchronous motor 1FK7-HD PN=2.1kW; UDC=600V M0=12Nm (100K); NN=2000rpm; Naturally cooled FRAME SIZE IMB 5 (IM V1, IM V3) FLANGE 1, WITH KTY TEMPERATURESENSOR POWER CONNECTOR ROTATABLE INCREMENTAL ENCODER SIN/COS 1VPP;2048 S/R W. C-AND D-SPUR (ENCODER IC2048S/R) SHAFT WITH FITTED KEY, TOLERANCE N; WITH HOLDING BRAKE PROTECTION CLASS IP64; | - | 0 | 0
1FK7064-4CC71-1AB1 |  | 1FK7064-4CC71-1AB1 | 1 | UN | 1 | 15 | C | D | N | N | 85015220 | 1 |  | 15.7 | KG | 1809.16 | 1809.16 | MC05 | MC05 | SIMOTICS S Synchronous motor 1FK7-HD PN=2.1kW; UDC=600V M0=12Nm (100K); NN=2000rpm; Naturally cooled FRAME SIZE IMB 5 (IM V1, IM V3) FLANGE 1, WITH KTY TEMPERATURESENSOR POWER CONNECTOR ROTATABLE INCREMENTAL ENCODER SIN/COS 1VPP;2048 S/R W. C-AND D-SPUR (ENCODER IC2048S/R) SHAFT WITH FITTED KEY, TOLERANCE N; WITH HOLDING BRAKE PROTECTION CLASS IP65, | - | 0 | 0
1FK7064-4CC71-1AB2 |  | 1FK7064-4CC71-1AB2 | 1 | UN | 1 | 15 | C | D | N | N | 85015220 | 1 |  | 15.7 | KG | 1809.16 | 1809.16 | MC05 | MC05 | SIMOTICS S Synchronous motor 1FK7-HD PN=2.1kW; UDC=600V M0=12Nm (100K); NN=2000rpm; Naturally cooled FRAME SIZE IMB 5 (IM V1, IM V3) FLANGE 1, WITH KTY TEMPERATURESENSOR POWER CONNECTOR ROTATABLE INCREMENTAL ENCODER SIN/COS 1VPP;2048 S/R W. C-AND D-SPUR (ENCODER IC2048S/R) SHAFT WITH FITTED KEY, TOLERANCE N; WITH HOLDING BRAKE PROTECTION CLASS IP65, FLANGE ON DRIVE END IP67; | - | 0 | 0
1FK7064-4CC71-1AG0 |  | 1FK7064-4CC71-1AG0 | 1 | UN | 1 | 15 | C | D | N | N | 85015220 | 1 |  | 15.401 | KG | 1487.39 | 1487.39 | MC05 | MC05 | SIMOTICS S Synchronous motor 1FK7-HD PN=2.1kW; UDC=600V M0=12Nm (100K); NN=2000rpm; Naturally cooled FRAME SIZE IMB 5 (IM V1, IM V3) FLANGE 1, WITH KTY TEMPERATURESENSOR POWER CONNECTOR ROTATABLE INCREMENTAL ENCODER SIN/COS 1VPP;2048 S/R W. C-AND D-SPUR (ENCODER IC2048S/R) PLAIN SHAFT, TOLERANCE N; W/O HOLDING BRAKE PROTECTION CLASS IP64; | - | 0 | 0
1FK7064-4CC71-1AG1 |  | 1FK7064-4CC71-1AG1 | 1 | UN | 1 | 15 | C | D | N | N | 85015220 | 1 |  | 15.401 | KG | 1549.73 | 1549.73 | MC05 | MC05 | SIMOTICS S Synchronous motor 1FK7-HD PN=2.1kW; UDC=600V M0=12Nm (100K); NN=2000rpm; Naturally cooled FRAME SIZE IMB 5 (IM V1, IM V3) FLANGE 1, WITH KTY TEMPERATURESENSOR POWER CONNECTOR ROTATABLE INCREMENTAL ENCODER SIN/COS 1VPP;2048 S/R W. C-AND D-SPUR (ENCODER IC2048S/R) PLAIN SHAFT, TOLERANCE N; W/O HOLDING BRAKE PROTECTION CLASS IP65, | - | 0 | 0
1FK7064-4CC71-1AG2 |  | 1FK7064-4CC71-1AG2 | 1 | UN | 1 | 15 | C | D | N | N | 85015220 | 1 |  | 15.401 | KG | 1549.73 | 1549.73 | MC05 | MC05 | SIMOTICS S Synchronous motor 1FK7-HD PN=2.1kW; UDC=600V M0=12Nm (100K); NN=2000rpm; Naturally cooled FRAME SIZE IMB 5 (IM V1, IM V3) FLANGE 1, WITH KTY TEMPERATURESENSOR POWER CONNECTOR ROTATABLE INCREMENTAL ENCODER SIN/COS 1VPP;2048 S/R W. C-AND D-SPUR (ENCODER IC2048S/R) PLAIN SHAFT, TOLERANCE N; W/O HOLDING BRAKE PROTECTION CLASS IP65, FLANGE ON DRIVE END IP67; | - | 0 | 0
1FK7064-4CC71-1AH0 |  | 1FK7064-4CC71-1AH0 | 1 | UN | 1 | 15 | C | D | N | N | 85015220 | 1 |  | 15.7 | KG | 1690.83 | 1690.83 | MC05 | MC05 | SIMOTICS S Synchronous motor 1FK7-HD PN=2.1kW; UDC=600V M0=12Nm (100K); NN=2000rpm; Naturally cooled FRAME SIZE IMB 5 (IM V1, IM V3) FLANGE 1, WITH KTY TEMPERATURESENSOR POWER CONNECTOR ROTATABLE INCREMENTAL ENCODER SIN/COS 1VPP;2048 S/R W. C-AND D-SPUR (ENCODER IC2048S/R) PLAIN SHAFT, TOLERANCE N; WITH HOLDING BRAKE PROTECTION CLASS IP64; | - | 0 | 0
1FK7064-4CC71-1AH1 |  | 1FK7064-4CC71-1AH1 | 1 | UN | 1 | 15 | C | D | N | N | 85015220 | 1 |  | 15.7 | KG | 1753.17 | 1753.17 | MC05 | MC05 | SIMOTICS S Synchronous motor 1FK7-HD PN=2.1kW; UDC=600V M0=12Nm (100K); NN=2000rpm; Naturally cooled FRAME SIZE IMB 5 (IM V1, IM V3) FLANGE 1, WITH KTY TEMPERATURESENSOR POWER CONNECTOR ROTATABLE INCREMENTAL ENCODER SIN/COS 1VPP;2048 S/R W. C-AND D-SPUR (ENCODER IC2048S/R) PLAIN SHAFT, TOLERANCE N; WITH HOLDING BRAKE PROTECTION CLASS IP65, | - | 0 | 0
1FK7064-4CC71-1AH2 |  | 1FK7064-4CC71-1AH2 | 1 | UN | 1 | 15 | C | D | N | N | 85015220 | 1 |  | 15.7 | KG | 1753.17 | 1753.17 | MC05 | MC05 | SIMOTICS S Synchronous motor 1FK7-HD PN=2.1kW; UDC=600V M0=12Nm (100K); NN=2000rpm; Naturally cooled FRAME SIZE IMB 5 (IM V1, IM V3) FLANGE 1, WITH KTY TEMPERATURESENSOR POWER CONNECTOR ROTATABLE INCREMENTAL ENCODER SIN/COS 1VPP;2048 S/R W. C-AND D-SPUR (ENCODER IC2048S/R) PLAIN SHAFT, TOLERANCE N; WITH HOLDING BRAKE PROTECTION CLASS IP65, FLANGE ON DRIVE END IP67; | - | 0 | 0
1FK7064-4CC71-1BA0 |  | 1FK7064-4CC71-1BA0 | 1 | UN | 1 | 15 | C | D | N | N | 85015220 | 1 |  | 15.401 | KG | 1705.58 | 1705.58 | MC05 | MC05 | SIMOTICS S Synchronous motor 1FK7-HD PN=2.1kW; UDC=600V M0=12Nm (100K); NN=2000rpm; Naturally cooled FRAME SIZE IMB 5 (IM V1, IM V3) FLANGE 1 POWER CONNECTOR ROTATABLE ABSOLUTE ENCODER SINGLETURN 24 BIT WITH DRIVE CLIQ INTERFACE (ENCODER AS24DQI) SHAFT WITH FITTED KEY, TOLERANCE N; W/O HOLDING BRAKE PROTECTION CLASS IP64; | - | 0 | 0
1FK7064-4CC71-1BA1 |  | 1FK7064-4CC71-1BA1 | 1 | UN | 1 | 15 | C | D | N | N | 85015220 | 1 |  | 15.401 | KG | 1767.92 | 1767.92 | MC05 | MC05 | SIMOTICS S Synchronous motor 1FK7-HD PN=2.1kW; UDC=600V M0=12Nm (100K); NN=2000rpm; Naturally cooled FRAME SIZE IMB 5 (IM V1, IM V3) FLANGE 1 POWER CONNECTOR ROTATABLE ABSOLUTE ENCODER SINGLETURN 24 BIT WITH DRIVE CLIQ INTERFACE (ENCODER AS24DQI) SHAFT WITH FITTED KEY, TOLERANCE N; W/O HOLDING BRAKE PROTECTION CLASS IP65, | - | 0 | 0
1FK7064-4CC71-1BA2 |  | 1FK7064-4CC71-1BA2 | 1 | UN | 1 | 15 | C | D | N | N | 85015220 | 1 |  | 15.401 | KG | 1767.92 | 1767.92 | MC05 | MC05 | SIMOTICS S Synchronous motor 1FK7-HD PN=2.1kW; UDC=600V M0=12Nm (100K); NN=2000rpm; Naturally cooled FRAME SIZE IMB 5 (IM V1, IM V3) FLANGE 1 POWER CONNECTOR ROTATABLE ABSOLUTE ENCODER SINGLETURN 24 BIT WITH DRIVE CLIQ INTERFACE (ENCODER AS24DQI) SHAFT WITH FITTED KEY, TOLERANCE N; W/O HOLDING BRAKE PROTECTION CLASS IP65, FLANGE ON DRIVE END IP67; | - | 0 | 0
1FK7064-4CC71-1BB0 |  | 1FK7064-4CC71-1BB0 | 1 | UN | 1 | 15 | C | D | N | N | 85015220 | 1 |  | 15.7 | KG | 1907.52 | 1907.52 | MC05 | MC05 | SIMOTICS S Synchronous motor 1FK7-HD PN=2.1kW; UDC=600V M0=12Nm (100K); NN=2000rpm; Naturally cooled FRAME SIZE IMB 5 (IM V1, IM V3) FLANGE 1 POWER CONNECTOR ROTATABLE ABSOLUTE ENCODER SINGLETURN 24 BIT WITH DRIVE CLIQ INTERFACE (ENCODER AS24DQI) SHAFT WITH FITTED KEY, TOLERANCE N; WITH HOLDING BRAKE PROTECTION CLASS IP64; | - | 0 | 0
1FK7064-4CC71-1BB1 |  | 1FK7064-4CC71-1BB1 | 1 | UN | 1 | 15 | C | D | N | N | 85015220 | 1 |  | 15.7 | KG | 1969.86 | 1969.86 | MC05 | MC05 | SIMOTICS S Synchronous motor 1FK7-HD PN=2.1kW; UDC=600V M0=12Nm (100K); NN=2000rpm; Naturally cooled FRAME SIZE IMB 5 (IM V1, IM V3) FLANGE 1 POWER CONNECTOR ROTATABLE ABSOLUTE ENCODER SINGLETURN 24 BIT WITH DRIVE CLIQ INTERFACE (ENCODER AS24DQI) SHAFT WITH FITTED KEY, TOLERANCE N; WITH HOLDING BRAKE PROTECTION CLASS IP65, | - | 0 | 0
1FK7064-4CC71-1BB2 |  | 1FK7064-4CC71-1BB2 | 1 | UN | 1 | 15 | C | D | N | N | 85015220 | 1 |  | 15.7 | KG | 1969.86 | 1969.86 | MC05 | MC05 | SIMOTICS S Synchronous motor 1FK7-HD PN=2.1kW; UDC=600V M0=12Nm (100K); NN=2000rpm; Naturally cooled FRAME SIZE IMB 5 (IM V1, IM V3) FLANGE 1 POWER CONNECTOR ROTATABLE ABSOLUTE ENCODER SINGLETURN 24 BIT WITH DRIVE CLIQ INTERFACE (ENCODER AS24DQI) SHAFT WITH FITTED KEY, TOLERANCE N; WITH HOLDING BRAKE PROTECTION CLASS IP65, FLANGE ON DRIVE END IP67; | - | 0 | 0
1FK7064-4CC71-1BG0 |  | 1FK7064-4CC71-1BG0 | 1 | UN | 1 | 15 | C | D | N | N | 85015220 | 1 |  | 15.401 | KG | 1648.09 | 1648.09 | MC05 | MC05 | SIMOTICS S Synchronous motor 1FK7-HD PN=2.1kW; UDC=600V M0=12Nm (100K); NN=2000rpm; Naturally cooled FRAME SIZE IMB 5 (IM V1, IM V3) FLANGE 1 POWER CONNECTOR ROTATABLE ABSOLUTE ENCODER SINGLETURN 24 BIT WITH DRIVE CLIQ INTERFACE (ENCODER AS24DQI) PLAIN SHAFT, TOLERANCE N; W/O HOLDING BRAKE PROTECTION CLASS IP64; | - | 0 | 0
1FK7064-4CC71-1BG1 |  | 1FK7064-4CC71-1BG1 | 1 | UN | 1 | 15 | C | D | N | N | 85015220 | 1 |  | 15.401 | KG | 1710.43 | 1710.43 | MC05 | MC05 | SIMOTICS S Synchronous motor 1FK7-HD PN=2.1kW; UDC=600V M0=12Nm (100K); NN=2000rpm; Naturally cooled FRAME SIZE IMB 5 (IM V1, IM V3) FLANGE 1 POWER CONNECTOR ROTATABLE ABSOLUTE ENCODER SINGLETURN 24 BIT WITH DRIVE CLIQ INTERFACE (ENCODER AS24DQI) PLAIN SHAFT, TOLERANCE N; W/O HOLDING BRAKE PROTECTION CLASS IP65, | - | 0 | 0
1FK7064-4CC71-1BG2 |  | 1FK7064-4CC71-1BG2 | 1 | UN | 1 | 15 | C | D | N | N | 85015220 | 1 |  | 15.401 | KG | 1710.43 | 1710.43 | MC05 | MC05 | SIMOTICS S Synchronous motor 1FK7-HD PN=2.1kW; UDC=600V M0=12Nm (100K); NN=2000rpm; Naturally cooled FRAME SIZE IMB 5 (IM V1, IM V3) FLANGE 1 POWER CONNECTOR ROTATABLE ABSOLUTE ENCODER SINGLETURN 24 BIT WITH DRIVE CLIQ INTERFACE (ENCODER AS24DQI) PLAIN SHAFT, TOLERANCE N; W/O HOLDING BRAKE PROTECTION CLASS IP65, FLANGE ON DRIVE END IP67; | - | 0 | 0
1FK7064-4CC71-1BH0 |  | 1FK7064-4CC71-1BH0 | 1 | UN | 1 | 15 | C | D | N | N | 85015220 | 1 |  | 15.7 | KG | 1851.53 | 1851.53 | MC05 | MC05 | SIMOTICS S Synchronous motor 1FK7-HD PN=2.1kW; UDC=600V M0=12Nm (100K); NN=2000rpm; Naturally cooled FRAME SIZE IMB 5 (IM V1, IM V3) FLANGE 1 POWER CONNECTOR ROTATABLE ABSOLUTE ENCODER SINGLETURN 24 BIT WITH DRIVE CLIQ INTERFACE (ENCODER AS24DQI) PLAIN SHAFT, TOLERANCE N; WITH HOLDING BRAKE PROTECTION CLASS IP64; | - | 0 | 0
1FK7064-4CC71-1BH1 |  | 1FK7064-4CC71-1BH1 | 1 | UN | 1 | 15 | C | D | N | N | 85015220 | 1 |  | 15.7 | KG | 1913.87 | 1913.87 | MC05 | MC05 | SIMOTICS S Synchronous motor 1FK7-HD PN=2.1kW; UDC=600V M0=12Nm (100K); NN=2000rpm; Naturally cooled FRAME SIZE IMB 5 (IM V1, IM V3) FLANGE 1 POWER CONNECTOR ROTATABLE ABSOLUTE ENCODER SINGLETURN 24 BIT WITH DRIVE CLIQ INTERFACE (ENCODER AS24DQI) PLAIN SHAFT, TOLERANCE N; WITH HOLDING BRAKE PROTECTION CLASS IP65, | - | 0 | 0
1FK7064-4CC71-1BH2 |  | 1FK7064-4CC71-1BH2 | 1 | UN | 1 | 15 | C | D | N | N | 85015220 | 1 |  | 15.7 | KG | 1913.87 | 1913.87 | MC05 | MC05 | SIMOTICS S Synchronous motor 1FK7-HD PN=2.1kW; UDC=600V M0=12Nm (100K); NN=2000rpm; Naturally cooled FRAME SIZE IMB 5 (IM V1, IM V3) FLANGE 1 POWER CONNECTOR ROTATABLE ABSOLUTE ENCODER SINGLETURN 24 BIT WITH DRIVE CLIQ INTERFACE (ENCODER AS24DQI) PLAIN SHAFT, TOLERANCE N; WITH HOLDING BRAKE PROTECTION CLASS IP65, FLANGE ON DRIVE END IP67; | - | 0 | 0
1FK7064-4CC71-1CA0 |  | 1FK7064-4CC71-1CA0 | 1 | UN | 1 | 15 | C | D | N | N | 85015220 | 1 |  | 15.401 | KG | 1951.74 | 1951.74 | MC05 | MC05 | SIMOTICS S Synchronous motor 1FK7-HD PN=2.1kW; UDC=600V M0=12Nm (100K); NN=2000rpm; Naturally cooled FRAME SIZE IMB 5 (IM V1, IM V3) FLANGE 1 POWER CONNECTOR ROTATABLE ABSOLUTE ENCODER 24 BIT + 12 BIT MULTITURN WITH DRIVE-CLIQ INTERFACE (ENCODER AM24DQI) SHAFT WITH FITTED KEY, TOLERANCE N; W/O HOLDING BRAKE PROTECTION CLASS IP64; | - | 0 | 0
1FK7064-4CC71-1CA1 |  | 1FK7064-4CC71-1CA1 | 1 | UN | 1 | 15 | C | D | N | N | 85015220 | 1 |  | 15.401 | KG | 2014.08 | 2014.08 | MC05 | MC05 | SIMOTICS S Synchronous motor 1FK7-HD PN=2.1kW; UDC=600V M0=12Nm (100K); NN=2000rpm; Naturally cooled FRAME SIZE IMB 5 (IM V1, IM V3) FLANGE 1 POWER CONNECTOR ROTATABLE ABSOLUTE ENCODER 24 BIT + 12 BIT MULTITURN WITH DRIVE-CLIQ INTERFACE (ENCODER AM24DQI) SHAFT WITH FITTED KEY, TOLERANCE N; W/O HOLDING BRAKE PROTECTION CLASS IP65, | - | 0 | 0
1FK7064-4CC71-1CA2 |  | 1FK7064-4CC71-1CA2 | 1 | UN | 1 | 15 | C | D | N | N | 85015220 | 1 |  | 15.401 | KG | 2014.08 | 2014.08 | MC05 | MC05 | SIMOTICS S Synchronous motor 1FK7-HD PN=2.1kW; UDC=600V M0=12Nm (100K); NN=2000rpm; Naturally cooled FRAME SIZE IMB 5 (IM V1, IM V3) FLANGE 1 POWER CONNECTOR ROTATABLE ABSOLUTE ENCODER 24 BIT + 12 BIT MULTITURN WITH DRIVE-CLIQ INTERFACE (ENCODER AM24DQI) SHAFT WITH FITTED KEY, TOLERANCE N; W/O HOLDING BRAKE PROTECTION CLASS IP65, FLANGE ON DRIVE END IP67; | - | 0 | 0
1FK7064-4CC71-1CB0 |  | 1FK7064-4CC71-1CB0 | 1 | UN | 1 | 15 | C | D | N | N | 85015220 | 1 |  | 15.7 | KG | 2153.68 | 2153.68 | MC05 | MC05 | SIMOTICS S Synchronous motor 1FK7-HD PN=2.1kW; UDC=600V M0=12Nm (100K); NN=2000rpm; Naturally cooled FRAME SIZE IMB 5 (IM V1, IM V3) FLANGE 1 POWER CONNECTOR ROTATABLE ABSOLUTE ENCODER 24 BIT + 12 BIT MULTITURN WITH DRIVE-CLIQ INTERFACE (ENCODER AM24DQI) SHAFT WITH FITTED KEY, TOLERANCE N; WITH HOLDING BRAKE PROTECTION CLASS IP64; | - | 0 | 0
1FK7064-4CC71-1CB1 |  | 1FK7064-4CC71-1CB1 | 1 | UN | 1 | 15 | C | D | N | N | 85015220 | 1 |  | 15.7 | KG | 2216.02 | 2216.02 | MC05 | MC05 | SIMOTICS S Synchronous motor 1FK7-HD PN=2.1kW; UDC=600V M0=12Nm (100K); NN=2000rpm; Naturally cooled FRAME SIZE IMB 5 (IM V1, IM V3) FLANGE 1 POWER CONNECTOR ROTATABLE ABSOLUTE ENCODER 24 BIT + 12 BIT MULTITURN WITH DRIVE-CLIQ INTERFACE (ENCODER AM24DQI) SHAFT WITH FITTED KEY, TOLERANCE N; WITH HOLDING BRAKE PROTECTION CLASS IP65, | - | 0 | 0
1FK7064-4CC71-1CB2 |  | 1FK7064-4CC71-1CB2 | 1 | UN | 1 | 15 | C | D | N | N | 85015220 | 1 |  | 15.7 | KG | 2216.02 | 2216.02 | MC05 | MC05 | SIMOTICS S Synchronous motor 1FK7-HD PN=2.1kW; UDC=600V M0=12Nm (100K); NN=2000rpm; Naturally cooled FRAME SIZE IMB 5 (IM V1, IM V3) FLANGE 1 POWER CONNECTOR ROTATABLE ABSOLUTE ENCODER 24 BIT + 12 BIT MULTITURN WITH DRIVE-CLIQ INTERFACE (ENCODER AM24DQI) SHAFT WITH FITTED KEY, TOLERANCE N; WITH HOLDING BRAKE PROTECTION CLASS IP65, FLANGE ON DRIVE END IP67; | - | 0 | 0
1FK7064-4CC71-1CG0 |  | 1FK7064-4CC71-1CG0 | 1 | UN | 1 | 15 | C | D | N | N | 85015220 | 1 |  | 15.401 | KG | 1894.25 | 1894.25 | MC05 | MC05 | SIMOTICS S Synchronous motor 1FK7-HD PN=2.1kW; UDC=600V M0=12Nm (100K); NN=2000rpm; Naturally cooled FRAME SIZE IMB 5 (IM V1, IM V3) FLANGE 1 POWER CONNECTOR ROTATABLE ABSOLUTE ENCODER 24 BIT + 12 BIT MULTITURN WITH DRIVE-CLIQ INTERFACE (ENCODER AM24DQI) PLAIN SHAFT, TOLERANCE N; W/O HOLDING BRAKE PROTECTION CLASS IP64; | - | 0 | 0
1FK7064-4CC71-1CG1 |  | 1FK7064-4CC71-1CG1 | 1 | UN | 1 | 15 | C | D | N | N | 85015220 | 1 |  | 15.401 | KG | 1956.59 | 1956.59 | MC05 | MC05 | SIMOTICS S Synchronous motor 1FK7-HD PN=2.1kW; UDC=600V M0=12Nm (100K); NN=2000rpm; Naturally cooled FRAME SIZE IMB 5 (IM V1, IM V3) FLANGE 1 POWER CONNECTOR ROTATABLE ABSOLUTE ENCODER 24 BIT + 12 BIT MULTITURN WITH DRIVE-CLIQ INTERFACE (ENCODER AM24DQI) PLAIN SHAFT, TOLERANCE N; W/O HOLDING BRAKE PROTECTION CLASS IP65, | - | 0 | 0
1FK7064-4CC71-1CG2 |  | 1FK7064-4CC71-1CG2 | 1 | UN | 1 | 15 | C | D | N | N | 85015220 | 1 |  | 15.401 | KG | 1956.59 | 1956.59 | MC05 | MC05 | SIMOTICS S Synchronous motor 1FK7-HD PN=2.1kW; UDC=600V M0=12Nm (100K); NN=2000rpm; Naturally cooled FRAME SIZE IMB 5 (IM V1, IM V3) FLANGE 1 POWER CONNECTOR ROTATABLE ABSOLUTE ENCODER 24 BIT + 12 BIT MULTITURN WITH DRIVE-CLIQ INTERFACE (ENCODER AM24DQI) PLAIN SHAFT, TOLERANCE N; W/O HOLDING BRAKE PROTECTION CLASS IP65, FLANGE ON DRIVE END IP67; | - | 0 | 0
1FK7064-4CC71-1CH0 |  | 1FK7064-4CC71-1CH0 | 1 | UN | 1 | 15 | C | D | N | N | 85015220 | 1 |  | 15.7 | KG | 2097.69 | 2097.69 | MC05 | MC05 | SIMOTICS S Synchronous motor 1FK7-HD PN=2.1kW; UDC=600V M0=12Nm (100K); NN=2000rpm; Naturally cooled FRAME SIZE IMB 5 (IM V1, IM V3) FLANGE 1 POWER CONNECTOR ROTATABLE ABSOLUTE ENCODER 24 BIT + 12 BIT MULTITURN WITH DRIVE-CLIQ INTERFACE (ENCODER AM24DQI) PLAIN SHAFT, TOLERANCE N; WITH HOLDING BRAKE PROTECTION CLASS IP64; | - | 0 | 0
1FK7064-4CC71-1CH0-Z | V40 | 1FK7064-4CC71-1CH0-ZV40 | 1 | UN | 1 | 15 | C | D | N | N | 85015220 | 1 |  | 25.1 | KG | 3307.07 | 3307.07 | MC05 | MC05 | SIMOTICS S Synchronous motor 1FK7-HD PN=2.1kW; UDC=600V M0=12Nm (100K); NN=2000rpm; Naturally cooled FRAME SIZE IMB 5 (IM V1, IM V3) FLANGE 1 POWER CONNECTOR ROTATABLE ABSOLUTE ENCODER 24 BIT + 12 BIT MULTITURN WITH DRIVE-CLIQ INTERFACE (ENCODER AM24DQI) PLAIN SHAFT, TOLERANCE N; WITH HOLDING BRAKE PROTECTION CLASS IP64; V40: ALPHA NP, NP 035 Planetary gear unit 1-stage, i=5, with feather key | - | 0 | 0
1FK7064-4CC71-1CH1 |  | 1FK7064-4CC71-1CH1 | 1 | UN | 1 | 15 | C | D | N | N | 85015220 | 1 |  | 15.7 | KG | 2160.03 | 2160.03 | MC05 | MC05 | SIMOTICS S Synchronous motor 1FK7-HD PN=2.1kW; UDC=600V M0=12Nm (100K); NN=2000rpm; Naturally cooled FRAME SIZE IMB 5 (IM V1, IM V3) FLANGE 1 POWER CONNECTOR ROTATABLE ABSOLUTE ENCODER 24 BIT + 12 BIT MULTITURN WITH DRIVE-CLIQ INTERFACE (ENCODER AM24DQI) PLAIN SHAFT, TOLERANCE N; WITH HOLDING BRAKE PROTECTION CLASS IP65, | - | 0 | 0
1FK7064-4CC71-1CH2 |  | 1FK7064-4CC71-1CH2 | 1 | UN | 1 | 15 | C | D | N | N | 85015220 | 1 |  | 15.7 | KG | 2160.03 | 2160.03 | MC05 | MC05 | SIMOTICS S Synchronous motor 1FK7-HD PN=2.1kW; UDC=600V M0=12Nm (100K); NN=2000rpm; Naturally cooled FRAME SIZE IMB 5 (IM V1, IM V3) FLANGE 1 POWER CONNECTOR ROTATABLE ABSOLUTE ENCODER 24 BIT + 12 BIT MULTITURN WITH DRIVE-CLIQ INTERFACE (ENCODER AM24DQI) PLAIN SHAFT, TOLERANCE N; WITH HOLDING BRAKE PROTECTION CLASS IP65, FLANGE ON DRIVE END IP67; | - | 0 | 0
1FK7064-4CC71-1DB0 |  | 1FK7064-4CC71-1DB0 | 1 | UN | 1 | 15 | C | D | N | N | 85015220 | 1 |  | 15.701 | KG | 1960.95 | 1960.95 | MC05 | MC05 | SIMOTICS S Synchronous motor 1FK7-HD PN=2.1kW; UDC=600V M0=12Nm (100K); NN=2000rpm; Naturally cooled FRAME SIZE IMB 5 (IM V1, IM V3) FLANGE 1 POWER CONNECTOR ROTATABLE INCREMENTAL ENCODER 22 BIT WITH DRIVE-CLIQ INTERFACE (ENCODER IC22DQ) SHAFT WITH FITTED KEY, TOLERANCE N; WITH HOLDING BRAKE PROTECTION CLASS IP64; | - | 0 | 0
1FK7064-4CC71-1DH0 |  | 1FK7064-4CC71-1DH0 | 1 | UN | 1 | 15 | C | D | N | N | 85015220 | 1 |  | 15.701 | KG | 1904.96 | 1904.96 | MC05 | MC05 | SIMOTICS S Synchronous motor 1FK7-HD PN=2.1kW; UDC=600V M0=12Nm (100K); NN=2000rpm; Naturally cooled FRAME SIZE IMB 5 (IM V1, IM V3) FLANGE 1 POWER CONNECTOR ROTATABLE INCREMENTAL ENCODER 22 BIT WITH DRIVE-CLIQ INTERFACE (ENCODER IC22DQ) PLAIN SHAFT, TOLERANCE N; WITH HOLDING BRAKE PROTECTION CLASS IP64; | - | 0 | 0
1FK7064-4CC71-1EA0 |  | 1FK7064-4CC71-1EA0 | 1 | UN | 1 | 15 | C | D | N | N | 85015220 | 1 |  | 15.401 | KG | 1792.56 | 1792.56 | MC05 | MC05 | SIMOTICS S Synchronous motor 1FK7-HD PN=2.1kW; UDC=600V M0=12Nm (100K); NN=2000rpm; Naturally cooled FRAME SIZE IMB 5 (IM V1, IM V3) FLANGE 1, WITH KTY TEMPERATURESENSOR POWER CONNECTOR ROTATABLE ABSOLUTE ENCODERR 2048 S/R + 4096 UMDREHUNGEN MULTITURN, WITH ENDAT-SCHNITTSTELLE (ENCODER AM2048S/R) SHAFT WITH FITTED KEY, TOLERANCE N; W/O HOLDING BRAKE PROTECTION CLASS IP64; | - | 0 | 0
1FK7064-4CC71-1EA1 |  | 1FK7064-4CC71-1EA1 | 1 | UN | 1 | 15 | C | D | N | N | 85015220 | 1 |  | 15.401 | KG | 1854.9 | 1854.9 | MC05 | MC05 | SIMOTICS S Synchronous motor 1FK7-HD PN=2.1kW; UDC=600V M0=12Nm (100K); NN=2000rpm; Naturally cooled FRAME SIZE IMB 5 (IM V1, IM V3) FLANGE 1, WITH KTY TEMPERATURESENSOR POWER CONNECTOR ROTATABLE ABSOLUTE ENCODERR 2048 S/R + 4096 UMDREHUNGEN MULTITURN, WITH ENDAT-SCHNITTSTELLE (ENCODER AM2048S/R) SHAFT WITH FITTED KEY, TOLERANCE N; W/O HOLDING BRAKE PROTECTION CLASS IP65, | - | 0 | 0
1FK7064-4CC71-1EA2 |  | 1FK7064-4CC71-1EA2 | 1 | UN | 1 | 15 | C | D | N | N | 85015220 | 1 |  | 15.401 | KG | 1854.9 | 1854.9 | MC05 | MC05 | SIMOTICS S Synchronous motor 1FK7-HD PN=2.1kW; UDC=600V M0=12Nm (100K); NN=2000rpm; Naturally cooled FRAME SIZE IMB 5 (IM V1, IM V3) FLANGE 1, WITH KTY TEMPERATURESENSOR POWER CONNECTOR ROTATABLE ABSOLUTE ENCODERR 2048 S/R + 4096 UMDREHUNGEN MULTITURN, WITH ENDAT-SCHNITTSTELLE (ENCODER AM2048S/R) SHAFT WITH FITTED KEY, TOLERANCE N; W/O HOLDING BRAKE PROTECTION CLASS IP65, FLANGE ON DRIVE END IP67; | - | 0 | 0
1FK7064-4CC71-1EB0 |  | 1FK7064-4CC71-1EB0 | 1 | UN | 1 | 15 | C | D | N | N | 85015220 | 1 |  | 15.7 | KG | 1994.5 | 1994.5 | MC05 | MC05 | SIMOTICS S Synchronous motor 1FK7-HD PN=2.1kW; UDC=600V M0=12Nm (100K); NN=2000rpm; Naturally cooled FRAME SIZE IMB 5 (IM V1, IM V3) FLANGE 1, WITH KTY TEMPERATURESENSOR POWER CONNECTOR ROTATABLE ABSOLUTE ENCODERR 2048 S/R + 4096 UMDREHUNGEN MULTITURN, WITH ENDAT-SCHNITTSTELLE (ENCODER AM2048S/R) SHAFT WITH FITTED KEY, TOLERANCE N; WITH HOLDING BRAKE PROTECTION CLASS IP64; | - | 0 | 0
1FK7064-4CC71-1EB1 |  | 1FK7064-4CC71-1EB1 | 1 | UN | 1 | 15 | C | D | N | N | 85015220 | 1 |  | 15.7 | KG | 2056.84 | 2056.84 | MC05 | MC05 | SIMOTICS S Synchronous motor 1FK7-HD PN=2.1kW; UDC=600V M0=12Nm (100K); NN=2000rpm; Naturally cooled FRAME SIZE IMB 5 (IM V1, IM V3) FLANGE 1, WITH KTY TEMPERATURESENSOR POWER CONNECTOR ROTATABLE ABSOLUTE ENCODERR 2048 S/R + 4096 UMDREHUNGEN MULTITURN, WITH ENDAT-SCHNITTSTELLE (ENCODER AM2048S/R) SHAFT WITH FITTED KEY, TOLERANCE N; WITH HOLDING BRAKE PROTECTION CLASS IP65, | - | 0 | 0
1FK7064-4CC71-1EB2 |  | 1FK7064-4CC71-1EB2 | 1 | UN | 1 | 15 | C | D | N | N | 85015220 | 1 |  | 15.7 | KG | 2056.84 | 2056.84 | MC05 | MC05 | SIMOTICS S Synchronous motor 1FK7-HD PN=2.1kW; UDC=600V M0=12Nm (100K); NN=2000rpm; Naturally cooled FRAME SIZE IMB 5 (IM V1, IM V3) FLANGE 1, WITH KTY TEMPERATURESENSOR POWER CONNECTOR ROTATABLE ABSOLUTE ENCODERR 2048 S/R + 4096 UMDREHUNGEN MULTITURN, WITH ENDAT-SCHNITTSTELLE (ENCODER AM2048S/R) SHAFT WITH FITTED KEY, TOLERANCE N; WITH HOLDING BRAKE PROTECTION CLASS IP65, FLANGE ON DRIVE END IP67; | - | 0 | 0
1FK7064-4CC71-1EG0 |  | 1FK7064-4CC71-1EG0 | 1 | UN | 1 | 15 | C | D | N | N | 85015220 | 1 |  | 15.401 | KG | 1735.07 | 1735.07 | MC05 | MC05 | SIMOTICS S Synchronous motor 1FK7-HD PN=2.1kW; UDC=600V M0=12Nm (100K); NN=2000rpm; Naturally cooled FRAME SIZE IMB 5 (IM V1, IM V3) FLANGE 1, WITH KTY TEMPERATURESENSOR POWER CONNECTOR ROTATABLE ABSOLUTE ENCODERR 2048 S/R + 4096 UMDREHUNGEN MULTITURN, WITH ENDAT-SCHNITTSTELLE (ENCODER AM2048S/R) PLAIN SHAFT, TOLERANCE N; W/O HOLDING BRAKE PROTECTION CLASS IP64; | - | 0 | 0
1FK7064-4CC71-1EG1 |  | 1FK7064-4CC71-1EG1 | 1 | UN | 1 | 15 | C | D | N | N | 85015220 | 1 |  | 15.401 | KG | 1797.41 | 1797.41 | MC05 | MC05 | SIMOTICS S Synchronous motor 1FK7-HD PN=2.1kW; UDC=600V M0=12Nm (100K); NN=2000rpm; Naturally cooled FRAME SIZE IMB 5 (IM V1, IM V3) FLANGE 1, WITH KTY TEMPERATURESENSOR POWER CONNECTOR ROTATABLE ABSOLUTE ENCODERR 2048 S/R + 4096 UMDREHUNGEN MULTITURN, WITH ENDAT-SCHNITTSTELLE (ENCODER AM2048S/R) PLAIN SHAFT, TOLERANCE N; W/O HOLDING BRAKE PROTECTION CLASS IP65, | - | 0 | 0
1FK7064-4CC71-1EG2 |  | 1FK7064-4CC71-1EG2 | 1 | UN | 1 | 15 | C | D | N | N | 85015220 | 1 |  | 15.401 | KG | 1797.41 | 1797.41 | MC05 | MC05 | SIMOTICS S Synchronous motor 1FK7-HD PN=2.1kW; UDC=600V M0=12Nm (100K); NN=2000rpm; Naturally cooled FRAME SIZE IMB 5 (IM V1, IM V3) FLANGE 1, WITH KTY TEMPERATURESENSOR POWER CONNECTOR ROTATABLE ABSOLUTE ENCODERR 2048 S/R + 4096 UMDREHUNGEN MULTITURN, WITH ENDAT-SCHNITTSTELLE (ENCODER AM2048S/R) PLAIN SHAFT, TOLERANCE N; W/O HOLDING BRAKE PROTECTION CLASS IP65, FLANGE ON DRIVE END IP67; | - | 0 | 0
1FK7064-4CC71-1EH0 |  | 1FK7064-4CC71-1EH0 | 1 | UN | 1 | 15 | C | D | N | N | 85015220 | 1 |  | 15.7 | KG | 1938.51 | 1938.51 | MC05 | MC05 | SIMOTICS S Synchronous motor 1FK7-HD PN=2.1kW; UDC=600V M0=12Nm (100K); NN=2000rpm; Naturally cooled FRAME SIZE IMB 5 (IM V1, IM V3) FLANGE 1, WITH KTY TEMPERATURESENSOR POWER CONNECTOR ROTATABLE ABSOLUTE ENCODERR 2048 S/R + 4096 UMDREHUNGEN MULTITURN, WITH ENDAT-SCHNITTSTELLE (ENCODER AM2048S/R) PLAIN SHAFT, TOLERANCE N; WITH HOLDING BRAKE PROTECTION CLASS IP64; | - | 0 | 0
1FK7064-4CC71-1EH1 |  | 1FK7064-4CC71-1EH1 | 1 | UN | 1 | 15 | C | D | N | N | 85015220 | 1 |  | 15.7 | KG | 2000.85 | 2000.85 | MC05 | MC05 | SIMOTICS S Synchronous motor 1FK7-HD PN=2.1kW; UDC=600V M0=12Nm (100K); NN=2000rpm; Naturally cooled FRAME SIZE IMB 5 (IM V1, IM V3) FLANGE 1, WITH KTY TEMPERATURESENSOR POWER CONNECTOR ROTATABLE ABSOLUTE ENCODERR 2048 S/R + 4096 UMDREHUNGEN MULTITURN, WITH ENDAT-SCHNITTSTELLE (ENCODER AM2048S/R) PLAIN SHAFT, TOLERANCE N; WITH HOLDING BRAKE PROTECTION CLASS IP65, | - | 0 | 0
1FK7064-4CC71-1EH2 |  | 1FK7064-4CC71-1EH2 | 1 | UN | 1 | 15 | C | D | N | N | 85015220 | 1 |  | 15.7 | KG | 2000.85 | 2000.85 | MC05 | MC05 | SIMOTICS S Synchronous motor 1FK7-HD PN=2.1kW; UDC=600V M0=12Nm (100K); NN=2000rpm; Naturally cooled FRAME SIZE IMB 5 (IM V1, IM V3) FLANGE 1, WITH KTY TEMPERATURESENSOR POWER CONNECTOR ROTATABLE ABSOLUTE ENCODERR 2048 S/R + 4096 UMDREHUNGEN MULTITURN, WITH ENDAT-SCHNITTSTELLE (ENCODER AM2048S/R) PLAIN SHAFT, TOLERANCE N; WITH HOLDING BRAKE PROTECTION CLASS IP65, FLANGE ON DRIVE END IP67; | - | 0 | 0
1FK7064-4CC71-1PA0 |  | 1FK7064-4CC71-1PA0 | 1 | UN | 1 | 15 | C | D | N | N | 85015220 | 1 |  | 15.501 | KG | 1314.94 | 1314.94 | MC05 | MC05 | SIMOTICS S Synchronous motor 1FK7-HD PN=2.1kW; UDC=600V M0=12Nm (100K); NN=2000rpm; Naturally cooled FRAME SIZE IMB 5 (IM V1, IM V3) FLANGE 1 POWER CONNECTOR ROTATABLE RESOLVER 2-POLE, WITH DRIVE CLIQ-INTERFACE SHAFT WITH FITTED KEY, TOLERANCE N; W/O HOLDING BRAKE PROTECTION CLASS IP64; | - | 0 | 0
1FK7064-4CC71-1PA1 |  | 1FK7064-4CC71-1PA1 | 1 | UN | 1 | 15 | C | D | N | N | 85015220 | 1 |  | 15.501 | KG | 1377.28 | 1377.28 | MC05 | MC05 | SIMOTICS S Synchronous motor 1FK7-HD PN=2.1kW; UDC=600V M0=12Nm (100K); NN=2000rpm; Naturally cooled FRAME SIZE IMB 5 (IM V1, IM V3) FLANGE 1 POWER CONNECTOR ROTATABLE RESOLVER 2-POLE, WITH DRIVE CLIQ-INTERFACE SHAFT WITH FITTED KEY, TOLERANCE N; W/O HOLDING BRAKE PROTECTION CLASS IP65, | - | 0 | 0
1FK7064-4CC71-1PA2 |  | 1FK7064-4CC71-1PA2 | 1 | UN | 1 | 15 | C | D | N | N | 85015220 | 1 |  | 15.501 | KG | 1377.28 | 1377.28 | MC05 | MC05 | SIMOTICS S Synchronous motor 1FK7-HD PN=2.1kW; UDC=600V M0=12Nm (100K); NN=2000rpm; Naturally cooled FRAME SIZE IMB 5 (IM V1, IM V3) FLANGE 1 POWER CONNECTOR ROTATABLE RESOLVER 2-POLE, WITH DRIVE CLIQ-INTERFACE SHAFT WITH FITTED KEY, TOLERANCE N; W/O HOLDING BRAKE PROTECTION CLASS IP65, FLANGE ON DRIVE END IP67; | - | 0 | 0
1FK7064-4CC71-1PB0 |  | 1FK7064-4CC71-1PB0 | 1 | UN | 1 | 15 | C | D | N | N | 85015220 | 1 |  | 15.8 | KG | 1516.88 | 1516.88 | MC05 | MC05 | SIMOTICS S Synchronous motor 1FK7-HD PN=2.1kW; UDC=600V M0=12Nm (100K); NN=2000rpm; Naturally cooled FRAME SIZE IMB 5 (IM V1, IM V3) FLANGE 1 POWER CONNECTOR ROTATABLE RESOLVER 2-POLE, WITH DRIVE CLIQ-INTERFACE SHAFT WITH FITTED KEY, TOLERANCE N; WITH HOLDING BRAKE PROTECTION CLASS IP64; | - | 0 | 0
1FK7064-4CC71-1PB1 |  | 1FK7064-4CC71-1PB1 | 1 | UN | 1 | 15 | C | D | N | N | 85015220 | 1 |  | 15.8 | KG | 1579.22 | 1579.22 | MC05 | MC05 | SIMOTICS S Synchronous motor 1FK7-HD PN=2.1kW; UDC=600V M0=12Nm (100K); NN=2000rpm; Naturally cooled FRAME SIZE IMB 5 (IM V1, IM V3) FLANGE 1 POWER CONNECTOR ROTATABLE RESOLVER 2-POLE, WITH DRIVE CLIQ-INTERFACE SHAFT WITH FITTED KEY, TOLERANCE N; WITH HOLDING BRAKE PROTECTION CLASS IP65, | - | 0 | 0
1FK7064-4CC71-1PB2 |  | 1FK7064-4CC71-1PB2 | 1 | UN | 1 | 15 | C | D | N | N | 85015220 | 1 |  | 15.8 | KG | 1579.22 | 1579.22 | MC05 | MC05 | SIMOTICS S Synchronous motor 1FK7-HD PN=2.1kW; UDC=600V M0=12Nm (100K); NN=2000rpm; Naturally cooled FRAME SIZE IMB 5 (IM V1, IM V3) FLANGE 1 POWER CONNECTOR ROTATABLE RESOLVER 2-POLE, WITH DRIVE CLIQ-INTERFACE SHAFT WITH FITTED KEY, TOLERANCE N; WITH HOLDING BRAKE PROTECTION CLASS IP65, FLANGE ON DRIVE END IP67; | - | 0 | 0
1FK7064-4CC71-1PG0 |  | 1FK7064-4CC71-1PG0 | 1 | UN | 1 | 15 | C | D | N | N | 85015220 | 1 |  | 15.501 | KG | 1257.45 | 1257.45 | MC05 | MC05 | SIMOTICS S Synchronous motor 1FK7-HD PN=2.1kW; UDC=600V M0=12Nm (100K); NN=2000rpm; Naturally cooled FRAME SIZE IMB 5 (IM V1, IM V3) FLANGE 1 POWER CONNECTOR ROTATABLE RESOLVER 2-POLE, WITH DRIVE CLIQ-INTERFACE PLAIN SHAFT, TOLERANCE N; W/O HOLDING BRAKE PROTECTION CLASS IP64; | - | 0 | 0
1FK7064-4CC71-1PG1 |  | 1FK7064-4CC71-1PG1 | 1 | UN | 1 | 15 | C | D | N | N | 85015220 | 1 |  | 15.501 | KG | 1319.79 | 1319.79 | MC05 | MC05 | SIMOTICS S Synchronous motor 1FK7-HD PN=2.1kW; UDC=600V M0=12Nm (100K); NN=2000rpm; Naturally cooled FRAME SIZE IMB 5 (IM V1, IM V3) FLANGE 1 POWER CONNECTOR ROTATABLE RESOLVER 2-POLE, WITH DRIVE CLIQ-INTERFACE PLAIN SHAFT, TOLERANCE N; W/O HOLDING BRAKE PROTECTION CLASS IP65, | - | 0 | 0
1FK7064-4CC71-1PG2 |  | 1FK7064-4CC71-1PG2 | 1 | UN | 1 | 15 | C | D | N | N | 85015220 | 1 |  | 15.501 | KG | 1319.79 | 1319.79 | MC05 | MC05 | SIMOTICS S Synchronous motor 1FK7-HD PN=2.1kW; UDC=600V M0=12Nm (100K); NN=2000rpm; Naturally cooled FRAME SIZE IMB 5 (IM V1, IM V3) FLANGE 1 POWER CONNECTOR ROTATABLE RESOLVER 2-POLE, WITH DRIVE CLIQ-INTERFACE PLAIN SHAFT, TOLERANCE N; W/O HOLDING BRAKE PROTECTION CLASS IP65, FLANGE ON DRIVE END IP67; | - | 0 | 0
1FK7064-4CC71-1PH0 |  | 1FK7064-4CC71-1PH0 | 1 | UN | 1 | 15 | C | D | N | N | 85015220 | 1 |  | 15.8 | KG | 1460.89 | 1460.89 | MC05 | MC05 | SIMOTICS S Synchronous motor 1FK7-HD PN=2.1kW; UDC=600V M0=12Nm (100K); NN=2000rpm; Naturally cooled FRAME SIZE IMB 5 (IM V1, IM V3) FLANGE 1 POWER CONNECTOR ROTATABLE RESOLVER 2-POLE, WITH DRIVE CLIQ-INTERFACE PLAIN SHAFT, TOLERANCE N; WITH HOLDING BRAKE PROTECTION CLASS IP64; | - | 0 | 0
1FK7064-4CC71-1PH1 |  | 1FK7064-4CC71-1PH1 | 1 | UN | 1 | 15 | C | D | N | N | 85015220 | 1 |  | 15.8 | KG | 1523.23 | 1523.23 | MC05 | MC05 | SIMOTICS S Synchronous motor 1FK7-HD PN=2.1kW; UDC=600V M0=12Nm (100K); NN=2000rpm; Naturally cooled FRAME SIZE IMB 5 (IM V1, IM V3) FLANGE 1 POWER CONNECTOR ROTATABLE RESOLVER 2-POLE, WITH DRIVE CLIQ-INTERFACE PLAIN SHAFT, TOLERANCE N; WITH HOLDING BRAKE PROTECTION CLASS IP65, | - | 0 | 0
1FK7064-4CC71-1PH2 |  | 1FK7064-4CC71-1PH2 | 1 | UN | 1 | 15 | C | D | N | N | 85015220 | 1 |  | 15.8 | KG | 1523.23 | 1523.23 | MC05 | MC05 | SIMOTICS S Synchronous motor 1FK7-HD PN=2.1kW; UDC=600V M0=12Nm (100K); NN=2000rpm; Naturally cooled FRAME SIZE IMB 5 (IM V1, IM V3) FLANGE 1 POWER CONNECTOR ROTATABLE RESOLVER 2-POLE, WITH DRIVE CLIQ-INTERFACE PLAIN SHAFT, TOLERANCE N; WITH HOLDING BRAKE PROTECTION CLASS IP65, FLANGE ON DRIVE END IP67; | - | 0 | 0
1FK7064-4CC71-1QA0 |  | 1FK7064-4CC71-1QA0 | 1 | UN | 1 | 15 | C | D | N | N | 85015220 | 1 |  | 15.401 | KG | 1383.64 | 1383.64 | MC05 | MC05 | SIMOTICS S Synchronous motor 1FK7-HD PN=2.1kW; UDC=600V M0=12Nm (100K); NN=2000rpm; Naturally cooled FRAME SIZE IMB 5 (IM V1, IM V3) FLANGE 1 POWER CONNECTOR ROTATABLE ABSOLUTE ENCODER SINGLETURN 20 BIT WITH DRIVE-CLIQ INTERFACE (ENCODER AS20DQI) SHAFT WITH FITTED KEY, TOLERANCE N; W/O HOLDING BRAKE PROTECTION CLASS IP64; | - | 0 | 0
1FK7064-4CC71-1QA1 |  | 1FK7064-4CC71-1QA1 | 1 | UN | 1 | 15 | C | D | N | N | 85015220 | 1 |  | 15.401 | KG | 1445.98 | 1445.98 | MC05 | MC05 | SIMOTICS S Synchronous motor 1FK7-HD PN=2.1kW; UDC=600V M0=12Nm (100K); NN=2000rpm; Naturally cooled FRAME SIZE IMB 5 (IM V1, IM V3) FLANGE 1 POWER CONNECTOR ROTATABLE ABSOLUTE ENCODER SINGLETURN 20 BIT WITH DRIVE-CLIQ INTERFACE (ENCODER AS20DQI) SHAFT WITH FITTED KEY, TOLERANCE N; W/O HOLDING BRAKE PROTECTION CLASS IP65, | - | 0 | 0
1FK7064-4CC71-1QA2 |  | 1FK7064-4CC71-1QA2 | 1 | UN | 1 | 15 | C | D | N | N | 85015220 | 1 |  | 15.401 | KG | 1445.98 | 1445.98 | MC05 | MC05 | SIMOTICS S Synchronous motor 1FK7-HD PN=2.1kW; UDC=600V M0=12Nm (100K); NN=2000rpm; Naturally cooled FRAME SIZE IMB 5 (IM V1, IM V3) FLANGE 1 POWER CONNECTOR ROTATABLE ABSOLUTE ENCODER SINGLETURN 20 BIT WITH DRIVE-CLIQ INTERFACE (ENCODER AS20DQI) SHAFT WITH FITTED KEY, TOLERANCE N; W/O HOLDING BRAKE PROTECTION CLASS IP65, FLANGE ON DRIVE END IP67; | - | 0 | 0
1FK7064-4CC71-1QB0 |  | 1FK7064-4CC71-1QB0 | 1 | UN | 1 | 15 | C | D | N | N | 85015220 | 1 |  | 15.7 | KG | 1585.58 | 1585.58 | MC05 | MC05 | SIMOTICS S Synchronous motor 1FK7-HD PN=2.1kW; UDC=600V M0=12Nm (100K); NN=2000rpm; Naturally cooled FRAME SIZE IMB 5 (IM V1, IM V3) FLANGE 1 POWER CONNECTOR ROTATABLE ABSOLUTE ENCODER SINGLETURN 20 BIT WITH DRIVE-CLIQ INTERFACE (ENCODER AS20DQI) SHAFT WITH FITTED KEY, TOLERANCE N; WITH HOLDING BRAKE PROTECTION CLASS IP64; | - | 0 | 0
1FK7064-4CC71-1QB1 |  | 1FK7064-4CC71-1QB1 | 1 | UN | 1 | 15 | C | D | N | N | 85015220 | 1 |  | 15.7 | KG | 1647.92 | 1647.92 | MC05 | MC05 | SIMOTICS S Synchronous motor 1FK7-HD PN=2.1kW; UDC=600V M0=12Nm (100K); NN=2000rpm; Naturally cooled FRAME SIZE IMB 5 (IM V1, IM V3) FLANGE 1 POWER CONNECTOR ROTATABLE ABSOLUTE ENCODER SINGLETURN 20 BIT WITH DRIVE-CLIQ INTERFACE (ENCODER AS20DQI) SHAFT WITH FITTED KEY, TOLERANCE N; WITH HOLDING BRAKE PROTECTION CLASS IP65, | - | 0 | 0
1FK7064-4CC71-1QB2 |  | 1FK7064-4CC71-1QB2 | 1 | UN | 1 | 15 | C | D | N | N | 85015220 | 1 |  | 15.7 | KG | 1647.92 | 1647.92 | MC05 | MC05 | SIMOTICS S Synchronous motor 1FK7-HD PN=2.1kW; UDC=600V M0=12Nm (100K); NN=2000rpm; Naturally cooled FRAME SIZE IMB 5 (IM V1, IM V3) FLANGE 1 POWER CONNECTOR ROTATABLE ABSOLUTE ENCODER SINGLETURN 20 BIT WITH DRIVE-CLIQ INTERFACE (ENCODER AS20DQI) SHAFT WITH FITTED KEY, TOLERANCE N; WITH HOLDING BRAKE PROTECTION CLASS IP65, FLANGE ON DRIVE END IP67; | - | 0 | 0
1FK7064-4CC71-1QG0 |  | 1FK7064-4CC71-1QG0 | 1 | UN | 1 | 15 | C | D | N | N | 85015220 | 1 |  | 15.401 | KG | 1326.15 | 1326.15 | MC05 | MC05 | SIMOTICS S Synchronous motor 1FK7-HD PN=2.1kW; UDC=600V M0=12Nm (100K); NN=2000rpm; Naturally cooled FRAME SIZE IMB 5 (IM V1, IM V3) FLANGE 1 POWER CONNECTOR ROTATABLE ABSOLUTE ENCODER SINGLETURN 20 BIT WITH DRIVE-CLIQ INTERFACE (ENCODER AS20DQI) PLAIN SHAFT, TOLERANCE N; W/O HOLDING BRAKE PROTECTION CLASS IP64; | - | 0 | 0
1FK7064-4CC71-1QG1 |  | 1FK7064-4CC71-1QG1 | 1 | UN | 1 | 15 | C | D | N | N | 85015220 | 1 |  | 15.401 | KG | 1388.49 | 1388.49 | MC05 | MC05 | SIMOTICS S Synchronous motor 1FK7-HD PN=2.1kW; UDC=600V M0=12Nm (100K); NN=2000rpm; Naturally cooled FRAME SIZE IMB 5 (IM V1, IM V3) FLANGE 1 POWER CONNECTOR ROTATABLE ABSOLUTE ENCODER SINGLETURN 20 BIT WITH DRIVE-CLIQ INTERFACE (ENCODER AS20DQI) PLAIN SHAFT, TOLERANCE N; W/O HOLDING BRAKE PROTECTION CLASS IP65, | - | 0 | 0
1FK7064-4CC71-1QG2 |  | 1FK7064-4CC71-1QG2 | 1 | UN | 1 | 15 | C | D | N | N | 85015220 | 1 |  | 15.401 | KG | 1388.49 | 1388.49 | MC05 | MC05 | SIMOTICS S Synchronous motor 1FK7-HD PN=2.1kW; UDC=600V M0=12Nm (100K); NN=2000rpm; Naturally cooled FRAME SIZE IMB 5 (IM V1, IM V3) FLANGE 1 POWER CONNECTOR ROTATABLE ABSOLUTE ENCODER SINGLETURN 20 BIT WITH DRIVE-CLIQ INTERFACE (ENCODER AS20DQI) PLAIN SHAFT, TOLERANCE N; W/O HOLDING BRAKE PROTECTION CLASS IP65, FLANGE ON DRIVE END IP67; | - | 0 | 0
1FK7064-4CC71-1QH0 |  | 1FK7064-4CC71-1QH0 | 1 | UN | 1 | 15 | C | D | N | N | 85015220 | 1 |  | 15.7 | KG | 1529.59 | 1529.59 | MC05 | MC05 | SIMOTICS S Synchronous motor 1FK7-HD PN=2.1kW; UDC=600V M0=12Nm (100K); NN=2000rpm; Naturally cooled FRAME SIZE IMB 5 (IM V1, IM V3) FLANGE 1 POWER CONNECTOR ROTATABLE ABSOLUTE ENCODER SINGLETURN 20 BIT WITH DRIVE-CLIQ INTERFACE (ENCODER AS20DQI) PLAIN SHAFT, TOLERANCE N; WITH HOLDING BRAKE PROTECTION CLASS IP64; | - | 0 | 0
1FK7064-4CC71-1QH1 |  | 1FK7064-4CC71-1QH1 | 1 | UN | 1 | 15 | C | D | N | N | 85015220 | 1 |  | 15.7 | KG | 1591.93 | 1591.93 | MC05 | MC05 | SIMOTICS S Synchronous motor 1FK7-HD PN=2.1kW; UDC=600V M0=12Nm (100K); NN=2000rpm; Naturally cooled FRAME SIZE IMB 5 (IM V1, IM V3) FLANGE 1 POWER CONNECTOR ROTATABLE ABSOLUTE ENCODER SINGLETURN 20 BIT WITH DRIVE-CLIQ INTERFACE (ENCODER AS20DQI) PLAIN SHAFT, TOLERANCE N; WITH HOLDING BRAKE PROTECTION CLASS IP65, | - | 0 | 0
1FK7064-4CC71-1QH2 |  | 1FK7064-4CC71-1QH2 | 1 | UN | 1 | 15 | C | D | N | N | 85015220 | 1 |  | 15.7 | KG | 1591.93 | 1591.93 | MC05 | MC05 | SIMOTICS S Synchronous motor 1FK7-HD PN=2.1kW; UDC=600V M0=12Nm (100K); NN=2000rpm; Naturally cooled FRAME SIZE IMB 5 (IM V1, IM V3) FLANGE 1 POWER CONNECTOR ROTATABLE ABSOLUTE ENCODER SINGLETURN 20 BIT WITH DRIVE-CLIQ INTERFACE (ENCODER AS20DQI) PLAIN SHAFT, TOLERANCE N; WITH HOLDING BRAKE PROTECTION CLASS IP65, FLANGE ON DRIVE END IP67; | - | 0 | 0
1FK7064-4CC71-1RA0 |  | 1FK7064-4CC71-1RA0 | 1 | UN | 1 | 15 | C | D | N | N | 85015220 | 1 |  | 15.401 | KG | 1633.01 | 1633.01 | MC05 | MC05 | SIMOTICS S Synchronous motor 1FK7-HD PN=2.1kW; UDC=600V M0=12Nm (100K); NN=2000rpm; Naturally cooled FRAME SIZE IMB 5 (IM V1, IM V3) FLANGE 1 POWER CONNECTOR ROTATABLE ABSOLUTE ENCODER 20 BIT + 12 BIT MULTITURN WITH DRIVE-CLIQ INTERFACE (ENCODER AM20DQI) SHAFT WITH FITTED KEY, TOLERANCE N; W/O HOLDING BRAKE PROTECTION CLASS IP64; | - | 0 | 0
1FK7064-4CC71-1RA1 |  | 1FK7064-4CC71-1RA1 | 1 | UN | 1 | 15 | C | D | N | N | 85015220 | 1 |  | 15.401 | KG | 1695.35 | 1695.35 | MC05 | MC05 | SIMOTICS S Synchronous motor 1FK7-HD PN=2.1kW; UDC=600V M0=12Nm (100K); NN=2000rpm; Naturally cooled FRAME SIZE IMB 5 (IM V1, IM V3) FLANGE 1 POWER CONNECTOR ROTATABLE ABSOLUTE ENCODER 20 BIT + 12 BIT MULTITURN WITH DRIVE-CLIQ INTERFACE (ENCODER AM20DQI) SHAFT WITH FITTED KEY, TOLERANCE N; W/O HOLDING BRAKE PROTECTION CLASS IP65, | - | 0 | 0
1FK7064-4CC71-1RA2 |  | 1FK7064-4CC71-1RA2 | 1 | UN | 1 | 15 | C | D | N | N | 85015220 | 1 |  | 15.401 | KG | 1695.35 | 1695.35 | MC05 | MC05 | SIMOTICS S Synchronous motor 1FK7-HD PN=2.1kW; UDC=600V M0=12Nm (100K); NN=2000rpm; Naturally cooled FRAME SIZE IMB 5 (IM V1, IM V3) FLANGE 1 POWER CONNECTOR ROTATABLE ABSOLUTE ENCODER 20 BIT + 12 BIT MULTITURN WITH DRIVE-CLIQ INTERFACE (ENCODER AM20DQI) SHAFT WITH FITTED KEY, TOLERANCE N; W/O HOLDING BRAKE PROTECTION CLASS IP65, FLANGE ON DRIVE END IP67; | - | 0 | 0
1FK7064-4CC71-1RB0 |  | 1FK7064-4CC71-1RB0 | 1 | UN | 1 | 15 | C | D | N | N | 85015220 | 1 |  | 15.7 | KG | 1834.95 | 1834.95 | MC05 | MC05 | SIMOTICS S Synchronous motor 1FK7-HD PN=2.1kW; UDC=600V M0=12Nm (100K); NN=2000rpm; Naturally cooled FRAME SIZE IMB 5 (IM V1, IM V3) FLANGE 1 POWER CONNECTOR ROTATABLE ABSOLUTE ENCODER 20 BIT + 12 BIT MULTITURN WITH DRIVE-CLIQ INTERFACE (ENCODER AM20DQI) SHAFT WITH FITTED KEY, TOLERANCE N; WITH HOLDING BRAKE PROTECTION CLASS IP64; | - | 0 | 0
1FK7064-4CC71-1RB1 |  | 1FK7064-4CC71-1RB1 | 1 | UN | 1 | 15 | C | D | N | N | 85015220 | 1 |  | 15.7 | KG | 1897.29 | 1897.29 | MC05 | MC05 | SIMOTICS S Synchronous motor 1FK7-HD PN=2.1kW; UDC=600V M0=12Nm (100K); NN=2000rpm; Naturally cooled FRAME SIZE IMB 5 (IM V1, IM V3) FLANGE 1 POWER CONNECTOR ROTATABLE ABSOLUTE ENCODER 20 BIT + 12 BIT MULTITURN WITH DRIVE-CLIQ INTERFACE (ENCODER AM20DQI) SHAFT WITH FITTED KEY, TOLERANCE N; WITH HOLDING BRAKE PROTECTION CLASS IP65, | - | 0 | 0
1FK7064-4CC71-1RB2 |  | 1FK7064-4CC71-1RB2 | 1 | UN | 1 | 15 | C | D | N | N | 85015220 | 1 |  | 15.7 | KG | 1897.29 | 1897.29 | MC05 | MC05 | SIMOTICS S Synchronous motor 1FK7-HD PN=2.1kW; UDC=600V M0=12Nm (100K); NN=2000rpm; Naturally cooled FRAME SIZE IMB 5 (IM V1, IM V3) FLANGE 1 POWER CONNECTOR ROTATABLE ABSOLUTE ENCODER 20 BIT + 12 BIT MULTITURN WITH DRIVE-CLIQ INTERFACE (ENCODER AM20DQI) SHAFT WITH FITTED KEY, TOLERANCE N; WITH HOLDING BRAKE PROTECTION CLASS IP65, FLANGE ON DRIVE END IP67; | - | 0 | 0
1FK7064-4CC71-1RG0 |  | 1FK7064-4CC71-1RG0 | 1 | UN | 1 | 15 | C | D | N | N | 85015220 | 1 |  | 15.401 | KG | 1575.52 | 1575.52 | MC05 | MC05 | SIMOTICS S Synchronous motor 1FK7-HD PN=2.1kW; UDC=600V M0=12Nm (100K); NN=2000rpm; Naturally cooled FRAME SIZE IMB 5 (IM V1, IM V3) FLANGE 1 POWER CONNECTOR ROTATABLE ABSOLUTE ENCODER 20 BIT + 12 BIT MULTITURN WITH DRIVE-CLIQ INTERFACE (ENCODER AM20DQI) PLAIN SHAFT, TOLERANCE N; W/O HOLDING BRAKE PROTECTION CLASS IP64; | - | 0 | 0
1FK7064-4CC71-1RG1 |  | 1FK7064-4CC71-1RG1 | 1 | UN | 1 | 15 | C | D | N | N | 85015220 | 1 |  | 15.401 | KG | 1637.86 | 1637.86 | MC05 | MC05 | SIMOTICS S Synchronous motor 1FK7-HD PN=2.1kW; UDC=600V M0=12Nm (100K); NN=2000rpm; Naturally cooled FRAME SIZE IMB 5 (IM V1, IM V3) FLANGE 1 POWER CONNECTOR ROTATABLE ABSOLUTE ENCODER 20 BIT + 12 BIT MULTITURN WITH DRIVE-CLIQ INTERFACE (ENCODER AM20DQI) PLAIN SHAFT, TOLERANCE N; W/O HOLDING BRAKE PROTECTION CLASS IP65, | - | 0 | 0
1FK7064-4CC71-1RG2 |  | 1FK7064-4CC71-1RG2 | 1 | UN | 1 | 15 | C | D | N | N | 85015220 | 1 |  | 15.401 | KG | 1637.86 | 1637.86 | MC05 | MC05 | SIMOTICS S Synchronous motor 1FK7-HD PN=2.1kW; UDC=600V M0=12Nm (100K); NN=2000rpm; Naturally cooled FRAME SIZE IMB 5 (IM V1, IM V3) FLANGE 1 POWER CONNECTOR ROTATABLE ABSOLUTE ENCODER 20 BIT + 12 BIT MULTITURN WITH DRIVE-CLIQ INTERFACE (ENCODER AM20DQI) PLAIN SHAFT, TOLERANCE N; W/O HOLDING BRAKE PROTECTION CLASS IP65, FLANGE ON DRIVE END IP67; | - | 0 | 0
1FK7064-4CC71-1RH0 |  | 1FK7064-4CC71-1RH0 | 1 | UN | 1 | 15 | C | D | N | N | 85015220 | 1 |  | 15.7 | KG | 1778.96 | 1778.96 | MC05 | MC05 | SIMOTICS S Synchronous motor 1FK7-HD PN=2.1kW; UDC=600V M0=12Nm (100K); NN=2000rpm; Naturally cooled FRAME SIZE IMB 5 (IM V1, IM V3) FLANGE 1 POWER CONNECTOR ROTATABLE ABSOLUTE ENCODER 20 BIT + 12 BIT MULTITURN WITH DRIVE-CLIQ INTERFACE (ENCODER AM20DQI) PLAIN SHAFT, TOLERANCE N; WITH HOLDING BRAKE PROTECTION CLASS IP64; | - | 0 | 0
1FK7064-4CC71-1RH1 |  | 1FK7064-4CC71-1RH1 | 1 | UN | 1 | 15 | C | D | N | N | 85015220 | 1 |  | 15.7 | KG | 1841.3 | 1841.3 | MC05 | MC05 | SIMOTICS S Synchronous motor 1FK7-HD PN=2.1kW; UDC=600V M0=12Nm (100K); NN=2000rpm; Naturally cooled FRAME SIZE IMB 5 (IM V1, IM V3) FLANGE 1 POWER CONNECTOR ROTATABLE ABSOLUTE ENCODER 20 BIT + 12 BIT MULTITURN WITH DRIVE-CLIQ INTERFACE (ENCODER AM20DQI) PLAIN SHAFT, TOLERANCE N; WITH HOLDING BRAKE PROTECTION CLASS IP65, | - | 0 | 0
1FK7064-4CC71-1RH2 |  | 1FK7064-4CC71-1RH2 | 1 | UN | 1 | 15 | C | D | N | N | 85015220 | 1 |  | 15.7 | KG | 1841.3 | 1841.3 | MC05 | MC05 | SIMOTICS S Synchronous motor 1FK7-HD PN=2.1kW; UDC=600V M0=12Nm (100K); NN=2000rpm; Naturally cooled FRAME SIZE IMB 5 (IM V1, IM V3) FLANGE 1 POWER CONNECTOR ROTATABLE ABSOLUTE ENCODER 20 BIT + 12 BIT MULTITURN WITH DRIVE-CLIQ INTERFACE (ENCODER AM20DQI) PLAIN SHAFT, TOLERANCE N; WITH HOLDING BRAKE PROTECTION CLASS IP65, FLANGE ON DRIVE END IP67; | - | 0 | 0
1FK7064-4CC71-1SA0 |  | 1FK7064-4CC71-1SA0 | 1 | UN | 1 | 15 | C | D | N | N | 85015220 | 1 |  | 15.402 | KG | 1154.24 | 1154.24 | MC05 | MC05 | SIMOTICS S Synchronous motor 1FK7-HD PN=2.1kW; UDC=600V M0=12Nm (100K); NN=2000rpm; Naturally cooled FRAME SIZE IMB 5 (IM V1, IM V3) FLANGE 1, WITH KTY TEMPERATURESENSOR POWER CONNECTOR ROTATABLE RESOLVER MULTI-POLE (RESOLVER P=3); SHAFT WITH FITTED KEY, TOLERANCE N; W/O HOLDING BRAKE PROTECTION CLASS IP64; | - | 0 | 0
1FK7064-4CC71-1SA1 |  | 1FK7064-4CC71-1SA1 | 1 | UN | 1 | 15 | C | D | N | N | 85015220 | 1 |  | 15.402 | KG | 1216.58 | 1216.58 | MC05 | MC05 | SIMOTICS S Synchronous motor 1FK7-HD PN=2.1kW; UDC=600V M0=12Nm (100K); NN=2000rpm; Naturally cooled FRAME SIZE IMB 5 (IM V1, IM V3) FLANGE 1, WITH KTY TEMPERATURESENSOR POWER CONNECTOR ROTATABLE RESOLVER MULTI-POLE (RESOLVER P=3); SHAFT WITH FITTED KEY, TOLERANCE N; W/O HOLDING BRAKE PROTECTION CLASS IP65, | - | 0 | 0
1FK7064-4CC71-1SA2 |  | 1FK7064-4CC71-1SA2 | 1 | UN | 1 | 15 | C | D | N | N | 85015220 | 1 |  | 15.402 | KG | 1216.58 | 1216.58 | MC05 | MC05 | SIMOTICS S Synchronous motor 1FK7-HD PN=2.1kW; UDC=600V M0=12Nm (100K); NN=2000rpm; Naturally cooled FRAME SIZE IMB 5 (IM V1, IM V3) FLANGE 1, WITH KTY TEMPERATURESENSOR POWER CONNECTOR ROTATABLE RESOLVER MULTI-POLE (RESOLVER P=3); SHAFT WITH FITTED KEY, TOLERANCE N; W/O HOLDING BRAKE PROTECTION CLASS IP65, FLANGE ON DRIVE END IP67; | - | 0 | 0
1FK7064-4CC71-1SB0 |  | 1FK7064-4CC71-1SB0 | 1 | UN | 1 | 15 | C | D | N | N | 85015220 | 1 |  | 15.701 | KG | 1356.18 | 1356.18 | MC05 | MC05 | SIMOTICS S Synchronous motor 1FK7-HD PN=2.1kW; UDC=600V M0=12Nm (100K); NN=2000rpm; Naturally cooled FRAME SIZE IMB 5 (IM V1, IM V3) FLANGE 1, WITH KTY TEMPERATURESENSOR POWER CONNECTOR ROTATABLE RESOLVER MULTI-POLE (RESOLVER P=3); SHAFT WITH FITTED KEY, TOLERANCE N; WITH HOLDING BRAKE PROTECTION CLASS IP64; | - | 0 | 0
1FK7064-4CC71-1SB1 |  | 1FK7064-4CC71-1SB1 | 1 | UN | 1 | 15 | C | D | N | N | 85015220 | 1 |  | 15.701 | KG | 1418.52 | 1418.52 | MC05 | MC05 | SIMOTICS S Synchronous motor 1FK7-HD PN=2.1kW; UDC=600V M0=12Nm (100K); NN=2000rpm; Naturally cooled FRAME SIZE IMB 5 (IM V1, IM V3) FLANGE 1, WITH KTY TEMPERATURESENSOR POWER CONNECTOR ROTATABLE RESOLVER MULTI-POLE (RESOLVER P=3); SHAFT WITH FITTED KEY, TOLERANCE N; WITH HOLDING BRAKE PROTECTION CLASS IP65, | - | 0 | 0
1FK7064-4CC71-1SB2 |  | 1FK7064-4CC71-1SB2 | 1 | UN | 1 | 15 | C | D | N | N | 85015220 | 1 |  | 15.701 | KG | 1418.52 | 1418.52 | MC05 | MC05 | SIMOTICS S Synchronous motor 1FK7-HD PN=2.1kW; UDC=600V M0=12Nm (100K); NN=2000rpm; Naturally cooled FRAME SIZE IMB 5 (IM V1, IM V3) FLANGE 1, WITH KTY TEMPERATURESENSOR POWER CONNECTOR ROTATABLE RESOLVER MULTI-POLE (RESOLVER P=3); SHAFT WITH FITTED KEY, TOLERANCE N; WITH HOLDING BRAKE PROTECTION CLASS IP65, FLANGE ON DRIVE END IP67; | - | 0 | 0
1FK7064-4CC71-1SG0 |  | 1FK7064-4CC71-1SG0 | 1 | UN | 1 | 15 | C | D | N | N | 85015220 | 1 |  | 15.402 | KG | 1096.75 | 1096.75 | MC05 | MC05 | SIMOTICS S Synchronous motor 1FK7-HD PN=2.1kW; UDC=600V M0=12Nm (100K); NN=2000rpm; Naturally cooled FRAME SIZE IMB 5 (IM V1, IM V3) FLANGE 1, WITH KTY TEMPERATURESENSOR POWER CONNECTOR ROTATABLE RESOLVER MULTI-POLE (RESOLVER P=3); PLAIN SHAFT, TOLERANCE N; W/O HOLDING BRAKE PROTECTION CLASS IP64; | - | 0 | 0
1FK7064-4CC71-1SG1 |  | 1FK7064-4CC71-1SG1 | 1 | UN | 1 | 15 | C | D | N | N | 85015220 | 1 |  | 15.402 | KG | 1159.09 | 1159.09 | MC05 | MC05 | SIMOTICS S Synchronous motor 1FK7-HD PN=2.1kW; UDC=600V M0=12Nm (100K); NN=2000rpm; Naturally cooled FRAME SIZE IMB 5 (IM V1, IM V3) FLANGE 1, WITH KTY TEMPERATURESENSOR POWER CONNECTOR ROTATABLE RESOLVER MULTI-POLE (RESOLVER P=3); PLAIN SHAFT, TOLERANCE N; W/O HOLDING BRAKE PROTECTION CLASS IP65, | - | 0 | 0
1FK7064-4CC71-1SG2 |  | 1FK7064-4CC71-1SG2 | 1 | UN | 1 | 15 | C | D | N | N | 85015220 | 1 |  | 15.402 | KG | 1159.09 | 1159.09 | MC05 | MC05 | SIMOTICS S Synchronous motor 1FK7-HD PN=2.1kW; UDC=600V M0=12Nm (100K); NN=2000rpm; Naturally cooled FRAME SIZE IMB 5 (IM V1, IM V3) FLANGE 1, WITH KTY TEMPERATURESENSOR POWER CONNECTOR ROTATABLE RESOLVER MULTI-POLE (RESOLVER P=3); PLAIN SHAFT, TOLERANCE N; W/O HOLDING BRAKE PROTECTION CLASS IP65, FLANGE ON DRIVE END IP67; | - | 0 | 0
1FK7064-4CC71-1SH0 |  | 1FK7064-4CC71-1SH0 | 1 | UN | 1 | 15 | C | D | N | N | 85015220 | 1 |  | 15.701 | KG | 1300.19 | 1300.19 | MC05 | MC05 | SIMOTICS S Synchronous motor 1FK7-HD PN=2.1kW; UDC=600V M0=12Nm (100K); NN=2000rpm; Naturally cooled FRAME SIZE IMB 5 (IM V1, IM V3) FLANGE 1, WITH KTY TEMPERATURESENSOR POWER CONNECTOR ROTATABLE RESOLVER MULTI-POLE (RESOLVER P=3); PLAIN SHAFT, TOLERANCE N; WITH HOLDING BRAKE PROTECTION CLASS IP64; | - | 0 | 0
1FK7064-4CC71-1SH1 |  | 1FK7064-4CC71-1SH1 | 1 | UN | 1 | 15 | C | D | N | N | 85015220 | 1 |  | 15.701 | KG | 1362.53 | 1362.53 | MC05 | MC05 | SIMOTICS S Synchronous motor 1FK7-HD PN=2.1kW; UDC=600V M0=12Nm (100K); NN=2000rpm; Naturally cooled FRAME SIZE IMB 5 (IM V1, IM V3) FLANGE 1, WITH KTY TEMPERATURESENSOR POWER CONNECTOR ROTATABLE RESOLVER MULTI-POLE (RESOLVER P=3); PLAIN SHAFT, TOLERANCE N; WITH HOLDING BRAKE PROTECTION CLASS IP65, | - | 0 | 0
1FK7064-4CC71-1SH2 |  | 1FK7064-4CC71-1SH2 | 1 | UN | 1 | 15 | C | D | N | N | 85015220 | 1 |  | 15.701 | KG | 1362.53 | 1362.53 | MC05 | MC05 | SIMOTICS S Synchronous motor 1FK7-HD PN=2.1kW; UDC=600V M0=12Nm (100K); NN=2000rpm; Naturally cooled FRAME SIZE IMB 5 (IM V1, IM V3) FLANGE 1, WITH KTY TEMPERATURESENSOR POWER CONNECTOR ROTATABLE RESOLVER MULTI-POLE (RESOLVER P=3); PLAIN SHAFT, TOLERANCE N; WITH HOLDING BRAKE PROTECTION CLASS IP65, FLANGE ON DRIVE END IP67; | - | 0 | 0
1FK7064-4CC71-1TA0 |  | 1FK7064-4CC71-1TA0 | 1 | UN | 1 | 15 | C | D | N | N | 85015220 | 1 |  | 15.402 | KG | 1154.24 | 1154.24 | MC05 | MC05 | SIMOTICS S Synchronous motor 1FK7-HD PN=2.1kW; UDC=600V M0=12Nm (100K); NN=2000rpm; Naturally cooled FRAME SIZE IMB 5 (IM V1, IM V3) FLANGE 1, WITH KTY TEMPERATURESENSOR POWER CONNECTOR ROTATABLE RESOLVER 2-POLE (RESOLVER P=1); SHAFT WITH FITTED KEY, TOLERANCE N; W/O HOLDING BRAKE PROTECTION CLASS IP64; | - | 0 | 0
1FK7064-4CC71-1TA1 |  | 1FK7064-4CC71-1TA1 | 1 | UN | 1 | 15 | C | D | N | N | 85015220 | 1 |  | 15.402 | KG | 1216.58 | 1216.58 | MC05 | MC05 | SIMOTICS S Synchronous motor 1FK7-HD PN=2.1kW; UDC=600V M0=12Nm (100K); NN=2000rpm; Naturally cooled FRAME SIZE IMB 5 (IM V1, IM V3) FLANGE 1, WITH KTY TEMPERATURESENSOR POWER CONNECTOR ROTATABLE RESOLVER 2-POLE (RESOLVER P=1); SHAFT WITH FITTED KEY, TOLERANCE N; W/O HOLDING BRAKE PROTECTION CLASS IP65, | - | 0 | 0
1FK7064-4CC71-1TA2 |  | 1FK7064-4CC71-1TA2 | 1 | UN | 1 | 15 | C | D | N | N | 85015220 | 1 |  | 15.402 | KG | 1216.58 | 1216.58 | MC05 | MC05 | SIMOTICS S Synchronous motor 1FK7-HD PN=2.1kW; UDC=600V M0=12Nm (100K); NN=2000rpm; Naturally cooled FRAME SIZE IMB 5 (IM V1, IM V3) FLANGE 1, WITH KTY TEMPERATURESENSOR POWER CONNECTOR ROTATABLE RESOLVER 2-POLE (RESOLVER P=1); SHAFT WITH FITTED KEY, TOLERANCE N; W/O HOLDING BRAKE PROTECTION CLASS IP65, FLANGE ON DRIVE END IP67; | - | 0 | 0
1FK7064-4CC71-1TB0 |  | 1FK7064-4CC71-1TB0 | 1 | UN | 1 | 15 | C | D | N | N | 85015220 | 1 |  | 15.701 | KG | 1356.18 | 1356.18 | MC05 | MC05 | SIMOTICS S Synchronous motor 1FK7-HD PN=2.1kW; UDC=600V M0=12Nm (100K); NN=2000rpm; Naturally cooled FRAME SIZE IMB 5 (IM V1, IM V3) FLANGE 1, WITH KTY TEMPERATURESENSOR POWER CONNECTOR ROTATABLE RESOLVER 2-POLE (RESOLVER P=1); SHAFT WITH FITTED KEY, TOLERANCE N; WITH HOLDING BRAKE PROTECTION CLASS IP64; | - | 0 | 0
1FK7064-4CC71-1TB1 |  | 1FK7064-4CC71-1TB1 | 1 | UN | 1 | 15 | C | D | N | N | 85015220 | 1 |  | 15.701 | KG | 1418.52 | 1418.52 | MC05 | MC05 | SIMOTICS S Synchronous motor 1FK7-HD PN=2.1kW; UDC=600V M0=12Nm (100K); NN=2000rpm; Naturally cooled FRAME SIZE IMB 5 (IM V1, IM V3) FLANGE 1, WITH KTY TEMPERATURESENSOR POWER CONNECTOR ROTATABLE RESOLVER 2-POLE (RESOLVER P=1); SHAFT WITH FITTED KEY, TOLERANCE N; WITH HOLDING BRAKE PROTECTION CLASS IP65, | - | 0 | 0
1FK7064-4CC71-1TB2 |  | 1FK7064-4CC71-1TB2 | 1 | UN | 1 | 15 | C | D | N | N | 85015220 | 1 |  | 15.701 | KG | 1418.52 | 1418.52 | MC05 | MC05 | SIMOTICS S Synchronous motor 1FK7-HD PN=2.1kW; UDC=600V M0=12Nm (100K); NN=2000rpm; Naturally cooled FRAME SIZE IMB 5 (IM V1, IM V3) FLANGE 1, WITH KTY TEMPERATURESENSOR POWER CONNECTOR ROTATABLE RESOLVER 2-POLE (RESOLVER P=1); SHAFT WITH FITTED KEY, TOLERANCE N; WITH HOLDING BRAKE PROTECTION CLASS IP65, FLANGE ON DRIVE END IP67; | - | 0 | 0
1FK7064-4CC71-1TG0 |  | 1FK7064-4CC71-1TG0 | 1 | UN | 1 | 15 | C | D | N | N | 85015220 | 1 |  | 15.402 | KG | 1096.75 | 1096.75 | MC05 | MC05 | SIMOTICS S Synchronous motor 1FK7-HD PN=2.1kW; UDC=600V M0=12Nm (100K); NN=2000rpm; Naturally cooled FRAME SIZE IMB 5 (IM V1, IM V3) FLANGE 1, WITH KTY TEMPERATURESENSOR POWER CONNECTOR ROTATABLE RESOLVER 2-POLE (RESOLVER P=1); PLAIN SHAFT, TOLERANCE N; W/O HOLDING BRAKE PROTECTION CLASS IP64; | - | 0 | 0
1FK7064-4CC71-1TG1 |  | 1FK7064-4CC71-1TG1 | 1 | UN | 1 | 15 | C | D | N | N | 85015220 | 1 |  | 15.402 | KG | 1159.09 | 1159.09 | MC05 | MC05 | SIMOTICS S Synchronous motor 1FK7-HD PN=2.1kW; UDC=600V M0=12Nm (100K); NN=2000rpm; Naturally cooled FRAME SIZE IMB 5 (IM V1, IM V3) FLANGE 1, WITH KTY TEMPERATURESENSOR POWER CONNECTOR ROTATABLE RESOLVER 2-POLE (RESOLVER P=1); PLAIN SHAFT, TOLERANCE N; W/O HOLDING BRAKE PROTECTION CLASS IP65, | - | 0 | 0
1FK7064-4CC71-1TG2 |  | 1FK7064-4CC71-1TG2 | 1 | UN | 1 | 15 | C | D | N | N | 85015220 | 1 |  | 15.402 | KG | 1159.09 | 1159.09 | MC05 | MC05 | SIMOTICS S Synchronous motor 1FK7-HD PN=2.1kW; UDC=600V M0=12Nm (100K); NN=2000rpm; Naturally cooled FRAME SIZE IMB 5 (IM V1, IM V3) FLANGE 1, WITH KTY TEMPERATURESENSOR POWER CONNECTOR ROTATABLE RESOLVER 2-POLE (RESOLVER P=1); PLAIN SHAFT, TOLERANCE N; W/O HOLDING BRAKE PROTECTION CLASS IP65, FLANGE ON DRIVE END IP67; | - | 0 | 0
1FK7064-4CC71-1TH0 |  | 1FK7064-4CC71-1TH0 | 1 | UN | 1 | 15 | C | D | N | N | 85015220 | 1 |  | 15.701 | KG | 1300.19 | 1300.19 | MC05 | MC05 | SIMOTICS S Synchronous motor 1FK7-HD PN=2.1kW; UDC=600V M0=12Nm (100K); NN=2000rpm; Naturally cooled FRAME SIZE IMB 5 (IM V1, IM V3) FLANGE 1, WITH KTY TEMPERATURESENSOR POWER CONNECTOR ROTATABLE RESOLVER 2-POLE (RESOLVER P=1); PLAIN SHAFT, TOLERANCE N; WITH HOLDING BRAKE PROTECTION CLASS IP64; | - | 0 | 0
1FK7064-4CC71-1TH1 |  | 1FK7064-4CC71-1TH1 | 1 | UN | 1 | 15 | C | D | N | N | 85015220 | 1 |  | 15.701 | KG | 1362.53 | 1362.53 | MC05 | MC05 | SIMOTICS S Synchronous motor 1FK7-HD PN=2.1kW; UDC=600V M0=12Nm (100K); NN=2000rpm; Naturally cooled FRAME SIZE IMB 5 (IM V1, IM V3) FLANGE 1, WITH KTY TEMPERATURESENSOR POWER CONNECTOR ROTATABLE RESOLVER 2-POLE (RESOLVER P=1); PLAIN SHAFT, TOLERANCE N; WITH HOLDING BRAKE PROTECTION CLASS IP65, | - | 0 | 0
1FK7064-4CC71-1TH2 |  | 1FK7064-4CC71-1TH2 | 1 | UN | 1 | 15 | C | D | N | N | 85015220 | 1 |  | 15.701 | KG | 1362.53 | 1362.53 | MC05 | MC05 | SIMOTICS S Synchronous motor 1FK7-HD PN=2.1kW; UDC=600V M0=12Nm (100K); NN=2000rpm; Naturally cooled FRAME SIZE IMB 5 (IM V1, IM V3) FLANGE 1, WITH KTY TEMPERATURESENSOR POWER CONNECTOR ROTATABLE RESOLVER 2-POLE (RESOLVER P=1); PLAIN SHAFT, TOLERANCE N; WITH HOLDING BRAKE PROTECTION CLASS IP65, FLANGE ON DRIVE END IP67; | - | 0 | 0
1FK7064-4CC71-1UA0 |  | 1FK7064-4CC71-1UA0 | 1 | UN | 1 | 15 | C | D | N | N | 85015220 | 1 |  | 15.402 | KG | 1314.94 | 1314.94 | MC05 | MC05 | SIMOTICS S Synchronous motor 1FK7-HD PN=2.1kW; UDC=600V M0=12Nm (100K); NN=2000rpm; Naturally cooled FRAME SIZE IMB 5 (IM V1, IM V3) FLANGE 1 POWER CONNECTOR ROTATABLE RESOLVER MULTI-POLE WITH DRIVE-CLIQ INTERFACE; SHAFT WITH FITTED KEY, TOLERANCE N; W/O HOLDING BRAKE PROTECTION CLASS IP64; | - | 0 | 0
1FK7064-4CC71-1UA1 |  | 1FK7064-4CC71-1UA1 | 1 | UN | 1 | 15 | C | D | N | N | 85015220 | 1 |  | 15.402 | KG | 1377.28 | 1377.28 | MC05 | MC05 | SIMOTICS S Synchronous motor 1FK7-HD PN=2.1kW; UDC=600V M0=12Nm (100K); NN=2000rpm; Naturally cooled FRAME SIZE IMB 5 (IM V1, IM V3) FLANGE 1 POWER CONNECTOR ROTATABLE RESOLVER MULTI-POLE WITH DRIVE-CLIQ INTERFACE; SHAFT WITH FITTED KEY, TOLERANCE N; W/O HOLDING BRAKE PROTECTION CLASS IP65, | - | 0 | 0
1FK7064-4CC71-1UA2 |  | 1FK7064-4CC71-1UA2 | 1 | UN | 1 | 15 | C | D | N | N | 85015220 | 1 |  | 15.402 | KG | 1377.28 | 1377.28 | MC05 | MC05 | SIMOTICS S Synchronous motor 1FK7-HD PN=2.1kW; UDC=600V M0=12Nm (100K); NN=2000rpm; Naturally cooled FRAME SIZE IMB 5 (IM V1, IM V3) FLANGE 1 POWER CONNECTOR ROTATABLE RESOLVER MULTI-POLE WITH DRIVE-CLIQ INTERFACE; SHAFT WITH FITTED KEY, TOLERANCE N; W/O HOLDING BRAKE PROTECTION CLASS IP65, FLANGE ON DRIVE END IP67; | - | 0 | 0
1FK7064-4CC71-1UB0 |  | 1FK7064-4CC71-1UB0 | 1 | UN | 1 | 15 | C | D | N | N | 85015220 | 1 |  | 15.701 | KG | 1516.88 | 1516.88 | MC05 | MC05 | SIMOTICS S Synchronous motor 1FK7-HD PN=2.1kW; UDC=600V M0=12Nm (100K); NN=2000rpm; Naturally cooled FRAME SIZE IMB 5 (IM V1, IM V3) FLANGE 1 POWER CONNECTOR ROTATABLE RESOLVER MULTI-POLE WITH DRIVE-CLIQ INTERFACE; SHAFT WITH FITTED KEY, TOLERANCE N; WITH HOLDING BRAKE PROTECTION CLASS IP64; | - | 0 | 0
1FK7064-4CC71-1UB1 |  | 1FK7064-4CC71-1UB1 | 1 | UN | 1 | 15 | C | D | N | N | 85015220 | 1 |  | 15.701 | KG | 1579.22 | 1579.22 | MC05 | MC05 | SIMOTICS S Synchronous motor 1FK7-HD PN=2.1kW; UDC=600V M0=12Nm (100K); NN=2000rpm; Naturally cooled FRAME SIZE IMB 5 (IM V1, IM V3) FLANGE 1 POWER CONNECTOR ROTATABLE RESOLVER MULTI-POLE WITH DRIVE-CLIQ INTERFACE; SHAFT WITH FITTED KEY, TOLERANCE N; WITH HOLDING BRAKE PROTECTION CLASS IP65, | - | 0 | 0
1FK7064-4CC71-1UB2 |  | 1FK7064-4CC71-1UB2 | 1 | UN | 1 | 15 | C | D | N | N | 85015220 | 1 |  | 15.701 | KG | 1579.22 | 1579.22 | MC05 | MC05 | SIMOTICS S Synchronous motor 1FK7-HD PN=2.1kW; UDC=600V M0=12Nm (100K); NN=2000rpm; Naturally cooled FRAME SIZE IMB 5 (IM V1, IM V3) FLANGE 1 POWER CONNECTOR ROTATABLE RESOLVER MULTI-POLE WITH DRIVE-CLIQ INTERFACE; SHAFT WITH FITTED KEY, TOLERANCE N; WITH HOLDING BRAKE PROTECTION CLASS IP65, FLANGE ON DRIVE END IP67; | - | 0 | 0
1FK7064-4CC71-1UG0 |  | 1FK7064-4CC71-1UG0 | 1 | UN | 1 | 15 | C | D | N | N | 85015220 | 1 |  | 15.402 | KG | 1257.45 | 1257.45 | MC05 | MC05 | SIMOTICS S Synchronous motor 1FK7-HD PN=2.1kW; UDC=600V M0=12Nm (100K); NN=2000rpm; Naturally cooled FRAME SIZE IMB 5 (IM V1, IM V3) FLANGE 1 POWER CONNECTOR ROTATABLE RESOLVER MULTI-POLE WITH DRIVE-CLIQ INTERFACE; PLAIN SHAFT, TOLERANCE N; W/O HOLDING BRAKE PROTECTION CLASS IP64; | - | 0 | 0
1FK7064-4CC71-1UG1 |  | 1FK7064-4CC71-1UG1 | 1 | UN | 1 | 15 | C | D | N | N | 85015220 | 1 |  | 15.402 | KG | 1319.79 | 1319.79 | MC05 | MC05 | SIMOTICS S Synchronous motor 1FK7-HD PN=2.1kW; UDC=600V M0=12Nm (100K); NN=2000rpm; Naturally cooled FRAME SIZE IMB 5 (IM V1, IM V3) FLANGE 1 POWER CONNECTOR ROTATABLE RESOLVER MULTI-POLE WITH DRIVE-CLIQ INTERFACE; PLAIN SHAFT, TOLERANCE N; W/O HOLDING BRAKE PROTECTION CLASS IP65, | - | 0 | 0
1FK7064-4CC71-1UG2 |  | 1FK7064-4CC71-1UG2 | 1 | UN | 1 | 15 | C | D | N | N | 85015220 | 1 |  | 15.402 | KG | 1319.79 | 1319.79 | MC05 | MC05 | SIMOTICS S Synchronous motor 1FK7-HD PN=2.1kW; UDC=600V M0=12Nm (100K); NN=2000rpm; Naturally cooled FRAME SIZE IMB 5 (IM V1, IM V3) FLANGE 1 POWER CONNECTOR ROTATABLE RESOLVER MULTI-POLE WITH DRIVE-CLIQ INTERFACE; PLAIN SHAFT, TOLERANCE N; W/O HOLDING BRAKE PROTECTION CLASS IP65, FLANGE ON DRIVE END IP67; | - | 0 | 0
1FK7064-4CC71-1UH0 |  | 1FK7064-4CC71-1UH0 | 1 | UN | 1 | 15 | C | D | N | N | 85015220 | 1 |  | 15.701 | KG | 1460.89 | 1460.89 | MC05 | MC05 | SIMOTICS S Synchronous motor 1FK7-HD PN=2.1kW; UDC=600V M0=12Nm (100K); NN=2000rpm; Naturally cooled FRAME SIZE IMB 5 (IM V1, IM V3) FLANGE 1 POWER CONNECTOR ROTATABLE RESOLVER MULTI-POLE WITH DRIVE-CLIQ INTERFACE; PLAIN SHAFT, TOLERANCE N; WITH HOLDING BRAKE PROTECTION CLASS IP64; | - | 0 | 0
1FK7064-4CC71-1UH0-Z | V42 | 1FK7064-4CC71-1UH0-ZV42 | 1 | UN | 1 | 15 | C | D | N | N | 85015220 | 1 |  | 25.101 | KG | 2670.27 | 2670.27 | MC05 | MC05 | SIMOTICS S Synchronous motor 1FK7-HD PN=2.1kW; UDC=600V M0=12Nm (100K); NN=2000rpm; Naturally cooled FRAME SIZE IMB 5 (IM V1, IM V3) FLANGE 1 POWER CONNECTOR ROTATABLE RESOLVER MULTI-POLE WITH DRIVE-CLIQ INTERFACE; PLAIN SHAFT, TOLERANCE N; WITH HOLDING BRAKE PROTECTION CLASS IP64; V42: ALPHA NP, NP 035 Planetary gear unit 1-stage, i=10, with feather key | - | 0 | 0
1FK7064-4CC71-1UH1 |  | 1FK7064-4CC71-1UH1 | 1 | UN | 1 | 15 | C | D | N | N | 85015220 | 1 |  | 15.701 | KG | 1523.23 | 1523.23 | MC05 | MC05 | SIMOTICS S Synchronous motor 1FK7-HD PN=2.1kW; UDC=600V M0=12Nm (100K); NN=2000rpm; Naturally cooled FRAME SIZE IMB 5 (IM V1, IM V3) FLANGE 1 POWER CONNECTOR ROTATABLE RESOLVER MULTI-POLE WITH DRIVE-CLIQ INTERFACE; PLAIN SHAFT, TOLERANCE N; WITH HOLDING BRAKE PROTECTION CLASS IP65, | - | 0 | 0
1FK7064-4CC71-1UH2 |  | 1FK7064-4CC71-1UH2 | 1 | UN | 1 | 15 | C | D | N | N | 85015220 | 1 |  | 15.701 | KG | 1523.23 | 1523.23 | MC05 | MC05 | SIMOTICS S Synchronous motor 1FK7-HD PN=2.1kW; UDC=600V M0=12Nm (100K); NN=2000rpm; Naturally cooled FRAME SIZE IMB 5 (IM V1, IM V3) FLANGE 1 POWER CONNECTOR ROTATABLE RESOLVER MULTI-POLE WITH DRIVE-CLIQ INTERFACE; PLAIN SHAFT, TOLERANCE N; WITH HOLDING BRAKE PROTECTION CLASS IP65, FLANGE ON DRIVE END IP67; | - | 0 | 0
1FK7064-4CC74-1AA0 |  | 1FK7064-4CC74-1AA0 | 1 | UN | 1 | 15 | C | D | N | N | 85015220 | 1 |  | 15.401 | KG | 1544.88 | 1544.88 | MC05 | MC05 | SIMOTICS S Synchronous motor 1FK7-HD PN=2.1kW; UDC=600V M0=12Nm (100K); NN=2000rpm; Naturally cooled FRAME SIZE IMB 5 (IM V1, IM V3) FLANGE 1, WITH PT1000 TEMPERATURESENSOR POWER CONNECTOR ROTATABLE INCREMENTAL ENCODER SIN/COS 1VPP;2048 S/R W. C-AND D-SPUR (ENCODER IC2048S/R) SHAFT WITH FITTED KEY, TOLERANCE N; W/O HOLDING BRAKE PROTECTION CLASS IP64; | - | 0 | 0
1FK7064-4CC74-1AA1 |  | 1FK7064-4CC74-1AA1 | 1 | UN | 1 | 15 | C | D | N | N | 85015220 | 1 |  | 15.401 | KG | 1607.22 | 1607.22 | MC05 | MC05 | SIMOTICS S Synchronous motor 1FK7-HD PN=2.1kW; UDC=600V M0=12Nm (100K); NN=2000rpm; Naturally cooled FRAME SIZE IMB 5 (IM V1, IM V3) FLANGE 1, WITH PT1000 TEMPERATURESENSOR POWER CONNECTOR ROTATABLE INCREMENTAL ENCODER SIN/COS 1VPP;2048 S/R W. C-AND D-SPUR (ENCODER IC2048S/R) SHAFT WITH FITTED KEY, TOLERANCE N; W/O HOLDING BRAKE PROTECTION CLASS IP65, | - | 0 | 0
1FK7064-4CC74-1AA2 |  | 1FK7064-4CC74-1AA2 | 1 | UN | 1 | 15 | C | D | N | N | 85015220 | 1 |  | 15.401 | KG | 1607.22 | 1607.22 | MC05 | MC05 | SIMOTICS S Synchronous motor 1FK7-HD PN=2.1kW; UDC=600V M0=12Nm (100K); NN=2000rpm; Naturally cooled FRAME SIZE IMB 5 (IM V1, IM V3) FLANGE 1, WITH PT1000 TEMPERATURESENSOR POWER CONNECTOR ROTATABLE INCREMENTAL ENCODER SIN/COS 1VPP;2048 S/R W. C-AND D-SPUR (ENCODER IC2048S/R) SHAFT WITH FITTED KEY, TOLERANCE N; W/O HOLDING BRAKE PROTECTION CLASS IP65, FLANGE ON DRIVE END IP67; | - | 0 | 0
1FK7064-4CC74-1AB0 |  | 1FK7064-4CC74-1AB0 | 1 | UN | 1 | 15 | C | D | N | N | 85015220 | 1 |  | 15.7 | KG | 1746.82 | 1746.82 | MC05 | MC05 | SIMOTICS S Synchronous motor 1FK7-HD PN=2.1kW; UDC=600V M0=12Nm (100K); NN=2000rpm; Naturally cooled FRAME SIZE IMB 5 (IM V1, IM V3) FLANGE 1, WITH PT1000 TEMPERATURESENSOR POWER CONNECTOR ROTATABLE INCREMENTAL ENCODER SIN/COS 1VPP;2048 S/R W. C-AND D-SPUR (ENCODER IC2048S/R) SHAFT WITH FITTED KEY, TOLERANCE N; WITH HOLDING BRAKE PROTECTION CLASS IP64; | - | 0 | 0
1FK7064-4CC74-1AB1 |  | 1FK7064-4CC74-1AB1 | 1 | UN | 1 | 15 | C | D | N | N | 85015220 | 1 |  | 15.7 | KG | 1809.16 | 1809.16 | MC05 | MC05 | SIMOTICS S Synchronous motor 1FK7-HD PN=2.1kW; UDC=600V M0=12Nm (100K); NN=2000rpm; Naturally cooled FRAME SIZE IMB 5 (IM V1, IM V3) FLANGE 1, WITH PT1000 TEMPERATURESENSOR POWER CONNECTOR ROTATABLE INCREMENTAL ENCODER SIN/COS 1VPP;2048 S/R W. C-AND D-SPUR (ENCODER IC2048S/R) SHAFT WITH FITTED KEY, TOLERANCE N; WITH HOLDING BRAKE PROTECTION CLASS IP65, | - | 0 | 0
1FK7064-4CC74-1AB2 |  | 1FK7064-4CC74-1AB2 | 1 | UN | 1 | 15 | C | D | N | N | 85015220 | 1 |  | 15.7 | KG | 1809.16 | 1809.16 | MC05 | MC05 | SIMOTICS S Synchronous motor 1FK7-HD PN=2.1kW; UDC=600V M0=12Nm (100K); NN=2000rpm; Naturally cooled FRAME SIZE IMB 5 (IM V1, IM V3) FLANGE 1, WITH PT1000 TEMPERATURESENSOR POWER CONNECTOR ROTATABLE INCREMENTAL ENCODER SIN/COS 1VPP;2048 S/R W. C-AND D-SPUR (ENCODER IC2048S/R) SHAFT WITH FITTED KEY, TOLERANCE N; WITH HOLDING BRAKE PROTECTION CLASS IP65, FLANGE ON DRIVE END IP67; | - | 0 | 0
1FK7064-4CC74-1AG0 |  | 1FK7064-4CC74-1AG0 | 1 | UN | 1 | 15 | C | D | N | N | 85015220 | 1 |  | 15.401 | KG | 1487.39 | 1487.39 | MC05 | MC05 | SIMOTICS S Synchronous motor 1FK7-HD PN=2.1kW; UDC=600V M0=12Nm (100K); NN=2000rpm; Naturally cooled FRAME SIZE IMB 5 (IM V1, IM V3) FLANGE 1, WITH PT1000 TEMPERATURESENSOR POWER CONNECTOR ROTATABLE INCREMENTAL ENCODER SIN/COS 1VPP;2048 S/R W. C-AND D-SPUR (ENCODER IC2048S/R) PLAIN SHAFT, TOLERANCE N; W/O HOLDING BRAKE PROTECTION CLASS IP64; | - | 0 | 0
1FK7064-4CC74-1AG1 |  | 1FK7064-4CC74-1AG1 | 1 | UN | 1 | 15 | C | D | N | N | 85015220 | 1 |  | 15.401 | KG | 1549.73 | 1549.73 | MC05 | MC05 | SIMOTICS S Synchronous motor 1FK7-HD PN=2.1kW; UDC=600V M0=12Nm (100K); NN=2000rpm; Naturally cooled FRAME SIZE IMB 5 (IM V1, IM V3) FLANGE 1, WITH PT1000 TEMPERATURESENSOR POWER CONNECTOR ROTATABLE INCREMENTAL ENCODER SIN/COS 1VPP;2048 S/R W. C-AND D-SPUR (ENCODER IC2048S/R) PLAIN SHAFT, TOLERANCE N; W/O HOLDING BRAKE PROTECTION CLASS IP65, | - | 0 | 0
1FK7064-4CC74-1AG2 |  | 1FK7064-4CC74-1AG2 | 1 | UN | 1 | 15 | C | D | N | N | 85015220 | 1 |  | 15.401 | KG | 1549.73 | 1549.73 | MC05 | MC05 | SIMOTICS S Synchronous motor 1FK7-HD PN=2.1kW; UDC=600V M0=12Nm (100K); NN=2000rpm; Naturally cooled FRAME SIZE IMB 5 (IM V1, IM V3) FLANGE 1, WITH PT1000 TEMPERATURESENSOR POWER CONNECTOR ROTATABLE INCREMENTAL ENCODER SIN/COS 1VPP;2048 S/R W. C-AND D-SPUR (ENCODER IC2048S/R) PLAIN SHAFT, TOLERANCE N; W/O HOLDING BRAKE PROTECTION CLASS IP65, FLANGE ON DRIVE END IP67; | - | 0 | 0
1FK7064-4CC74-1AH0 |  | 1FK7064-4CC74-1AH0 | 1 | UN | 1 | 15 | C | D | N | N | 85015220 | 1 |  | 15.7 | KG | 1690.83 | 1690.83 | MC05 | MC05 | SIMOTICS S Synchronous motor 1FK7-HD PN=2.1kW; UDC=600V M0=12Nm (100K); NN=2000rpm; Naturally cooled FRAME SIZE IMB 5 (IM V1, IM V3) FLANGE 1, WITH PT1000 TEMPERATURESENSOR POWER CONNECTOR ROTATABLE INCREMENTAL ENCODER SIN/COS 1VPP;2048 S/R W. C-AND D-SPUR (ENCODER IC2048S/R) PLAIN SHAFT, TOLERANCE N; WITH HOLDING BRAKE PROTECTION CLASS IP64; | - | 0 | 0
1FK7064-4CC74-1AH1 |  | 1FK7064-4CC74-1AH1 | 1 | UN | 1 | 15 | C | D | N | N | 85015220 | 1 |  | 15.7 | KG | 1753.17 | 1753.17 | MC05 | MC05 | SIMOTICS S Synchronous motor 1FK7-HD PN=2.1kW; UDC=600V M0=12Nm (100K); NN=2000rpm; Naturally cooled FRAME SIZE IMB 5 (IM V1, IM V3) FLANGE 1, WITH PT1000 TEMPERATURESENSOR POWER CONNECTOR ROTATABLE INCREMENTAL ENCODER SIN/COS 1VPP;2048 S/R W. C-AND D-SPUR (ENCODER IC2048S/R) PLAIN SHAFT, TOLERANCE N; WITH HOLDING BRAKE PROTECTION CLASS IP65, | - | 0 | 0
1FK7064-4CC74-1AH2 |  | 1FK7064-4CC74-1AH2 | 1 | UN | 1 | 15 | C | D | N | N | 85015220 | 1 |  | 15.7 | KG | 1753.17 | 1753.17 | MC05 | MC05 | SIMOTICS S Synchronous motor 1FK7-HD PN=2.1kW; UDC=600V M0=12Nm (100K); NN=2000rpm; Naturally cooled FRAME SIZE IMB 5 (IM V1, IM V3) FLANGE 1, WITH PT1000 TEMPERATURESENSOR POWER CONNECTOR ROTATABLE INCREMENTAL ENCODER SIN/COS 1VPP;2048 S/R W. C-AND D-SPUR (ENCODER IC2048S/R) PLAIN SHAFT, TOLERANCE N; WITH HOLDING BRAKE PROTECTION CLASS IP65, FLANGE ON DRIVE END IP67; | - | 0 | 0
1FK7064-4CC74-1EA0 |  | 1FK7064-4CC74-1EA0 | 1 | UN | 1 | 15 | C | D | N | N | 85015220 | 1 |  | 15.401 | KG | 1792.56 | 1792.56 | MC05 | MC05 | SIMOTICS S Synchronous motor 1FK7-HD PN=2.1kW; UDC=600V M0=12Nm (100K); NN=2000rpm; Naturally cooled FRAME SIZE IMB 5 (IM V1, IM V3) FLANGE 1, WITH PT1000 TEMPERATURESENSOR POWER CONNECTOR ROTATABLE ABSOLUTE ENCODERR 2048 S/R + 4096 UMDREHUNGEN MULTITURN, WITH ENDAT-SCHNITTSTELLE (ENCODER AM2048S/R) SHAFT WITH FITTED KEY, TOLERANCE N; W/O HOLDING BRAKE PROTECTION CLASS IP64; | - | 0 | 0
1FK7064-4CC74-1EA1 |  | 1FK7064-4CC74-1EA1 | 1 | UN | 1 | 15 | C | D | N | N | 85015220 | 1 |  | 15.401 | KG | 1854.9 | 1854.9 | MC05 | MC05 | SIMOTICS S Synchronous motor 1FK7-HD PN=2.1kW; UDC=600V M0=12Nm (100K); NN=2000rpm; Naturally cooled FRAME SIZE IMB 5 (IM V1, IM V3) FLANGE 1, WITH PT1000 TEMPERATURESENSOR POWER CONNECTOR ROTATABLE ABSOLUTE ENCODERR 2048 S/R + 4096 UMDREHUNGEN MULTITURN, WITH ENDAT-SCHNITTSTELLE (ENCODER AM2048S/R) SHAFT WITH FITTED KEY, TOLERANCE N; W/O HOLDING BRAKE PROTECTION CLASS IP65, | - | 0 | 0
1FK7064-4CC74-1EA2 |  | 1FK7064-4CC74-1EA2 | 1 | UN | 1 | 15 | C | D | N | N | 85015220 | 1 |  | 15.401 | KG | 1854.9 | 1854.9 | MC05 | MC05 | SIMOTICS S Synchronous motor 1FK7-HD PN=2.1kW; UDC=600V M0=12Nm (100K); NN=2000rpm; Naturally cooled FRAME SIZE IMB 5 (IM V1, IM V3) FLANGE 1, WITH PT1000 TEMPERATURESENSOR POWER CONNECTOR ROTATABLE ABSOLUTE ENCODERR 2048 S/R + 4096 UMDREHUNGEN MULTITURN, WITH ENDAT-SCHNITTSTELLE (ENCODER AM2048S/R) SHAFT WITH FITTED KEY, TOLERANCE N; W/O HOLDING BRAKE PROTECTION CLASS IP65, FLANGE ON DRIVE END IP67; | - | 0 | 0
1FK7064-4CC74-1EB0 |  | 1FK7064-4CC74-1EB0 | 1 | UN | 1 | 15 | C | D | N | N | 85015220 | 1 |  | 15.7 | KG | 1994.5 | 1994.5 | MC05 | MC05 | SIMOTICS S Synchronous motor 1FK7-HD PN=2.1kW; UDC=600V M0=12Nm (100K); NN=2000rpm; Naturally cooled FRAME SIZE IMB 5 (IM V1, IM V3) FLANGE 1, WITH PT1000 TEMPERATURESENSOR POWER CONNECTOR ROTATABLE ABSOLUTE ENCODERR 2048 S/R + 4096 UMDREHUNGEN MULTITURN, WITH ENDAT-SCHNITTSTELLE (ENCODER AM2048S/R) SHAFT WITH FITTED KEY, TOLERANCE N; WITH HOLDING BRAKE PROTECTION CLASS IP64; | - | 0 | 0
1FK7064-4CC74-1EB1 |  | 1FK7064-4CC74-1EB1 | 1 | UN | 1 | 15 | C | D | N | N | 85015220 | 1 |  | 15.7 | KG | 2056.84 | 2056.84 | MC05 | MC05 | SIMOTICS S Synchronous motor 1FK7-HD PN=2.1kW; UDC=600V M0=12Nm (100K); NN=2000rpm; Naturally cooled FRAME SIZE IMB 5 (IM V1, IM V3) FLANGE 1, WITH PT1000 TEMPERATURESENSOR POWER CONNECTOR ROTATABLE ABSOLUTE ENCODERR 2048 S/R + 4096 UMDREHUNGEN MULTITURN, WITH ENDAT-SCHNITTSTELLE (ENCODER AM2048S/R) SHAFT WITH FITTED KEY, TOLERANCE N; WITH HOLDING BRAKE PROTECTION CLASS IP65, | - | 0 | 0
1FK7064-4CC74-1EB2 |  | 1FK7064-4CC74-1EB2 | 1 | UN | 1 | 15 | C | D | N | N | 85015220 | 1 |  | 15.7 | KG | 2056.84 | 2056.84 | MC05 | MC05 | SIMOTICS S Synchronous motor 1FK7-HD PN=2.1kW; UDC=600V M0=12Nm (100K); NN=2000rpm; Naturally cooled FRAME SIZE IMB 5 (IM V1, IM V3) FLANGE 1, WITH PT1000 TEMPERATURESENSOR POWER CONNECTOR ROTATABLE ABSOLUTE ENCODERR 2048 S/R + 4096 UMDREHUNGEN MULTITURN, WITH ENDAT-SCHNITTSTELLE (ENCODER AM2048S/R) SHAFT WITH FITTED KEY, TOLERANCE N; WITH HOLDING BRAKE PROTECTION CLASS IP65, FLANGE ON DRIVE END IP67; | - | 0 | 0
1FK7064-4CC74-1EG0 |  | 1FK7064-4CC74-1EG0 | 1 | UN | 1 | 15 | C | D | N | N | 85015220 | 1 |  | 15.401 | KG | 1735.07 | 1735.07 | MC05 | MC05 | SIMOTICS S Synchronous motor 1FK7-HD PN=2.1kW; UDC=600V M0=12Nm (100K); NN=2000rpm; Naturally cooled FRAME SIZE IMB 5 (IM V1, IM V3) FLANGE 1, WITH PT1000 TEMPERATURESENSOR POWER CONNECTOR ROTATABLE ABSOLUTE ENCODERR 2048 S/R + 4096 UMDREHUNGEN MULTITURN, WITH ENDAT-SCHNITTSTELLE (ENCODER AM2048S/R) PLAIN SHAFT, TOLERANCE N; W/O HOLDING BRAKE PROTECTION CLASS IP64; | - | 0 | 0
1FK7064-4CC74-1EG1 |  | 1FK7064-4CC74-1EG1 | 1 | UN | 1 | 15 | C | D | N | N | 85015220 | 1 |  | 15.401 | KG | 1797.41 | 1797.41 | MC05 | MC05 | SIMOTICS S Synchronous motor 1FK7-HD PN=2.1kW; UDC=600V M0=12Nm (100K); NN=2000rpm; Naturally cooled FRAME SIZE IMB 5 (IM V1, IM V3) FLANGE 1, WITH PT1000 TEMPERATURESENSOR POWER CONNECTOR ROTATABLE ABSOLUTE ENCODERR 2048 S/R + 4096 UMDREHUNGEN MULTITURN, WITH ENDAT-SCHNITTSTELLE (ENCODER AM2048S/R) PLAIN SHAFT, TOLERANCE N; W/O HOLDING BRAKE PROTECTION CLASS IP65, | - | 0 | 0
1FK7064-4CC74-1EG2 |  | 1FK7064-4CC74-1EG2 | 1 | UN | 1 | 15 | C | D | N | N | 85015220 | 1 |  | 15.401 | KG | 1797.41 | 1797.41 | MC05 | MC05 | SIMOTICS S Synchronous motor 1FK7-HD PN=2.1kW; UDC=600V M0=12Nm (100K); NN=2000rpm; Naturally cooled FRAME SIZE IMB 5 (IM V1, IM V3) FLANGE 1, WITH PT1000 TEMPERATURESENSOR POWER CONNECTOR ROTATABLE ABSOLUTE ENCODERR 2048 S/R + 4096 UMDREHUNGEN MULTITURN, WITH ENDAT-SCHNITTSTELLE (ENCODER AM2048S/R) PLAIN SHAFT, TOLERANCE N; W/O HOLDING BRAKE PROTECTION CLASS IP65, FLANGE ON DRIVE END IP67; | - | 0 | 0
1FK7064-4CC74-1EH0 |  | 1FK7064-4CC74-1EH0 | 1 | UN | 1 | 15 | C | D | N | N | 85015220 | 1 |  | 15.7 | KG | 1938.51 | 1938.51 | MC05 | MC05 | SIMOTICS S Synchronous motor 1FK7-HD PN=2.1kW; UDC=600V M0=12Nm (100K); NN=2000rpm; Naturally cooled FRAME SIZE IMB 5 (IM V1, IM V3) FLANGE 1, WITH PT1000 TEMPERATURESENSOR POWER CONNECTOR ROTATABLE ABSOLUTE ENCODERR 2048 S/R + 4096 UMDREHUNGEN MULTITURN, WITH ENDAT-SCHNITTSTELLE (ENCODER AM2048S/R) PLAIN SHAFT, TOLERANCE N; WITH HOLDING BRAKE PROTECTION CLASS IP64; | - | 0 | 0
1FK7064-4CC74-1EH1 |  | 1FK7064-4CC74-1EH1 | 1 | UN | 1 | 15 | C | D | N | N | 85015220 | 1 |  | 15.7 | KG | 2000.85 | 2000.85 | MC05 | MC05 | SIMOTICS S Synchronous motor 1FK7-HD PN=2.1kW; UDC=600V M0=12Nm (100K); NN=2000rpm; Naturally cooled FRAME SIZE IMB 5 (IM V1, IM V3) FLANGE 1, WITH PT1000 TEMPERATURESENSOR POWER CONNECTOR ROTATABLE ABSOLUTE ENCODERR 2048 S/R + 4096 UMDREHUNGEN MULTITURN, WITH ENDAT-SCHNITTSTELLE (ENCODER AM2048S/R) PLAIN SHAFT, TOLERANCE N; WITH HOLDING BRAKE PROTECTION CLASS IP65, | - | 0 | 0
1FK7064-4CC74-1EH2 |  | 1FK7064-4CC74-1EH2 | 1 | UN | 1 | 15 | C | D | N | N | 85015220 | 1 |  | 15.7 | KG | 2000.85 | 2000.85 | MC05 | MC05 | SIMOTICS S Synchronous motor 1FK7-HD PN=2.1kW; UDC=600V M0=12Nm (100K); NN=2000rpm; Naturally cooled FRAME SIZE IMB 5 (IM V1, IM V3) FLANGE 1, WITH PT1000 TEMPERATURESENSOR POWER CONNECTOR ROTATABLE ABSOLUTE ENCODERR 2048 S/R + 4096 UMDREHUNGEN MULTITURN, WITH ENDAT-SCHNITTSTELLE (ENCODER AM2048S/R) PLAIN SHAFT, TOLERANCE N; WITH HOLDING BRAKE PROTECTION CLASS IP65, FLANGE ON DRIVE END IP67; | - | 0 | 0
1FK7064-4CC74-1SA0 |  | 1FK7064-4CC74-1SA0 | 1 | UN | 1 | 15 | C | D | N | N | 85015220 | 1 |  | 15.402 | KG | 1154.24 | 1154.24 | MC05 | MC05 | SIMOTICS S Synchronous motor 1FK7-HD PN=2.1kW; UDC=600V M0=12Nm (100K); NN=2000rpm; Naturally cooled FRAME SIZE IMB 5 (IM V1, IM V3) FLANGE 1, WITH PT1000 TEMPERATURESENSOR POWER CONNECTOR ROTATABLE RESOLVER MULTI-POLE (RESOLVER P=3); SHAFT WITH FITTED KEY, TOLERANCE N; W/O HOLDING BRAKE PROTECTION CLASS IP64; | - | 0 | 0
1FK7064-4CC74-1SA1 |  | 1FK7064-4CC74-1SA1 | 1 | UN | 1 | 15 | C | D | N | N | 85015220 | 1 |  | 15.402 | KG | 1216.58 | 1216.58 | MC05 | MC05 | SIMOTICS S Synchronous motor 1FK7-HD PN=2.1kW; UDC=600V M0=12Nm (100K); NN=2000rpm; Naturally cooled FRAME SIZE IMB 5 (IM V1, IM V3) FLANGE 1, WITH PT1000 TEMPERATURESENSOR POWER CONNECTOR ROTATABLE RESOLVER MULTI-POLE (RESOLVER P=3); SHAFT WITH FITTED KEY, TOLERANCE N; W/O HOLDING BRAKE PROTECTION CLASS IP65, | - | 0 | 0
1FK7064-4CC74-1SA2 |  | 1FK7064-4CC74-1SA2 | 1 | UN | 1 | 15 | C | D | N | N | 85015220 | 1 |  | 15.402 | KG | 1216.58 | 1216.58 | MC05 | MC05 | SIMOTICS S Synchronous motor 1FK7-HD PN=2.1kW; UDC=600V M0=12Nm (100K); NN=2000rpm; Naturally cooled FRAME SIZE IMB 5 (IM V1, IM V3) FLANGE 1, WITH PT1000 TEMPERATURESENSOR POWER CONNECTOR ROTATABLE RESOLVER MULTI-POLE (RESOLVER P=3); SHAFT WITH FITTED KEY, TOLERANCE N; W/O HOLDING BRAKE PROTECTION CLASS IP65, FLANGE ON DRIVE END IP67; | - | 0 | 0
1FK7064-4CC74-1SB0 |  | 1FK7064-4CC74-1SB0 | 1 | UN | 1 | 15 | C | D | N | N | 85015220 | 1 |  | 15.701 | KG | 1356.18 | 1356.18 | MC05 | MC05 | SIMOTICS S Synchronous motor 1FK7-HD PN=2.1kW; UDC=600V M0=12Nm (100K); NN=2000rpm; Naturally cooled FRAME SIZE IMB 5 (IM V1, IM V3) FLANGE 1, WITH PT1000 TEMPERATURESENSOR POWER CONNECTOR ROTATABLE RESOLVER MULTI-POLE (RESOLVER P=3); SHAFT WITH FITTED KEY, TOLERANCE N; WITH HOLDING BRAKE PROTECTION CLASS IP64; | - | 0 | 0
1FK7064-4CC74-1SB1 |  | 1FK7064-4CC74-1SB1 | 1 | UN | 1 | 15 | C | D | N | N | 85015220 | 1 |  | 15.701 | KG | 1418.52 | 1418.52 | MC05 | MC05 | SIMOTICS S Synchronous motor 1FK7-HD PN=2.1kW; UDC=600V M0=12Nm (100K); NN=2000rpm; Naturally cooled FRAME SIZE IMB 5 (IM V1, IM V3) FLANGE 1, WITH PT1000 TEMPERATURESENSOR POWER CONNECTOR ROTATABLE RESOLVER MULTI-POLE (RESOLVER P=3); SHAFT WITH FITTED KEY, TOLERANCE N; WITH HOLDING BRAKE PROTECTION CLASS IP65, | - | 0 | 0
1FK7064-4CC74-1SB2 |  | 1FK7064-4CC74-1SB2 | 1 | UN | 1 | 15 | C | D | N | N | 85015220 | 1 |  | 15.701 | KG | 1418.52 | 1418.52 | MC05 | MC05 | SIMOTICS S Synchronous motor 1FK7-HD PN=2.1kW; UDC=600V M0=12Nm (100K); NN=2000rpm; Naturally cooled FRAME SIZE IMB 5 (IM V1, IM V3) FLANGE 1, WITH PT1000 TEMPERATURESENSOR POWER CONNECTOR ROTATABLE RESOLVER MULTI-POLE (RESOLVER P=3); SHAFT WITH FITTED KEY, TOLERANCE N; WITH HOLDING BRAKE PROTECTION CLASS IP65, FLANGE ON DRIVE END IP67; | - | 0 | 0
1FK7064-4CC74-1SG0 |  | 1FK7064-4CC74-1SG0 | 1 | UN | 1 | 15 | C | D | N | N | 85015220 | 1 |  | 15.402 | KG | 1096.75 | 1096.75 | MC05 | MC05 | SIMOTICS S Synchronous motor 1FK7-HD PN=2.1kW; UDC=600V M0=12Nm (100K); NN=2000rpm; Naturally cooled FRAME SIZE IMB 5 (IM V1, IM V3) FLANGE 1, WITH PT1000 TEMPERATURESENSOR POWER CONNECTOR ROTATABLE RESOLVER MULTI-POLE (RESOLVER P=3); PLAIN SHAFT, TOLERANCE N; W/O HOLDING BRAKE PROTECTION CLASS IP64; | - | 0 | 0
1FK7064-4CC74-1SG1 |  | 1FK7064-4CC74-1SG1 | 1 | UN | 1 | 15 | C | D | N | N | 85015220 | 1 |  | 15.402 | KG | 1159.09 | 1159.09 | MC05 | MC05 | SIMOTICS S Synchronous motor 1FK7-HD PN=2.1kW; UDC=600V M0=12Nm (100K); NN=2000rpm; Naturally cooled FRAME SIZE IMB 5 (IM V1, IM V3) FLANGE 1, WITH PT1000 TEMPERATURESENSOR POWER CONNECTOR ROTATABLE RESOLVER MULTI-POLE (RESOLVER P=3); PLAIN SHAFT, TOLERANCE N; W/O HOLDING BRAKE PROTECTION CLASS IP65, | - | 0 | 0
1FK7064-4CC74-1SG2 |  | 1FK7064-4CC74-1SG2 | 1 | UN | 1 | 15 | C | D | N | N | 85015220 | 1 |  | 15.402 | KG | 1159.09 | 1159.09 | MC05 | MC05 | SIMOTICS S Synchronous motor 1FK7-HD PN=2.1kW; UDC=600V M0=12Nm (100K); NN=2000rpm; Naturally cooled FRAME SIZE IMB 5 (IM V1, IM V3) FLANGE 1, WITH PT1000 TEMPERATURESENSOR POWER CONNECTOR ROTATABLE RESOLVER MULTI-POLE (RESOLVER P=3); PLAIN SHAFT, TOLERANCE N; W/O HOLDING BRAKE PROTECTION CLASS IP65, FLANGE ON DRIVE END IP67; | - | 0 | 0
1FK7064-4CC74-1SH0 |  | 1FK7064-4CC74-1SH0 | 1 | UN | 1 | 15 | C | D | N | N | 85015220 | 1 |  | 15.701 | KG | 1300.19 | 1300.19 | MC05 | MC05 | SIMOTICS S Synchronous motor 1FK7-HD PN=2.1kW; UDC=600V M0=12Nm (100K); NN=2000rpm; Naturally cooled FRAME SIZE IMB 5 (IM V1, IM V3) FLANGE 1, WITH PT1000 TEMPERATURESENSOR POWER CONNECTOR ROTATABLE RESOLVER MULTI-POLE (RESOLVER P=3); PLAIN SHAFT, TOLERANCE N; WITH HOLDING BRAKE PROTECTION CLASS IP64; | - | 0 | 0
1FK7064-4CC74-1SH1 |  | 1FK7064-4CC74-1SH1 | 1 | UN | 1 | 15 | C | D | N | N | 85015220 | 1 |  | 15.701 | KG | 1362.53 | 1362.53 | MC05 | MC05 | SIMOTICS S Synchronous motor 1FK7-HD PN=2.1kW; UDC=600V M0=12Nm (100K); NN=2000rpm; Naturally cooled FRAME SIZE IMB 5 (IM V1, IM V3) FLANGE 1, WITH PT1000 TEMPERATURESENSOR POWER CONNECTOR ROTATABLE RESOLVER MULTI-POLE (RESOLVER P=3); PLAIN SHAFT, TOLERANCE N; WITH HOLDING BRAKE PROTECTION CLASS IP65, | - | 0 | 0
1FK7064-4CC74-1SH2 |  | 1FK7064-4CC74-1SH2 | 1 | UN | 1 | 15 | C | D | N | N | 85015220 | 1 |  | 15.701 | KG | 1362.53 | 1362.53 | MC05 | MC05 | SIMOTICS S Synchronous motor 1FK7-HD PN=2.1kW; UDC=600V M0=12Nm (100K); NN=2000rpm; Naturally cooled FRAME SIZE IMB 5 (IM V1, IM V3) FLANGE 1, WITH PT1000 TEMPERATURESENSOR POWER CONNECTOR ROTATABLE RESOLVER MULTI-POLE (RESOLVER P=3); PLAIN SHAFT, TOLERANCE N; WITH HOLDING BRAKE PROTECTION CLASS IP65, FLANGE ON DRIVE END IP67; | - | 0 | 0
1FK7064-4CC74-1TA0 |  | 1FK7064-4CC74-1TA0 | 1 | UN | 1 | 15 | C | D | N | N | 85015220 | 1 |  | 15.402 | KG | 1154.24 | 1154.24 | MC05 | MC05 | SIMOTICS S Synchronous motor 1FK7-HD PN=2.1kW; UDC=600V M0=12Nm (100K); NN=2000rpm; Naturally cooled FRAME SIZE IMB 5 (IM V1, IM V3) FLANGE 1, WITH PT1000 TEMPERATURESENSOR POWER CONNECTOR ROTATABLE RESOLVER 2-POLE (RESOLVER P=1); SHAFT WITH FITTED KEY, TOLERANCE N; W/O HOLDING BRAKE PROTECTION CLASS IP64; | - | 0 | 0
1FK7064-4CC74-1TA1 |  | 1FK7064-4CC74-1TA1 | 1 | UN | 1 | 15 | C | D | N | N | 85015220 | 1 |  | 15.402 | KG | 1216.58 | 1216.58 | MC05 | MC05 | SIMOTICS S Synchronous motor 1FK7-HD PN=2.1kW; UDC=600V M0=12Nm (100K); NN=2000rpm; Naturally cooled FRAME SIZE IMB 5 (IM V1, IM V3) FLANGE 1, WITH PT1000 TEMPERATURESENSOR POWER CONNECTOR ROTATABLE RESOLVER 2-POLE (RESOLVER P=1); SHAFT WITH FITTED KEY, TOLERANCE N; W/O HOLDING BRAKE PROTECTION CLASS IP65, | - | 0 | 0
1FK7064-4CC74-1TA2 |  | 1FK7064-4CC74-1TA2 | 1 | UN | 1 | 15 | C | D | N | N | 85015220 | 1 |  | 15.402 | KG | 1216.58 | 1216.58 | MC05 | MC05 | SIMOTICS S Synchronous motor 1FK7-HD PN=2.1kW; UDC=600V M0=12Nm (100K); NN=2000rpm; Naturally cooled FRAME SIZE IMB 5 (IM V1, IM V3) FLANGE 1, WITH PT1000 TEMPERATURESENSOR POWER CONNECTOR ROTATABLE RESOLVER 2-POLE (RESOLVER P=1); SHAFT WITH FITTED KEY, TOLERANCE N; W/O HOLDING BRAKE PROTECTION CLASS IP65, FLANGE ON DRIVE END IP67; | - | 0 | 0
1FK7064-4CC74-1TB0 |  | 1FK7064-4CC74-1TB0 | 1 | UN | 1 | 15 | C | D | N | N | 85015220 | 1 |  | 15.701 | KG | 1356.18 | 1356.18 | MC05 | MC05 | SIMOTICS S Synchronous motor 1FK7-HD PN=2.1kW; UDC=600V M0=12Nm (100K); NN=2000rpm; Naturally cooled FRAME SIZE IMB 5 (IM V1, IM V3) FLANGE 1, WITH PT1000 TEMPERATURESENSOR POWER CONNECTOR ROTATABLE RESOLVER 2-POLE (RESOLVER P=1); SHAFT WITH FITTED KEY, TOLERANCE N; WITH HOLDING BRAKE PROTECTION CLASS IP64; | - | 0 | 0
1FK7064-4CC74-1TB1 |  | 1FK7064-4CC74-1TB1 | 1 | UN | 1 | 15 | C | D | N | N | 85015220 | 1 |  | 15.701 | KG | 1418.52 | 1418.52 | MC05 | MC05 | SIMOTICS S Synchronous motor 1FK7-HD PN=2.1kW; UDC=600V M0=12Nm (100K); NN=2000rpm; Naturally cooled FRAME SIZE IMB 5 (IM V1, IM V3) FLANGE 1, WITH PT1000 TEMPERATURESENSOR POWER CONNECTOR ROTATABLE RESOLVER 2-POLE (RESOLVER P=1); SHAFT WITH FITTED KEY, TOLERANCE N; WITH HOLDING BRAKE PROTECTION CLASS IP65, | - | 0 | 0
1FK7064-4CC74-1TB2 |  | 1FK7064-4CC74-1TB2 | 1 | UN | 1 | 15 | C | D | N | N | 85015220 | 1 |  | 15.701 | KG | 1418.52 | 1418.52 | MC05 | MC05 | SIMOTICS S Synchronous motor 1FK7-HD PN=2.1kW; UDC=600V M0=12Nm (100K); NN=2000rpm; Naturally cooled FRAME SIZE IMB 5 (IM V1, IM V3) FLANGE 1, WITH PT1000 TEMPERATURESENSOR POWER CONNECTOR ROTATABLE RESOLVER 2-POLE (RESOLVER P=1); SHAFT WITH FITTED KEY, TOLERANCE N; WITH HOLDING BRAKE PROTECTION CLASS IP65, FLANGE ON DRIVE END IP67; | - | 0 | 0
1FK7064-4CC74-1TG0 |  | 1FK7064-4CC74-1TG0 | 1 | UN | 1 | 15 | C | D | N | N | 85015220 | 1 |  | 15.402 | KG | 1096.75 | 1096.75 | MC05 | MC05 | SIMOTICS S Synchronous motor 1FK7-HD PN=2.1kW; UDC=600V M0=12Nm (100K); NN=2000rpm; Naturally cooled FRAME SIZE IMB 5 (IM V1, IM V3) FLANGE 1, WITH PT1000 TEMPERATURESENSOR POWER CONNECTOR ROTATABLE RESOLVER 2-POLE (RESOLVER P=1); PLAIN SHAFT, TOLERANCE N; W/O HOLDING BRAKE PROTECTION CLASS IP64; | - | 0 | 0
1FK7064-4CC74-1TG1 |  | 1FK7064-4CC74-1TG1 | 1 | UN | 1 | 15 | C | D | N | N | 85015220 | 1 |  | 15.402 | KG | 1159.09 | 1159.09 | MC05 | MC05 | SIMOTICS S Synchronous motor 1FK7-HD PN=2.1kW; UDC=600V M0=12Nm (100K); NN=2000rpm; Naturally cooled FRAME SIZE IMB 5 (IM V1, IM V3) FLANGE 1, WITH PT1000 TEMPERATURESENSOR POWER CONNECTOR ROTATABLE RESOLVER 2-POLE (RESOLVER P=1); PLAIN SHAFT, TOLERANCE N; W/O HOLDING BRAKE PROTECTION CLASS IP65, | - | 0 | 0
1FK7064-4CC74-1TG2 |  | 1FK7064-4CC74-1TG2 | 1 | UN | 1 | 15 | C | D | N | N | 85015220 | 1 |  | 15.402 | KG | 1159.09 | 1159.09 | MC05 | MC05 | SIMOTICS S Synchronous motor 1FK7-HD PN=2.1kW; UDC=600V M0=12Nm (100K); NN=2000rpm; Naturally cooled FRAME SIZE IMB 5 (IM V1, IM V3) FLANGE 1, WITH PT1000 TEMPERATURESENSOR POWER CONNECTOR ROTATABLE RESOLVER 2-POLE (RESOLVER P=1); PLAIN SHAFT, TOLERANCE N; W/O HOLDING BRAKE PROTECTION CLASS IP65, FLANGE ON DRIVE END IP67; | - | 0 | 0
1FK7064-4CC74-1TH0 |  | 1FK7064-4CC74-1TH0 | 1 | UN | 1 | 15 | C | D | N | N | 85015220 | 1 |  | 15.701 | KG | 1300.19 | 1300.19 | MC05 | MC05 | SIMOTICS S Synchronous motor 1FK7-HD PN=2.1kW; UDC=600V M0=12Nm (100K); NN=2000rpm; Naturally cooled FRAME SIZE IMB 5 (IM V1, IM V3) FLANGE 1, WITH PT1000 TEMPERATURESENSOR POWER CONNECTOR ROTATABLE RESOLVER 2-POLE (RESOLVER P=1); PLAIN SHAFT, TOLERANCE N; WITH HOLDING BRAKE PROTECTION CLASS IP64; | - | 0 | 0
1FK7064-4CC74-1TH1 |  | 1FK7064-4CC74-1TH1 | 1 | UN | 1 | 15 | C | D | N | N | 85015220 | 1 |  | 15.701 | KG | 1362.53 | 1362.53 | MC05 | MC05 | SIMOTICS S Synchronous motor 1FK7-HD PN=2.1kW; UDC=600V M0=12Nm (100K); NN=2000rpm; Naturally cooled FRAME SIZE IMB 5 (IM V1, IM V3) FLANGE 1, WITH PT1000 TEMPERATURESENSOR POWER CONNECTOR ROTATABLE RESOLVER 2-POLE (RESOLVER P=1); PLAIN SHAFT, TOLERANCE N; WITH HOLDING BRAKE PROTECTION CLASS IP65, | - | 0 | 0
1FK7064-4CC74-1TH2 |  | 1FK7064-4CC74-1TH2 | 1 | UN | 1 | 15 | C | D | N | N | 85015220 | 1 |  | 15.701 | KG | 1362.53 | 1362.53 | MC05 | MC05 | SIMOTICS S Synchronous motor 1FK7-HD PN=2.1kW; UDC=600V M0=12Nm (100K); NN=2000rpm; Naturally cooled FRAME SIZE IMB 5 (IM V1, IM V3) FLANGE 1, WITH PT1000 TEMPERATURESENSOR POWER CONNECTOR ROTATABLE RESOLVER 2-POLE (RESOLVER P=1); PLAIN SHAFT, TOLERANCE N; WITH HOLDING BRAKE PROTECTION CLASS IP65, FLANGE ON DRIVE END IP67; | - | 0 | 0
1FK7064-4CF71-1AA0 |  | 1FK7064-4CF71-1AA0 | 1 | UN | 1 | 15 | C | D | N | N | 85015220 | 1 |  | 15.401 | KG | 1544.88 | 1544.88 | MC05 | MC05 | SIMOTICS S Synchronous motor 1FK7-HD PN=2.5kW; UDC=600V M0=12Nm (100K); NN=3000rpm; Naturally cooled FRAME SIZE IMB 5 (IM V1, IM V3) FLANGE 1, WITH KTY TEMPERATURESENSOR POWER CONNECTOR ROTATABLE INCREMENTAL ENCODER SIN/COS 1VPP;2048 S/R W. C-AND D-SPUR (ENCODER IC2048S/R) SHAFT WITH FITTED KEY, TOLERANCE N; W/O HOLDING BRAKE PROTECTION CLASS IP64; | - | 0 | 0
1FK7064-4CF71-1AA1 |  | 1FK7064-4CF71-1AA1 | 1 | UN | 1 | 15 | C | D | N | N | 85015220 | 1 |  | 15.401 | KG | 1607.22 | 1607.22 | MC05 | MC05 | SIMOTICS S Synchronous motor 1FK7-HD PN=2.5kW; UDC=600V M0=12Nm (100K); NN=3000rpm; Naturally cooled FRAME SIZE IMB 5 (IM V1, IM V3) FLANGE 1, WITH KTY TEMPERATURESENSOR POWER CONNECTOR ROTATABLE INCREMENTAL ENCODER SIN/COS 1VPP;2048 S/R W. C-AND D-SPUR (ENCODER IC2048S/R) SHAFT WITH FITTED KEY, TOLERANCE N; W/O HOLDING BRAKE PROTECTION CLASS IP65, | - | 0 | 0
1FK7064-4CF71-1AA2 |  | 1FK7064-4CF71-1AA2 | 1 | UN | 1 | 15 | C | D | N | N | 85015220 | 1 |  | 15.401 | KG | 1607.22 | 1607.22 | MC05 | MC05 | SIMOTICS S Synchronous motor 1FK7-HD PN=2.5kW; UDC=600V M0=12Nm (100K); NN=3000rpm; Naturally cooled FRAME SIZE IMB 5 (IM V1, IM V3) FLANGE 1, WITH KTY TEMPERATURESENSOR POWER CONNECTOR ROTATABLE INCREMENTAL ENCODER SIN/COS 1VPP;2048 S/R W. C-AND D-SPUR (ENCODER IC2048S/R) SHAFT WITH FITTED KEY, TOLERANCE N; W/O HOLDING BRAKE PROTECTION CLASS IP65, FLANGE ON DRIVE END IP67; | - | 0 | 0
1FK7064-4CF71-1AB0 |  | 1FK7064-4CF71-1AB0 | 1 | UN | 1 | 15 | C | D | N | N | 85015220 | 1 |  | 15.7 | KG | 1746.82 | 1746.82 | MC05 | MC05 | SIMOTICS S Synchronous motor 1FK7-HD PN=2.5kW; UDC=600V M0=12Nm (100K); NN=3000rpm; Naturally cooled FRAME SIZE IMB 5 (IM V1, IM V3) FLANGE 1, WITH KTY TEMPERATURESENSOR POWER CONNECTOR ROTATABLE INCREMENTAL ENCODER SIN/COS 1VPP;2048 S/R W. C-AND D-SPUR (ENCODER IC2048S/R) SHAFT WITH FITTED KEY, TOLERANCE N; WITH HOLDING BRAKE PROTECTION CLASS IP64; | - | 0 | 0
1FK7064-4CF71-1AB1 |  | 1FK7064-4CF71-1AB1 | 1 | UN | 1 | 15 | C | D | N | N | 85015220 | 1 |  | 15.7 | KG | 1809.16 | 1809.16 | MC05 | MC05 | SIMOTICS S Synchronous motor 1FK7-HD PN=2.5kW; UDC=600V M0=12Nm (100K); NN=3000rpm; Naturally cooled FRAME SIZE IMB 5 (IM V1, IM V3) FLANGE 1, WITH KTY TEMPERATURESENSOR POWER CONNECTOR ROTATABLE INCREMENTAL ENCODER SIN/COS 1VPP;2048 S/R W. C-AND D-SPUR (ENCODER IC2048S/R) SHAFT WITH FITTED KEY, TOLERANCE N; WITH HOLDING BRAKE PROTECTION CLASS IP65, | - | 0 | 0
1FK7064-4CF71-1AB2 |  | 1FK7064-4CF71-1AB2 | 1 | UN | 1 | 15 | C | D | N | N | 85015220 | 1 |  | 15.7 | KG | 1809.16 | 1809.16 | MC05 | MC05 | SIMOTICS S Synchronous motor 1FK7-HD PN=2.5kW; UDC=600V M0=12Nm (100K); NN=3000rpm; Naturally cooled FRAME SIZE IMB 5 (IM V1, IM V3) FLANGE 1, WITH KTY TEMPERATURESENSOR POWER CONNECTOR ROTATABLE INCREMENTAL ENCODER SIN/COS 1VPP;2048 S/R W. C-AND D-SPUR (ENCODER IC2048S/R) SHAFT WITH FITTED KEY, TOLERANCE N; WITH HOLDING BRAKE PROTECTION CLASS IP65, FLANGE ON DRIVE END IP67; | - | 0 | 0
1FK7064-4CF71-1AG0 |  | 1FK7064-4CF71-1AG0 | 1 | UN | 1 | 15 | C | D | N | N | 85015220 | 1 |  | 15.401 | KG | 1487.39 | 1487.39 | MC05 | MC05 | SIMOTICS S Synchronous motor 1FK7-HD PN=2.5kW; UDC=600V M0=12Nm (100K); NN=3000rpm; Naturally cooled FRAME SIZE IMB 5 (IM V1, IM V3) FLANGE 1, WITH KTY TEMPERATURESENSOR POWER CONNECTOR ROTATABLE INCREMENTAL ENCODER SIN/COS 1VPP;2048 S/R W. C-AND D-SPUR (ENCODER IC2048S/R) PLAIN SHAFT, TOLERANCE N; W/O HOLDING BRAKE PROTECTION CLASS IP64; | - | 0 | 0
1FK7064-4CF71-1AG1 |  | 1FK7064-4CF71-1AG1 | 1 | UN | 1 | 15 | C | D | N | N | 85015220 | 1 |  | 15.401 | KG | 1549.73 | 1549.73 | MC05 | MC05 | SIMOTICS S Synchronous motor 1FK7-HD PN=2.5kW; UDC=600V M0=12Nm (100K); NN=3000rpm; Naturally cooled FRAME SIZE IMB 5 (IM V1, IM V3) FLANGE 1, WITH KTY TEMPERATURESENSOR POWER CONNECTOR ROTATABLE INCREMENTAL ENCODER SIN/COS 1VPP;2048 S/R W. C-AND D-SPUR (ENCODER IC2048S/R) PLAIN SHAFT, TOLERANCE N; W/O HOLDING BRAKE PROTECTION CLASS IP65, | - | 0 | 0
1FK7064-4CF71-1AG2 |  | 1FK7064-4CF71-1AG2 | 1 | UN | 1 | 15 | C | D | N | N | 85015220 | 1 |  | 15.401 | KG | 1549.73 | 1549.73 | MC05 | MC05 | SIMOTICS S Synchronous motor 1FK7-HD PN=2.5kW; UDC=600V M0=12Nm (100K); NN=3000rpm; Naturally cooled FRAME SIZE IMB 5 (IM V1, IM V3) FLANGE 1, WITH KTY TEMPERATURESENSOR POWER CONNECTOR ROTATABLE INCREMENTAL ENCODER SIN/COS 1VPP;2048 S/R W. C-AND D-SPUR (ENCODER IC2048S/R) PLAIN SHAFT, TOLERANCE N; W/O HOLDING BRAKE PROTECTION CLASS IP65, FLANGE ON DRIVE END IP67; | - | 0 | 0
1FK7064-4CF71-1AH0 |  | 1FK7064-4CF71-1AH0 | 1 | UN | 1 | 15 | C | D | N | N | 85015220 | 1 |  | 15.7 | KG | 1690.83 | 1690.83 | MC05 | MC05 | SIMOTICS S Synchronous motor 1FK7-HD PN=2.5kW; UDC=600V M0=12Nm (100K); NN=3000rpm; Naturally cooled FRAME SIZE IMB 5 (IM V1, IM V3) FLANGE 1, WITH KTY TEMPERATURESENSOR POWER CONNECTOR ROTATABLE INCREMENTAL ENCODER SIN/COS 1VPP;2048 S/R W. C-AND D-SPUR (ENCODER IC2048S/R) PLAIN SHAFT, TOLERANCE N; WITH HOLDING BRAKE PROTECTION CLASS IP64; | - | 0 | 0
1FK7064-4CF71-1AH1 |  | 1FK7064-4CF71-1AH1 | 1 | UN | 1 | 15 | C | D | N | N | 85015220 | 1 |  | 15.7 | KG | 1753.17 | 1753.17 | MC05 | MC05 | SIMOTICS S Synchronous motor 1FK7-HD PN=2.5kW; UDC=600V M0=12Nm (100K); NN=3000rpm; Naturally cooled FRAME SIZE IMB 5 (IM V1, IM V3) FLANGE 1, WITH KTY TEMPERATURESENSOR POWER CONNECTOR ROTATABLE INCREMENTAL ENCODER SIN/COS 1VPP;2048 S/R W. C-AND D-SPUR (ENCODER IC2048S/R) PLAIN SHAFT, TOLERANCE N; WITH HOLDING BRAKE PROTECTION CLASS IP65, | - | 0 | 0
1FK7064-4CF71-1AH2 |  | 1FK7064-4CF71-1AH2 | 1 | UN | 1 | 15 | C | D | N | N | 85015220 | 1 |  | 15.7 | KG | 1753.17 | 1753.17 | MC05 | MC05 | SIMOTICS S Synchronous motor 1FK7-HD PN=2.5kW; UDC=600V M0=12Nm (100K); NN=3000rpm; Naturally cooled FRAME SIZE IMB 5 (IM V1, IM V3) FLANGE 1, WITH KTY TEMPERATURESENSOR POWER CONNECTOR ROTATABLE INCREMENTAL ENCODER SIN/COS 1VPP;2048 S/R W. C-AND D-SPUR (ENCODER IC2048S/R) PLAIN SHAFT, TOLERANCE N; WITH HOLDING BRAKE PROTECTION CLASS IP65, FLANGE ON DRIVE END IP67; | - | 0 | 0
1FK7064-4CF71-1BA0 |  | 1FK7064-4CF71-1BA0 | 1 | UN | 1 | 15 | C | D | N | N | 85015220 | 1 |  | 15.401 | KG | 1705.58 | 1705.58 | MC05 | MC05 | SIMOTICS S Synchronous motor 1FK7-HD PN=2.5kW; UDC=600V M0=12Nm (100K); NN=3000rpm; Naturally cooled FRAME SIZE IMB 5 (IM V1, IM V3) FLANGE 1 POWER CONNECTOR ROTATABLE ABSOLUTE ENCODER SINGLETURN 24 BIT WITH DRIVE CLIQ INTERFACE (ENCODER AS24DQI) SHAFT WITH FITTED KEY, TOLERANCE N; W/O HOLDING BRAKE PROTECTION CLASS IP64; | - | 0 | 0
1FK7064-4CF71-1BA1 |  | 1FK7064-4CF71-1BA1 | 1 | UN | 1 | 15 | C | D | N | N | 85015220 | 1 |  | 15.401 | KG | 1767.92 | 1767.92 | MC05 | MC05 | SIMOTICS S Synchronous motor 1FK7-HD PN=2.5kW; UDC=600V M0=12Nm (100K); NN=3000rpm; Naturally cooled FRAME SIZE IMB 5 (IM V1, IM V3) FLANGE 1 POWER CONNECTOR ROTATABLE ABSOLUTE ENCODER SINGLETURN 24 BIT WITH DRIVE CLIQ INTERFACE (ENCODER AS24DQI) SHAFT WITH FITTED KEY, TOLERANCE N; W/O HOLDING BRAKE PROTECTION CLASS IP65, | - | 0 | 0
1FK7064-4CF71-1BA2 |  | 1FK7064-4CF71-1BA2 | 1 | UN | 1 | 15 | C | D | N | N | 85015220 | 1 |  | 15.401 | KG | 1767.92 | 1767.92 | MC05 | MC05 | SIMOTICS S Synchronous motor 1FK7-HD PN=2.5kW; UDC=600V M0=12Nm (100K); NN=3000rpm; Naturally cooled FRAME SIZE IMB 5 (IM V1, IM V3) FLANGE 1 POWER CONNECTOR ROTATABLE ABSOLUTE ENCODER SINGLETURN 24 BIT WITH DRIVE CLIQ INTERFACE (ENCODER AS24DQI) SHAFT WITH FITTED KEY, TOLERANCE N; W/O HOLDING BRAKE PROTECTION CLASS IP65, FLANGE ON DRIVE END IP67; | - | 0 | 0
1FK7064-4CF71-1BB0 |  | 1FK7064-4CF71-1BB0 | 1 | UN | 1 | 15 | C | D | N | N | 85015220 | 1 |  | 15.7 | KG | 1907.52 | 1907.52 | MC05 | MC05 | SIMOTICS S Synchronous motor 1FK7-HD PN=2.5kW; UDC=600V M0=12Nm (100K); NN=3000rpm; Naturally cooled FRAME SIZE IMB 5 (IM V1, IM V3) FLANGE 1 POWER CONNECTOR ROTATABLE ABSOLUTE ENCODER SINGLETURN 24 BIT WITH DRIVE CLIQ INTERFACE (ENCODER AS24DQI) SHAFT WITH FITTED KEY, TOLERANCE N; WITH HOLDING BRAKE PROTECTION CLASS IP64; | - | 0 | 0
1FK7064-4CF71-1BB1 |  | 1FK7064-4CF71-1BB1 | 1 | UN | 1 | 15 | C | D | N | N | 85015220 | 1 |  | 15.7 | KG | 1969.86 | 1969.86 | MC05 | MC05 | SIMOTICS S Synchronous motor 1FK7-HD PN=2.5kW; UDC=600V M0=12Nm (100K); NN=3000rpm; Naturally cooled FRAME SIZE IMB 5 (IM V1, IM V3) FLANGE 1 POWER CONNECTOR ROTATABLE ABSOLUTE ENCODER SINGLETURN 24 BIT WITH DRIVE CLIQ INTERFACE (ENCODER AS24DQI) SHAFT WITH FITTED KEY, TOLERANCE N; WITH HOLDING BRAKE PROTECTION CLASS IP65, | - | 0 | 0
1FK7064-4CF71-1BB2 |  | 1FK7064-4CF71-1BB2 | 1 | UN | 1 | 15 | C | D | N | N | 85015220 | 1 |  | 15.7 | KG | 1969.86 | 1969.86 | MC05 | MC05 | SIMOTICS S Synchronous motor 1FK7-HD PN=2.5kW; UDC=600V M0=12Nm (100K); NN=3000rpm; Naturally cooled FRAME SIZE IMB 5 (IM V1, IM V3) FLANGE 1 POWER CONNECTOR ROTATABLE ABSOLUTE ENCODER SINGLETURN 24 BIT WITH DRIVE CLIQ INTERFACE (ENCODER AS24DQI) SHAFT WITH FITTED KEY, TOLERANCE N; WITH HOLDING BRAKE PROTECTION CLASS IP65, FLANGE ON DRIVE END IP67; | - | 0 | 0
1FK7064-4CF71-1BG0 |  | 1FK7064-4CF71-1BG0 | 1 | UN | 1 | 15 | C | D | N | N | 85015220 | 1 |  | 15.401 | KG | 1648.09 | 1648.09 | MC05 | MC05 | SIMOTICS S Synchronous motor 1FK7-HD PN=2.5kW; UDC=600V M0=12Nm (100K); NN=3000rpm; Naturally cooled FRAME SIZE IMB 5 (IM V1, IM V3) FLANGE 1 POWER CONNECTOR ROTATABLE ABSOLUTE ENCODER SINGLETURN 24 BIT WITH DRIVE CLIQ INTERFACE (ENCODER AS24DQI) PLAIN SHAFT, TOLERANCE N; W/O HOLDING BRAKE PROTECTION CLASS IP64; | - | 0 | 0
1FK7064-4CF71-1BG1 |  | 1FK7064-4CF71-1BG1 | 1 | UN | 1 | 15 | C | D | N | N | 85015220 | 1 |  | 15.401 | KG | 1710.43 | 1710.43 | MC05 | MC05 | SIMOTICS S Synchronous motor 1FK7-HD PN=2.5kW; UDC=600V M0=12Nm (100K); NN=3000rpm; Naturally cooled FRAME SIZE IMB 5 (IM V1, IM V3) FLANGE 1 POWER CONNECTOR ROTATABLE ABSOLUTE ENCODER SINGLETURN 24 BIT WITH DRIVE CLIQ INTERFACE (ENCODER AS24DQI) PLAIN SHAFT, TOLERANCE N; W/O HOLDING BRAKE PROTECTION CLASS IP65, | - | 0 | 0
1FK7064-4CF71-1BG2 |  | 1FK7064-4CF71-1BG2 | 1 | UN | 1 | 15 | C | D | N | N | 85015220 | 1 |  | 15.401 | KG | 1710.43 | 1710.43 | MC05 | MC05 | SIMOTICS S Synchronous motor 1FK7-HD PN=2.5kW; UDC=600V M0=12Nm (100K); NN=3000rpm; Naturally cooled FRAME SIZE IMB 5 (IM V1, IM V3) FLANGE 1 POWER CONNECTOR ROTATABLE ABSOLUTE ENCODER SINGLETURN 24 BIT WITH DRIVE CLIQ INTERFACE (ENCODER AS24DQI) PLAIN SHAFT, TOLERANCE N; W/O HOLDING BRAKE PROTECTION CLASS IP65, FLANGE ON DRIVE END IP67; | - | 0 | 0
1FK7064-4CF71-1BH0 |  | 1FK7064-4CF71-1BH0 | 1 | UN | 1 | 15 | C | D | N | N | 85015220 | 1 |  | 15.7 | KG | 1851.53 | 1851.53 | MC05 | MC05 | SIMOTICS S Synchronous motor 1FK7-HD PN=2.5kW; UDC=600V M0=12Nm (100K); NN=3000rpm; Naturally cooled FRAME SIZE IMB 5 (IM V1, IM V3) FLANGE 1 POWER CONNECTOR ROTATABLE ABSOLUTE ENCODER SINGLETURN 24 BIT WITH DRIVE CLIQ INTERFACE (ENCODER AS24DQI) PLAIN SHAFT, TOLERANCE N; WITH HOLDING BRAKE PROTECTION CLASS IP64; | - | 0 | 0
1FK7064-4CF71-1BH1 |  | 1FK7064-4CF71-1BH1 | 1 | UN | 1 | 15 | C | D | N | N | 85015220 | 1 |  | 15.7 | KG | 1913.87 | 1913.87 | MC05 | MC05 | SIMOTICS S Synchronous motor 1FK7-HD PN=2.5kW; UDC=600V M0=12Nm (100K); NN=3000rpm; Naturally cooled FRAME SIZE IMB 5 (IM V1, IM V3) FLANGE 1 POWER CONNECTOR ROTATABLE ABSOLUTE ENCODER SINGLETURN 24 BIT WITH DRIVE CLIQ INTERFACE (ENCODER AS24DQI) PLAIN SHAFT, TOLERANCE N; WITH HOLDING BRAKE PROTECTION CLASS IP65, | - | 0 | 0
1FK7064-4CF71-1BH2 |  | 1FK7064-4CF71-1BH2 | 1 | UN | 1 | 15 | C | D | N | N | 85015220 | 1 |  | 15.7 | KG | 1913.87 | 1913.87 | MC05 | MC05 | SIMOTICS S Synchronous motor 1FK7-HD PN=2.5kW; UDC=600V M0=12Nm (100K); NN=3000rpm; Naturally cooled FRAME SIZE IMB 5 (IM V1, IM V3) FLANGE 1 POWER CONNECTOR ROTATABLE ABSOLUTE ENCODER SINGLETURN 24 BIT WITH DRIVE CLIQ INTERFACE (ENCODER AS24DQI) PLAIN SHAFT, TOLERANCE N; WITH HOLDING BRAKE PROTECTION CLASS IP65, FLANGE ON DRIVE END IP67; | - | 0 | 0
1FK7064-4CF71-1CA0 |  | 1FK7064-4CF71-1CA0 | 1 | UN | 1 | 15 | C | D | N | N | 85015220 | 1 |  | 15.401 | KG | 1951.74 | 1951.74 | MC05 | MC05 | SIMOTICS S Synchronous motor 1FK7-HD PN=2.5kW; UDC=600V M0=12Nm (100K); NN=3000rpm; Naturally cooled FRAME SIZE IMB 5 (IM V1, IM V3) FLANGE 1 POWER CONNECTOR ROTATABLE ABSOLUTE ENCODER 24 BIT + 12 BIT MULTITURN WITH DRIVE-CLIQ INTERFACE (ENCODER AM24DQI) SHAFT WITH FITTED KEY, TOLERANCE N; W/O HOLDING BRAKE PROTECTION CLASS IP64; | - | 0 | 0
1FK7064-4CF71-1CA1 |  | 1FK7064-4CF71-1CA1 | 1 | UN | 1 | 15 | C | D | N | N | 85015220 | 1 |  | 15.401 | KG | 2014.08 | 2014.08 | MC05 | MC05 | SIMOTICS S Synchronous motor 1FK7-HD PN=2.5kW; UDC=600V M0=12Nm (100K); NN=3000rpm; Naturally cooled FRAME SIZE IMB 5 (IM V1, IM V3) FLANGE 1 POWER CONNECTOR ROTATABLE ABSOLUTE ENCODER 24 BIT + 12 BIT MULTITURN WITH DRIVE-CLIQ INTERFACE (ENCODER AM24DQI) SHAFT WITH FITTED KEY, TOLERANCE N; W/O HOLDING BRAKE PROTECTION CLASS IP65, | - | 0 | 0
1FK7064-4CF71-1CA2 |  | 1FK7064-4CF71-1CA2 | 1 | UN | 1 | 15 | C | D | N | N | 85015220 | 1 |  | 15.401 | KG | 2014.08 | 2014.08 | MC05 | MC05 | SIMOTICS S Synchronous motor 1FK7-HD PN=2.5kW; UDC=600V M0=12Nm (100K); NN=3000rpm; Naturally cooled FRAME SIZE IMB 5 (IM V1, IM V3) FLANGE 1 POWER CONNECTOR ROTATABLE ABSOLUTE ENCODER 24 BIT + 12 BIT MULTITURN WITH DRIVE-CLIQ INTERFACE (ENCODER AM24DQI) SHAFT WITH FITTED KEY, TOLERANCE N; W/O HOLDING BRAKE PROTECTION CLASS IP65, FLANGE ON DRIVE END IP67; | - | 0 | 0
1FK7064-4CF71-1CB0 |  | 1FK7064-4CF71-1CB0 | 1 | UN | 1 | 15 | C | D | N | N | 85015220 | 1 |  | 15.7 | KG | 2153.68 | 2153.68 | MC05 | MC05 | SIMOTICS S Synchronous motor 1FK7-HD PN=2.5kW; UDC=600V M0=12Nm (100K); NN=3000rpm; Naturally cooled FRAME SIZE IMB 5 (IM V1, IM V3) FLANGE 1 POWER CONNECTOR ROTATABLE ABSOLUTE ENCODER 24 BIT + 12 BIT MULTITURN WITH DRIVE-CLIQ INTERFACE (ENCODER AM24DQI) SHAFT WITH FITTED KEY, TOLERANCE N; WITH HOLDING BRAKE PROTECTION CLASS IP64; | - | 0 | 0
1FK7064-4CF71-1CB1 |  | 1FK7064-4CF71-1CB1 | 1 | UN | 1 | 15 | C | D | N | N | 85015220 | 1 |  | 15.7 | KG | 2216.02 | 2216.02 | MC05 | MC05 | SIMOTICS S Synchronous motor 1FK7-HD PN=2.5kW; UDC=600V M0=12Nm (100K); NN=3000rpm; Naturally cooled FRAME SIZE IMB 5 (IM V1, IM V3) FLANGE 1 POWER CONNECTOR ROTATABLE ABSOLUTE ENCODER 24 BIT + 12 BIT MULTITURN WITH DRIVE-CLIQ INTERFACE (ENCODER AM24DQI) SHAFT WITH FITTED KEY, TOLERANCE N; WITH HOLDING BRAKE PROTECTION CLASS IP65, | - | 0 | 0
1FK7064-4CF71-1CB2 |  | 1FK7064-4CF71-1CB2 | 1 | UN | 1 | 15 | C | D | N | N | 85015220 | 1 |  | 15.7 | KG | 2216.02 | 2216.02 | MC05 | MC05 | SIMOTICS S Synchronous motor 1FK7-HD PN=2.5kW; UDC=600V M0=12Nm (100K); NN=3000rpm; Naturally cooled FRAME SIZE IMB 5 (IM V1, IM V3) FLANGE 1 POWER CONNECTOR ROTATABLE ABSOLUTE ENCODER 24 BIT + 12 BIT MULTITURN WITH DRIVE-CLIQ INTERFACE (ENCODER AM24DQI) SHAFT WITH FITTED KEY, TOLERANCE N; WITH HOLDING BRAKE PROTECTION CLASS IP65, FLANGE ON DRIVE END IP67; | - | 0 | 0
1FK7064-4CF71-1CG0 |  | 1FK7064-4CF71-1CG0 | 1 | UN | 1 | 15 | C | D | N | N | 85015220 | 1 |  | 15.401 | KG | 1894.25 | 1894.25 | MC05 | MC05 | SIMOTICS S Synchronous motor 1FK7-HD PN=2.5kW; UDC=600V M0=12Nm (100K); NN=3000rpm; Naturally cooled FRAME SIZE IMB 5 (IM V1, IM V3) FLANGE 1 POWER CONNECTOR ROTATABLE ABSOLUTE ENCODER 24 BIT + 12 BIT MULTITURN WITH DRIVE-CLIQ INTERFACE (ENCODER AM24DQI) PLAIN SHAFT, TOLERANCE N; W/O HOLDING BRAKE PROTECTION CLASS IP64; | - | 0 | 0
1FK7064-4CF71-1CG1 |  | 1FK7064-4CF71-1CG1 | 1 | UN | 1 | 15 | C | D | N | N | 85015220 | 1 |  | 15.401 | KG | 1956.59 | 1956.59 | MC05 | MC05 | SIMOTICS S Synchronous motor 1FK7-HD PN=2.5kW; UDC=600V M0=12Nm (100K); NN=3000rpm; Naturally cooled FRAME SIZE IMB 5 (IM V1, IM V3) FLANGE 1 POWER CONNECTOR ROTATABLE ABSOLUTE ENCODER 24 BIT + 12 BIT MULTITURN WITH DRIVE-CLIQ INTERFACE (ENCODER AM24DQI) PLAIN SHAFT, TOLERANCE N; W/O HOLDING BRAKE PROTECTION CLASS IP65, | - | 0 | 0
1FK7064-4CF71-1CG2 |  | 1FK7064-4CF71-1CG2 | 1 | UN | 1 | 15 | C | D | N | N | 85015220 | 1 |  | 15.401 | KG | 1956.59 | 1956.59 | MC05 | MC05 | SIMOTICS S Synchronous motor 1FK7-HD PN=2.5kW; UDC=600V M0=12Nm (100K); NN=3000rpm; Naturally cooled FRAME SIZE IMB 5 (IM V1, IM V3) FLANGE 1 POWER CONNECTOR ROTATABLE ABSOLUTE ENCODER 24 BIT + 12 BIT MULTITURN WITH DRIVE-CLIQ INTERFACE (ENCODER AM24DQI) PLAIN SHAFT, TOLERANCE N; W/O HOLDING BRAKE PROTECTION CLASS IP65, FLANGE ON DRIVE END IP67; | - | 0 | 0
1FK7064-4CF71-1CH0 |  | 1FK7064-4CF71-1CH0 | 1 | UN | 1 | 15 | C | D | N | N | 85015220 | 1 |  | 15.7 | KG | 2097.69 | 2097.69 | MC05 | MC05 | SIMOTICS S Synchronous motor 1FK7-HD PN=2.5kW; UDC=600V M0=12Nm (100K); NN=3000rpm; Naturally cooled FRAME SIZE IMB 5 (IM V1, IM V3) FLANGE 1 POWER CONNECTOR ROTATABLE ABSOLUTE ENCODER 24 BIT + 12 BIT MULTITURN WITH DRIVE-CLIQ INTERFACE (ENCODER AM24DQI) PLAIN SHAFT, TOLERANCE N; WITH HOLDING BRAKE PROTECTION CLASS IP64; | - | 0 | 0
1FK7064-4CF71-1CH1 |  | 1FK7064-4CF71-1CH1 | 1 | UN | 1 | 15 | C | D | N | N | 85015220 | 1 |  | 15.7 | KG | 2160.03 | 2160.03 | MC05 | MC05 | SIMOTICS S Synchronous motor 1FK7-HD PN=2.5kW; UDC=600V M0=12Nm (100K); NN=3000rpm; Naturally cooled FRAME SIZE IMB 5 (IM V1, IM V3) FLANGE 1 POWER CONNECTOR ROTATABLE ABSOLUTE ENCODER 24 BIT + 12 BIT MULTITURN WITH DRIVE-CLIQ INTERFACE (ENCODER AM24DQI) PLAIN SHAFT, TOLERANCE N; WITH HOLDING BRAKE PROTECTION CLASS IP65, | - | 0 | 0
1FK7064-4CF71-1CH1-Z | J03 | 1FK7064-4CF71-1CH1-ZJ03 | 1 | UN | 1 | 15 | C | D | N | N | 85015220 | 1 |  | 23.4 | KG | 3766.85 | 3766.85 | MC05 | MC05 | SIMOTICS S Synchronous motor 1FK7-HD PN=2.5kW; UDC=600V M0=12Nm (100K); NN=3000rpm; Naturally cooled FRAME SIZE IMB 5 (IM V1, IM V3) FLANGE 1 POWER CONNECTOR ROTATABLE ABSOLUTE ENCODER 24 BIT + 12 BIT MULTITURN WITH DRIVE-CLIQ INTERFACE (ENCODER AM24DQI) PLAIN SHAFT, TOLERANCE N; WITH HOLDING BRAKE PROTECTION CLASS IP65, J03: ALPHA SP+, SP 100S-MF1 PLANETARY GEARING 1 STAGE, I=5, WITH FEATHER KEY | - | 0 | 0
1FK7064-4CF71-1CH2 |  | 1FK7064-4CF71-1CH2 | 1 | UN | 1 | 15 | C | D | N | N | 85015220 | 1 |  | 15.7 | KG | 2160.03 | 2160.03 | MC05 | MC05 | SIMOTICS S Synchronous motor 1FK7-HD PN=2.5kW; UDC=600V M0=12Nm (100K); NN=3000rpm; Naturally cooled FRAME SIZE IMB 5 (IM V1, IM V3) FLANGE 1 POWER CONNECTOR ROTATABLE ABSOLUTE ENCODER 24 BIT + 12 BIT MULTITURN WITH DRIVE-CLIQ INTERFACE (ENCODER AM24DQI) PLAIN SHAFT, TOLERANCE N; WITH HOLDING BRAKE PROTECTION CLASS IP65, FLANGE ON DRIVE END IP67; | - | 0 | 0
1FK7064-4CF71-1DA0 |  | 1FK7064-4CF71-1DA0 | 1 | UN | 1 | 15 | C | D | N | N | 85015220 | 1 |  | 15.402 | KG | 1759.01 | 1759.01 | MC05 | MC05 | SIMOTICS S Synchronous motor 1FK7-HD PN=2.5kW; UDC=600V M0=12Nm (100K); NN=3000rpm; Naturally cooled FRAME SIZE IMB 5 (IM V1, IM V3) FLANGE 1 POWER CONNECTOR ROTATABLE INCREMENTAL ENCODER 22 BIT WITH DRIVE-CLIQ INTERFACE (ENCODER IC22DQ) SHAFT WITH FITTED KEY, TOLERANCE N; W/O HOLDING BRAKE PROTECTION CLASS IP64; | - | 0 | 0
1FK7064-4CF71-1DG0 |  | 1FK7064-4CF71-1DG0 | 1 | UN | 1 | 15 | C | D | N | N | 85015220 | 1 |  | 15.402 | KG | 1701.52 | 1701.52 | MC05 | MC05 | SIMOTICS S Synchronous motor 1FK7-HD PN=2.5kW; UDC=600V M0=12Nm (100K); NN=3000rpm; Naturally cooled FRAME SIZE IMB 5 (IM V1, IM V3) FLANGE 1 POWER CONNECTOR ROTATABLE INCREMENTAL ENCODER 22 BIT WITH DRIVE-CLIQ INTERFACE (ENCODER IC22DQ) PLAIN SHAFT, TOLERANCE N; W/O HOLDING BRAKE PROTECTION CLASS IP64; | - | 0 | 0
1FK7064-4CF71-1DG2 |  | 1FK7064-4CF71-1DG2 | 1 | UN | 1 | 15 | C | D | N | N | 85015220 | 1 |  | 15.402 | KG | 1763.86 | 1763.86 | MC05 | MC05 | SIMOTICS S Synchronous motor 1FK7-HD PN=2.5kW; UDC=600V M0=12Nm (100K); NN=3000rpm; Naturally cooled FRAME SIZE IMB 5 (IM V1, IM V3) FLANGE 1 POWER CONNECTOR ROTATABLE INCREMENTAL ENCODER 22 BIT WITH DRIVE-CLIQ INTERFACE (ENCODER IC22DQ) PLAIN SHAFT, TOLERANCE N; W/O HOLDING BRAKE PROTECTION CLASS IP65, FLANGE ON DRIVE END IP67; | - | 0 | 0
1FK7064-4CF71-1EA0 |  | 1FK7064-4CF71-1EA0 | 1 | UN | 1 | 15 | C | D | N | N | 85015220 | 1 |  | 15.401 | KG | 1792.56 | 1792.56 | MC05 | MC05 | SIMOTICS S Synchronous motor 1FK7-HD PN=2.5kW; UDC=600V M0=12Nm (100K); NN=3000rpm; Naturally cooled FRAME SIZE IMB 5 (IM V1, IM V3) FLANGE 1, WITH KTY TEMPERATURESENSOR POWER CONNECTOR ROTATABLE ABSOLUTE ENCODERR 2048 S/R + 4096 UMDREHUNGEN MULTITURN, WITH ENDAT-SCHNITTSTELLE (ENCODER AM2048S/R) SHAFT WITH FITTED KEY, TOLERANCE N; W/O HOLDING BRAKE PROTECTION CLASS IP64; | - | 0 | 0
1FK7064-4CF71-1EA1 |  | 1FK7064-4CF71-1EA1 | 1 | UN | 1 | 15 | C | D | N | N | 85015220 | 1 |  | 15.401 | KG | 1854.9 | 1854.9 | MC05 | MC05 | SIMOTICS S Synchronous motor 1FK7-HD PN=2.5kW; UDC=600V M0=12Nm (100K); NN=3000rpm; Naturally cooled FRAME SIZE IMB 5 (IM V1, IM V3) FLANGE 1, WITH KTY TEMPERATURESENSOR POWER CONNECTOR ROTATABLE ABSOLUTE ENCODERR 2048 S/R + 4096 UMDREHUNGEN MULTITURN, WITH ENDAT-SCHNITTSTELLE (ENCODER AM2048S/R) SHAFT WITH FITTED KEY, TOLERANCE N; W/O HOLDING BRAKE PROTECTION CLASS IP65, | - | 0 | 0
1FK7064-4CF71-1EA2 |  | 1FK7064-4CF71-1EA2 | 1 | UN | 1 | 15 | C | D | N | N | 85015220 | 1 |  | 15.401 | KG | 1854.9 | 1854.9 | MC05 | MC05 | SIMOTICS S Synchronous motor 1FK7-HD PN=2.5kW; UDC=600V M0=12Nm (100K); NN=3000rpm; Naturally cooled FRAME SIZE IMB 5 (IM V1, IM V3) FLANGE 1, WITH KTY TEMPERATURESENSOR POWER CONNECTOR ROTATABLE ABSOLUTE ENCODERR 2048 S/R + 4096 UMDREHUNGEN MULTITURN, WITH ENDAT-SCHNITTSTELLE (ENCODER AM2048S/R) SHAFT WITH FITTED KEY, TOLERANCE N; W/O HOLDING BRAKE PROTECTION CLASS IP65, FLANGE ON DRIVE END IP67; | - | 0 | 0
1FK7064-4CF71-1EB0 |  | 1FK7064-4CF71-1EB0 | 1 | UN | 1 | 15 | C | D | N | N | 85015220 | 1 |  | 15.7 | KG | 1994.5 | 1994.5 | MC05 | MC05 | SIMOTICS S Synchronous motor 1FK7-HD PN=2.5kW; UDC=600V M0=12Nm (100K); NN=3000rpm; Naturally cooled FRAME SIZE IMB 5 (IM V1, IM V3) FLANGE 1, WITH KTY TEMPERATURESENSOR POWER CONNECTOR ROTATABLE ABSOLUTE ENCODERR 2048 S/R + 4096 UMDREHUNGEN MULTITURN, WITH ENDAT-SCHNITTSTELLE (ENCODER AM2048S/R) SHAFT WITH FITTED KEY, TOLERANCE N; WITH HOLDING BRAKE PROTECTION CLASS IP64; | - | 0 | 0
1FK7064-4CF71-1EB1 |  | 1FK7064-4CF71-1EB1 | 1 | UN | 1 | 15 | C | D | N | N | 85015220 | 1 |  | 15.7 | KG | 2056.84 | 2056.84 | MC05 | MC05 | SIMOTICS S Synchronous motor 1FK7-HD PN=2.5kW; UDC=600V M0=12Nm (100K); NN=3000rpm; Naturally cooled FRAME SIZE IMB 5 (IM V1, IM V3) FLANGE 1, WITH KTY TEMPERATURESENSOR POWER CONNECTOR ROTATABLE ABSOLUTE ENCODERR 2048 S/R + 4096 UMDREHUNGEN MULTITURN, WITH ENDAT-SCHNITTSTELLE (ENCODER AM2048S/R) SHAFT WITH FITTED KEY, TOLERANCE N; WITH HOLDING BRAKE PROTECTION CLASS IP65, | - | 0 | 0
1FK7064-4CF71-1EB2 |  | 1FK7064-4CF71-1EB2 | 1 | UN | 1 | 15 | C | D | N | N | 85015220 | 1 |  | 15.7 | KG | 2056.84 | 2056.84 | MC05 | MC05 | SIMOTICS S Synchronous motor 1FK7-HD PN=2.5kW; UDC=600V M0=12Nm (100K); NN=3000rpm; Naturally cooled FRAME SIZE IMB 5 (IM V1, IM V3) FLANGE 1, WITH KTY TEMPERATURESENSOR POWER CONNECTOR ROTATABLE ABSOLUTE ENCODERR 2048 S/R + 4096 UMDREHUNGEN MULTITURN, WITH ENDAT-SCHNITTSTELLE (ENCODER AM2048S/R) SHAFT WITH FITTED KEY, TOLERANCE N; WITH HOLDING BRAKE PROTECTION CLASS IP65, FLANGE ON DRIVE END IP67; | - | 0 | 0
1FK7064-4CF71-1EG0 |  | 1FK7064-4CF71-1EG0 | 1 | UN | 1 | 15 | C | D | N | N | 85015220 | 1 |  | 15.401 | KG | 1735.07 | 1735.07 | MC05 | MC05 | SIMOTICS S Synchronous motor 1FK7-HD PN=2.5kW; UDC=600V M0=12Nm (100K); NN=3000rpm; Naturally cooled FRAME SIZE IMB 5 (IM V1, IM V3) FLANGE 1, WITH KTY TEMPERATURESENSOR POWER CONNECTOR ROTATABLE ABSOLUTE ENCODERR 2048 S/R + 4096 UMDREHUNGEN MULTITURN, WITH ENDAT-SCHNITTSTELLE (ENCODER AM2048S/R) PLAIN SHAFT, TOLERANCE N; W/O HOLDING BRAKE PROTECTION CLASS IP64; | - | 0 | 0
1FK7064-4CF71-1EG1 |  | 1FK7064-4CF71-1EG1 | 1 | UN | 1 | 15 | C | D | N | N | 85015220 | 1 |  | 15.401 | KG | 1797.41 | 1797.41 | MC05 | MC05 | SIMOTICS S Synchronous motor 1FK7-HD PN=2.5kW; UDC=600V M0=12Nm (100K); NN=3000rpm; Naturally cooled FRAME SIZE IMB 5 (IM V1, IM V3) FLANGE 1, WITH KTY TEMPERATURESENSOR POWER CONNECTOR ROTATABLE ABSOLUTE ENCODERR 2048 S/R + 4096 UMDREHUNGEN MULTITURN, WITH ENDAT-SCHNITTSTELLE (ENCODER AM2048S/R) PLAIN SHAFT, TOLERANCE N; W/O HOLDING BRAKE PROTECTION CLASS IP65, | - | 0 | 0
1FK7064-4CF71-1EG2 |  | 1FK7064-4CF71-1EG2 | 1 | UN | 1 | 15 | C | D | N | N | 85015220 | 1 |  | 15.401 | KG | 1797.41 | 1797.41 | MC05 | MC05 | SIMOTICS S Synchronous motor 1FK7-HD PN=2.5kW; UDC=600V M0=12Nm (100K); NN=3000rpm; Naturally cooled FRAME SIZE IMB 5 (IM V1, IM V3) FLANGE 1, WITH KTY TEMPERATURESENSOR POWER CONNECTOR ROTATABLE ABSOLUTE ENCODERR 2048 S/R + 4096 UMDREHUNGEN MULTITURN, WITH ENDAT-SCHNITTSTELLE (ENCODER AM2048S/R) PLAIN SHAFT, TOLERANCE N; W/O HOLDING BRAKE PROTECTION CLASS IP65, FLANGE ON DRIVE END IP67; | - | 0 | 0
1FK7064-4CF71-1EH0 |  | 1FK7064-4CF71-1EH0 | 1 | UN | 1 | 15 | C | D | N | N | 85015220 | 1 |  | 15.7 | KG | 1938.51 | 1938.51 | MC05 | MC05 | SIMOTICS S Synchronous motor 1FK7-HD PN=2.5kW; UDC=600V M0=12Nm (100K); NN=3000rpm; Naturally cooled FRAME SIZE IMB 5 (IM V1, IM V3) FLANGE 1, WITH KTY TEMPERATURESENSOR POWER CONNECTOR ROTATABLE ABSOLUTE ENCODERR 2048 S/R + 4096 UMDREHUNGEN MULTITURN, WITH ENDAT-SCHNITTSTELLE (ENCODER AM2048S/R) PLAIN SHAFT, TOLERANCE N; WITH HOLDING BRAKE PROTECTION CLASS IP64; | - | 0 | 0
1FK7064-4CF71-1EH1 |  | 1FK7064-4CF71-1EH1 | 1 | UN | 1 | 15 | C | D | N | N | 85015220 | 1 |  | 15.7 | KG | 2000.85 | 2000.85 | MC05 | MC05 | SIMOTICS S Synchronous motor 1FK7-HD PN=2.5kW; UDC=600V M0=12Nm (100K); NN=3000rpm; Naturally cooled FRAME SIZE IMB 5 (IM V1, IM V3) FLANGE 1, WITH KTY TEMPERATURESENSOR POWER CONNECTOR ROTATABLE ABSOLUTE ENCODERR 2048 S/R + 4096 UMDREHUNGEN MULTITURN, WITH ENDAT-SCHNITTSTELLE (ENCODER AM2048S/R) PLAIN SHAFT, TOLERANCE N; WITH HOLDING BRAKE PROTECTION CLASS IP65, | - | 0 | 0
1FK7064-4CF71-1EH2 |  | 1FK7064-4CF71-1EH2 | 1 | UN | 1 | 15 | C | D | N | N | 85015220 | 1 |  | 15.7 | KG | 2000.85 | 2000.85 | MC05 | MC05 | SIMOTICS S Synchronous motor 1FK7-HD PN=2.5kW; UDC=600V M0=12Nm (100K); NN=3000rpm; Naturally cooled FRAME SIZE IMB 5 (IM V1, IM V3) FLANGE 1, WITH KTY TEMPERATURESENSOR POWER CONNECTOR ROTATABLE ABSOLUTE ENCODERR 2048 S/R + 4096 UMDREHUNGEN MULTITURN, WITH ENDAT-SCHNITTSTELLE (ENCODER AM2048S/R) PLAIN SHAFT, TOLERANCE N; WITH HOLDING BRAKE PROTECTION CLASS IP65, FLANGE ON DRIVE END IP67; | - | 0 | 0
1FK7064-4CF71-1FG0 |  | 1FK7064-4CF71-1FG0 | 1 | UN | 1 | 15 | C | D | N | N | 85015220 | 1 |  | 15.401 | KG | 1947.69 | 1947.69 | MC05 | MC05 | SIMOTICS S Synchronous motor 1FK7-HD PN=2.5kW; UDC=600V M0=12Nm (100K); NN=3000rpm; Naturally cooled FRAME SIZE IMB 5 (IM V1, IM V3) FLANGE 1 POWER CONNECTOR ROTATABLE ABSOLUTE ENCODER 22BIT + 12 BIT MULTITURN, WITH DRIVE-CLIQ INTERFACE (ENCODER AM22DQ) PLAIN SHAFT, TOLERANCE N; W/O HOLDING BRAKE PROTECTION CLASS IP64; | - | 0 | 0
1FK7064-4CF71-1GG0 |  | 1FK7064-4CF71-1GG0 | 1 | UN | 1 | 15 | C | D | N | N | 85015220 | 1 |  | 15.401 | KG | 1390.11 | 1390.11 | MC05 | MC05 | SIMOTICS S Synchronous motor 1FK7-HD PN=2.5kW; UDC=600V M0=12Nm (100K); NN=3000rpm; Naturally cooled FRAME SIZE IMB 5 (IM V1, IM V3) FLANGE 1, WITH KTY TEMPERATURESENSOR POWER CONNECTOR ROTATABLE ABSOLUTE ENCODER 32 S/R SINGLETURN, 4096 ROTATION MULTITURN, WITH ENDAT- INTERFACE (ENCODER AM32S/R) PLAIN SHAFT, TOLERANCE N; W/O HOLDING BRAKE PROTECTION CLASS IP64; | - | 0 | 0
1FK7064-4CF71-1PA0 |  | 1FK7064-4CF71-1PA0 | 1 | UN | 1 | 15 | C | D | N | N | 85015220 | 1 |  | 15.501 | KG | 1314.94 | 1314.94 | MC05 | MC05 | SIMOTICS S Synchronous motor 1FK7-HD PN=2.5kW; UDC=600V M0=12Nm (100K); NN=3000rpm; Naturally cooled FRAME SIZE IMB 5 (IM V1, IM V3) FLANGE 1 POWER CONNECTOR ROTATABLE RESOLVER 2-POLE, WITH DRIVE CLIQ-INTERFACE SHAFT WITH FITTED KEY, TOLERANCE N; W/O HOLDING BRAKE PROTECTION CLASS IP64; | - | 0 | 0
1FK7064-4CF71-1PA1 |  | 1FK7064-4CF71-1PA1 | 1 | UN | 1 | 15 | C | D | N | N | 85015220 | 1 |  | 15.501 | KG | 1377.28 | 1377.28 | MC05 | MC05 | SIMOTICS S Synchronous motor 1FK7-HD PN=2.5kW; UDC=600V M0=12Nm (100K); NN=3000rpm; Naturally cooled FRAME SIZE IMB 5 (IM V1, IM V3) FLANGE 1 POWER CONNECTOR ROTATABLE RESOLVER 2-POLE, WITH DRIVE CLIQ-INTERFACE SHAFT WITH FITTED KEY, TOLERANCE N; W/O HOLDING BRAKE PROTECTION CLASS IP65, | - | 0 | 0
1FK7064-4CF71-1PA2 |  | 1FK7064-4CF71-1PA2 | 1 | UN | 1 | 15 | C | D | N | N | 85015220 | 1 |  | 15.501 | KG | 1377.28 | 1377.28 | MC05 | MC05 | SIMOTICS S Synchronous motor 1FK7-HD PN=2.5kW; UDC=600V M0=12Nm (100K); NN=3000rpm; Naturally cooled FRAME SIZE IMB 5 (IM V1, IM V3) FLANGE 1 POWER CONNECTOR ROTATABLE RESOLVER 2-POLE, WITH DRIVE CLIQ-INTERFACE SHAFT WITH FITTED KEY, TOLERANCE N; W/O HOLDING BRAKE PROTECTION CLASS IP65, FLANGE ON DRIVE END IP67; | - | 0 | 0
1FK7064-4CF71-1PB0 |  | 1FK7064-4CF71-1PB0 | 1 | UN | 1 | 15 | C | D | N | N | 85015220 | 1 |  | 15.8 | KG | 1516.88 | 1516.88 | MC05 | MC05 | SIMOTICS S Synchronous motor 1FK7-HD PN=2.5kW; UDC=600V M0=12Nm (100K); NN=3000rpm; Naturally cooled FRAME SIZE IMB 5 (IM V1, IM V3) FLANGE 1 POWER CONNECTOR ROTATABLE RESOLVER 2-POLE, WITH DRIVE CLIQ-INTERFACE SHAFT WITH FITTED KEY, TOLERANCE N; WITH HOLDING BRAKE PROTECTION CLASS IP64; | - | 0 | 0
1FK7064-4CF71-1PB1 |  | 1FK7064-4CF71-1PB1 | 1 | UN | 1 | 15 | C | D | N | N | 85015220 | 1 |  | 15.8 | KG | 1579.22 | 1579.22 | MC05 | MC05 | SIMOTICS S Synchronous motor 1FK7-HD PN=2.5kW; UDC=600V M0=12Nm (100K); NN=3000rpm; Naturally cooled FRAME SIZE IMB 5 (IM V1, IM V3) FLANGE 1 POWER CONNECTOR ROTATABLE RESOLVER 2-POLE, WITH DRIVE CLIQ-INTERFACE SHAFT WITH FITTED KEY, TOLERANCE N; WITH HOLDING BRAKE PROTECTION CLASS IP65, | - | 0 | 0
1FK7064-4CF71-1PB2 |  | 1FK7064-4CF71-1PB2 | 1 | UN | 1 | 15 | C | D | N | N | 85015220 | 1 |  | 15.8 | KG | 1579.22 | 1579.22 | MC05 | MC05 | SIMOTICS S Synchronous motor 1FK7-HD PN=2.5kW; UDC=600V M0=12Nm (100K); NN=3000rpm; Naturally cooled FRAME SIZE IMB 5 (IM V1, IM V3) FLANGE 1 POWER CONNECTOR ROTATABLE RESOLVER 2-POLE, WITH DRIVE CLIQ-INTERFACE SHAFT WITH FITTED KEY, TOLERANCE N; WITH HOLDING BRAKE PROTECTION CLASS IP65, FLANGE ON DRIVE END IP67; | - | 0 | 0
1FK7064-4CF71-1PG0 |  | 1FK7064-4CF71-1PG0 | 1 | UN | 1 | 15 | C | D | N | N | 85015220 | 1 |  | 15.501 | KG | 1257.45 | 1257.45 | MC05 | MC05 | SIMOTICS S Synchronous motor 1FK7-HD PN=2.5kW; UDC=600V M0=12Nm (100K); NN=3000rpm; Naturally cooled FRAME SIZE IMB 5 (IM V1, IM V3) FLANGE 1 POWER CONNECTOR ROTATABLE RESOLVER 2-POLE, WITH DRIVE CLIQ-INTERFACE PLAIN SHAFT, TOLERANCE N; W/O HOLDING BRAKE PROTECTION CLASS IP64; | - | 0 | 0
1FK7064-4CF71-1PG1 |  | 1FK7064-4CF71-1PG1 | 1 | UN | 1 | 15 | C | D | N | N | 85015220 | 1 |  | 15.501 | KG | 1319.79 | 1319.79 | MC05 | MC05 | SIMOTICS S Synchronous motor 1FK7-HD PN=2.5kW; UDC=600V M0=12Nm (100K); NN=3000rpm; Naturally cooled FRAME SIZE IMB 5 (IM V1, IM V3) FLANGE 1 POWER CONNECTOR ROTATABLE RESOLVER 2-POLE, WITH DRIVE CLIQ-INTERFACE PLAIN SHAFT, TOLERANCE N; W/O HOLDING BRAKE PROTECTION CLASS IP65, | - | 0 | 0
1FK7064-4CF71-1PG2 |  | 1FK7064-4CF71-1PG2 | 1 | UN | 1 | 15 | C | D | N | N | 85015220 | 1 |  | 15.501 | KG | 1319.79 | 1319.79 | MC05 | MC05 | SIMOTICS S Synchronous motor 1FK7-HD PN=2.5kW; UDC=600V M0=12Nm (100K); NN=3000rpm; Naturally cooled FRAME SIZE IMB 5 (IM V1, IM V3) FLANGE 1 POWER CONNECTOR ROTATABLE RESOLVER 2-POLE, WITH DRIVE CLIQ-INTERFACE PLAIN SHAFT, TOLERANCE N; W/O HOLDING BRAKE PROTECTION CLASS IP65, FLANGE ON DRIVE END IP67; | - | 0 | 0
1FK7064-4CF71-1PH0 |  | 1FK7064-4CF71-1PH0 | 1 | UN | 1 | 15 | C | D | N | N | 85015220 | 1 |  | 15.8 | KG | 1460.89 | 1460.89 | MC05 | MC05 | SIMOTICS S Synchronous motor 1FK7-HD PN=2.5kW; UDC=600V M0=12Nm (100K); NN=3000rpm; Naturally cooled FRAME SIZE IMB 5 (IM V1, IM V3) FLANGE 1 POWER CONNECTOR ROTATABLE RESOLVER 2-POLE, WITH DRIVE CLIQ-INTERFACE PLAIN SHAFT, TOLERANCE N; WITH HOLDING BRAKE PROTECTION CLASS IP64; | - | 0 | 0
1FK7064-4CF71-1PH1 |  | 1FK7064-4CF71-1PH1 | 1 | UN | 1 | 15 | C | D | N | N | 85015220 | 1 |  | 15.8 | KG | 1523.23 | 1523.23 | MC05 | MC05 | SIMOTICS S Synchronous motor 1FK7-HD PN=2.5kW; UDC=600V M0=12Nm (100K); NN=3000rpm; Naturally cooled FRAME SIZE IMB 5 (IM V1, IM V3) FLANGE 1 POWER CONNECTOR ROTATABLE RESOLVER 2-POLE, WITH DRIVE CLIQ-INTERFACE PLAIN SHAFT, TOLERANCE N; WITH HOLDING BRAKE PROTECTION CLASS IP65, | - | 0 | 0
1FK7064-4CF71-1PH2 |  | 1FK7064-4CF71-1PH2 | 1 | UN | 1 | 15 | C | D | N | N | 85015220 | 1 |  | 15.8 | KG | 1523.23 | 1523.23 | MC05 | MC05 | SIMOTICS S Synchronous motor 1FK7-HD PN=2.5kW; UDC=600V M0=12Nm (100K); NN=3000rpm; Naturally cooled FRAME SIZE IMB 5 (IM V1, IM V3) FLANGE 1 POWER CONNECTOR ROTATABLE RESOLVER 2-POLE, WITH DRIVE CLIQ-INTERFACE PLAIN SHAFT, TOLERANCE N; WITH HOLDING BRAKE PROTECTION CLASS IP65, FLANGE ON DRIVE END IP67; | - | 0 | 0
1FK7064-4CF71-1QA0 |  | 1FK7064-4CF71-1QA0 | 1 | UN | 1 | 15 | C | D | N | N | 85015220 | 1 |  | 15.401 | KG | 1383.64 | 1383.64 | MC05 | MC05 | SIMOTICS S Synchronous motor 1FK7-HD PN=2.5kW; UDC=600V M0=12Nm (100K); NN=3000rpm; Naturally cooled FRAME SIZE IMB 5 (IM V1, IM V3) FLANGE 1 POWER CONNECTOR ROTATABLE ABSOLUTE ENCODER SINGLETURN 20 BIT WITH DRIVE-CLIQ INTERFACE (ENCODER AS20DQI) SHAFT WITH FITTED KEY, TOLERANCE N; W/O HOLDING BRAKE PROTECTION CLASS IP64; | - | 0 | 0
1FK7064-4CF71-1QA1 |  | 1FK7064-4CF71-1QA1 | 1 | UN | 1 | 15 | C | D | N | N | 85015220 | 1 |  | 15.401 | KG | 1445.98 | 1445.98 | MC05 | MC05 | SIMOTICS S Synchronous motor 1FK7-HD PN=2.5kW; UDC=600V M0=12Nm (100K); NN=3000rpm; Naturally cooled FRAME SIZE IMB 5 (IM V1, IM V3) FLANGE 1 POWER CONNECTOR ROTATABLE ABSOLUTE ENCODER SINGLETURN 20 BIT WITH DRIVE-CLIQ INTERFACE (ENCODER AS20DQI) SHAFT WITH FITTED KEY, TOLERANCE N; W/O HOLDING BRAKE PROTECTION CLASS IP65, | - | 0 | 0
1FK7064-4CF71-1QA2 |  | 1FK7064-4CF71-1QA2 | 1 | UN | 1 | 15 | C | D | N | N | 85015220 | 1 |  | 15.401 | KG | 1445.98 | 1445.98 | MC05 | MC05 | SIMOTICS S Synchronous motor 1FK7-HD PN=2.5kW; UDC=600V M0=12Nm (100K); NN=3000rpm; Naturally cooled FRAME SIZE IMB 5 (IM V1, IM V3) FLANGE 1 POWER CONNECTOR ROTATABLE ABSOLUTE ENCODER SINGLETURN 20 BIT WITH DRIVE-CLIQ INTERFACE (ENCODER AS20DQI) SHAFT WITH FITTED KEY, TOLERANCE N; W/O HOLDING BRAKE PROTECTION CLASS IP65, FLANGE ON DRIVE END IP67; | - | 0 | 0
1FK7064-4CF71-1QB0 |  | 1FK7064-4CF71-1QB0 | 1 | UN | 1 | 15 | C | D | N | N | 85015220 | 1 |  | 15.7 | KG | 1585.58 | 1585.58 | MC05 | MC05 | SIMOTICS S Synchronous motor 1FK7-HD PN=2.5kW; UDC=600V M0=12Nm (100K); NN=3000rpm; Naturally cooled FRAME SIZE IMB 5 (IM V1, IM V3) FLANGE 1 POWER CONNECTOR ROTATABLE ABSOLUTE ENCODER SINGLETURN 20 BIT WITH DRIVE-CLIQ INTERFACE (ENCODER AS20DQI) SHAFT WITH FITTED KEY, TOLERANCE N; WITH HOLDING BRAKE PROTECTION CLASS IP64; | - | 0 | 0
1FK7064-4CF71-1QB1 |  | 1FK7064-4CF71-1QB1 | 1 | UN | 1 | 15 | C | D | N | N | 85015220 | 1 |  | 15.7 | KG | 1647.92 | 1647.92 | MC05 | MC05 | SIMOTICS S Synchronous motor 1FK7-HD PN=2.5kW; UDC=600V M0=12Nm (100K); NN=3000rpm; Naturally cooled FRAME SIZE IMB 5 (IM V1, IM V3) FLANGE 1 POWER CONNECTOR ROTATABLE ABSOLUTE ENCODER SINGLETURN 20 BIT WITH DRIVE-CLIQ INTERFACE (ENCODER AS20DQI) SHAFT WITH FITTED KEY, TOLERANCE N; WITH HOLDING BRAKE PROTECTION CLASS IP65, | - | 0 | 0
1FK7064-4CF71-1QB2 |  | 1FK7064-4CF71-1QB2 | 1 | UN | 1 | 15 | C | D | N | N | 85015220 | 1 |  | 15.7 | KG | 1647.92 | 1647.92 | MC05 | MC05 | SIMOTICS S Synchronous motor 1FK7-HD PN=2.5kW; UDC=600V M0=12Nm (100K); NN=3000rpm; Naturally cooled FRAME SIZE IMB 5 (IM V1, IM V3) FLANGE 1 POWER CONNECTOR ROTATABLE ABSOLUTE ENCODER SINGLETURN 20 BIT WITH DRIVE-CLIQ INTERFACE (ENCODER AS20DQI) SHAFT WITH FITTED KEY, TOLERANCE N; WITH HOLDING BRAKE PROTECTION CLASS IP65, FLANGE ON DRIVE END IP67; | - | 0 | 0
1FK7064-4CF71-1QG0 |  | 1FK7064-4CF71-1QG0 | 1 | UN | 1 | 15 | C | D | N | N | 85015220 | 1 |  | 15.401 | KG | 1326.15 | 1326.15 | MC05 | MC05 | SIMOTICS S Synchronous motor 1FK7-HD PN=2.5kW; UDC=600V M0=12Nm (100K); NN=3000rpm; Naturally cooled FRAME SIZE IMB 5 (IM V1, IM V3) FLANGE 1 POWER CONNECTOR ROTATABLE ABSOLUTE ENCODER SINGLETURN 20 BIT WITH DRIVE-CLIQ INTERFACE (ENCODER AS20DQI) PLAIN SHAFT, TOLERANCE N; W/O HOLDING BRAKE PROTECTION CLASS IP64; | - | 0 | 0
1FK7064-4CF71-1QG1 |  | 1FK7064-4CF71-1QG1 | 1 | UN | 1 | 15 | C | D | N | N | 85015220 | 1 |  | 15.401 | KG | 1388.49 | 1388.49 | MC05 | MC05 | SIMOTICS S Synchronous motor 1FK7-HD PN=2.5kW; UDC=600V M0=12Nm (100K); NN=3000rpm; Naturally cooled FRAME SIZE IMB 5 (IM V1, IM V3) FLANGE 1 POWER CONNECTOR ROTATABLE ABSOLUTE ENCODER SINGLETURN 20 BIT WITH DRIVE-CLIQ INTERFACE (ENCODER AS20DQI) PLAIN SHAFT, TOLERANCE N; W/O HOLDING BRAKE PROTECTION CLASS IP65, | - | 0 | 0
1FK7064-4CF71-1QG2 |  | 1FK7064-4CF71-1QG2 | 1 | UN | 1 | 15 | C | D | N | N | 85015220 | 1 |  | 15.401 | KG | 1388.49 | 1388.49 | MC05 | MC05 | SIMOTICS S Synchronous motor 1FK7-HD PN=2.5kW; UDC=600V M0=12Nm (100K); NN=3000rpm; Naturally cooled FRAME SIZE IMB 5 (IM V1, IM V3) FLANGE 1 POWER CONNECTOR ROTATABLE ABSOLUTE ENCODER SINGLETURN 20 BIT WITH DRIVE-CLIQ INTERFACE (ENCODER AS20DQI) PLAIN SHAFT, TOLERANCE N; W/O HOLDING BRAKE PROTECTION CLASS IP65, FLANGE ON DRIVE END IP67; | - | 0 | 0
1FK7064-4CF71-1QH0 |  | 1FK7064-4CF71-1QH0 | 1 | UN | 1 | 15 | C | D | N | N | 85015220 | 1 |  | 15.7 | KG | 1529.59 | 1529.59 | MC05 | MC05 | SIMOTICS S Synchronous motor 1FK7-HD PN=2.5kW; UDC=600V M0=12Nm (100K); NN=3000rpm; Naturally cooled FRAME SIZE IMB 5 (IM V1, IM V3) FLANGE 1 POWER CONNECTOR ROTATABLE ABSOLUTE ENCODER SINGLETURN 20 BIT WITH DRIVE-CLIQ INTERFACE (ENCODER AS20DQI) PLAIN SHAFT, TOLERANCE N; WITH HOLDING BRAKE PROTECTION CLASS IP64; | - | 0 | 0
1FK7064-4CF71-1QH1 |  | 1FK7064-4CF71-1QH1 | 1 | UN | 1 | 15 | C | D | N | N | 85015220 | 1 |  | 15.7 | KG | 1591.93 | 1591.93 | MC05 | MC05 | SIMOTICS S Synchronous motor 1FK7-HD PN=2.5kW; UDC=600V M0=12Nm (100K); NN=3000rpm; Naturally cooled FRAME SIZE IMB 5 (IM V1, IM V3) FLANGE 1 POWER CONNECTOR ROTATABLE ABSOLUTE ENCODER SINGLETURN 20 BIT WITH DRIVE-CLIQ INTERFACE (ENCODER AS20DQI) PLAIN SHAFT, TOLERANCE N; WITH HOLDING BRAKE PROTECTION CLASS IP65, | - | 0 | 0
1FK7064-4CF71-1QH2 |  | 1FK7064-4CF71-1QH2 | 1 | UN | 1 | 15 | C | D | N | N | 85015220 | 1 |  | 15.7 | KG | 1591.93 | 1591.93 | MC05 | MC05 | SIMOTICS S Synchronous motor 1FK7-HD PN=2.5kW; UDC=600V M0=12Nm (100K); NN=3000rpm; Naturally cooled FRAME SIZE IMB 5 (IM V1, IM V3) FLANGE 1 POWER CONNECTOR ROTATABLE ABSOLUTE ENCODER SINGLETURN 20 BIT WITH DRIVE-CLIQ INTERFACE (ENCODER AS20DQI) PLAIN SHAFT, TOLERANCE N; WITH HOLDING BRAKE PROTECTION CLASS IP65, FLANGE ON DRIVE END IP67; | - | 0 | 0
1FK7064-4CF71-1RA0 |  | 1FK7064-4CF71-1RA0 | 1 | UN | 1 | 15 | C | D | N | N | 85015220 | 1 |  | 15.401 | KG | 1633.01 | 1633.01 | MC05 | MC05 | SIMOTICS S Synchronous motor 1FK7-HD PN=2.5kW; UDC=600V M0=12Nm (100K); NN=3000rpm; Naturally cooled FRAME SIZE IMB 5 (IM V1, IM V3) FLANGE 1 POWER CONNECTOR ROTATABLE ABSOLUTE ENCODER 20 BIT + 12 BIT MULTITURN WITH DRIVE-CLIQ INTERFACE (ENCODER AM20DQI) SHAFT WITH FITTED KEY, TOLERANCE N; W/O HOLDING BRAKE PROTECTION CLASS IP64; | - | 0 | 0
1FK7064-4CF71-1RA1 |  | 1FK7064-4CF71-1RA1 | 1 | UN | 1 | 15 | C | D | N | N | 85015220 | 1 |  | 15.401 | KG | 1695.35 | 1695.35 | MC05 | MC05 | SIMOTICS S Synchronous motor 1FK7-HD PN=2.5kW; UDC=600V M0=12Nm (100K); NN=3000rpm; Naturally cooled FRAME SIZE IMB 5 (IM V1, IM V3) FLANGE 1 POWER CONNECTOR ROTATABLE ABSOLUTE ENCODER 20 BIT + 12 BIT MULTITURN WITH DRIVE-CLIQ INTERFACE (ENCODER AM20DQI) SHAFT WITH FITTED KEY, TOLERANCE N; W/O HOLDING BRAKE PROTECTION CLASS IP65, | - | 0 | 0
1FK7064-4CF71-1RA2 |  | 1FK7064-4CF71-1RA2 | 1 | UN | 1 | 15 | C | D | N | N | 85015220 | 1 |  | 15.401 | KG | 1695.35 | 1695.35 | MC05 | MC05 | SIMOTICS S Synchronous motor 1FK7-HD PN=2.5kW; UDC=600V M0=12Nm (100K); NN=3000rpm; Naturally cooled FRAME SIZE IMB 5 (IM V1, IM V3) FLANGE 1 POWER CONNECTOR ROTATABLE ABSOLUTE ENCODER 20 BIT + 12 BIT MULTITURN WITH DRIVE-CLIQ INTERFACE (ENCODER AM20DQI) SHAFT WITH FITTED KEY, TOLERANCE N; W/O HOLDING BRAKE PROTECTION CLASS IP65, FLANGE ON DRIVE END IP67; | - | 0 | 0
1FK7064-4CF71-1RB0 |  | 1FK7064-4CF71-1RB0 | 1 | UN | 1 | 15 | C | D | N | N | 85015220 | 1 |  | 15.7 | KG | 1834.95 | 1834.95 | MC05 | MC05 | SIMOTICS S Synchronous motor 1FK7-HD PN=2.5kW; UDC=600V M0=12Nm (100K); NN=3000rpm; Naturally cooled FRAME SIZE IMB 5 (IM V1, IM V3) FLANGE 1 POWER CONNECTOR ROTATABLE ABSOLUTE ENCODER 20 BIT + 12 BIT MULTITURN WITH DRIVE-CLIQ INTERFACE (ENCODER AM20DQI) SHAFT WITH FITTED KEY, TOLERANCE N; WITH HOLDING BRAKE PROTECTION CLASS IP64; | - | 0 | 0
1FK7064-4CF71-1RB0-Z | N16X08 | 1FK7064-4CF71-1RB0-ZN16X08 | 1 | UN | 1 | 15 | C | D | N | N | 85015220 | 1 |  | 15.701 | KG | 2241.2 | 2241.2 | MC05 | MC05 | SIMOTICS S Synchronous motor 1FK7-HD PN=2.5kW; UDC=600V M0=12Nm (100K); NN=3000rpm; Naturally cooled FRAME SIZE IMB 5 (IM V1, IM V3) FLANGE 1 POWER CONNECTOR ROTATABLE ABSOLUTE ENCODER 20 BIT + 12 BIT MULTITURN WITH DRIVE-CLIQ INTERFACE (ENCODER AM20DQI) SHAFT WITH FITTED KEY, TOLERANCE N; WITH HOLDING BRAKE PROTECTION CLASS IP64; N16: EXECUTION FOR INCREASED CHEMICAL RESISTANCE X08: PAINT FINISH WHITE ALUMINIUM RAL9006 | - | 0 | 0
1FK7064-4CF71-1RB1 |  | 1FK7064-4CF71-1RB1 | 1 | UN | 1 | 15 | C | D | N | N | 85015220 | 1 |  | 15.7 | KG | 1897.29 | 1897.29 | MC05 | MC05 | SIMOTICS S Synchronous motor 1FK7-HD PN=2.5kW; UDC=600V M0=12Nm (100K); NN=3000rpm; Naturally cooled FRAME SIZE IMB 5 (IM V1, IM V3) FLANGE 1 POWER CONNECTOR ROTATABLE ABSOLUTE ENCODER 20 BIT + 12 BIT MULTITURN WITH DRIVE-CLIQ INTERFACE (ENCODER AM20DQI) SHAFT WITH FITTED KEY, TOLERANCE N; WITH HOLDING BRAKE PROTECTION CLASS IP65, | - | 0 | 0
1FK7064-4CF71-1RB2 |  | 1FK7064-4CF71-1RB2 | 1 | UN | 1 | 15 | C | D | N | N | 85015220 | 1 |  | 15.7 | KG | 1897.29 | 1897.29 | MC05 | MC05 | SIMOTICS S Synchronous motor 1FK7-HD PN=2.5kW; UDC=600V M0=12Nm (100K); NN=3000rpm; Naturally cooled FRAME SIZE IMB 5 (IM V1, IM V3) FLANGE 1 POWER CONNECTOR ROTATABLE ABSOLUTE ENCODER 20 BIT + 12 BIT MULTITURN WITH DRIVE-CLIQ INTERFACE (ENCODER AM20DQI) SHAFT WITH FITTED KEY, TOLERANCE N; WITH HOLDING BRAKE PROTECTION CLASS IP65, FLANGE ON DRIVE END IP67; | - | 0 | 0
1FK7064-4CF71-1RG0 |  | 1FK7064-4CF71-1RG0 | 1 | UN | 1 | 15 | C | D | N | N | 85015220 | 1 |  | 15.401 | KG | 1575.52 | 1575.52 | MC05 | MC05 | SIMOTICS S Synchronous motor 1FK7-HD PN=2.5kW; UDC=600V M0=12Nm (100K); NN=3000rpm; Naturally cooled FRAME SIZE IMB 5 (IM V1, IM V3) FLANGE 1 POWER CONNECTOR ROTATABLE ABSOLUTE ENCODER 20 BIT + 12 BIT MULTITURN WITH DRIVE-CLIQ INTERFACE (ENCODER AM20DQI) PLAIN SHAFT, TOLERANCE N; W/O HOLDING BRAKE PROTECTION CLASS IP64; | - | 0 | 0
1FK7064-4CF71-1RG1 |  | 1FK7064-4CF71-1RG1 | 1 | UN | 1 | 15 | C | D | N | N | 85015220 | 1 |  | 15.401 | KG | 1637.86 | 1637.86 | MC05 | MC05 | SIMOTICS S Synchronous motor 1FK7-HD PN=2.5kW; UDC=600V M0=12Nm (100K); NN=3000rpm; Naturally cooled FRAME SIZE IMB 5 (IM V1, IM V3) FLANGE 1 POWER CONNECTOR ROTATABLE ABSOLUTE ENCODER 20 BIT + 12 BIT MULTITURN WITH DRIVE-CLIQ INTERFACE (ENCODER AM20DQI) PLAIN SHAFT, TOLERANCE N; W/O HOLDING BRAKE PROTECTION CLASS IP65, | - | 0 | 0
1FK7064-4CF71-1RG2 |  | 1FK7064-4CF71-1RG2 | 1 | UN | 1 | 15 | C | D | N | N | 85015220 | 1 |  | 15.401 | KG | 1637.86 | 1637.86 | MC05 | MC05 | SIMOTICS S Synchronous motor 1FK7-HD PN=2.5kW; UDC=600V M0=12Nm (100K); NN=3000rpm; Naturally cooled FRAME SIZE IMB 5 (IM V1, IM V3) FLANGE 1 POWER CONNECTOR ROTATABLE ABSOLUTE ENCODER 20 BIT + 12 BIT MULTITURN WITH DRIVE-CLIQ INTERFACE (ENCODER AM20DQI) PLAIN SHAFT, TOLERANCE N; W/O HOLDING BRAKE PROTECTION CLASS IP65, FLANGE ON DRIVE END IP67; | - | 0 | 0
1FK7064-4CF71-1RH0 |  | 1FK7064-4CF71-1RH0 | 1 | UN | 1 | 15 | C | D | N | N | 85015220 | 1 |  | 15.7 | KG | 1778.96 | 1778.96 | MC05 | MC05 | SIMOTICS S Synchronous motor 1FK7-HD PN=2.5kW; UDC=600V M0=12Nm (100K); NN=3000rpm; Naturally cooled FRAME SIZE IMB 5 (IM V1, IM V3) FLANGE 1 POWER CONNECTOR ROTATABLE ABSOLUTE ENCODER 20 BIT + 12 BIT MULTITURN WITH DRIVE-CLIQ INTERFACE (ENCODER AM20DQI) PLAIN SHAFT, TOLERANCE N; WITH HOLDING BRAKE PROTECTION CLASS IP64; | - | 0 | 0
1FK7064-4CF71-1RH1 |  | 1FK7064-4CF71-1RH1 | 1 | UN | 1 | 15 | C | D | N | N | 85015220 | 1 |  | 15.7 | KG | 1841.3 | 1841.3 | MC05 | MC05 | SIMOTICS S Synchronous motor 1FK7-HD PN=2.5kW; UDC=600V M0=12Nm (100K); NN=3000rpm; Naturally cooled FRAME SIZE IMB 5 (IM V1, IM V3) FLANGE 1 POWER CONNECTOR ROTATABLE ABSOLUTE ENCODER 20 BIT + 12 BIT MULTITURN WITH DRIVE-CLIQ INTERFACE (ENCODER AM20DQI) PLAIN SHAFT, TOLERANCE N; WITH HOLDING BRAKE PROTECTION CLASS IP65, | - | 0 | 0
1FK7064-4CF71-1RH2 |  | 1FK7064-4CF71-1RH2 | 1 | UN | 1 | 15 | C | D | N | N | 85015220 | 1 |  | 15.7 | KG | 1841.3 | 1841.3 | MC05 | MC05 | SIMOTICS S Synchronous motor 1FK7-HD PN=2.5kW; UDC=600V M0=12Nm (100K); NN=3000rpm; Naturally cooled FRAME SIZE IMB 5 (IM V1, IM V3) FLANGE 1 POWER CONNECTOR ROTATABLE ABSOLUTE ENCODER 20 BIT + 12 BIT MULTITURN WITH DRIVE-CLIQ INTERFACE (ENCODER AM20DQI) PLAIN SHAFT, TOLERANCE N; WITH HOLDING BRAKE PROTECTION CLASS IP65, FLANGE ON DRIVE END IP67; | - | 0 | 0
1FK7064-4CF71-1SA0 |  | 1FK7064-4CF71-1SA0 | 1 | UN | 1 | 15 | C | D | N | N | 85015220 | 1 |  | 15.402 | KG | 1154.24 | 1154.24 | MC05 | MC05 | SIMOTICS S Synchronous motor 1FK7-HD PN=2.5kW; UDC=600V M0=12Nm (100K); NN=3000rpm; Naturally cooled FRAME SIZE IMB 5 (IM V1, IM V3) FLANGE 1, WITH KTY TEMPERATURESENSOR POWER CONNECTOR ROTATABLE RESOLVER MULTI-POLE (RESOLVER P=3); SHAFT WITH FITTED KEY, TOLERANCE N; W/O HOLDING BRAKE PROTECTION CLASS IP64; | - | 0 | 0
1FK7064-4CF71-1SA1 |  | 1FK7064-4CF71-1SA1 | 1 | UN | 1 | 15 | C | D | N | N | 85015220 | 1 |  | 15.402 | KG | 1216.58 | 1216.58 | MC05 | MC05 | SIMOTICS S Synchronous motor 1FK7-HD PN=2.5kW; UDC=600V M0=12Nm (100K); NN=3000rpm; Naturally cooled FRAME SIZE IMB 5 (IM V1, IM V3) FLANGE 1, WITH KTY TEMPERATURESENSOR POWER CONNECTOR ROTATABLE RESOLVER MULTI-POLE (RESOLVER P=3); SHAFT WITH FITTED KEY, TOLERANCE N; W/O HOLDING BRAKE PROTECTION CLASS IP65, | - | 0 | 0
1FK7064-4CF71-1SA2 |  | 1FK7064-4CF71-1SA2 | 1 | UN | 1 | 15 | C | D | N | N | 85015220 | 1 |  | 15.402 | KG | 1216.58 | 1216.58 | MC05 | MC05 | SIMOTICS S Synchronous motor 1FK7-HD PN=2.5kW; UDC=600V M0=12Nm (100K); NN=3000rpm; Naturally cooled FRAME SIZE IMB 5 (IM V1, IM V3) FLANGE 1, WITH KTY TEMPERATURESENSOR POWER CONNECTOR ROTATABLE RESOLVER MULTI-POLE (RESOLVER P=3); SHAFT WITH FITTED KEY, TOLERANCE N; W/O HOLDING BRAKE PROTECTION CLASS IP65, FLANGE ON DRIVE END IP67; | - | 0 | 0
1FK7064-4CF71-1SB0 |  | 1FK7064-4CF71-1SB0 | 1 | UN | 1 | 15 | C | D | N | N | 85015220 | 1 |  | 15.701 | KG | 1356.18 | 1356.18 | MC05 | MC05 | SIMOTICS S Synchronous motor 1FK7-HD PN=2.5kW; UDC=600V M0=12Nm (100K); NN=3000rpm; Naturally cooled FRAME SIZE IMB 5 (IM V1, IM V3) FLANGE 1, WITH KTY TEMPERATURESENSOR POWER CONNECTOR ROTATABLE RESOLVER MULTI-POLE (RESOLVER P=3); SHAFT WITH FITTED KEY, TOLERANCE N; WITH HOLDING BRAKE PROTECTION CLASS IP64; | - | 0 | 0
1FK7064-4CF71-1SB1 |  | 1FK7064-4CF71-1SB1 | 1 | UN | 1 | 15 | C | D | N | N | 85015220 | 1 |  | 15.701 | KG | 1418.52 | 1418.52 | MC05 | MC05 | SIMOTICS S Synchronous motor 1FK7-HD PN=2.5kW; UDC=600V M0=12Nm (100K); NN=3000rpm; Naturally cooled FRAME SIZE IMB 5 (IM V1, IM V3) FLANGE 1, WITH KTY TEMPERATURESENSOR POWER CONNECTOR ROTATABLE RESOLVER MULTI-POLE (RESOLVER P=3); SHAFT WITH FITTED KEY, TOLERANCE N; WITH HOLDING BRAKE PROTECTION CLASS IP65, | - | 0 | 0
1FK7064-4CF71-1SB2 |  | 1FK7064-4CF71-1SB2 | 1 | UN | 1 | 15 | C | D | N | N | 85015220 | 1 |  | 15.701 | KG | 1418.52 | 1418.52 | MC05 | MC05 | SIMOTICS S Synchronous motor 1FK7-HD PN=2.5kW; UDC=600V M0=12Nm (100K); NN=3000rpm; Naturally cooled FRAME SIZE IMB 5 (IM V1, IM V3) FLANGE 1, WITH KTY TEMPERATURESENSOR POWER CONNECTOR ROTATABLE RESOLVER MULTI-POLE (RESOLVER P=3); SHAFT WITH FITTED KEY, TOLERANCE N; WITH HOLDING BRAKE PROTECTION CLASS IP65, FLANGE ON DRIVE END IP67; | - | 0 | 0
1FK7064-4CF71-1SG0 |  | 1FK7064-4CF71-1SG0 | 1 | UN | 1 | 15 | C | D | N | N | 85015220 | 1 |  | 15.402 | KG | 1096.75 | 1096.75 | MC05 | MC05 | SIMOTICS S Synchronous motor 1FK7-HD PN=2.5kW; UDC=600V M0=12Nm (100K); NN=3000rpm; Naturally cooled FRAME SIZE IMB 5 (IM V1, IM V3) FLANGE 1, WITH KTY TEMPERATURESENSOR POWER CONNECTOR ROTATABLE RESOLVER MULTI-POLE (RESOLVER P=3); PLAIN SHAFT, TOLERANCE N; W/O HOLDING BRAKE PROTECTION CLASS IP64; | - | 0 | 0
1FK7064-4CF71-1SG1 |  | 1FK7064-4CF71-1SG1 | 1 | UN | 1 | 15 | C | D | N | N | 85015220 | 1 |  | 15.402 | KG | 1159.09 | 1159.09 | MC05 | MC05 | SIMOTICS S Synchronous motor 1FK7-HD PN=2.5kW; UDC=600V M0=12Nm (100K); NN=3000rpm; Naturally cooled FRAME SIZE IMB 5 (IM V1, IM V3) FLANGE 1, WITH KTY TEMPERATURESENSOR POWER CONNECTOR ROTATABLE RESOLVER MULTI-POLE (RESOLVER P=3); PLAIN SHAFT, TOLERANCE N; W/O HOLDING BRAKE PROTECTION CLASS IP65, | - | 0 | 0
1FK7064-4CF71-1SG2 |  | 1FK7064-4CF71-1SG2 | 1 | UN | 1 | 15 | C | D | N | N | 85015220 | 1 |  | 15.402 | KG | 1159.09 | 1159.09 | MC05 | MC05 | SIMOTICS S Synchronous motor 1FK7-HD PN=2.5kW; UDC=600V M0=12Nm (100K); NN=3000rpm; Naturally cooled FRAME SIZE IMB 5 (IM V1, IM V3) FLANGE 1, WITH KTY TEMPERATURESENSOR POWER CONNECTOR ROTATABLE RESOLVER MULTI-POLE (RESOLVER P=3); PLAIN SHAFT, TOLERANCE N; W/O HOLDING BRAKE PROTECTION CLASS IP65, FLANGE ON DRIVE END IP67; | - | 0 | 0
1FK7064-4CF71-1SH0 |  | 1FK7064-4CF71-1SH0 | 1 | UN | 1 | 15 | C | D | N | N | 85015220 | 1 |  | 15.701 | KG | 1300.19 | 1300.19 | MC05 | MC05 | SIMOTICS S Synchronous motor 1FK7-HD PN=2.5kW; UDC=600V M0=12Nm (100K); NN=3000rpm; Naturally cooled FRAME SIZE IMB 5 (IM V1, IM V3) FLANGE 1, WITH KTY TEMPERATURESENSOR POWER CONNECTOR ROTATABLE RESOLVER MULTI-POLE (RESOLVER P=3); PLAIN SHAFT, TOLERANCE N; WITH HOLDING BRAKE PROTECTION CLASS IP64; | - | 0 | 0
1FK7064-4CF71-1SH1 |  | 1FK7064-4CF71-1SH1 | 1 | UN | 1 | 15 | C | D | N | N | 85015220 | 1 |  | 15.701 | KG | 1362.53 | 1362.53 | MC05 | MC05 | SIMOTICS S Synchronous motor 1FK7-HD PN=2.5kW; UDC=600V M0=12Nm (100K); NN=3000rpm; Naturally cooled FRAME SIZE IMB 5 (IM V1, IM V3) FLANGE 1, WITH KTY TEMPERATURESENSOR POWER CONNECTOR ROTATABLE RESOLVER MULTI-POLE (RESOLVER P=3); PLAIN SHAFT, TOLERANCE N; WITH HOLDING BRAKE PROTECTION CLASS IP65, | - | 0 | 0
1FK7064-4CF71-1SH2 |  | 1FK7064-4CF71-1SH2 | 1 | UN | 1 | 15 | C | D | N | N | 85015220 | 1 |  | 15.701 | KG | 1362.53 | 1362.53 | MC05 | MC05 | SIMOTICS S Synchronous motor 1FK7-HD PN=2.5kW; UDC=600V M0=12Nm (100K); NN=3000rpm; Naturally cooled FRAME SIZE IMB 5 (IM V1, IM V3) FLANGE 1, WITH KTY TEMPERATURESENSOR POWER CONNECTOR ROTATABLE RESOLVER MULTI-POLE (RESOLVER P=3); PLAIN SHAFT, TOLERANCE N; WITH HOLDING BRAKE PROTECTION CLASS IP65, FLANGE ON DRIVE END IP67; | - | 0 | 0
1FK7064-4CF71-1TA0 |  | 1FK7064-4CF71-1TA0 | 1 | UN | 1 | 15 | C | D | N | N | 85015220 | 1 |  | 15.402 | KG | 1154.24 | 1154.24 | MC05 | MC05 | SIMOTICS S Synchronous motor 1FK7-HD PN=2.5kW; UDC=600V M0=12Nm (100K); NN=3000rpm; Naturally cooled FRAME SIZE IMB 5 (IM V1, IM V3) FLANGE 1, WITH KTY TEMPERATURESENSOR POWER CONNECTOR ROTATABLE RESOLVER 2-POLE (RESOLVER P=1); SHAFT WITH FITTED KEY, TOLERANCE N; W/O HOLDING BRAKE PROTECTION CLASS IP64; | - | 0 | 0
1FK7064-4CF71-1TA1 |  | 1FK7064-4CF71-1TA1 | 1 | UN | 1 | 15 | C | D | N | N | 85015220 | 1 |  | 15.402 | KG | 1216.58 | 1216.58 | MC05 | MC05 | SIMOTICS S Synchronous motor 1FK7-HD PN=2.5kW; UDC=600V M0=12Nm (100K); NN=3000rpm; Naturally cooled FRAME SIZE IMB 5 (IM V1, IM V3) FLANGE 1, WITH KTY TEMPERATURESENSOR POWER CONNECTOR ROTATABLE RESOLVER 2-POLE (RESOLVER P=1); SHAFT WITH FITTED KEY, TOLERANCE N; W/O HOLDING BRAKE PROTECTION CLASS IP65, | - | 0 | 0
1FK7064-4CF71-1TA2 |  | 1FK7064-4CF71-1TA2 | 1 | UN | 1 | 15 | C | D | N | N | 85015220 | 1 |  | 15.402 | KG | 1216.58 | 1216.58 | MC05 | MC05 | SIMOTICS S Synchronous motor 1FK7-HD PN=2.5kW; UDC=600V M0=12Nm (100K); NN=3000rpm; Naturally cooled FRAME SIZE IMB 5 (IM V1, IM V3) FLANGE 1, WITH KTY TEMPERATURESENSOR POWER CONNECTOR ROTATABLE RESOLVER 2-POLE (RESOLVER P=1); SHAFT WITH FITTED KEY, TOLERANCE N; W/O HOLDING BRAKE PROTECTION CLASS IP65, FLANGE ON DRIVE END IP67; | - | 0 | 0
1FK7064-4CF71-1TB0 |  | 1FK7064-4CF71-1TB0 | 1 | UN | 1 | 15 | C | D | N | N | 85015220 | 1 |  | 15.701 | KG | 1356.18 | 1356.18 | MC05 | MC05 | SIMOTICS S Synchronous motor 1FK7-HD PN=2.5kW; UDC=600V M0=12Nm (100K); NN=3000rpm; Naturally cooled FRAME SIZE IMB 5 (IM V1, IM V3) FLANGE 1, WITH KTY TEMPERATURESENSOR POWER CONNECTOR ROTATABLE RESOLVER 2-POLE (RESOLVER P=1); SHAFT WITH FITTED KEY, TOLERANCE N; WITH HOLDING BRAKE PROTECTION CLASS IP64; | - | 0 | 0
1FK7064-4CF71-1TB1 |  | 1FK7064-4CF71-1TB1 | 1 | UN | 1 | 15 | C | D | N | N | 85015220 | 1 |  | 15.701 | KG | 1418.52 | 1418.52 | MC05 | MC05 | SIMOTICS S Synchronous motor 1FK7-HD PN=2.5kW; UDC=600V M0=12Nm (100K); NN=3000rpm; Naturally cooled FRAME SIZE IMB 5 (IM V1, IM V3) FLANGE 1, WITH KTY TEMPERATURESENSOR POWER CONNECTOR ROTATABLE RESOLVER 2-POLE (RESOLVER P=1); SHAFT WITH FITTED KEY, TOLERANCE N; WITH HOLDING BRAKE PROTECTION CLASS IP65, | - | 0 | 0
1FK7064-4CF71-1TB2 |  | 1FK7064-4CF71-1TB2 | 1 | UN | 1 | 15 | C | D | N | N | 85015220 | 1 |  | 15.701 | KG | 1418.52 | 1418.52 | MC05 | MC05 | SIMOTICS S Synchronous motor 1FK7-HD PN=2.5kW; UDC=600V M0=12Nm (100K); NN=3000rpm; Naturally cooled FRAME SIZE IMB 5 (IM V1, IM V3) FLANGE 1, WITH KTY TEMPERATURESENSOR POWER CONNECTOR ROTATABLE RESOLVER 2-POLE (RESOLVER P=1); SHAFT WITH FITTED KEY, TOLERANCE N; WITH HOLDING BRAKE PROTECTION CLASS IP65, FLANGE ON DRIVE END IP67; | - | 0 | 0
1FK7064-4CF71-1TB2-Z | N16 | 1FK7064-4CF71-1TB2-ZN16 | 1 | UN | 1 | 15 | C | D | N | N | 85015220 | 1 |  | 15.701 | KG | 1514.82 | 1514.82 | MC05 | MC05 | SIMOTICS S Synchronous motor 1FK7-HD PN=2.5kW; UDC=600V M0=12Nm (100K); NN=3000rpm; Naturally cooled FRAME SIZE IMB 5 (IM V1, IM V3) FLANGE 1, WITH KTY TEMPERATURESENSOR POWER CONNECTOR ROTATABLE RESOLVER 2-POLE (RESOLVER P=1); SHAFT WITH FITTED KEY, TOLERANCE N; WITH HOLDING BRAKE PROTECTION CLASS IP65, FLANGE ON DRIVE END IP67; N16: EXECUTION FOR INCREASED CHEMICAL RESISTANCE | - | 0 | 0
1FK7064-4CF71-1TG0 |  | 1FK7064-4CF71-1TG0 | 1 | UN | 1 | 15 | C | D | N | N | 85015220 | 1 |  | 15.402 | KG | 1096.75 | 1096.75 | MC05 | MC05 | SIMOTICS S Synchronous motor 1FK7-HD PN=2.5kW; UDC=600V M0=12Nm (100K); NN=3000rpm; Naturally cooled FRAME SIZE IMB 5 (IM V1, IM V3) FLANGE 1, WITH KTY TEMPERATURESENSOR POWER CONNECTOR ROTATABLE RESOLVER 2-POLE (RESOLVER P=1); PLAIN SHAFT, TOLERANCE N; W/O HOLDING BRAKE PROTECTION CLASS IP64; | - | 0 | 0
1FK7064-4CF71-1TG1 |  | 1FK7064-4CF71-1TG1 | 1 | UN | 1 | 15 | C | D | N | N | 85015220 | 1 |  | 15.402 | KG | 1159.09 | 1159.09 | MC05 | MC05 | SIMOTICS S Synchronous motor 1FK7-HD PN=2.5kW; UDC=600V M0=12Nm (100K); NN=3000rpm; Naturally cooled FRAME SIZE IMB 5 (IM V1, IM V3) FLANGE 1, WITH KTY TEMPERATURESENSOR POWER CONNECTOR ROTATABLE RESOLVER 2-POLE (RESOLVER P=1); PLAIN SHAFT, TOLERANCE N; W/O HOLDING BRAKE PROTECTION CLASS IP65, | - | 0 | 0
1FK7064-4CF71-1TG2 |  | 1FK7064-4CF71-1TG2 | 1 | UN | 1 | 15 | C | D | N | N | 85015220 | 1 |  | 15.402 | KG | 1159.09 | 1159.09 | MC05 | MC05 | SIMOTICS S Synchronous motor 1FK7-HD PN=2.5kW; UDC=600V M0=12Nm (100K); NN=3000rpm; Naturally cooled FRAME SIZE IMB 5 (IM V1, IM V3) FLANGE 1, WITH KTY TEMPERATURESENSOR POWER CONNECTOR ROTATABLE RESOLVER 2-POLE (RESOLVER P=1); PLAIN SHAFT, TOLERANCE N; W/O HOLDING BRAKE PROTECTION CLASS IP65, FLANGE ON DRIVE END IP67; | - | 0 | 0
1FK7064-4CF71-1TH0 |  | 1FK7064-4CF71-1TH0 | 1 | UN | 1 | 15 | C | D | N | N | 85015220 | 1 |  | 15.701 | KG | 1300.19 | 1300.19 | MC05 | MC05 | SIMOTICS S Synchronous motor 1FK7-HD PN=2.5kW; UDC=600V M0=12Nm (100K); NN=3000rpm; Naturally cooled FRAME SIZE IMB 5 (IM V1, IM V3) FLANGE 1, WITH KTY TEMPERATURESENSOR POWER CONNECTOR ROTATABLE RESOLVER 2-POLE (RESOLVER P=1); PLAIN SHAFT, TOLERANCE N; WITH HOLDING BRAKE PROTECTION CLASS IP64; | - | 0 | 0
1FK7064-4CF71-1TH1 |  | 1FK7064-4CF71-1TH1 | 1 | UN | 1 | 15 | C | D | N | N | 85015220 | 1 |  | 15.701 | KG | 1362.53 | 1362.53 | MC05 | MC05 | SIMOTICS S Synchronous motor 1FK7-HD PN=2.5kW; UDC=600V M0=12Nm (100K); NN=3000rpm; Naturally cooled FRAME SIZE IMB 5 (IM V1, IM V3) FLANGE 1, WITH KTY TEMPERATURESENSOR POWER CONNECTOR ROTATABLE RESOLVER 2-POLE (RESOLVER P=1); PLAIN SHAFT, TOLERANCE N; WITH HOLDING BRAKE PROTECTION CLASS IP65, | - | 0 | 0
1FK7064-4CF71-1TH2 |  | 1FK7064-4CF71-1TH2 | 1 | UN | 1 | 15 | C | D | N | N | 85015220 | 1 |  | 15.701 | KG | 1362.53 | 1362.53 | MC05 | MC05 | SIMOTICS S Synchronous motor 1FK7-HD PN=2.5kW; UDC=600V M0=12Nm (100K); NN=3000rpm; Naturally cooled FRAME SIZE IMB 5 (IM V1, IM V3) FLANGE 1, WITH KTY TEMPERATURESENSOR POWER CONNECTOR ROTATABLE RESOLVER 2-POLE (RESOLVER P=1); PLAIN SHAFT, TOLERANCE N; WITH HOLDING BRAKE PROTECTION CLASS IP65, FLANGE ON DRIVE END IP67; | - | 0 | 0
1FK7064-4CF71-1UA0 |  | 1FK7064-4CF71-1UA0 | 1 | UN | 1 | 15 | C | D | N | N | 85015220 | 1 |  | 15.402 | KG | 1314.94 | 1314.94 | MC05 | MC05 | SIMOTICS S Synchronous motor 1FK7-HD PN=2.5kW; UDC=600V M0=12Nm (100K); NN=3000rpm; Naturally cooled FRAME SIZE IMB 5 (IM V1, IM V3) FLANGE 1 POWER CONNECTOR ROTATABLE RESOLVER MULTI-POLE WITH DRIVE-CLIQ INTERFACE; SHAFT WITH FITTED KEY, TOLERANCE N; W/O HOLDING BRAKE PROTECTION CLASS IP64; | - | 0 | 0
1FK7064-4CF71-1UA1 |  | 1FK7064-4CF71-1UA1 | 1 | UN | 1 | 15 | C | D | N | N | 85015220 | 1 |  | 15.402 | KG | 1377.28 | 1377.28 | MC05 | MC05 | SIMOTICS S Synchronous motor 1FK7-HD PN=2.5kW; UDC=600V M0=12Nm (100K); NN=3000rpm; Naturally cooled FRAME SIZE IMB 5 (IM V1, IM V3) FLANGE 1 POWER CONNECTOR ROTATABLE RESOLVER MULTI-POLE WITH DRIVE-CLIQ INTERFACE; SHAFT WITH FITTED KEY, TOLERANCE N; W/O HOLDING BRAKE PROTECTION CLASS IP65, | - | 0 | 0
1FK7064-4CF71-1UA2 |  | 1FK7064-4CF71-1UA2 | 1 | UN | 1 | 15 | C | D | N | N | 85015220 | 1 |  | 15.402 | KG | 1377.28 | 1377.28 | MC05 | MC05 | SIMOTICS S Synchronous motor 1FK7-HD PN=2.5kW; UDC=600V M0=12Nm (100K); NN=3000rpm; Naturally cooled FRAME SIZE IMB 5 (IM V1, IM V3) FLANGE 1 POWER CONNECTOR ROTATABLE RESOLVER MULTI-POLE WITH DRIVE-CLIQ INTERFACE; SHAFT WITH FITTED KEY, TOLERANCE N; W/O HOLDING BRAKE PROTECTION CLASS IP65, FLANGE ON DRIVE END IP67; | - | 0 | 0
1FK7064-4CF71-1UB0 |  | 1FK7064-4CF71-1UB0 | 1 | UN | 1 | 15 | C | D | N | N | 85015220 | 1 |  | 15.701 | KG | 1516.88 | 1516.88 | MC05 | MC05 | SIMOTICS S Synchronous motor 1FK7-HD PN=2.5kW; UDC=600V M0=12Nm (100K); NN=3000rpm; Naturally cooled FRAME SIZE IMB 5 (IM V1, IM V3) FLANGE 1 POWER CONNECTOR ROTATABLE RESOLVER MULTI-POLE WITH DRIVE-CLIQ INTERFACE; SHAFT WITH FITTED KEY, TOLERANCE N; WITH HOLDING BRAKE PROTECTION CLASS IP64; | - | 0 | 0
1FK7064-4CF71-1UB1 |  | 1FK7064-4CF71-1UB1 | 1 | UN | 1 | 15 | C | D | N | N | 85015220 | 1 |  | 15.701 | KG | 1579.22 | 1579.22 | MC05 | MC05 | SIMOTICS S Synchronous motor 1FK7-HD PN=2.5kW; UDC=600V M0=12Nm (100K); NN=3000rpm; Naturally cooled FRAME SIZE IMB 5 (IM V1, IM V3) FLANGE 1 POWER CONNECTOR ROTATABLE RESOLVER MULTI-POLE WITH DRIVE-CLIQ INTERFACE; SHAFT WITH FITTED KEY, TOLERANCE N; WITH HOLDING BRAKE PROTECTION CLASS IP65, | - | 0 | 0
1FK7064-4CF71-1UB2 |  | 1FK7064-4CF71-1UB2 | 1 | UN | 1 | 15 | C | D | N | N | 85015220 | 1 |  | 15.701 | KG | 1579.22 | 1579.22 | MC05 | MC05 | SIMOTICS S Synchronous motor 1FK7-HD PN=2.5kW; UDC=600V M0=12Nm (100K); NN=3000rpm; Naturally cooled FRAME SIZE IMB 5 (IM V1, IM V3) FLANGE 1 POWER CONNECTOR ROTATABLE RESOLVER MULTI-POLE WITH DRIVE-CLIQ INTERFACE; SHAFT WITH FITTED KEY, TOLERANCE N; WITH HOLDING BRAKE PROTECTION CLASS IP65, FLANGE ON DRIVE END IP67; | - | 0 | 0
1FK7064-4CF71-1UG0 |  | 1FK7064-4CF71-1UG0 | 1 | UN | 1 | 15 | C | D | N | N | 85015220 | 1 |  | 15.402 | KG | 1257.45 | 1257.45 | MC05 | MC05 | SIMOTICS S Synchronous motor 1FK7-HD PN=2.5kW; UDC=600V M0=12Nm (100K); NN=3000rpm; Naturally cooled FRAME SIZE IMB 5 (IM V1, IM V3) FLANGE 1 POWER CONNECTOR ROTATABLE RESOLVER MULTI-POLE WITH DRIVE-CLIQ INTERFACE; PLAIN SHAFT, TOLERANCE N; W/O HOLDING BRAKE PROTECTION CLASS IP64; | - | 0 | 0
1FK7064-4CF71-1UG1 |  | 1FK7064-4CF71-1UG1 | 1 | UN | 1 | 15 | C | D | N | N | 85015220 | 1 |  | 15.402 | KG | 1319.79 | 1319.79 | MC05 | MC05 | SIMOTICS S Synchronous motor 1FK7-HD PN=2.5kW; UDC=600V M0=12Nm (100K); NN=3000rpm; Naturally cooled FRAME SIZE IMB 5 (IM V1, IM V3) FLANGE 1 POWER CONNECTOR ROTATABLE RESOLVER MULTI-POLE WITH DRIVE-CLIQ INTERFACE; PLAIN SHAFT, TOLERANCE N; W/O HOLDING BRAKE PROTECTION CLASS IP65, | - | 0 | 0
1FK7064-4CF71-1UG2 |  | 1FK7064-4CF71-1UG2 | 1 | UN | 1 | 15 | C | D | N | N | 85015220 | 1 |  | 15.402 | KG | 1319.79 | 1319.79 | MC05 | MC05 | SIMOTICS S Synchronous motor 1FK7-HD PN=2.5kW; UDC=600V M0=12Nm (100K); NN=3000rpm; Naturally cooled FRAME SIZE IMB 5 (IM V1, IM V3) FLANGE 1 POWER CONNECTOR ROTATABLE RESOLVER MULTI-POLE WITH DRIVE-CLIQ INTERFACE; PLAIN SHAFT, TOLERANCE N; W/O HOLDING BRAKE PROTECTION CLASS IP65, FLANGE ON DRIVE END IP67; | - | 0 | 0
1FK7064-4CF71-1UH0 |  | 1FK7064-4CF71-1UH0 | 1 | UN | 1 | 15 | C | D | N | N | 85015220 | 1 |  | 15.701 | KG | 1460.89 | 1460.89 | MC05 | MC05 | SIMOTICS S Synchronous motor 1FK7-HD PN=2.5kW; UDC=600V M0=12Nm (100K); NN=3000rpm; Naturally cooled FRAME SIZE IMB 5 (IM V1, IM V3) FLANGE 1 POWER CONNECTOR ROTATABLE RESOLVER MULTI-POLE WITH DRIVE-CLIQ INTERFACE; PLAIN SHAFT, TOLERANCE N; WITH HOLDING BRAKE PROTECTION CLASS IP64; | - | 0 | 0
1FK7064-4CF71-1UH1 |  | 1FK7064-4CF71-1UH1 | 1 | UN | 1 | 15 | C | D | N | N | 85015220 | 1 |  | 15.701 | KG | 1523.23 | 1523.23 | MC05 | MC05 | SIMOTICS S Synchronous motor 1FK7-HD PN=2.5kW; UDC=600V M0=12Nm (100K); NN=3000rpm; Naturally cooled FRAME SIZE IMB 5 (IM V1, IM V3) FLANGE 1 POWER CONNECTOR ROTATABLE RESOLVER MULTI-POLE WITH DRIVE-CLIQ INTERFACE; PLAIN SHAFT, TOLERANCE N; WITH HOLDING BRAKE PROTECTION CLASS IP65, | - | 0 | 0
1FK7064-4CF71-1UH2 |  | 1FK7064-4CF71-1UH2 | 1 | UN | 1 | 15 | C | D | N | N | 85015220 | 1 |  | 15.701 | KG | 1523.23 | 1523.23 | MC05 | MC05 | SIMOTICS S Synchronous motor 1FK7-HD PN=2.5kW; UDC=600V M0=12Nm (100K); NN=3000rpm; Naturally cooled FRAME SIZE IMB 5 (IM V1, IM V3) FLANGE 1 POWER CONNECTOR ROTATABLE RESOLVER MULTI-POLE WITH DRIVE-CLIQ INTERFACE; PLAIN SHAFT, TOLERANCE N; WITH HOLDING BRAKE PROTECTION CLASS IP65, FLANGE ON DRIVE END IP67; | - | 0 | 0
1FK7064-4CF74-1AA0 |  | 1FK7064-4CF74-1AA0 | 1 | UN | 1 | 15 | C | D | N | N | 85015220 | 1 |  | 15.401 | KG | 1544.88 | 1544.88 | MC05 | MC05 | SIMOTICS S Synchronous motor 1FK7-HD PN=2.5kW; UDC=600V M0=12Nm (100K); NN=3000rpm; Naturally cooled FRAME SIZE IMB 5 (IM V1, IM V3) FLANGE 1, WITH PT1000 TEMPERATURESENSOR POWER CONNECTOR ROTATABLE INCREMENTAL ENCODER SIN/COS 1VPP;2048 S/R W. C-AND D-SPUR (ENCODER IC2048S/R) SHAFT WITH FITTED KEY, TOLERANCE N; W/O HOLDING BRAKE PROTECTION CLASS IP64; | - | 0 | 0
1FK7064-4CF74-1AA1 |  | 1FK7064-4CF74-1AA1 | 1 | UN | 1 | 15 | C | D | N | N | 85015220 | 1 |  | 15.401 | KG | 1607.22 | 1607.22 | MC05 | MC05 | SIMOTICS S Synchronous motor 1FK7-HD PN=2.5kW; UDC=600V M0=12Nm (100K); NN=3000rpm; Naturally cooled FRAME SIZE IMB 5 (IM V1, IM V3) FLANGE 1, WITH PT1000 TEMPERATURESENSOR POWER CONNECTOR ROTATABLE INCREMENTAL ENCODER SIN/COS 1VPP;2048 S/R W. C-AND D-SPUR (ENCODER IC2048S/R) SHAFT WITH FITTED KEY, TOLERANCE N; W/O HOLDING BRAKE PROTECTION CLASS IP65, | - | 0 | 0
1FK7064-4CF74-1AA2 |  | 1FK7064-4CF74-1AA2 | 1 | UN | 1 | 15 | C | D | N | N | 85015220 | 1 |  | 15.401 | KG | 1607.22 | 1607.22 | MC05 | MC05 | SIMOTICS S Synchronous motor 1FK7-HD PN=2.5kW; UDC=600V M0=12Nm (100K); NN=3000rpm; Naturally cooled FRAME SIZE IMB 5 (IM V1, IM V3) FLANGE 1, WITH PT1000 TEMPERATURESENSOR POWER CONNECTOR ROTATABLE INCREMENTAL ENCODER SIN/COS 1VPP;2048 S/R W. C-AND D-SPUR (ENCODER IC2048S/R) SHAFT WITH FITTED KEY, TOLERANCE N; W/O HOLDING BRAKE PROTECTION CLASS IP65, FLANGE ON DRIVE END IP67; | - | 0 | 0
1FK7064-4CF74-1AB0 |  | 1FK7064-4CF74-1AB0 | 1 | UN | 1 | 15 | C | D | N | N | 85015220 | 1 |  | 15.7 | KG | 1746.82 | 1746.82 | MC05 | MC05 | SIMOTICS S Synchronous motor 1FK7-HD PN=2.5kW; UDC=600V M0=12Nm (100K); NN=3000rpm; Naturally cooled FRAME SIZE IMB 5 (IM V1, IM V3) FLANGE 1, WITH PT1000 TEMPERATURESENSOR POWER CONNECTOR ROTATABLE INCREMENTAL ENCODER SIN/COS 1VPP;2048 S/R W. C-AND D-SPUR (ENCODER IC2048S/R) SHAFT WITH FITTED KEY, TOLERANCE N; WITH HOLDING BRAKE PROTECTION CLASS IP64; | - | 0 | 0
1FK7064-4CF74-1AB1 |  | 1FK7064-4CF74-1AB1 | 1 | UN | 1 | 15 | C | D | N | N | 85015220 | 1 |  | 15.7 | KG | 1809.16 | 1809.16 | MC05 | MC05 | SIMOTICS S Synchronous motor 1FK7-HD PN=2.5kW; UDC=600V M0=12Nm (100K); NN=3000rpm; Naturally cooled FRAME SIZE IMB 5 (IM V1, IM V3) FLANGE 1, WITH PT1000 TEMPERATURESENSOR POWER CONNECTOR ROTATABLE INCREMENTAL ENCODER SIN/COS 1VPP;2048 S/R W. C-AND D-SPUR (ENCODER IC2048S/R) SHAFT WITH FITTED KEY, TOLERANCE N; WITH HOLDING BRAKE PROTECTION CLASS IP65, | - | 0 | 0
1FK7064-4CF74-1AB2 |  | 1FK7064-4CF74-1AB2 | 1 | UN | 1 | 15 | C | D | N | N | 85015220 | 1 |  | 15.7 | KG | 1809.16 | 1809.16 | MC05 | MC05 | SIMOTICS S Synchronous motor 1FK7-HD PN=2.5kW; UDC=600V M0=12Nm (100K); NN=3000rpm; Naturally cooled FRAME SIZE IMB 5 (IM V1, IM V3) FLANGE 1, WITH PT1000 TEMPERATURESENSOR POWER CONNECTOR ROTATABLE INCREMENTAL ENCODER SIN/COS 1VPP;2048 S/R W. C-AND D-SPUR (ENCODER IC2048S/R) SHAFT WITH FITTED KEY, TOLERANCE N; WITH HOLDING BRAKE PROTECTION CLASS IP65, FLANGE ON DRIVE END IP67; | - | 0 | 0
1FK7064-4CF74-1AG0 |  | 1FK7064-4CF74-1AG0 | 1 | UN | 1 | 15 | C | D | N | N | 85015220 | 1 |  | 15.401 | KG | 1487.39 | 1487.39 | MC05 | MC05 | SIMOTICS S Synchronous motor 1FK7-HD PN=2.5kW; UDC=600V M0=12Nm (100K); NN=3000rpm; Naturally cooled FRAME SIZE IMB 5 (IM V1, IM V3) FLANGE 1, WITH PT1000 TEMPERATURESENSOR POWER CONNECTOR ROTATABLE INCREMENTAL ENCODER SIN/COS 1VPP;2048 S/R W. C-AND D-SPUR (ENCODER IC2048S/R) PLAIN SHAFT, TOLERANCE N; W/O HOLDING BRAKE PROTECTION CLASS IP64; | - | 0 | 0
1FK7064-4CF74-1AG1 |  | 1FK7064-4CF74-1AG1 | 1 | UN | 1 | 15 | C | D | N | N | 85015220 | 1 |  | 15.401 | KG | 1549.73 | 1549.73 | MC05 | MC05 | SIMOTICS S Synchronous motor 1FK7-HD PN=2.5kW; UDC=600V M0=12Nm (100K); NN=3000rpm; Naturally cooled FRAME SIZE IMB 5 (IM V1, IM V3) FLANGE 1, WITH PT1000 TEMPERATURESENSOR POWER CONNECTOR ROTATABLE INCREMENTAL ENCODER SIN/COS 1VPP;2048 S/R W. C-AND D-SPUR (ENCODER IC2048S/R) PLAIN SHAFT, TOLERANCE N; W/O HOLDING BRAKE PROTECTION CLASS IP65, | - | 0 | 0
1FK7064-4CF74-1AG2 |  | 1FK7064-4CF74-1AG2 | 1 | UN | 1 | 15 | C | D | N | N | 85015220 | 1 |  | 15.401 | KG | 1549.73 | 1549.73 | MC05 | MC05 | SIMOTICS S Synchronous motor 1FK7-HD PN=2.5kW; UDC=600V M0=12Nm (100K); NN=3000rpm; Naturally cooled FRAME SIZE IMB 5 (IM V1, IM V3) FLANGE 1, WITH PT1000 TEMPERATURESENSOR POWER CONNECTOR ROTATABLE INCREMENTAL ENCODER SIN/COS 1VPP;2048 S/R W. C-AND D-SPUR (ENCODER IC2048S/R) PLAIN SHAFT, TOLERANCE N; W/O HOLDING BRAKE PROTECTION CLASS IP65, FLANGE ON DRIVE END IP67; | - | 0 | 0
1FK7064-4CF74-1AH0 |  | 1FK7064-4CF74-1AH0 | 1 | UN | 1 | 15 | C | D | N | N | 85015220 | 1 |  | 15.7 | KG | 1690.83 | 1690.83 | MC05 | MC05 | SIMOTICS S Synchronous motor 1FK7-HD PN=2.5kW; UDC=600V M0=12Nm (100K); NN=3000rpm; Naturally cooled FRAME SIZE IMB 5 (IM V1, IM V3) FLANGE 1, WITH PT1000 TEMPERATURESENSOR POWER CONNECTOR ROTATABLE INCREMENTAL ENCODER SIN/COS 1VPP;2048 S/R W. C-AND D-SPUR (ENCODER IC2048S/R) PLAIN SHAFT, TOLERANCE N; WITH HOLDING BRAKE PROTECTION CLASS IP64; | - | 0 | 0
1FK7064-4CF74-1AH1 |  | 1FK7064-4CF74-1AH1 | 1 | UN | 1 | 15 | C | D | N | N | 85015220 | 1 |  | 15.7 | KG | 1753.17 | 1753.17 | MC05 | MC05 | SIMOTICS S Synchronous motor 1FK7-HD PN=2.5kW; UDC=600V M0=12Nm (100K); NN=3000rpm; Naturally cooled FRAME SIZE IMB 5 (IM V1, IM V3) FLANGE 1, WITH PT1000 TEMPERATURESENSOR POWER CONNECTOR ROTATABLE INCREMENTAL ENCODER SIN/COS 1VPP;2048 S/R W. C-AND D-SPUR (ENCODER IC2048S/R) PLAIN SHAFT, TOLERANCE N; WITH HOLDING BRAKE PROTECTION CLASS IP65, | - | 0 | 0
1FK7064-4CF74-1AH2 |  | 1FK7064-4CF74-1AH2 | 1 | UN | 1 | 15 | C | D | N | N | 85015220 | 1 |  | 15.7 | KG | 1753.17 | 1753.17 | MC05 | MC05 | SIMOTICS S Synchronous motor 1FK7-HD PN=2.5kW; UDC=600V M0=12Nm (100K); NN=3000rpm; Naturally cooled FRAME SIZE IMB 5 (IM V1, IM V3) FLANGE 1, WITH PT1000 TEMPERATURESENSOR POWER CONNECTOR ROTATABLE INCREMENTAL ENCODER SIN/COS 1VPP;2048 S/R W. C-AND D-SPUR (ENCODER IC2048S/R) PLAIN SHAFT, TOLERANCE N; WITH HOLDING BRAKE PROTECTION CLASS IP65, FLANGE ON DRIVE END IP67; | - | 0 | 0
1FK7064-4CF74-1EA0 |  | 1FK7064-4CF74-1EA0 | 1 | UN | 1 | 15 | C | D | N | N | 85015220 | 1 |  | 15.401 | KG | 1792.56 | 1792.56 | MC05 | MC05 | SIMOTICS S Synchronous motor 1FK7-HD PN=2.5kW; UDC=600V M0=12Nm (100K); NN=3000rpm; Naturally cooled FRAME SIZE IMB 5 (IM V1, IM V3) FLANGE 1, WITH PT1000 TEMPERATURESENSOR POWER CONNECTOR ROTATABLE ABSOLUTE ENCODERR 2048 S/R + 4096 UMDREHUNGEN MULTITURN, WITH ENDAT-SCHNITTSTELLE (ENCODER AM2048S/R) SHAFT WITH FITTED KEY, TOLERANCE N; W/O HOLDING BRAKE PROTECTION CLASS IP64; | - | 0 | 0
1FK7064-4CF74-1EA1 |  | 1FK7064-4CF74-1EA1 | 1 | UN | 1 | 15 | C | D | N | N | 85015220 | 1 |  | 15.401 | KG | 1854.9 | 1854.9 | MC05 | MC05 | SIMOTICS S Synchronous motor 1FK7-HD PN=2.5kW; UDC=600V M0=12Nm (100K); NN=3000rpm; Naturally cooled FRAME SIZE IMB 5 (IM V1, IM V3) FLANGE 1, WITH PT1000 TEMPERATURESENSOR POWER CONNECTOR ROTATABLE ABSOLUTE ENCODERR 2048 S/R + 4096 UMDREHUNGEN MULTITURN, WITH ENDAT-SCHNITTSTELLE (ENCODER AM2048S/R) SHAFT WITH FITTED KEY, TOLERANCE N; W/O HOLDING BRAKE PROTECTION CLASS IP65, | - | 0 | 0
1FK7064-4CF74-1EA2 |  | 1FK7064-4CF74-1EA2 | 1 | UN | 1 | 15 | C | D | N | N | 85015220 | 1 |  | 15.401 | KG | 1854.9 | 1854.9 | MC05 | MC05 | SIMOTICS S Synchronous motor 1FK7-HD PN=2.5kW; UDC=600V M0=12Nm (100K); NN=3000rpm; Naturally cooled FRAME SIZE IMB 5 (IM V1, IM V3) FLANGE 1, WITH PT1000 TEMPERATURESENSOR POWER CONNECTOR ROTATABLE ABSOLUTE ENCODERR 2048 S/R + 4096 UMDREHUNGEN MULTITURN, WITH ENDAT-SCHNITTSTELLE (ENCODER AM2048S/R) SHAFT WITH FITTED KEY, TOLERANCE N; W/O HOLDING BRAKE PROTECTION CLASS IP65, FLANGE ON DRIVE END IP67; | - | 0 | 0
1FK7064-4CF74-1EB0 |  | 1FK7064-4CF74-1EB0 | 1 | UN | 1 | 15 | C | D | N | N | 85015220 | 1 |  | 15.7 | KG | 1994.5 | 1994.5 | MC05 | MC05 | SIMOTICS S Synchronous motor 1FK7-HD PN=2.5kW; UDC=600V M0=12Nm (100K); NN=3000rpm; Naturally cooled FRAME SIZE IMB 5 (IM V1, IM V3) FLANGE 1, WITH PT1000 TEMPERATURESENSOR POWER CONNECTOR ROTATABLE ABSOLUTE ENCODERR 2048 S/R + 4096 UMDREHUNGEN MULTITURN, WITH ENDAT-SCHNITTSTELLE (ENCODER AM2048S/R) SHAFT WITH FITTED KEY, TOLERANCE N; WITH HOLDING BRAKE PROTECTION CLASS IP64; | - | 0 | 0
1FK7064-4CF74-1EB1 |  | 1FK7064-4CF74-1EB1 | 1 | UN | 1 | 15 | C | D | N | N | 85015220 | 1 |  | 15.7 | KG | 2056.84 | 2056.84 | MC05 | MC05 | SIMOTICS S Synchronous motor 1FK7-HD PN=2.5kW; UDC=600V M0=12Nm (100K); NN=3000rpm; Naturally cooled FRAME SIZE IMB 5 (IM V1, IM V3) FLANGE 1, WITH PT1000 TEMPERATURESENSOR POWER CONNECTOR ROTATABLE ABSOLUTE ENCODERR 2048 S/R + 4096 UMDREHUNGEN MULTITURN, WITH ENDAT-SCHNITTSTELLE (ENCODER AM2048S/R) SHAFT WITH FITTED KEY, TOLERANCE N; WITH HOLDING BRAKE PROTECTION CLASS IP65, | - | 0 | 0
1FK7064-4CF74-1EB2 |  | 1FK7064-4CF74-1EB2 | 1 | UN | 1 | 15 | C | D | N | N | 85015220 | 1 |  | 15.7 | KG | 2056.84 | 2056.84 | MC05 | MC05 | SIMOTICS S Synchronous motor 1FK7-HD PN=2.5kW; UDC=600V M0=12Nm (100K); NN=3000rpm; Naturally cooled FRAME SIZE IMB 5 (IM V1, IM V3) FLANGE 1, WITH PT1000 TEMPERATURESENSOR POWER CONNECTOR ROTATABLE ABSOLUTE ENCODERR 2048 S/R + 4096 UMDREHUNGEN MULTITURN, WITH ENDAT-SCHNITTSTELLE (ENCODER AM2048S/R) SHAFT WITH FITTED KEY, TOLERANCE N; WITH HOLDING BRAKE PROTECTION CLASS IP65, FLANGE ON DRIVE END IP67; | - | 0 | 0
1FK7064-4CF74-1EG0 |  | 1FK7064-4CF74-1EG0 | 1 | UN | 1 | 15 | C | D | N | N | 85015220 | 1 |  | 15.401 | KG | 1735.07 | 1735.07 | MC05 | MC05 | SIMOTICS S Synchronous motor 1FK7-HD PN=2.5kW; UDC=600V M0=12Nm (100K); NN=3000rpm; Naturally cooled FRAME SIZE IMB 5 (IM V1, IM V3) FLANGE 1, WITH PT1000 TEMPERATURESENSOR POWER CONNECTOR ROTATABLE ABSOLUTE ENCODERR 2048 S/R + 4096 UMDREHUNGEN MULTITURN, WITH ENDAT-SCHNITTSTELLE (ENCODER AM2048S/R) PLAIN SHAFT, TOLERANCE N; W/O HOLDING BRAKE PROTECTION CLASS IP64; | - | 0 | 0
1FK7064-4CF74-1EG1 |  | 1FK7064-4CF74-1EG1 | 1 | UN | 1 | 15 | C | D | N | N | 85015220 | 1 |  | 15.401 | KG | 1797.41 | 1797.41 | MC05 | MC05 | SIMOTICS S Synchronous motor 1FK7-HD PN=2.5kW; UDC=600V M0=12Nm (100K); NN=3000rpm; Naturally cooled FRAME SIZE IMB 5 (IM V1, IM V3) FLANGE 1, WITH PT1000 TEMPERATURESENSOR POWER CONNECTOR ROTATABLE ABSOLUTE ENCODERR 2048 S/R + 4096 UMDREHUNGEN MULTITURN, WITH ENDAT-SCHNITTSTELLE (ENCODER AM2048S/R) PLAIN SHAFT, TOLERANCE N; W/O HOLDING BRAKE PROTECTION CLASS IP65, | - | 0 | 0
1FK7064-4CF74-1EG2 |  | 1FK7064-4CF74-1EG2 | 1 | UN | 1 | 15 | C | D | N | N | 85015220 | 1 |  | 15.401 | KG | 1797.41 | 1797.41 | MC05 | MC05 | SIMOTICS S Synchronous motor 1FK7-HD PN=2.5kW; UDC=600V M0=12Nm (100K); NN=3000rpm; Naturally cooled FRAME SIZE IMB 5 (IM V1, IM V3) FLANGE 1, WITH PT1000 TEMPERATURESENSOR POWER CONNECTOR ROTATABLE ABSOLUTE ENCODERR 2048 S/R + 4096 UMDREHUNGEN MULTITURN, WITH ENDAT-SCHNITTSTELLE (ENCODER AM2048S/R) PLAIN SHAFT, TOLERANCE N; W/O HOLDING BRAKE PROTECTION CLASS IP65, FLANGE ON DRIVE END IP67; | - | 0 | 0
1FK7064-4CF74-1EH0 |  | 1FK7064-4CF74-1EH0 | 1 | UN | 1 | 15 | C | D | N | N | 85015220 | 1 |  | 15.7 | KG | 1938.51 | 1938.51 | MC05 | MC05 | SIMOTICS S Synchronous motor 1FK7-HD PN=2.5kW; UDC=600V M0=12Nm (100K); NN=3000rpm; Naturally cooled FRAME SIZE IMB 5 (IM V1, IM V3) FLANGE 1, WITH PT1000 TEMPERATURESENSOR POWER CONNECTOR ROTATABLE ABSOLUTE ENCODERR 2048 S/R + 4096 UMDREHUNGEN MULTITURN, WITH ENDAT-SCHNITTSTELLE (ENCODER AM2048S/R) PLAIN SHAFT, TOLERANCE N; WITH HOLDING BRAKE PROTECTION CLASS IP64; | - | 0 | 0
1FK7064-4CF74-1EH1 |  | 1FK7064-4CF74-1EH1 | 1 | UN | 1 | 15 | C | D | N | N | 85015220 | 1 |  | 15.7 | KG | 2000.85 | 2000.85 | MC05 | MC05 | SIMOTICS S Synchronous motor 1FK7-HD PN=2.5kW; UDC=600V M0=12Nm (100K); NN=3000rpm; Naturally cooled FRAME SIZE IMB 5 (IM V1, IM V3) FLANGE 1, WITH PT1000 TEMPERATURESENSOR POWER CONNECTOR ROTATABLE ABSOLUTE ENCODERR 2048 S/R + 4096 UMDREHUNGEN MULTITURN, WITH ENDAT-SCHNITTSTELLE (ENCODER AM2048S/R) PLAIN SHAFT, TOLERANCE N; WITH HOLDING BRAKE PROTECTION CLASS IP65, | - | 0 | 0
1FK7064-4CF74-1EH2 |  | 1FK7064-4CF74-1EH2 | 1 | UN | 1 | 15 | C | D | N | N | 85015220 | 1 |  | 15.7 | KG | 2000.85 | 2000.85 | MC05 | MC05 | SIMOTICS S Synchronous motor 1FK7-HD PN=2.5kW; UDC=600V M0=12Nm (100K); NN=3000rpm; Naturally cooled FRAME SIZE IMB 5 (IM V1, IM V3) FLANGE 1, WITH PT1000 TEMPERATURESENSOR POWER CONNECTOR ROTATABLE ABSOLUTE ENCODERR 2048 S/R + 4096 UMDREHUNGEN MULTITURN, WITH ENDAT-SCHNITTSTELLE (ENCODER AM2048S/R) PLAIN SHAFT, TOLERANCE N; WITH HOLDING BRAKE PROTECTION CLASS IP65, FLANGE ON DRIVE END IP67; | - | 0 | 0
1FK7064-4CF74-1SA0 |  | 1FK7064-4CF74-1SA0 | 1 | UN | 1 | 15 | C | D | N | N | 85015220 | 1 |  | 15.402 | KG | 1154.24 | 1154.24 | MC05 | MC05 | SIMOTICS S Synchronous motor 1FK7-HD PN=2.5kW; UDC=600V M0=12Nm (100K); NN=3000rpm; Naturally cooled FRAME SIZE IMB 5 (IM V1, IM V3) FLANGE 1, WITH PT1000 TEMPERATURESENSOR POWER CONNECTOR ROTATABLE RESOLVER MULTI-POLE (RESOLVER P=3); SHAFT WITH FITTED KEY, TOLERANCE N; W/O HOLDING BRAKE PROTECTION CLASS IP64; | - | 0 | 0
1FK7064-4CF74-1SA1 |  | 1FK7064-4CF74-1SA1 | 1 | UN | 1 | 15 | C | D | N | N | 85015220 | 1 |  | 15.402 | KG | 1216.58 | 1216.58 | MC05 | MC05 | SIMOTICS S Synchronous motor 1FK7-HD PN=2.5kW; UDC=600V M0=12Nm (100K); NN=3000rpm; Naturally cooled FRAME SIZE IMB 5 (IM V1, IM V3) FLANGE 1, WITH PT1000 TEMPERATURESENSOR POWER CONNECTOR ROTATABLE RESOLVER MULTI-POLE (RESOLVER P=3); SHAFT WITH FITTED KEY, TOLERANCE N; W/O HOLDING BRAKE PROTECTION CLASS IP65, | - | 0 | 0
1FK7064-4CF74-1SA2 |  | 1FK7064-4CF74-1SA2 | 1 | UN | 1 | 15 | C | D | N | N | 85015220 | 1 |  | 15.402 | KG | 1216.58 | 1216.58 | MC05 | MC05 | SIMOTICS S Synchronous motor 1FK7-HD PN=2.5kW; UDC=600V M0=12Nm (100K); NN=3000rpm; Naturally cooled FRAME SIZE IMB 5 (IM V1, IM V3) FLANGE 1, WITH PT1000 TEMPERATURESENSOR POWER CONNECTOR ROTATABLE RESOLVER MULTI-POLE (RESOLVER P=3); SHAFT WITH FITTED KEY, TOLERANCE N; W/O HOLDING BRAKE PROTECTION CLASS IP65, FLANGE ON DRIVE END IP67; | - | 0 | 0
1FK7064-4CF74-1SB0 |  | 1FK7064-4CF74-1SB0 | 1 | UN | 1 | 15 | C | D | N | N | 85015220 | 1 |  | 15.701 | KG | 1356.18 | 1356.18 | MC05 | MC05 | SIMOTICS S Synchronous motor 1FK7-HD PN=2.5kW; UDC=600V M0=12Nm (100K); NN=3000rpm; Naturally cooled FRAME SIZE IMB 5 (IM V1, IM V3) FLANGE 1, WITH PT1000 TEMPERATURESENSOR POWER CONNECTOR ROTATABLE RESOLVER MULTI-POLE (RESOLVER P=3); SHAFT WITH FITTED KEY, TOLERANCE N; WITH HOLDING BRAKE PROTECTION CLASS IP64; | - | 0 | 0
1FK7064-4CF74-1SB1 |  | 1FK7064-4CF74-1SB1 | 1 | UN | 1 | 15 | C | D | N | N | 85015220 | 1 |  | 15.701 | KG | 1418.52 | 1418.52 | MC05 | MC05 | SIMOTICS S Synchronous motor 1FK7-HD PN=2.5kW; UDC=600V M0=12Nm (100K); NN=3000rpm; Naturally cooled FRAME SIZE IMB 5 (IM V1, IM V3) FLANGE 1, WITH PT1000 TEMPERATURESENSOR POWER CONNECTOR ROTATABLE RESOLVER MULTI-POLE (RESOLVER P=3); SHAFT WITH FITTED KEY, TOLERANCE N; WITH HOLDING BRAKE PROTECTION CLASS IP65, | - | 0 | 0
1FK7064-4CF74-1SB2 |  | 1FK7064-4CF74-1SB2 | 1 | UN | 1 | 15 | C | D | N | N | 85015220 | 1 |  | 15.701 | KG | 1418.52 | 1418.52 | MC05 | MC05 | SIMOTICS S Synchronous motor 1FK7-HD PN=2.5kW; UDC=600V M0=12Nm (100K); NN=3000rpm; Naturally cooled FRAME SIZE IMB 5 (IM V1, IM V3) FLANGE 1, WITH PT1000 TEMPERATURESENSOR POWER CONNECTOR ROTATABLE RESOLVER MULTI-POLE (RESOLVER P=3); SHAFT WITH FITTED KEY, TOLERANCE N; WITH HOLDING BRAKE PROTECTION CLASS IP65, FLANGE ON DRIVE END IP67; | - | 0 | 0
1FK7064-4CF74-1SG0 |  | 1FK7064-4CF74-1SG0 | 1 | UN | 1 | 15 | C | D | N | N | 85015220 | 1 |  | 15.402 | KG | 1096.75 | 1096.75 | MC05 | MC05 | SIMOTICS S Synchronous motor 1FK7-HD PN=2.5kW; UDC=600V M0=12Nm (100K); NN=3000rpm; Naturally cooled FRAME SIZE IMB 5 (IM V1, IM V3) FLANGE 1, WITH PT1000 TEMPERATURESENSOR POWER CONNECTOR ROTATABLE RESOLVER MULTI-POLE (RESOLVER P=3); PLAIN SHAFT, TOLERANCE N; W/O HOLDING BRAKE PROTECTION CLASS IP64; | - | 0 | 0
1FK7064-4CF74-1SG1 |  | 1FK7064-4CF74-1SG1 | 1 | UN | 1 | 15 | C | D | N | N | 85015220 | 1 |  | 15.402 | KG | 1159.09 | 1159.09 | MC05 | MC05 | SIMOTICS S Synchronous motor 1FK7-HD PN=2.5kW; UDC=600V M0=12Nm (100K); NN=3000rpm; Naturally cooled FRAME SIZE IMB 5 (IM V1, IM V3) FLANGE 1, WITH PT1000 TEMPERATURESENSOR POWER CONNECTOR ROTATABLE RESOLVER MULTI-POLE (RESOLVER P=3); PLAIN SHAFT, TOLERANCE N; W/O HOLDING BRAKE PROTECTION CLASS IP65, | - | 0 | 0
1FK7064-4CF74-1SG2 |  | 1FK7064-4CF74-1SG2 | 1 | UN | 1 | 15 | C | D | N | N | 85015220 | 1 |  | 15.402 | KG | 1159.09 | 1159.09 | MC05 | MC05 | SIMOTICS S Synchronous motor 1FK7-HD PN=2.5kW; UDC=600V M0=12Nm (100K); NN=3000rpm; Naturally cooled FRAME SIZE IMB 5 (IM V1, IM V3) FLANGE 1, WITH PT1000 TEMPERATURESENSOR POWER CONNECTOR ROTATABLE RESOLVER MULTI-POLE (RESOLVER P=3); PLAIN SHAFT, TOLERANCE N; W/O HOLDING BRAKE PROTECTION CLASS IP65, FLANGE ON DRIVE END IP67; | - | 0 | 0
1FK7064-4CF74-1SH0 |  | 1FK7064-4CF74-1SH0 | 1 | UN | 1 | 15 | C | D | N | N | 85015220 | 1 |  | 15.701 | KG | 1300.19 | 1300.19 | MC05 | MC05 | SIMOTICS S Synchronous motor 1FK7-HD PN=2.5kW; UDC=600V M0=12Nm (100K); NN=3000rpm; Naturally cooled FRAME SIZE IMB 5 (IM V1, IM V3) FLANGE 1, WITH PT1000 TEMPERATURESENSOR POWER CONNECTOR ROTATABLE RESOLVER MULTI-POLE (RESOLVER P=3); PLAIN SHAFT, TOLERANCE N; WITH HOLDING BRAKE PROTECTION CLASS IP64; | - | 0 | 0
1FK7064-4CF74-1SH1 |  | 1FK7064-4CF74-1SH1 | 1 | UN | 1 | 15 | C | D | N | N | 85015220 | 1 |  | 15.701 | KG | 1362.53 | 1362.53 | MC05 | MC05 | SIMOTICS S Synchronous motor 1FK7-HD PN=2.5kW; UDC=600V M0=12Nm (100K); NN=3000rpm; Naturally cooled FRAME SIZE IMB 5 (IM V1, IM V3) FLANGE 1, WITH PT1000 TEMPERATURESENSOR POWER CONNECTOR ROTATABLE RESOLVER MULTI-POLE (RESOLVER P=3); PLAIN SHAFT, TOLERANCE N; WITH HOLDING BRAKE PROTECTION CLASS IP65, | - | 0 | 0
1FK7064-4CF74-1SH2 |  | 1FK7064-4CF74-1SH2 | 1 | UN | 1 | 15 | C | D | N | N | 85015220 | 1 |  | 15.701 | KG | 1362.53 | 1362.53 | MC05 | MC05 | SIMOTICS S Synchronous motor 1FK7-HD PN=2.5kW; UDC=600V M0=12Nm (100K); NN=3000rpm; Naturally cooled FRAME SIZE IMB 5 (IM V1, IM V3) FLANGE 1, WITH PT1000 TEMPERATURESENSOR POWER CONNECTOR ROTATABLE RESOLVER MULTI-POLE (RESOLVER P=3); PLAIN SHAFT, TOLERANCE N; WITH HOLDING BRAKE PROTECTION CLASS IP65, FLANGE ON DRIVE END IP67; | - | 0 | 0
1FK7064-4CF74-1TA0 |  | 1FK7064-4CF74-1TA0 | 1 | UN | 1 | 15 | C | D | N | N | 85015220 | 1 |  | 15.402 | KG | 1154.24 | 1154.24 | MC05 | MC05 | SIMOTICS S Synchronous motor 1FK7-HD PN=2.5kW; UDC=600V M0=12Nm (100K); NN=3000rpm; Naturally cooled FRAME SIZE IMB 5 (IM V1, IM V3) FLANGE 1, WITH PT1000 TEMPERATURESENSOR POWER CONNECTOR ROTATABLE RESOLVER 2-POLE (RESOLVER P=1); SHAFT WITH FITTED KEY, TOLERANCE N; W/O HOLDING BRAKE PROTECTION CLASS IP64; | - | 0 | 0
1FK7064-4CF74-1TA1 |  | 1FK7064-4CF74-1TA1 | 1 | UN | 1 | 15 | C | D | N | N | 85015220 | 1 |  | 15.402 | KG | 1216.58 | 1216.58 | MC05 | MC05 | SIMOTICS S Synchronous motor 1FK7-HD PN=2.5kW; UDC=600V M0=12Nm (100K); NN=3000rpm; Naturally cooled FRAME SIZE IMB 5 (IM V1, IM V3) FLANGE 1, WITH PT1000 TEMPERATURESENSOR POWER CONNECTOR ROTATABLE RESOLVER 2-POLE (RESOLVER P=1); SHAFT WITH FITTED KEY, TOLERANCE N; W/O HOLDING BRAKE PROTECTION CLASS IP65, | - | 0 | 0
1FK7064-4CF74-1TA2 |  | 1FK7064-4CF74-1TA2 | 1 | UN | 1 | 15 | C | D | N | N | 85015220 | 1 |  | 15.402 | KG | 1216.58 | 1216.58 | MC05 | MC05 | SIMOTICS S Synchronous motor 1FK7-HD PN=2.5kW; UDC=600V M0=12Nm (100K); NN=3000rpm; Naturally cooled FRAME SIZE IMB 5 (IM V1, IM V3) FLANGE 1, WITH PT1000 TEMPERATURESENSOR POWER CONNECTOR ROTATABLE RESOLVER 2-POLE (RESOLVER P=1); SHAFT WITH FITTED KEY, TOLERANCE N; W/O HOLDING BRAKE PROTECTION CLASS IP65, FLANGE ON DRIVE END IP67; | - | 0 | 0
1FK7064-4CF74-1TB0 |  | 1FK7064-4CF74-1TB0 | 1 | UN | 1 | 15 | C | D | N | N | 85015220 | 1 |  | 15.701 | KG | 1356.18 | 1356.18 | MC05 | MC05 | SIMOTICS S Synchronous motor 1FK7-HD PN=2.5kW; UDC=600V M0=12Nm (100K); NN=3000rpm; Naturally cooled FRAME SIZE IMB 5 (IM V1, IM V3) FLANGE 1, WITH PT1000 TEMPERATURESENSOR POWER CONNECTOR ROTATABLE RESOLVER 2-POLE (RESOLVER P=1); SHAFT WITH FITTED KEY, TOLERANCE N; WITH HOLDING BRAKE PROTECTION CLASS IP64; | - | 0 | 0
1FK7064-4CF74-1TB1 |  | 1FK7064-4CF74-1TB1 | 1 | UN | 1 | 15 | C | D | N | N | 85015220 | 1 |  | 15.701 | KG | 1418.52 | 1418.52 | MC05 | MC05 | SIMOTICS S Synchronous motor 1FK7-HD PN=2.5kW; UDC=600V M0=12Nm (100K); NN=3000rpm; Naturally cooled FRAME SIZE IMB 5 (IM V1, IM V3) FLANGE 1, WITH PT1000 TEMPERATURESENSOR POWER CONNECTOR ROTATABLE RESOLVER 2-POLE (RESOLVER P=1); SHAFT WITH FITTED KEY, TOLERANCE N; WITH HOLDING BRAKE PROTECTION CLASS IP65, | - | 0 | 0
1FK7064-4CF74-1TB2 |  | 1FK7064-4CF74-1TB2 | 1 | UN | 1 | 15 | C | D | N | N | 85015220 | 1 |  | 15.701 | KG | 1418.52 | 1418.52 | MC05 | MC05 | SIMOTICS S Synchronous motor 1FK7-HD PN=2.5kW; UDC=600V M0=12Nm (100K); NN=3000rpm; Naturally cooled FRAME SIZE IMB 5 (IM V1, IM V3) FLANGE 1, WITH PT1000 TEMPERATURESENSOR POWER CONNECTOR ROTATABLE RESOLVER 2-POLE (RESOLVER P=1); SHAFT WITH FITTED KEY, TOLERANCE N; WITH HOLDING BRAKE PROTECTION CLASS IP65, FLANGE ON DRIVE END IP67; | - | 0 | 0
1FK7064-4CF74-1TG0 |  | 1FK7064-4CF74-1TG0 | 1 | UN | 1 | 15 | C | D | N | N | 85015220 | 1 |  | 15.402 | KG | 1096.75 | 1096.75 | MC05 | MC05 | SIMOTICS S Synchronous motor 1FK7-HD PN=2.5kW; UDC=600V M0=12Nm (100K); NN=3000rpm; Naturally cooled FRAME SIZE IMB 5 (IM V1, IM V3) FLANGE 1, WITH PT1000 TEMPERATURESENSOR POWER CONNECTOR ROTATABLE RESOLVER 2-POLE (RESOLVER P=1); PLAIN SHAFT, TOLERANCE N; W/O HOLDING BRAKE PROTECTION CLASS IP64; | - | 0 | 0
1FK7064-4CF74-1TG1 |  | 1FK7064-4CF74-1TG1 | 1 | UN | 1 | 15 | C | D | N | N | 85015220 | 1 |  | 15.402 | KG | 1159.09 | 1159.09 | MC05 | MC05 | SIMOTICS S Synchronous motor 1FK7-HD PN=2.5kW; UDC=600V M0=12Nm (100K); NN=3000rpm; Naturally cooled FRAME SIZE IMB 5 (IM V1, IM V3) FLANGE 1, WITH PT1000 TEMPERATURESENSOR POWER CONNECTOR ROTATABLE RESOLVER 2-POLE (RESOLVER P=1); PLAIN SHAFT, TOLERANCE N; W/O HOLDING BRAKE PROTECTION CLASS IP65, | - | 0 | 0
1FK7064-4CF74-1TG2 |  | 1FK7064-4CF74-1TG2 | 1 | UN | 1 | 15 | C | D | N | N | 85015220 | 1 |  | 15.402 | KG | 1159.09 | 1159.09 | MC05 | MC05 | SIMOTICS S Synchronous motor 1FK7-HD PN=2.5kW; UDC=600V M0=12Nm (100K); NN=3000rpm; Naturally cooled FRAME SIZE IMB 5 (IM V1, IM V3) FLANGE 1, WITH PT1000 TEMPERATURESENSOR POWER CONNECTOR ROTATABLE RESOLVER 2-POLE (RESOLVER P=1); PLAIN SHAFT, TOLERANCE N; W/O HOLDING BRAKE PROTECTION CLASS IP65, FLANGE ON DRIVE END IP67; | - | 0 | 0
1FK7064-4CF74-1TH0 |  | 1FK7064-4CF74-1TH0 | 1 | UN | 1 | 15 | C | D | N | N | 85015220 | 1 |  | 15.701 | KG | 1300.19 | 1300.19 | MC05 | MC05 | SIMOTICS S Synchronous motor 1FK7-HD PN=2.5kW; UDC=600V M0=12Nm (100K); NN=3000rpm; Naturally cooled FRAME SIZE IMB 5 (IM V1, IM V3) FLANGE 1, WITH PT1000 TEMPERATURESENSOR POWER CONNECTOR ROTATABLE RESOLVER 2-POLE (RESOLVER P=1); PLAIN SHAFT, TOLERANCE N; WITH HOLDING BRAKE PROTECTION CLASS IP64; | - | 0 | 0
1FK7064-4CF74-1TH1 |  | 1FK7064-4CF74-1TH1 | 1 | UN | 1 | 15 | C | D | N | N | 85015220 | 1 |  | 15.701 | KG | 1362.53 | 1362.53 | MC05 | MC05 | SIMOTICS S Synchronous motor 1FK7-HD PN=2.5kW; UDC=600V M0=12Nm (100K); NN=3000rpm; Naturally cooled FRAME SIZE IMB 5 (IM V1, IM V3) FLANGE 1, WITH PT1000 TEMPERATURESENSOR POWER CONNECTOR ROTATABLE RESOLVER 2-POLE (RESOLVER P=1); PLAIN SHAFT, TOLERANCE N; WITH HOLDING BRAKE PROTECTION CLASS IP65, | - | 0 | 0
1FK7064-4CF74-1TH2 |  | 1FK7064-4CF74-1TH2 | 1 | UN | 1 | 15 | C | D | N | N | 85015220 | 1 |  | 15.701 | KG | 1362.53 | 1362.53 | MC05 | MC05 | SIMOTICS S Synchronous motor 1FK7-HD PN=2.5kW; UDC=600V M0=12Nm (100K); NN=3000rpm; Naturally cooled FRAME SIZE IMB 5 (IM V1, IM V3) FLANGE 1, WITH PT1000 TEMPERATURESENSOR POWER CONNECTOR ROTATABLE RESOLVER 2-POLE (RESOLVER P=1); PLAIN SHAFT, TOLERANCE N; WITH HOLDING BRAKE PROTECTION CLASS IP65, FLANGE ON DRIVE END IP67; | - | 0 | 0
1FK7064-4CH71-1AA0 |  | 1FK7064-4CH71-1AA0 | 1 | UN | 1 | 15 | C | D | N | N | 85015220 | 1 |  | 15.401 | KG | 1544.88 | 1544.88 | MC05 | MC05 | SIMOTICS S Synchronous motor 1FK7-HD PN=2.4kW; UDC=600V M0=12Nm (100K); NN=4500rpm; Naturally cooled FRAME SIZE IMB 5 (IM V1, IM V3) FLANGE 1, WITH KTY TEMPERATURESENSOR POWER CONNECTOR ROTATABLE INCREMENTAL ENCODER SIN/COS 1VPP;2048 S/R W. C-AND D-SPUR (ENCODER IC2048S/R) SHAFT WITH FITTED KEY, TOLERANCE N; W/O HOLDING BRAKE PROTECTION CLASS IP64; | - | 0 | 0
1FK7064-4CH71-1AA1 |  | 1FK7064-4CH71-1AA1 | 1 | UN | 1 | 15 | C | D | N | N | 85015220 | 1 |  | 15.401 | KG | 1607.22 | 1607.22 | MC05 | MC05 | SIMOTICS S Synchronous motor 1FK7-HD PN=2.4kW; UDC=600V M0=12Nm (100K); NN=4500rpm; Naturally cooled FRAME SIZE IMB 5 (IM V1, IM V3) FLANGE 1, WITH KTY TEMPERATURESENSOR POWER CONNECTOR ROTATABLE INCREMENTAL ENCODER SIN/COS 1VPP;2048 S/R W. C-AND D-SPUR (ENCODER IC2048S/R) SHAFT WITH FITTED KEY, TOLERANCE N; W/O HOLDING BRAKE PROTECTION CLASS IP65, | - | 0 | 0
1FK7064-4CH71-1AA2 |  | 1FK7064-4CH71-1AA2 | 1 | UN | 1 | 15 | C | D | N | N | 85015220 | 1 |  | 15.401 | KG | 1607.22 | 1607.22 | MC05 | MC05 | SIMOTICS S Synchronous motor 1FK7-HD PN=2.4kW; UDC=600V M0=12Nm (100K); NN=4500rpm; Naturally cooled FRAME SIZE IMB 5 (IM V1, IM V3) FLANGE 1, WITH KTY TEMPERATURESENSOR POWER CONNECTOR ROTATABLE INCREMENTAL ENCODER SIN/COS 1VPP;2048 S/R W. C-AND D-SPUR (ENCODER IC2048S/R) SHAFT WITH FITTED KEY, TOLERANCE N; W/O HOLDING BRAKE PROTECTION CLASS IP65, FLANGE ON DRIVE END IP67; | - | 0 | 0
1FK7064-4CH71-1AB0 |  | 1FK7064-4CH71-1AB0 | 1 | UN | 1 | 15 | C | D | N | N | 85015220 | 1 |  | 15.7 | KG | 1746.82 | 1746.82 | MC05 | MC05 | SIMOTICS S Synchronous motor 1FK7-HD PN=2.4kW; UDC=600V M0=12Nm (100K); NN=4500rpm; Naturally cooled FRAME SIZE IMB 5 (IM V1, IM V3) FLANGE 1, WITH KTY TEMPERATURESENSOR POWER CONNECTOR ROTATABLE INCREMENTAL ENCODER SIN/COS 1VPP;2048 S/R W. C-AND D-SPUR (ENCODER IC2048S/R) SHAFT WITH FITTED KEY, TOLERANCE N; WITH HOLDING BRAKE PROTECTION CLASS IP64; | - | 0 | 0
1FK7064-4CH71-1AB1 |  | 1FK7064-4CH71-1AB1 | 1 | UN | 1 | 15 | C | D | N | N | 85015220 | 1 |  | 15.7 | KG | 1809.16 | 1809.16 | MC05 | MC05 | SIMOTICS S Synchronous motor 1FK7-HD PN=2.4kW; UDC=600V M0=12Nm (100K); NN=4500rpm; Naturally cooled FRAME SIZE IMB 5 (IM V1, IM V3) FLANGE 1, WITH KTY TEMPERATURESENSOR POWER CONNECTOR ROTATABLE INCREMENTAL ENCODER SIN/COS 1VPP;2048 S/R W. C-AND D-SPUR (ENCODER IC2048S/R) SHAFT WITH FITTED KEY, TOLERANCE N; WITH HOLDING BRAKE PROTECTION CLASS IP65, | - | 0 | 0
1FK7064-4CH71-1AB2 |  | 1FK7064-4CH71-1AB2 | 1 | UN | 1 | 15 | C | D | N | N | 85015220 | 1 |  | 15.7 | KG | 1809.16 | 1809.16 | MC05 | MC05 | SIMOTICS S Synchronous motor 1FK7-HD PN=2.4kW; UDC=600V M0=12Nm (100K); NN=4500rpm; Naturally cooled FRAME SIZE IMB 5 (IM V1, IM V3) FLANGE 1, WITH KTY TEMPERATURESENSOR POWER CONNECTOR ROTATABLE INCREMENTAL ENCODER SIN/COS 1VPP;2048 S/R W. C-AND D-SPUR (ENCODER IC2048S/R) SHAFT WITH FITTED KEY, TOLERANCE N; WITH HOLDING BRAKE PROTECTION CLASS IP65, FLANGE ON DRIVE END IP67; | - | 0 | 0
1FK7064-4CH71-1AG0 |  | 1FK7064-4CH71-1AG0 | 1 | UN | 1 | 15 | C | D | N | N | 85015220 | 1 |  | 15.401 | KG | 1487.39 | 1487.39 | MC05 | MC05 | SIMOTICS S Synchronous motor 1FK7-HD PN=2.4kW; UDC=600V M0=12Nm (100K); NN=4500rpm; Naturally cooled FRAME SIZE IMB 5 (IM V1, IM V3) FLANGE 1, WITH KTY TEMPERATURESENSOR POWER CONNECTOR ROTATABLE INCREMENTAL ENCODER SIN/COS 1VPP;2048 S/R W. C-AND D-SPUR (ENCODER IC2048S/R) PLAIN SHAFT, TOLERANCE N; W/O HOLDING BRAKE PROTECTION CLASS IP64; | - | 0 | 0
1FK7064-4CH71-1AG1 |  | 1FK7064-4CH71-1AG1 | 1 | UN | 1 | 15 | C | D | N | N | 85015220 | 1 |  | 15.401 | KG | 1549.73 | 1549.73 | MC05 | MC05 | SIMOTICS S Synchronous motor 1FK7-HD PN=2.4kW; UDC=600V M0=12Nm (100K); NN=4500rpm; Naturally cooled FRAME SIZE IMB 5 (IM V1, IM V3) FLANGE 1, WITH KTY TEMPERATURESENSOR POWER CONNECTOR ROTATABLE INCREMENTAL ENCODER SIN/COS 1VPP;2048 S/R W. C-AND D-SPUR (ENCODER IC2048S/R) PLAIN SHAFT, TOLERANCE N; W/O HOLDING BRAKE PROTECTION CLASS IP65, | - | 0 | 0
1FK7064-4CH71-1AG2 |  | 1FK7064-4CH71-1AG2 | 1 | UN | 1 | 15 | C | D | N | N | 85015220 | 1 |  | 15.401 | KG | 1549.73 | 1549.73 | MC05 | MC05 | SIMOTICS S Synchronous motor 1FK7-HD PN=2.4kW; UDC=600V M0=12Nm (100K); NN=4500rpm; Naturally cooled FRAME SIZE IMB 5 (IM V1, IM V3) FLANGE 1, WITH KTY TEMPERATURESENSOR POWER CONNECTOR ROTATABLE INCREMENTAL ENCODER SIN/COS 1VPP;2048 S/R W. C-AND D-SPUR (ENCODER IC2048S/R) PLAIN SHAFT, TOLERANCE N; W/O HOLDING BRAKE PROTECTION CLASS IP65, FLANGE ON DRIVE END IP67; | - | 0 | 0
1FK7064-4CH71-1AH0 |  | 1FK7064-4CH71-1AH0 | 1 | UN | 1 | 15 | C | D | N | N | 85015220 | 1 |  | 15.7 | KG | 1690.83 | 1690.83 | MC05 | MC05 | SIMOTICS S Synchronous motor 1FK7-HD PN=2.4kW; UDC=600V M0=12Nm (100K); NN=4500rpm; Naturally cooled FRAME SIZE IMB 5 (IM V1, IM V3) FLANGE 1, WITH KTY TEMPERATURESENSOR POWER CONNECTOR ROTATABLE INCREMENTAL ENCODER SIN/COS 1VPP;2048 S/R W. C-AND D-SPUR (ENCODER IC2048S/R) PLAIN SHAFT, TOLERANCE N; WITH HOLDING BRAKE PROTECTION CLASS IP64; | - | 0 | 0
1FK7064-4CH71-1AH1 |  | 1FK7064-4CH71-1AH1 | 1 | UN | 1 | 15 | C | D | N | N | 85015220 | 1 |  | 15.7 | KG | 1753.17 | 1753.17 | MC05 | MC05 | SIMOTICS S Synchronous motor 1FK7-HD PN=2.4kW; UDC=600V M0=12Nm (100K); NN=4500rpm; Naturally cooled FRAME SIZE IMB 5 (IM V1, IM V3) FLANGE 1, WITH KTY TEMPERATURESENSOR POWER CONNECTOR ROTATABLE INCREMENTAL ENCODER SIN/COS 1VPP;2048 S/R W. C-AND D-SPUR (ENCODER IC2048S/R) PLAIN SHAFT, TOLERANCE N; WITH HOLDING BRAKE PROTECTION CLASS IP65, | - | 0 | 0
1FK7064-4CH71-1AH2 |  | 1FK7064-4CH71-1AH2 | 1 | UN | 1 | 15 | C | D | N | N | 85015220 | 1 |  | 15.7 | KG | 1753.17 | 1753.17 | MC05 | MC05 | SIMOTICS S Synchronous motor 1FK7-HD PN=2.4kW; UDC=600V M0=12Nm (100K); NN=4500rpm; Naturally cooled FRAME SIZE IMB 5 (IM V1, IM V3) FLANGE 1, WITH KTY TEMPERATURESENSOR POWER CONNECTOR ROTATABLE INCREMENTAL ENCODER SIN/COS 1VPP;2048 S/R W. C-AND D-SPUR (ENCODER IC2048S/R) PLAIN SHAFT, TOLERANCE N; WITH HOLDING BRAKE PROTECTION CLASS IP65, FLANGE ON DRIVE END IP67; | - | 0 | 0
1FK7064-4CH71-1BA0 |  | 1FK7064-4CH71-1BA0 | 1 | UN | 1 | 15 | C | D | N | N | 85015220 | 1 |  | 15.401 | KG | 1705.58 | 1705.58 | MC05 | MC05 | SIMOTICS S Synchronous motor 1FK7-HD PN=2.4kW; UDC=600V M0=12Nm (100K); NN=4500rpm; Naturally cooled FRAME SIZE IMB 5 (IM V1, IM V3) FLANGE 1 POWER CONNECTOR ROTATABLE ABSOLUTE ENCODER SINGLETURN 24 BIT WITH DRIVE CLIQ INTERFACE (ENCODER AS24DQI) SHAFT WITH FITTED KEY, TOLERANCE N; W/O HOLDING BRAKE PROTECTION CLASS IP64; | - | 0 | 0
1FK7064-4CH71-1BA1 |  | 1FK7064-4CH71-1BA1 | 1 | UN | 1 | 15 | C | D | N | N | 85015220 | 1 |  | 15.401 | KG | 1767.92 | 1767.92 | MC05 | MC05 | SIMOTICS S Synchronous motor 1FK7-HD PN=2.4kW; UDC=600V M0=12Nm (100K); NN=4500rpm; Naturally cooled FRAME SIZE IMB 5 (IM V1, IM V3) FLANGE 1 POWER CONNECTOR ROTATABLE ABSOLUTE ENCODER SINGLETURN 24 BIT WITH DRIVE CLIQ INTERFACE (ENCODER AS24DQI) SHAFT WITH FITTED KEY, TOLERANCE N; W/O HOLDING BRAKE PROTECTION CLASS IP65, | - | 0 | 0
1FK7064-4CH71-1BA2 |  | 1FK7064-4CH71-1BA2 | 1 | UN | 1 | 15 | C | D | N | N | 85015220 | 1 |  | 15.401 | KG | 1767.92 | 1767.92 | MC05 | MC05 | SIMOTICS S Synchronous motor 1FK7-HD PN=2.4kW; UDC=600V M0=12Nm (100K); NN=4500rpm; Naturally cooled FRAME SIZE IMB 5 (IM V1, IM V3) FLANGE 1 POWER CONNECTOR ROTATABLE ABSOLUTE ENCODER SINGLETURN 24 BIT WITH DRIVE CLIQ INTERFACE (ENCODER AS24DQI) SHAFT WITH FITTED KEY, TOLERANCE N; W/O HOLDING BRAKE PROTECTION CLASS IP65, FLANGE ON DRIVE END IP67; | - | 0 | 0
1FK7064-4CH71-1BB0 |  | 1FK7064-4CH71-1BB0 | 1 | UN | 1 | 15 | C | D | N | N | 85015220 | 1 |  | 15.7 | KG | 1907.52 | 1907.52 | MC05 | MC05 | SIMOTICS S Synchronous motor 1FK7-HD PN=2.4kW; UDC=600V M0=12Nm (100K); NN=4500rpm; Naturally cooled FRAME SIZE IMB 5 (IM V1, IM V3) FLANGE 1 POWER CONNECTOR ROTATABLE ABSOLUTE ENCODER SINGLETURN 24 BIT WITH DRIVE CLIQ INTERFACE (ENCODER AS24DQI) SHAFT WITH FITTED KEY, TOLERANCE N; WITH HOLDING BRAKE PROTECTION CLASS IP64; | - | 0 | 0
1FK7064-4CH71-1BB1 |  | 1FK7064-4CH71-1BB1 | 1 | UN | 1 | 15 | C | D | N | N | 85015220 | 1 |  | 15.7 | KG | 1969.86 | 1969.86 | MC05 | MC05 | SIMOTICS S Synchronous motor 1FK7-HD PN=2.4kW; UDC=600V M0=12Nm (100K); NN=4500rpm; Naturally cooled FRAME SIZE IMB 5 (IM V1, IM V3) FLANGE 1 POWER CONNECTOR ROTATABLE ABSOLUTE ENCODER SINGLETURN 24 BIT WITH DRIVE CLIQ INTERFACE (ENCODER AS24DQI) SHAFT WITH FITTED KEY, TOLERANCE N; WITH HOLDING BRAKE PROTECTION CLASS IP65, | - | 0 | 0
1FK7064-4CH71-1BB2 |  | 1FK7064-4CH71-1BB2 | 1 | UN | 1 | 15 | C | D | N | N | 85015220 | 1 |  | 15.7 | KG | 1969.86 | 1969.86 | MC05 | MC05 | SIMOTICS S Synchronous motor 1FK7-HD PN=2.4kW; UDC=600V M0=12Nm (100K); NN=4500rpm; Naturally cooled FRAME SIZE IMB 5 (IM V1, IM V3) FLANGE 1 POWER CONNECTOR ROTATABLE ABSOLUTE ENCODER SINGLETURN 24 BIT WITH DRIVE CLIQ INTERFACE (ENCODER AS24DQI) SHAFT WITH FITTED KEY, TOLERANCE N; WITH HOLDING BRAKE PROTECTION CLASS IP65, FLANGE ON DRIVE END IP67; | - | 0 | 0
1FK7064-4CH71-1BG0 |  | 1FK7064-4CH71-1BG0 | 1 | UN | 1 | 15 | C | D | N | N | 85015220 | 1 |  | 15.401 | KG | 1648.09 | 1648.09 | MC05 | MC05 | SIMOTICS S Synchronous motor 1FK7-HD PN=2.4kW; UDC=600V M0=12Nm (100K); NN=4500rpm; Naturally cooled FRAME SIZE IMB 5 (IM V1, IM V3) FLANGE 1 POWER CONNECTOR ROTATABLE ABSOLUTE ENCODER SINGLETURN 24 BIT WITH DRIVE CLIQ INTERFACE (ENCODER AS24DQI) PLAIN SHAFT, TOLERANCE N; W/O HOLDING BRAKE PROTECTION CLASS IP64; | - | 0 | 0
1FK7064-4CH71-1BG1 |  | 1FK7064-4CH71-1BG1 | 1 | UN | 1 | 15 | C | D | N | N | 85015220 | 1 |  | 15.401 | KG | 1710.43 | 1710.43 | MC05 | MC05 | SIMOTICS S Synchronous motor 1FK7-HD PN=2.4kW; UDC=600V M0=12Nm (100K); NN=4500rpm; Naturally cooled FRAME SIZE IMB 5 (IM V1, IM V3) FLANGE 1 POWER CONNECTOR ROTATABLE ABSOLUTE ENCODER SINGLETURN 24 BIT WITH DRIVE CLIQ INTERFACE (ENCODER AS24DQI) PLAIN SHAFT, TOLERANCE N; W/O HOLDING BRAKE PROTECTION CLASS IP65, | - | 0 | 0
1FK7064-4CH71-1BG2 |  | 1FK7064-4CH71-1BG2 | 1 | UN | 1 | 15 | C | D | N | N | 85015220 | 1 |  | 15.401 | KG | 1710.43 | 1710.43 | MC05 | MC05 | SIMOTICS S Synchronous motor 1FK7-HD PN=2.4kW; UDC=600V M0=12Nm (100K); NN=4500rpm; Naturally cooled FRAME SIZE IMB 5 (IM V1, IM V3) FLANGE 1 POWER CONNECTOR ROTATABLE ABSOLUTE ENCODER SINGLETURN 24 BIT WITH DRIVE CLIQ INTERFACE (ENCODER AS24DQI) PLAIN SHAFT, TOLERANCE N; W/O HOLDING BRAKE PROTECTION CLASS IP65, FLANGE ON DRIVE END IP67; | - | 0 | 0
1FK7064-4CH71-1BH0 |  | 1FK7064-4CH71-1BH0 | 1 | UN | 1 | 15 | C | D | N | N | 85015220 | 1 |  | 15.7 | KG | 1851.53 | 1851.53 | MC05 | MC05 | SIMOTICS S Synchronous motor 1FK7-HD PN=2.4kW; UDC=600V M0=12Nm (100K); NN=4500rpm; Naturally cooled FRAME SIZE IMB 5 (IM V1, IM V3) FLANGE 1 POWER CONNECTOR ROTATABLE ABSOLUTE ENCODER SINGLETURN 24 BIT WITH DRIVE CLIQ INTERFACE (ENCODER AS24DQI) PLAIN SHAFT, TOLERANCE N; WITH HOLDING BRAKE PROTECTION CLASS IP64; | - | 0 | 0
1FK7064-4CH71-1BH1 |  | 1FK7064-4CH71-1BH1 | 1 | UN | 1 | 15 | C | D | N | N | 85015220 | 1 |  | 15.7 | KG | 1913.87 | 1913.87 | MC05 | MC05 | SIMOTICS S Synchronous motor 1FK7-HD PN=2.4kW; UDC=600V M0=12Nm (100K); NN=4500rpm; Naturally cooled FRAME SIZE IMB 5 (IM V1, IM V3) FLANGE 1 POWER CONNECTOR ROTATABLE ABSOLUTE ENCODER SINGLETURN 24 BIT WITH DRIVE CLIQ INTERFACE (ENCODER AS24DQI) PLAIN SHAFT, TOLERANCE N; WITH HOLDING BRAKE PROTECTION CLASS IP65, | - | 0 | 0
1FK7064-4CH71-1BH2 |  | 1FK7064-4CH71-1BH2 | 1 | UN | 1 | 15 | C | D | N | N | 85015220 | 1 |  | 15.7 | KG | 1913.87 | 1913.87 | MC05 | MC05 | SIMOTICS S Synchronous motor 1FK7-HD PN=2.4kW; UDC=600V M0=12Nm (100K); NN=4500rpm; Naturally cooled FRAME SIZE IMB 5 (IM V1, IM V3) FLANGE 1 POWER CONNECTOR ROTATABLE ABSOLUTE ENCODER SINGLETURN 24 BIT WITH DRIVE CLIQ INTERFACE (ENCODER AS24DQI) PLAIN SHAFT, TOLERANCE N; WITH HOLDING BRAKE PROTECTION CLASS IP65, FLANGE ON DRIVE END IP67; | - | 0 | 0
1FK7064-4CH71-1CA0 |  | 1FK7064-4CH71-1CA0 | 1 | UN | 1 | 15 | C | D | N | N | 85015220 | 1 |  | 15.401 | KG | 1951.74 | 1951.74 | MC05 | MC05 | SIMOTICS S Synchronous motor 1FK7-HD PN=2.4kW; UDC=600V M0=12Nm (100K); NN=4500rpm; Naturally cooled FRAME SIZE IMB 5 (IM V1, IM V3) FLANGE 1 POWER CONNECTOR ROTATABLE ABSOLUTE ENCODER 24 BIT + 12 BIT MULTITURN WITH DRIVE-CLIQ INTERFACE (ENCODER AM24DQI) SHAFT WITH FITTED KEY, TOLERANCE N; W/O HOLDING BRAKE PROTECTION CLASS IP64; | - | 0 | 0
1FK7064-4CH71-1CA1 |  | 1FK7064-4CH71-1CA1 | 1 | UN | 1 | 15 | C | D | N | N | 85015220 | 1 |  | 15.401 | KG | 2014.08 | 2014.08 | MC05 | MC05 | SIMOTICS S Synchronous motor 1FK7-HD PN=2.4kW; UDC=600V M0=12Nm (100K); NN=4500rpm; Naturally cooled FRAME SIZE IMB 5 (IM V1, IM V3) FLANGE 1 POWER CONNECTOR ROTATABLE ABSOLUTE ENCODER 24 BIT + 12 BIT MULTITURN WITH DRIVE-CLIQ INTERFACE (ENCODER AM24DQI) SHAFT WITH FITTED KEY, TOLERANCE N; W/O HOLDING BRAKE PROTECTION CLASS IP65, | - | 0 | 0
1FK7064-4CH71-1CA2 |  | 1FK7064-4CH71-1CA2 | 1 | UN | 1 | 15 | C | D | N | N | 85015220 | 1 |  | 15.401 | KG | 2014.08 | 2014.08 | MC05 | MC05 | SIMOTICS S Synchronous motor 1FK7-HD PN=2.4kW; UDC=600V M0=12Nm (100K); NN=4500rpm; Naturally cooled FRAME SIZE IMB 5 (IM V1, IM V3) FLANGE 1 POWER CONNECTOR ROTATABLE ABSOLUTE ENCODER 24 BIT + 12 BIT MULTITURN WITH DRIVE-CLIQ INTERFACE (ENCODER AM24DQI) SHAFT WITH FITTED KEY, TOLERANCE N; W/O HOLDING BRAKE PROTECTION CLASS IP65, FLANGE ON DRIVE END IP67; | - | 0 | 0
1FK7064-4CH71-1CB0 |  | 1FK7064-4CH71-1CB0 | 1 | UN | 1 | 15 | C | D | N | N | 85015220 | 1 |  | 15.7 | KG | 2153.68 | 2153.68 | MC05 | MC05 | SIMOTICS S Synchronous motor 1FK7-HD PN=2.4kW; UDC=600V M0=12Nm (100K); NN=4500rpm; Naturally cooled FRAME SIZE IMB 5 (IM V1, IM V3) FLANGE 1 POWER CONNECTOR ROTATABLE ABSOLUTE ENCODER 24 BIT + 12 BIT MULTITURN WITH DRIVE-CLIQ INTERFACE (ENCODER AM24DQI) SHAFT WITH FITTED KEY, TOLERANCE N; WITH HOLDING BRAKE PROTECTION CLASS IP64; | - | 0 | 0
1FK7064-4CH71-1CB1 |  | 1FK7064-4CH71-1CB1 | 1 | UN | 1 | 15 | C | D | N | N | 85015220 | 1 |  | 15.7 | KG | 2216.02 | 2216.02 | MC05 | MC05 | SIMOTICS S Synchronous motor 1FK7-HD PN=2.4kW; UDC=600V M0=12Nm (100K); NN=4500rpm; Naturally cooled FRAME SIZE IMB 5 (IM V1, IM V3) FLANGE 1 POWER CONNECTOR ROTATABLE ABSOLUTE ENCODER 24 BIT + 12 BIT MULTITURN WITH DRIVE-CLIQ INTERFACE (ENCODER AM24DQI) SHAFT WITH FITTED KEY, TOLERANCE N; WITH HOLDING BRAKE PROTECTION CLASS IP65, | - | 0 | 0
1FK7064-4CH71-1CB2 |  | 1FK7064-4CH71-1CB2 | 1 | UN | 1 | 15 | C | D | N | N | 85015220 | 1 |  | 15.7 | KG | 2216.02 | 2216.02 | MC05 | MC05 | SIMOTICS S Synchronous motor 1FK7-HD PN=2.4kW; UDC=600V M0=12Nm (100K); NN=4500rpm; Naturally cooled FRAME SIZE IMB 5 (IM V1, IM V3) FLANGE 1 POWER CONNECTOR ROTATABLE ABSOLUTE ENCODER 24 BIT + 12 BIT MULTITURN WITH DRIVE-CLIQ INTERFACE (ENCODER AM24DQI) SHAFT WITH FITTED KEY, TOLERANCE N; WITH HOLDING BRAKE PROTECTION CLASS IP65, FLANGE ON DRIVE END IP67; | - | 0 | 0
1FK7064-4CH71-1CG0 |  | 1FK7064-4CH71-1CG0 | 1 | UN | 1 | 15 | C | D | N | N | 85015220 | 1 |  | 15.401 | KG | 1894.25 | 1894.25 | MC05 | MC05 | SIMOTICS S Synchronous motor 1FK7-HD PN=2.4kW; UDC=600V M0=12Nm (100K); NN=4500rpm; Naturally cooled FRAME SIZE IMB 5 (IM V1, IM V3) FLANGE 1 POWER CONNECTOR ROTATABLE ABSOLUTE ENCODER 24 BIT + 12 BIT MULTITURN WITH DRIVE-CLIQ INTERFACE (ENCODER AM24DQI) PLAIN SHAFT, TOLERANCE N; W/O HOLDING BRAKE PROTECTION CLASS IP64; | - | 0 | 0
1FK7064-4CH71-1CG1 |  | 1FK7064-4CH71-1CG1 | 1 | UN | 1 | 15 | C | D | N | N | 85015220 | 1 |  | 15.401 | KG | 1956.59 | 1956.59 | MC05 | MC05 | SIMOTICS S Synchronous motor 1FK7-HD PN=2.4kW; UDC=600V M0=12Nm (100K); NN=4500rpm; Naturally cooled FRAME SIZE IMB 5 (IM V1, IM V3) FLANGE 1 POWER CONNECTOR ROTATABLE ABSOLUTE ENCODER 24 BIT + 12 BIT MULTITURN WITH DRIVE-CLIQ INTERFACE (ENCODER AM24DQI) PLAIN SHAFT, TOLERANCE N; W/O HOLDING BRAKE PROTECTION CLASS IP65, | - | 0 | 0
1FK7064-4CH71-1CG2 |  | 1FK7064-4CH71-1CG2 | 1 | UN | 1 | 15 | C | D | N | N | 85015220 | 1 |  | 15.401 | KG | 1956.59 | 1956.59 | MC05 | MC05 | SIMOTICS S Synchronous motor 1FK7-HD PN=2.4kW; UDC=600V M0=12Nm (100K); NN=4500rpm; Naturally cooled FRAME SIZE IMB 5 (IM V1, IM V3) FLANGE 1 POWER CONNECTOR ROTATABLE ABSOLUTE ENCODER 24 BIT + 12 BIT MULTITURN WITH DRIVE-CLIQ INTERFACE (ENCODER AM24DQI) PLAIN SHAFT, TOLERANCE N; W/O HOLDING BRAKE PROTECTION CLASS IP65, FLANGE ON DRIVE END IP67; | - | 0 | 0
1FK7064-4CH71-1CH0 |  | 1FK7064-4CH71-1CH0 | 1 | UN | 1 | 15 | C | D | N | N | 85015220 | 1 |  | 15.7 | KG | 2097.69 | 2097.69 | MC05 | MC05 | SIMOTICS S Synchronous motor 1FK7-HD PN=2.4kW; UDC=600V M0=12Nm (100K); NN=4500rpm; Naturally cooled FRAME SIZE IMB 5 (IM V1, IM V3) FLANGE 1 POWER CONNECTOR ROTATABLE ABSOLUTE ENCODER 24 BIT + 12 BIT MULTITURN WITH DRIVE-CLIQ INTERFACE (ENCODER AM24DQI) PLAIN SHAFT, TOLERANCE N; WITH HOLDING BRAKE PROTECTION CLASS IP64; | - | 0 | 0
1FK7064-4CH71-1CH1 |  | 1FK7064-4CH71-1CH1 | 1 | UN | 1 | 15 | C | D | N | N | 85015220 | 1 |  | 15.7 | KG | 2160.03 | 2160.03 | MC05 | MC05 | SIMOTICS S Synchronous motor 1FK7-HD PN=2.4kW; UDC=600V M0=12Nm (100K); NN=4500rpm; Naturally cooled FRAME SIZE IMB 5 (IM V1, IM V3) FLANGE 1 POWER CONNECTOR ROTATABLE ABSOLUTE ENCODER 24 BIT + 12 BIT MULTITURN WITH DRIVE-CLIQ INTERFACE (ENCODER AM24DQI) PLAIN SHAFT, TOLERANCE N; WITH HOLDING BRAKE PROTECTION CLASS IP65, | - | 0 | 0
1FK7064-4CH71-1CH1-Z | J03 | 1FK7064-4CH71-1CH1-ZJ03 | 1 | UN | 1 | 15 | C | D | N | N | 85015220 | 1 |  | 23.4 | KG | 3766.85 | 3766.85 | MC05 | MC05 | SIMOTICS S Synchronous motor 1FK7-HD PN=2.4kW; UDC=600V M0=12Nm (100K); NN=4500rpm; Naturally cooled FRAME SIZE IMB 5 (IM V1, IM V3) FLANGE 1 POWER CONNECTOR ROTATABLE ABSOLUTE ENCODER 24 BIT + 12 BIT MULTITURN WITH DRIVE-CLIQ INTERFACE (ENCODER AM24DQI) PLAIN SHAFT, TOLERANCE N; WITH HOLDING BRAKE PROTECTION CLASS IP65, J03: ALPHA SP+, SP 100S-MF1 PLANETARY GEARING 1 STAGE, I=5, WITH FEATHER KEY | - | 0 | 0
1FK7064-4CH71-1CH2 |  | 1FK7064-4CH71-1CH2 | 1 | UN | 1 | 15 | C | D | N | N | 85015220 | 1 |  | 15.7 | KG | 2160.03 | 2160.03 | MC05 | MC05 | SIMOTICS S Synchronous motor 1FK7-HD PN=2.4kW; UDC=600V M0=12Nm (100K); NN=4500rpm; Naturally cooled FRAME SIZE IMB 5 (IM V1, IM V3) FLANGE 1 POWER CONNECTOR ROTATABLE ABSOLUTE ENCODER 24 BIT + 12 BIT MULTITURN WITH DRIVE-CLIQ INTERFACE (ENCODER AM24DQI) PLAIN SHAFT, TOLERANCE N; WITH HOLDING BRAKE PROTECTION CLASS IP65, FLANGE ON DRIVE END IP67; | - | 0 | 0
1FK7064-4CH71-1DB1 |  | 1FK7064-4CH71-1DB1 | 1 | UN | 1 | 15 | C | D | N | N | 85015220 | 1 |  | 15.701 | KG | 2023.29 | 2023.29 | MC05 | MC05 | SIMOTICS S Synchronous motor 1FK7-HD PN=2.4kW; UDC=600V M0=12Nm (100K); NN=4500rpm; Naturally cooled FRAME SIZE IMB 5 (IM V1, IM V3) FLANGE 1 POWER CONNECTOR ROTATABLE INCREMENTAL ENCODER 22 BIT WITH DRIVE-CLIQ INTERFACE (ENCODER IC22DQ) SHAFT WITH FITTED KEY, TOLERANCE N; WITH HOLDING BRAKE PROTECTION CLASS IP65, | - | 0 | 0
1FK7064-4CH71-1EA0 |  | 1FK7064-4CH71-1EA0 | 1 | UN | 1 | 15 | C | D | N | N | 85015220 | 1 |  | 15.401 | KG | 1792.56 | 1792.56 | MC05 | MC05 | SIMOTICS S Synchronous motor 1FK7-HD PN=2.4kW; UDC=600V M0=12Nm (100K); NN=4500rpm; Naturally cooled FRAME SIZE IMB 5 (IM V1, IM V3) FLANGE 1, WITH KTY TEMPERATURESENSOR POWER CONNECTOR ROTATABLE ABSOLUTE ENCODERR 2048 S/R + 4096 UMDREHUNGEN MULTITURN, WITH ENDAT-SCHNITTSTELLE (ENCODER AM2048S/R) SHAFT WITH FITTED KEY, TOLERANCE N; W/O HOLDING BRAKE PROTECTION CLASS IP64; | - | 0 | 0
1FK7064-4CH71-1EA1 |  | 1FK7064-4CH71-1EA1 | 1 | UN | 1 | 15 | C | D | N | N | 85015220 | 1 |  | 15.401 | KG | 1854.9 | 1854.9 | MC05 | MC05 | SIMOTICS S Synchronous motor 1FK7-HD PN=2.4kW; UDC=600V M0=12Nm (100K); NN=4500rpm; Naturally cooled FRAME SIZE IMB 5 (IM V1, IM V3) FLANGE 1, WITH KTY TEMPERATURESENSOR POWER CONNECTOR ROTATABLE ABSOLUTE ENCODERR 2048 S/R + 4096 UMDREHUNGEN MULTITURN, WITH ENDAT-SCHNITTSTELLE (ENCODER AM2048S/R) SHAFT WITH FITTED KEY, TOLERANCE N; W/O HOLDING BRAKE PROTECTION CLASS IP65, | - | 0 | 0
1FK7064-4CH71-1EA2 |  | 1FK7064-4CH71-1EA2 | 1 | UN | 1 | 15 | C | D | N | N | 85015220 | 1 |  | 15.401 | KG | 1854.9 | 1854.9 | MC05 | MC05 | SIMOTICS S Synchronous motor 1FK7-HD PN=2.4kW; UDC=600V M0=12Nm (100K); NN=4500rpm; Naturally cooled FRAME SIZE IMB 5 (IM V1, IM V3) FLANGE 1, WITH KTY TEMPERATURESENSOR POWER CONNECTOR ROTATABLE ABSOLUTE ENCODERR 2048 S/R + 4096 UMDREHUNGEN MULTITURN, WITH ENDAT-SCHNITTSTELLE (ENCODER AM2048S/R) SHAFT WITH FITTED KEY, TOLERANCE N; W/O HOLDING BRAKE PROTECTION CLASS IP65, FLANGE ON DRIVE END IP67; | - | 0 | 0
1FK7064-4CH71-1EB0 |  | 1FK7064-4CH71-1EB0 | 1 | UN | 1 | 15 | C | D | N | N | 85015220 | 1 |  | 15.7 | KG | 1994.5 | 1994.5 | MC05 | MC05 | SIMOTICS S Synchronous motor 1FK7-HD PN=2.4kW; UDC=600V M0=12Nm (100K); NN=4500rpm; Naturally cooled FRAME SIZE IMB 5 (IM V1, IM V3) FLANGE 1, WITH KTY TEMPERATURESENSOR POWER CONNECTOR ROTATABLE ABSOLUTE ENCODERR 2048 S/R + 4096 UMDREHUNGEN MULTITURN, WITH ENDAT-SCHNITTSTELLE (ENCODER AM2048S/R) SHAFT WITH FITTED KEY, TOLERANCE N; WITH HOLDING BRAKE PROTECTION CLASS IP64; | - | 0 | 0
1FK7064-4CH71-1EB1 |  | 1FK7064-4CH71-1EB1 | 1 | UN | 1 | 15 | C | D | N | N | 85015220 | 1 |  | 15.7 | KG | 2056.84 | 2056.84 | MC05 | MC05 | SIMOTICS S Synchronous motor 1FK7-HD PN=2.4kW; UDC=600V M0=12Nm (100K); NN=4500rpm; Naturally cooled FRAME SIZE IMB 5 (IM V1, IM V3) FLANGE 1, WITH KTY TEMPERATURESENSOR POWER CONNECTOR ROTATABLE ABSOLUTE ENCODERR 2048 S/R + 4096 UMDREHUNGEN MULTITURN, WITH ENDAT-SCHNITTSTELLE (ENCODER AM2048S/R) SHAFT WITH FITTED KEY, TOLERANCE N; WITH HOLDING BRAKE PROTECTION CLASS IP65, | - | 0 | 0
1FK7064-4CH71-1EB2 |  | 1FK7064-4CH71-1EB2 | 1 | UN | 1 | 15 | C | D | N | N | 85015220 | 1 |  | 15.7 | KG | 2056.84 | 2056.84 | MC05 | MC05 | SIMOTICS S Synchronous motor 1FK7-HD PN=2.4kW; UDC=600V M0=12Nm (100K); NN=4500rpm; Naturally cooled FRAME SIZE IMB 5 (IM V1, IM V3) FLANGE 1, WITH KTY TEMPERATURESENSOR POWER CONNECTOR ROTATABLE ABSOLUTE ENCODERR 2048 S/R + 4096 UMDREHUNGEN MULTITURN, WITH ENDAT-SCHNITTSTELLE (ENCODER AM2048S/R) SHAFT WITH FITTED KEY, TOLERANCE N; WITH HOLDING BRAKE PROTECTION CLASS IP65, FLANGE ON DRIVE END IP67; | - | 0 | 0
1FK7064-4CH71-1EG0 |  | 1FK7064-4CH71-1EG0 | 1 | UN | 1 | 15 | C | D | N | N | 85015220 | 1 |  | 15.401 | KG | 1735.07 | 1735.07 | MC05 | MC05 | SIMOTICS S Synchronous motor 1FK7-HD PN=2.4kW; UDC=600V M0=12Nm (100K); NN=4500rpm; Naturally cooled FRAME SIZE IMB 5 (IM V1, IM V3) FLANGE 1, WITH KTY TEMPERATURESENSOR POWER CONNECTOR ROTATABLE ABSOLUTE ENCODERR 2048 S/R + 4096 UMDREHUNGEN MULTITURN, WITH ENDAT-SCHNITTSTELLE (ENCODER AM2048S/R) PLAIN SHAFT, TOLERANCE N; W/O HOLDING BRAKE PROTECTION CLASS IP64; | - | 0 | 0
1FK7064-4CH71-1EG1 |  | 1FK7064-4CH71-1EG1 | 1 | UN | 1 | 15 | C | D | N | N | 85015220 | 1 |  | 15.401 | KG | 1797.41 | 1797.41 | MC05 | MC05 | SIMOTICS S Synchronous motor 1FK7-HD PN=2.4kW; UDC=600V M0=12Nm (100K); NN=4500rpm; Naturally cooled FRAME SIZE IMB 5 (IM V1, IM V3) FLANGE 1, WITH KTY TEMPERATURESENSOR POWER CONNECTOR ROTATABLE ABSOLUTE ENCODERR 2048 S/R + 4096 UMDREHUNGEN MULTITURN, WITH ENDAT-SCHNITTSTELLE (ENCODER AM2048S/R) PLAIN SHAFT, TOLERANCE N; W/O HOLDING BRAKE PROTECTION CLASS IP65, | - | 0 | 0
1FK7064-4CH71-1EG2 |  | 1FK7064-4CH71-1EG2 | 1 | UN | 1 | 15 | C | D | N | N | 85015220 | 1 |  | 15.401 | KG | 1797.41 | 1797.41 | MC05 | MC05 | SIMOTICS S Synchronous motor 1FK7-HD PN=2.4kW; UDC=600V M0=12Nm (100K); NN=4500rpm; Naturally cooled FRAME SIZE IMB 5 (IM V1, IM V3) FLANGE 1, WITH KTY TEMPERATURESENSOR POWER CONNECTOR ROTATABLE ABSOLUTE ENCODERR 2048 S/R + 4096 UMDREHUNGEN MULTITURN, WITH ENDAT-SCHNITTSTELLE (ENCODER AM2048S/R) PLAIN SHAFT, TOLERANCE N; W/O HOLDING BRAKE PROTECTION CLASS IP65, FLANGE ON DRIVE END IP67; | - | 0 | 0
1FK7064-4CH71-1EH0 |  | 1FK7064-4CH71-1EH0 | 1 | UN | 1 | 15 | C | D | N | N | 85015220 | 1 |  | 15.7 | KG | 1938.51 | 1938.51 | MC05 | MC05 | SIMOTICS S Synchronous motor 1FK7-HD PN=2.4kW; UDC=600V M0=12Nm (100K); NN=4500rpm; Naturally cooled FRAME SIZE IMB 5 (IM V1, IM V3) FLANGE 1, WITH KTY TEMPERATURESENSOR POWER CONNECTOR ROTATABLE ABSOLUTE ENCODERR 2048 S/R + 4096 UMDREHUNGEN MULTITURN, WITH ENDAT-SCHNITTSTELLE (ENCODER AM2048S/R) PLAIN SHAFT, TOLERANCE N; WITH HOLDING BRAKE PROTECTION CLASS IP64; | - | 0 | 0
1FK7064-4CH71-1EH1 |  | 1FK7064-4CH71-1EH1 | 1 | UN | 1 | 15 | C | D | N | N | 85015220 | 1 |  | 15.7 | KG | 2000.85 | 2000.85 | MC05 | MC05 | SIMOTICS S Synchronous motor 1FK7-HD PN=2.4kW; UDC=600V M0=12Nm (100K); NN=4500rpm; Naturally cooled FRAME SIZE IMB 5 (IM V1, IM V3) FLANGE 1, WITH KTY TEMPERATURESENSOR POWER CONNECTOR ROTATABLE ABSOLUTE ENCODERR 2048 S/R + 4096 UMDREHUNGEN MULTITURN, WITH ENDAT-SCHNITTSTELLE (ENCODER AM2048S/R) PLAIN SHAFT, TOLERANCE N; WITH HOLDING BRAKE PROTECTION CLASS IP65, | - | 0 | 0
1FK7064-4CH71-1EH2 |  | 1FK7064-4CH71-1EH2 | 1 | UN | 1 | 15 | C | D | N | N | 85015220 | 1 |  | 15.7 | KG | 2000.85 | 2000.85 | MC05 | MC05 | SIMOTICS S Synchronous motor 1FK7-HD PN=2.4kW; UDC=600V M0=12Nm (100K); NN=4500rpm; Naturally cooled FRAME SIZE IMB 5 (IM V1, IM V3) FLANGE 1, WITH KTY TEMPERATURESENSOR POWER CONNECTOR ROTATABLE ABSOLUTE ENCODERR 2048 S/R + 4096 UMDREHUNGEN MULTITURN, WITH ENDAT-SCHNITTSTELLE (ENCODER AM2048S/R) PLAIN SHAFT, TOLERANCE N; WITH HOLDING BRAKE PROTECTION CLASS IP65, FLANGE ON DRIVE END IP67; | - | 0 | 0
1FK7064-4CH71-1FB0 |  | 1FK7064-4CH71-1FB0 | 1 | UN | 1 | 15 | C | D | N | N | 85015220 | 1 |  | 15.7 | KG | 2207.12 | 2207.12 | MC05 | MC05 | SIMOTICS S Synchronous motor 1FK7-HD PN=2.4kW; UDC=600V M0=12Nm (100K); NN=4500rpm; Naturally cooled FRAME SIZE IMB 5 (IM V1, IM V3) FLANGE 1 POWER CONNECTOR ROTATABLE ABSOLUTE ENCODER 22BIT + 12 BIT MULTITURN, WITH DRIVE-CLIQ INTERFACE (ENCODER AM22DQ) SHAFT WITH FITTED KEY, TOLERANCE N; WITH HOLDING BRAKE PROTECTION CLASS IP64; | - | 0 | 0
1FK7064-4CH71-1FG2 |  | 1FK7064-4CH71-1FG2 | 1 | UN | 1 | 15 | C | D | N | N | 85015220 | 1 |  | 15.401 | KG | 2010.03 | 2010.03 | MC05 | MC05 | SIMOTICS S Synchronous motor 1FK7-HD PN=2.4kW; UDC=600V M0=12Nm (100K); NN=4500rpm; Naturally cooled FRAME SIZE IMB 5 (IM V1, IM V3) FLANGE 1 POWER CONNECTOR ROTATABLE ABSOLUTE ENCODER 22BIT + 12 BIT MULTITURN, WITH DRIVE-CLIQ INTERFACE (ENCODER AM22DQ) PLAIN SHAFT, TOLERANCE N; W/O HOLDING BRAKE PROTECTION CLASS IP65, FLANGE ON DRIVE END IP67; | - | 0 | 0
1FK7064-4CH71-1PA0 |  | 1FK7064-4CH71-1PA0 | 1 | UN | 1 | 15 | C | D | N | N | 85015220 | 1 |  | 15.501 | KG | 1314.94 | 1314.94 | MC05 | MC05 | SIMOTICS S Synchronous motor 1FK7-HD PN=2.4kW; UDC=600V M0=12Nm (100K); NN=4500rpm; Naturally cooled FRAME SIZE IMB 5 (IM V1, IM V3) FLANGE 1 POWER CONNECTOR ROTATABLE RESOLVER 2-POLE, WITH DRIVE CLIQ-INTERFACE SHAFT WITH FITTED KEY, TOLERANCE N; W/O HOLDING BRAKE PROTECTION CLASS IP64; | - | 0 | 0
1FK7064-4CH71-1PA1 |  | 1FK7064-4CH71-1PA1 | 1 | UN | 1 | 15 | C | D | N | N | 85015220 | 1 |  | 15.501 | KG | 1377.28 | 1377.28 | MC05 | MC05 | SIMOTICS S Synchronous motor 1FK7-HD PN=2.4kW; UDC=600V M0=12Nm (100K); NN=4500rpm; Naturally cooled FRAME SIZE IMB 5 (IM V1, IM V3) FLANGE 1 POWER CONNECTOR ROTATABLE RESOLVER 2-POLE, WITH DRIVE CLIQ-INTERFACE SHAFT WITH FITTED KEY, TOLERANCE N; W/O HOLDING BRAKE PROTECTION CLASS IP65, | - | 0 | 0
1FK7064-4CH71-1PA2 |  | 1FK7064-4CH71-1PA2 | 1 | UN | 1 | 15 | C | D | N | N | 85015220 | 1 |  | 15.501 | KG | 1377.28 | 1377.28 | MC05 | MC05 | SIMOTICS S Synchronous motor 1FK7-HD PN=2.4kW; UDC=600V M0=12Nm (100K); NN=4500rpm; Naturally cooled FRAME SIZE IMB 5 (IM V1, IM V3) FLANGE 1 POWER CONNECTOR ROTATABLE RESOLVER 2-POLE, WITH DRIVE CLIQ-INTERFACE SHAFT WITH FITTED KEY, TOLERANCE N; W/O HOLDING BRAKE PROTECTION CLASS IP65, FLANGE ON DRIVE END IP67; | - | 0 | 0
1FK7064-4CH71-1PB0 |  | 1FK7064-4CH71-1PB0 | 1 | UN | 1 | 15 | C | D | N | N | 85015220 | 1 |  | 15.8 | KG | 1516.88 | 1516.88 | MC05 | MC05 | SIMOTICS S Synchronous motor 1FK7-HD PN=2.4kW; UDC=600V M0=12Nm (100K); NN=4500rpm; Naturally cooled FRAME SIZE IMB 5 (IM V1, IM V3) FLANGE 1 POWER CONNECTOR ROTATABLE RESOLVER 2-POLE, WITH DRIVE CLIQ-INTERFACE SHAFT WITH FITTED KEY, TOLERANCE N; WITH HOLDING BRAKE PROTECTION CLASS IP64; | - | 0 | 0
1FK7064-4CH71-1PB1 |  | 1FK7064-4CH71-1PB1 | 1 | UN | 1 | 15 | C | D | N | N | 85015220 | 1 |  | 15.8 | KG | 1579.22 | 1579.22 | MC05 | MC05 | SIMOTICS S Synchronous motor 1FK7-HD PN=2.4kW; UDC=600V M0=12Nm (100K); NN=4500rpm; Naturally cooled FRAME SIZE IMB 5 (IM V1, IM V3) FLANGE 1 POWER CONNECTOR ROTATABLE RESOLVER 2-POLE, WITH DRIVE CLIQ-INTERFACE SHAFT WITH FITTED KEY, TOLERANCE N; WITH HOLDING BRAKE PROTECTION CLASS IP65, | - | 0 | 0
1FK7064-4CH71-1PB2 |  | 1FK7064-4CH71-1PB2 | 1 | UN | 1 | 15 | C | D | N | N | 85015220 | 1 |  | 15.8 | KG | 1579.22 | 1579.22 | MC05 | MC05 | SIMOTICS S Synchronous motor 1FK7-HD PN=2.4kW; UDC=600V M0=12Nm (100K); NN=4500rpm; Naturally cooled FRAME SIZE IMB 5 (IM V1, IM V3) FLANGE 1 POWER CONNECTOR ROTATABLE RESOLVER 2-POLE, WITH DRIVE CLIQ-INTERFACE SHAFT WITH FITTED KEY, TOLERANCE N; WITH HOLDING BRAKE PROTECTION CLASS IP65, FLANGE ON DRIVE END IP67; | - | 0 | 0
1FK7064-4CH71-1PG0 |  | 1FK7064-4CH71-1PG0 | 1 | UN | 1 | 15 | C | D | N | N | 85015220 | 1 |  | 15.501 | KG | 1257.45 | 1257.45 | MC05 | MC05 | SIMOTICS S Synchronous motor 1FK7-HD PN=2.4kW; UDC=600V M0=12Nm (100K); NN=4500rpm; Naturally cooled FRAME SIZE IMB 5 (IM V1, IM V3) FLANGE 1 POWER CONNECTOR ROTATABLE RESOLVER 2-POLE, WITH DRIVE CLIQ-INTERFACE PLAIN SHAFT, TOLERANCE N; W/O HOLDING BRAKE PROTECTION CLASS IP64; | - | 0 | 0
1FK7064-4CH71-1PG1 |  | 1FK7064-4CH71-1PG1 | 1 | UN | 1 | 15 | C | D | N | N | 85015220 | 1 |  | 15.501 | KG | 1319.79 | 1319.79 | MC05 | MC05 | SIMOTICS S Synchronous motor 1FK7-HD PN=2.4kW; UDC=600V M0=12Nm (100K); NN=4500rpm; Naturally cooled FRAME SIZE IMB 5 (IM V1, IM V3) FLANGE 1 POWER CONNECTOR ROTATABLE RESOLVER 2-POLE, WITH DRIVE CLIQ-INTERFACE PLAIN SHAFT, TOLERANCE N; W/O HOLDING BRAKE PROTECTION CLASS IP65, | - | 0 | 0
1FK7064-4CH71-1PG2 |  | 1FK7064-4CH71-1PG2 | 1 | UN | 1 | 15 | C | D | N | N | 85015220 | 1 |  | 15.501 | KG | 1319.79 | 1319.79 | MC05 | MC05 | SIMOTICS S Synchronous motor 1FK7-HD PN=2.4kW; UDC=600V M0=12Nm (100K); NN=4500rpm; Naturally cooled FRAME SIZE IMB 5 (IM V1, IM V3) FLANGE 1 POWER CONNECTOR ROTATABLE RESOLVER 2-POLE, WITH DRIVE CLIQ-INTERFACE PLAIN SHAFT, TOLERANCE N; W/O HOLDING BRAKE PROTECTION CLASS IP65, FLANGE ON DRIVE END IP67; | - | 0 | 0
1FK7064-4CH71-1PH0 |  | 1FK7064-4CH71-1PH0 | 1 | UN | 1 | 15 | C | D | N | N | 85015220 | 1 |  | 15.8 | KG | 1460.89 | 1460.89 | MC05 | MC05 | SIMOTICS S Synchronous motor 1FK7-HD PN=2.4kW; UDC=600V M0=12Nm (100K); NN=4500rpm; Naturally cooled FRAME SIZE IMB 5 (IM V1, IM V3) FLANGE 1 POWER CONNECTOR ROTATABLE RESOLVER 2-POLE, WITH DRIVE CLIQ-INTERFACE PLAIN SHAFT, TOLERANCE N; WITH HOLDING BRAKE PROTECTION CLASS IP64; | - | 0 | 0
1FK7064-4CH71-1PH1 |  | 1FK7064-4CH71-1PH1 | 1 | UN | 1 | 15 | C | D | N | N | 85015220 | 1 |  | 15.8 | KG | 1523.23 | 1523.23 | MC05 | MC05 | SIMOTICS S Synchronous motor 1FK7-HD PN=2.4kW; UDC=600V M0=12Nm (100K); NN=4500rpm; Naturally cooled FRAME SIZE IMB 5 (IM V1, IM V3) FLANGE 1 POWER CONNECTOR ROTATABLE RESOLVER 2-POLE, WITH DRIVE CLIQ-INTERFACE PLAIN SHAFT, TOLERANCE N; WITH HOLDING BRAKE PROTECTION CLASS IP65, | - | 0 | 0
1FK7064-4CH71-1PH2 |  | 1FK7064-4CH71-1PH2 | 1 | UN | 1 | 15 | C | D | N | N | 85015220 | 1 |  | 15.8 | KG | 1523.23 | 1523.23 | MC05 | MC05 | SIMOTICS S Synchronous motor 1FK7-HD PN=2.4kW; UDC=600V M0=12Nm (100K); NN=4500rpm; Naturally cooled FRAME SIZE IMB 5 (IM V1, IM V3) FLANGE 1 POWER CONNECTOR ROTATABLE RESOLVER 2-POLE, WITH DRIVE CLIQ-INTERFACE PLAIN SHAFT, TOLERANCE N; WITH HOLDING BRAKE PROTECTION CLASS IP65, FLANGE ON DRIVE END IP67; | - | 0 | 0
1FK7064-4CH71-1QA0 |  | 1FK7064-4CH71-1QA0 | 1 | UN | 1 | 15 | C | D | N | N | 85015220 | 1 |  | 15.401 | KG | 1383.64 | 1383.64 | MC05 | MC05 | SIMOTICS S Synchronous motor 1FK7-HD PN=2.4kW; UDC=600V M0=12Nm (100K); NN=4500rpm; Naturally cooled FRAME SIZE IMB 5 (IM V1, IM V3) FLANGE 1 POWER CONNECTOR ROTATABLE ABSOLUTE ENCODER SINGLETURN 20 BIT WITH DRIVE-CLIQ INTERFACE (ENCODER AS20DQI) SHAFT WITH FITTED KEY, TOLERANCE N; W/O HOLDING BRAKE PROTECTION CLASS IP64; | - | 0 | 0
1FK7064-4CH71-1QA1 |  | 1FK7064-4CH71-1QA1 | 1 | UN | 1 | 15 | C | D | N | N | 85015220 | 1 |  | 15.401 | KG | 1445.98 | 1445.98 | MC05 | MC05 | SIMOTICS S Synchronous motor 1FK7-HD PN=2.4kW; UDC=600V M0=12Nm (100K); NN=4500rpm; Naturally cooled FRAME SIZE IMB 5 (IM V1, IM V3) FLANGE 1 POWER CONNECTOR ROTATABLE ABSOLUTE ENCODER SINGLETURN 20 BIT WITH DRIVE-CLIQ INTERFACE (ENCODER AS20DQI) SHAFT WITH FITTED KEY, TOLERANCE N; W/O HOLDING BRAKE PROTECTION CLASS IP65, | - | 0 | 0
1FK7064-4CH71-1QA2 |  | 1FK7064-4CH71-1QA2 | 1 | UN | 1 | 15 | C | D | N | N | 85015220 | 1 |  | 15.401 | KG | 1445.98 | 1445.98 | MC05 | MC05 | SIMOTICS S Synchronous motor 1FK7-HD PN=2.4kW; UDC=600V M0=12Nm (100K); NN=4500rpm; Naturally cooled FRAME SIZE IMB 5 (IM V1, IM V3) FLANGE 1 POWER CONNECTOR ROTATABLE ABSOLUTE ENCODER SINGLETURN 20 BIT WITH DRIVE-CLIQ INTERFACE (ENCODER AS20DQI) SHAFT WITH FITTED KEY, TOLERANCE N; W/O HOLDING BRAKE PROTECTION CLASS IP65, FLANGE ON DRIVE END IP67; | - | 0 | 0
1FK7064-4CH71-1QB0 |  | 1FK7064-4CH71-1QB0 | 1 | UN | 1 | 15 | C | D | N | N | 85015220 | 1 |  | 15.7 | KG | 1585.58 | 1585.58 | MC05 | MC05 | SIMOTICS S Synchronous motor 1FK7-HD PN=2.4kW; UDC=600V M0=12Nm (100K); NN=4500rpm; Naturally cooled FRAME SIZE IMB 5 (IM V1, IM V3) FLANGE 1 POWER CONNECTOR ROTATABLE ABSOLUTE ENCODER SINGLETURN 20 BIT WITH DRIVE-CLIQ INTERFACE (ENCODER AS20DQI) SHAFT WITH FITTED KEY, TOLERANCE N; WITH HOLDING BRAKE PROTECTION CLASS IP64; | - | 0 | 0
1FK7064-4CH71-1QB1 |  | 1FK7064-4CH71-1QB1 | 1 | UN | 1 | 15 | C | D | N | N | 85015220 | 1 |  | 15.7 | KG | 1647.92 | 1647.92 | MC05 | MC05 | SIMOTICS S Synchronous motor 1FK7-HD PN=2.4kW; UDC=600V M0=12Nm (100K); NN=4500rpm; Naturally cooled FRAME SIZE IMB 5 (IM V1, IM V3) FLANGE 1 POWER CONNECTOR ROTATABLE ABSOLUTE ENCODER SINGLETURN 20 BIT WITH DRIVE-CLIQ INTERFACE (ENCODER AS20DQI) SHAFT WITH FITTED KEY, TOLERANCE N; WITH HOLDING BRAKE PROTECTION CLASS IP65, | - | 0 | 0
1FK7064-4CH71-1QB2 |  | 1FK7064-4CH71-1QB2 | 1 | UN | 1 | 15 | C | D | N | N | 85015220 | 1 |  | 15.7 | KG | 1647.92 | 1647.92 | MC05 | MC05 | SIMOTICS S Synchronous motor 1FK7-HD PN=2.4kW; UDC=600V M0=12Nm (100K); NN=4500rpm; Naturally cooled FRAME SIZE IMB 5 (IM V1, IM V3) FLANGE 1 POWER CONNECTOR ROTATABLE ABSOLUTE ENCODER SINGLETURN 20 BIT WITH DRIVE-CLIQ INTERFACE (ENCODER AS20DQI) SHAFT WITH FITTED KEY, TOLERANCE N; WITH HOLDING BRAKE PROTECTION CLASS IP65, FLANGE ON DRIVE END IP67; | - | 0 | 0
1FK7064-4CH71-1QG0 |  | 1FK7064-4CH71-1QG0 | 1 | UN | 1 | 15 | C | D | N | N | 85015220 | 1 |  | 15.401 | KG | 1326.15 | 1326.15 | MC05 | MC05 | SIMOTICS S Synchronous motor 1FK7-HD PN=2.4kW; UDC=600V M0=12Nm (100K); NN=4500rpm; Naturally cooled FRAME SIZE IMB 5 (IM V1, IM V3) FLANGE 1 POWER CONNECTOR ROTATABLE ABSOLUTE ENCODER SINGLETURN 20 BIT WITH DRIVE-CLIQ INTERFACE (ENCODER AS20DQI) PLAIN SHAFT, TOLERANCE N; W/O HOLDING BRAKE PROTECTION CLASS IP64; | - | 0 | 0
1FK7064-4CH71-1QG1 |  | 1FK7064-4CH71-1QG1 | 1 | UN | 1 | 15 | C | D | N | N | 85015220 | 1 |  | 15.401 | KG | 1388.49 | 1388.49 | MC05 | MC05 | SIMOTICS S Synchronous motor 1FK7-HD PN=2.4kW; UDC=600V M0=12Nm (100K); NN=4500rpm; Naturally cooled FRAME SIZE IMB 5 (IM V1, IM V3) FLANGE 1 POWER CONNECTOR ROTATABLE ABSOLUTE ENCODER SINGLETURN 20 BIT WITH DRIVE-CLIQ INTERFACE (ENCODER AS20DQI) PLAIN SHAFT, TOLERANCE N; W/O HOLDING BRAKE PROTECTION CLASS IP65, | - | 0 | 0
1FK7064-4CH71-1QG2 |  | 1FK7064-4CH71-1QG2 | 1 | UN | 1 | 15 | C | D | N | N | 85015220 | 1 |  | 15.401 | KG | 1388.49 | 1388.49 | MC05 | MC05 | SIMOTICS S Synchronous motor 1FK7-HD PN=2.4kW; UDC=600V M0=12Nm (100K); NN=4500rpm; Naturally cooled FRAME SIZE IMB 5 (IM V1, IM V3) FLANGE 1 POWER CONNECTOR ROTATABLE ABSOLUTE ENCODER SINGLETURN 20 BIT WITH DRIVE-CLIQ INTERFACE (ENCODER AS20DQI) PLAIN SHAFT, TOLERANCE N; W/O HOLDING BRAKE PROTECTION CLASS IP65, FLANGE ON DRIVE END IP67; | - | 0 | 0
1FK7064-4CH71-1QH0 |  | 1FK7064-4CH71-1QH0 | 1 | UN | 1 | 15 | C | D | N | N | 85015220 | 1 |  | 15.7 | KG | 1529.59 | 1529.59 | MC05 | MC05 | SIMOTICS S Synchronous motor 1FK7-HD PN=2.4kW; UDC=600V M0=12Nm (100K); NN=4500rpm; Naturally cooled FRAME SIZE IMB 5 (IM V1, IM V3) FLANGE 1 POWER CONNECTOR ROTATABLE ABSOLUTE ENCODER SINGLETURN 20 BIT WITH DRIVE-CLIQ INTERFACE (ENCODER AS20DQI) PLAIN SHAFT, TOLERANCE N; WITH HOLDING BRAKE PROTECTION CLASS IP64; | - | 0 | 0
1FK7064-4CH71-1QH1 |  | 1FK7064-4CH71-1QH1 | 1 | UN | 1 | 15 | C | D | N | N | 85015220 | 1 |  | 15.7 | KG | 1591.93 | 1591.93 | MC05 | MC05 | SIMOTICS S Synchronous motor 1FK7-HD PN=2.4kW; UDC=600V M0=12Nm (100K); NN=4500rpm; Naturally cooled FRAME SIZE IMB 5 (IM V1, IM V3) FLANGE 1 POWER CONNECTOR ROTATABLE ABSOLUTE ENCODER SINGLETURN 20 BIT WITH DRIVE-CLIQ INTERFACE (ENCODER AS20DQI) PLAIN SHAFT, TOLERANCE N; WITH HOLDING BRAKE PROTECTION CLASS IP65, | - | 0 | 0
1FK7064-4CH71-1QH2 |  | 1FK7064-4CH71-1QH2 | 1 | UN | 1 | 15 | C | D | N | N | 85015220 | 1 |  | 15.7 | KG | 1591.93 | 1591.93 | MC05 | MC05 | SIMOTICS S Synchronous motor 1FK7-HD PN=2.4kW; UDC=600V M0=12Nm (100K); NN=4500rpm; Naturally cooled FRAME SIZE IMB 5 (IM V1, IM V3) FLANGE 1 POWER CONNECTOR ROTATABLE ABSOLUTE ENCODER SINGLETURN 20 BIT WITH DRIVE-CLIQ INTERFACE (ENCODER AS20DQI) PLAIN SHAFT, TOLERANCE N; WITH HOLDING BRAKE PROTECTION CLASS IP65, FLANGE ON DRIVE END IP67; | - | 0 | 0
1FK7064-4CH71-1RA0 |  | 1FK7064-4CH71-1RA0 | 1 | UN | 1 | 15 | C | D | N | N | 85015220 | 1 |  | 15.401 | KG | 1633.01 | 1633.01 | MC05 | MC05 | SIMOTICS S Synchronous motor 1FK7-HD PN=2.4kW; UDC=600V M0=12Nm (100K); NN=4500rpm; Naturally cooled FRAME SIZE IMB 5 (IM V1, IM V3) FLANGE 1 POWER CONNECTOR ROTATABLE ABSOLUTE ENCODER 20 BIT + 12 BIT MULTITURN WITH DRIVE-CLIQ INTERFACE (ENCODER AM20DQI) SHAFT WITH FITTED KEY, TOLERANCE N; W/O HOLDING BRAKE PROTECTION CLASS IP64; | - | 0 | 0
1FK7064-4CH71-1RA1 |  | 1FK7064-4CH71-1RA1 | 1 | UN | 1 | 15 | C | D | N | N | 85015220 | 1 |  | 15.401 | KG | 1695.35 | 1695.35 | MC05 | MC05 | SIMOTICS S Synchronous motor 1FK7-HD PN=2.4kW; UDC=600V M0=12Nm (100K); NN=4500rpm; Naturally cooled FRAME SIZE IMB 5 (IM V1, IM V3) FLANGE 1 POWER CONNECTOR ROTATABLE ABSOLUTE ENCODER 20 BIT + 12 BIT MULTITURN WITH DRIVE-CLIQ INTERFACE (ENCODER AM20DQI) SHAFT WITH FITTED KEY, TOLERANCE N; W/O HOLDING BRAKE PROTECTION CLASS IP65, | - | 0 | 0
1FK7064-4CH71-1RA2 |  | 1FK7064-4CH71-1RA2 | 1 | UN | 1 | 15 | C | D | N | N | 85015220 | 1 |  | 15.401 | KG | 1695.35 | 1695.35 | MC05 | MC05 | SIMOTICS S Synchronous motor 1FK7-HD PN=2.4kW; UDC=600V M0=12Nm (100K); NN=4500rpm; Naturally cooled FRAME SIZE IMB 5 (IM V1, IM V3) FLANGE 1 POWER CONNECTOR ROTATABLE ABSOLUTE ENCODER 20 BIT + 12 BIT MULTITURN WITH DRIVE-CLIQ INTERFACE (ENCODER AM20DQI) SHAFT WITH FITTED KEY, TOLERANCE N; W/O HOLDING BRAKE PROTECTION CLASS IP65, FLANGE ON DRIVE END IP67; | - | 0 | 0
1FK7064-4CH71-1RB0 |  | 1FK7064-4CH71-1RB0 | 1 | UN | 1 | 15 | C | D | N | N | 85015220 | 1 |  | 15.7 | KG | 1834.95 | 1834.95 | MC05 | MC05 | SIMOTICS S Synchronous motor 1FK7-HD PN=2.4kW; UDC=600V M0=12Nm (100K); NN=4500rpm; Naturally cooled FRAME SIZE IMB 5 (IM V1, IM V3) FLANGE 1 POWER CONNECTOR ROTATABLE ABSOLUTE ENCODER 20 BIT + 12 BIT MULTITURN WITH DRIVE-CLIQ INTERFACE (ENCODER AM20DQI) SHAFT WITH FITTED KEY, TOLERANCE N; WITH HOLDING BRAKE PROTECTION CLASS IP64; | - | 0 | 0
1FK7064-4CH71-1RB1 |  | 1FK7064-4CH71-1RB1 | 1 | UN | 1 | 15 | C | D | N | N | 85015220 | 1 |  | 15.7 | KG | 1897.29 | 1897.29 | MC05 | MC05 | SIMOTICS S Synchronous motor 1FK7-HD PN=2.4kW; UDC=600V M0=12Nm (100K); NN=4500rpm; Naturally cooled FRAME SIZE IMB 5 (IM V1, IM V3) FLANGE 1 POWER CONNECTOR ROTATABLE ABSOLUTE ENCODER 20 BIT + 12 BIT MULTITURN WITH DRIVE-CLIQ INTERFACE (ENCODER AM20DQI) SHAFT WITH FITTED KEY, TOLERANCE N; WITH HOLDING BRAKE PROTECTION CLASS IP65, | - | 0 | 0
1FK7064-4CH71-1RB2 |  | 1FK7064-4CH71-1RB2 | 1 | UN | 1 | 15 | C | D | N | N | 85015220 | 1 |  | 15.7 | KG | 1897.29 | 1897.29 | MC05 | MC05 | SIMOTICS S Synchronous motor 1FK7-HD PN=2.4kW; UDC=600V M0=12Nm (100K); NN=4500rpm; Naturally cooled FRAME SIZE IMB 5 (IM V1, IM V3) FLANGE 1 POWER CONNECTOR ROTATABLE ABSOLUTE ENCODER 20 BIT + 12 BIT MULTITURN WITH DRIVE-CLIQ INTERFACE (ENCODER AM20DQI) SHAFT WITH FITTED KEY, TOLERANCE N; WITH HOLDING BRAKE PROTECTION CLASS IP65, FLANGE ON DRIVE END IP67; | - | 0 | 0
1FK7064-4CH71-1RG0 |  | 1FK7064-4CH71-1RG0 | 1 | UN | 1 | 15 | C | D | N | N | 85015220 | 1 |  | 15.401 | KG | 1575.52 | 1575.52 | MC05 | MC05 | SIMOTICS S Synchronous motor 1FK7-HD PN=2.4kW; UDC=600V M0=12Nm (100K); NN=4500rpm; Naturally cooled FRAME SIZE IMB 5 (IM V1, IM V3) FLANGE 1 POWER CONNECTOR ROTATABLE ABSOLUTE ENCODER 20 BIT + 12 BIT MULTITURN WITH DRIVE-CLIQ INTERFACE (ENCODER AM20DQI) PLAIN SHAFT, TOLERANCE N; W/O HOLDING BRAKE PROTECTION CLASS IP64; | - | 0 | 0
1FK7064-4CH71-1RG1 |  | 1FK7064-4CH71-1RG1 | 1 | UN | 1 | 15 | C | D | N | N | 85015220 | 1 |  | 15.401 | KG | 1637.86 | 1637.86 | MC05 | MC05 | SIMOTICS S Synchronous motor 1FK7-HD PN=2.4kW; UDC=600V M0=12Nm (100K); NN=4500rpm; Naturally cooled FRAME SIZE IMB 5 (IM V1, IM V3) FLANGE 1 POWER CONNECTOR ROTATABLE ABSOLUTE ENCODER 20 BIT + 12 BIT MULTITURN WITH DRIVE-CLIQ INTERFACE (ENCODER AM20DQI) PLAIN SHAFT, TOLERANCE N; W/O HOLDING BRAKE PROTECTION CLASS IP65, | - | 0 | 0
1FK7064-4CH71-1RG2 |  | 1FK7064-4CH71-1RG2 | 1 | UN | 1 | 15 | C | D | N | N | 85015220 | 1 |  | 15.401 | KG | 1637.86 | 1637.86 | MC05 | MC05 | SIMOTICS S Synchronous motor 1FK7-HD PN=2.4kW; UDC=600V M0=12Nm (100K); NN=4500rpm; Naturally cooled FRAME SIZE IMB 5 (IM V1, IM V3) FLANGE 1 POWER CONNECTOR ROTATABLE ABSOLUTE ENCODER 20 BIT + 12 BIT MULTITURN WITH DRIVE-CLIQ INTERFACE (ENCODER AM20DQI) PLAIN SHAFT, TOLERANCE N; W/O HOLDING BRAKE PROTECTION CLASS IP65, FLANGE ON DRIVE END IP67; | - | 0 | 0
1FK7064-4CH71-1RH0 |  | 1FK7064-4CH71-1RH0 | 1 | UN | 1 | 15 | C | D | N | N | 85015220 | 1 |  | 15.7 | KG | 1778.96 | 1778.96 | MC05 | MC05 | SIMOTICS S Synchronous motor 1FK7-HD PN=2.4kW; UDC=600V M0=12Nm (100K); NN=4500rpm; Naturally cooled FRAME SIZE IMB 5 (IM V1, IM V3) FLANGE 1 POWER CONNECTOR ROTATABLE ABSOLUTE ENCODER 20 BIT + 12 BIT MULTITURN WITH DRIVE-CLIQ INTERFACE (ENCODER AM20DQI) PLAIN SHAFT, TOLERANCE N; WITH HOLDING BRAKE PROTECTION CLASS IP64; | - | 0 | 0
1FK7064-4CH71-1RH1 |  | 1FK7064-4CH71-1RH1 | 1 | UN | 1 | 15 | C | D | N | N | 85015220 | 1 |  | 15.7 | KG | 1841.3 | 1841.3 | MC05 | MC05 | SIMOTICS S Synchronous motor 1FK7-HD PN=2.4kW; UDC=600V M0=12Nm (100K); NN=4500rpm; Naturally cooled FRAME SIZE IMB 5 (IM V1, IM V3) FLANGE 1 POWER CONNECTOR ROTATABLE ABSOLUTE ENCODER 20 BIT + 12 BIT MULTITURN WITH DRIVE-CLIQ INTERFACE (ENCODER AM20DQI) PLAIN SHAFT, TOLERANCE N; WITH HOLDING BRAKE PROTECTION CLASS IP65, | - | 0 | 0
1FK7064-4CH71-1RH2 |  | 1FK7064-4CH71-1RH2 | 1 | UN | 1 | 15 | C | D | N | N | 85015220 | 1 |  | 15.7 | KG | 1841.3 | 1841.3 | MC05 | MC05 | SIMOTICS S Synchronous motor 1FK7-HD PN=2.4kW; UDC=600V M0=12Nm (100K); NN=4500rpm; Naturally cooled FRAME SIZE IMB 5 (IM V1, IM V3) FLANGE 1 POWER CONNECTOR ROTATABLE ABSOLUTE ENCODER 20 BIT + 12 BIT MULTITURN WITH DRIVE-CLIQ INTERFACE (ENCODER AM20DQI) PLAIN SHAFT, TOLERANCE N; WITH HOLDING BRAKE PROTECTION CLASS IP65, FLANGE ON DRIVE END IP67; | - | 0 | 0
1FK7064-4CH71-1SA0 |  | 1FK7064-4CH71-1SA0 | 1 | UN | 1 | 15 | C | D | N | N | 85015220 | 1 |  | 15.402 | KG | 1154.24 | 1154.24 | MC05 | MC05 | SIMOTICS S Synchronous motor 1FK7-HD PN=2.4kW; UDC=600V M0=12Nm (100K); NN=4500rpm; Naturally cooled FRAME SIZE IMB 5 (IM V1, IM V3) FLANGE 1, WITH KTY TEMPERATURESENSOR POWER CONNECTOR ROTATABLE RESOLVER MULTI-POLE (RESOLVER P=3); SHAFT WITH FITTED KEY, TOLERANCE N; W/O HOLDING BRAKE PROTECTION CLASS IP64; | - | 0 | 0
1FK7064-4CH71-1SA1 |  | 1FK7064-4CH71-1SA1 | 1 | UN | 1 | 15 | C | D | N | N | 85015220 | 1 |  | 15.402 | KG | 1216.58 | 1216.58 | MC05 | MC05 | SIMOTICS S Synchronous motor 1FK7-HD PN=2.4kW; UDC=600V M0=12Nm (100K); NN=4500rpm; Naturally cooled FRAME SIZE IMB 5 (IM V1, IM V3) FLANGE 1, WITH KTY TEMPERATURESENSOR POWER CONNECTOR ROTATABLE RESOLVER MULTI-POLE (RESOLVER P=3); SHAFT WITH FITTED KEY, TOLERANCE N; W/O HOLDING BRAKE PROTECTION CLASS IP65, | - | 0 | 0
1FK7064-4CH71-1SA2 |  | 1FK7064-4CH71-1SA2 | 1 | UN | 1 | 15 | C | D | N | N | 85015220 | 1 |  | 15.402 | KG | 1216.58 | 1216.58 | MC05 | MC05 | SIMOTICS S Synchronous motor 1FK7-HD PN=2.4kW; UDC=600V M0=12Nm (100K); NN=4500rpm; Naturally cooled FRAME SIZE IMB 5 (IM V1, IM V3) FLANGE 1, WITH KTY TEMPERATURESENSOR POWER CONNECTOR ROTATABLE RESOLVER MULTI-POLE (RESOLVER P=3); SHAFT WITH FITTED KEY, TOLERANCE N; W/O HOLDING BRAKE PROTECTION CLASS IP65, FLANGE ON DRIVE END IP67; | - | 0 | 0
1FK7064-4CH71-1SB0 |  | 1FK7064-4CH71-1SB0 | 1 | UN | 1 | 15 | C | D | N | N | 85015220 | 1 |  | 15.701 | KG | 1356.18 | 1356.18 | MC05 | MC05 | SIMOTICS S Synchronous motor 1FK7-HD PN=2.4kW; UDC=600V M0=12Nm (100K); NN=4500rpm; Naturally cooled FRAME SIZE IMB 5 (IM V1, IM V3) FLANGE 1, WITH KTY TEMPERATURESENSOR POWER CONNECTOR ROTATABLE RESOLVER MULTI-POLE (RESOLVER P=3); SHAFT WITH FITTED KEY, TOLERANCE N; WITH HOLDING BRAKE PROTECTION CLASS IP64; | - | 0 | 0
1FK7064-4CH71-1SB1 |  | 1FK7064-4CH71-1SB1 | 1 | UN | 1 | 15 | C | D | N | N | 85015220 | 1 |  | 15.701 | KG | 1418.52 | 1418.52 | MC05 | MC05 | SIMOTICS S Synchronous motor 1FK7-HD PN=2.4kW; UDC=600V M0=12Nm (100K); NN=4500rpm; Naturally cooled FRAME SIZE IMB 5 (IM V1, IM V3) FLANGE 1, WITH KTY TEMPERATURESENSOR POWER CONNECTOR ROTATABLE RESOLVER MULTI-POLE (RESOLVER P=3); SHAFT WITH FITTED KEY, TOLERANCE N; WITH HOLDING BRAKE PROTECTION CLASS IP65, | - | 0 | 0
1FK7064-4CH71-1SB2 |  | 1FK7064-4CH71-1SB2 | 1 | UN | 1 | 15 | C | D | N | N | 85015220 | 1 |  | 15.701 | KG | 1418.52 | 1418.52 | MC05 | MC05 | SIMOTICS S Synchronous motor 1FK7-HD PN=2.4kW; UDC=600V M0=12Nm (100K); NN=4500rpm; Naturally cooled FRAME SIZE IMB 5 (IM V1, IM V3) FLANGE 1, WITH KTY TEMPERATURESENSOR POWER CONNECTOR ROTATABLE RESOLVER MULTI-POLE (RESOLVER P=3); SHAFT WITH FITTED KEY, TOLERANCE N; WITH HOLDING BRAKE PROTECTION CLASS IP65, FLANGE ON DRIVE END IP67; | - | 0 | 0
1FK7064-4CH71-1SG0 |  | 1FK7064-4CH71-1SG0 | 1 | UN | 1 | 15 | C | D | N | N | 85015220 | 1 |  | 15.402 | KG | 1096.75 | 1096.75 | MC05 | MC05 | SIMOTICS S Synchronous motor 1FK7-HD PN=2.4kW; UDC=600V M0=12Nm (100K); NN=4500rpm; Naturally cooled FRAME SIZE IMB 5 (IM V1, IM V3) FLANGE 1, WITH KTY TEMPERATURESENSOR POWER CONNECTOR ROTATABLE RESOLVER MULTI-POLE (RESOLVER P=3); PLAIN SHAFT, TOLERANCE N; W/O HOLDING BRAKE PROTECTION CLASS IP64; | - | 0 | 0
1FK7064-4CH71-1SG1 |  | 1FK7064-4CH71-1SG1 | 1 | UN | 1 | 15 | C | D | N | N | 85015220 | 1 |  | 15.402 | KG | 1159.09 | 1159.09 | MC05 | MC05 | SIMOTICS S Synchronous motor 1FK7-HD PN=2.4kW; UDC=600V M0=12Nm (100K); NN=4500rpm; Naturally cooled FRAME SIZE IMB 5 (IM V1, IM V3) FLANGE 1, WITH KTY TEMPERATURESENSOR POWER CONNECTOR ROTATABLE RESOLVER MULTI-POLE (RESOLVER P=3); PLAIN SHAFT, TOLERANCE N; W/O HOLDING BRAKE PROTECTION CLASS IP65, | - | 0 | 0
1FK7064-4CH71-1SG2 |  | 1FK7064-4CH71-1SG2 | 1 | UN | 1 | 15 | C | D | N | N | 85015220 | 1 |  | 15.402 | KG | 1159.09 | 1159.09 | MC05 | MC05 | SIMOTICS S Synchronous motor 1FK7-HD PN=2.4kW; UDC=600V M0=12Nm (100K); NN=4500rpm; Naturally cooled FRAME SIZE IMB 5 (IM V1, IM V3) FLANGE 1, WITH KTY TEMPERATURESENSOR POWER CONNECTOR ROTATABLE RESOLVER MULTI-POLE (RESOLVER P=3); PLAIN SHAFT, TOLERANCE N; W/O HOLDING BRAKE PROTECTION CLASS IP65, FLANGE ON DRIVE END IP67; | - | 0 | 0
1FK7064-4CH71-1SH0 |  | 1FK7064-4CH71-1SH0 | 1 | UN | 1 | 15 | C | D | N | N | 85015220 | 1 |  | 15.701 | KG | 1300.19 | 1300.19 | MC05 | MC05 | SIMOTICS S Synchronous motor 1FK7-HD PN=2.4kW; UDC=600V M0=12Nm (100K); NN=4500rpm; Naturally cooled FRAME SIZE IMB 5 (IM V1, IM V3) FLANGE 1, WITH KTY TEMPERATURESENSOR POWER CONNECTOR ROTATABLE RESOLVER MULTI-POLE (RESOLVER P=3); PLAIN SHAFT, TOLERANCE N; WITH HOLDING BRAKE PROTECTION CLASS IP64; | - | 0 | 0
1FK7064-4CH71-1SH1 |  | 1FK7064-4CH71-1SH1 | 1 | UN | 1 | 15 | C | D | N | N | 85015220 | 1 |  | 15.701 | KG | 1362.53 | 1362.53 | MC05 | MC05 | SIMOTICS S Synchronous motor 1FK7-HD PN=2.4kW; UDC=600V M0=12Nm (100K); NN=4500rpm; Naturally cooled FRAME SIZE IMB 5 (IM V1, IM V3) FLANGE 1, WITH KTY TEMPERATURESENSOR POWER CONNECTOR ROTATABLE RESOLVER MULTI-POLE (RESOLVER P=3); PLAIN SHAFT, TOLERANCE N; WITH HOLDING BRAKE PROTECTION CLASS IP65, | - | 0 | 0
1FK7064-4CH71-1SH2 |  | 1FK7064-4CH71-1SH2 | 1 | UN | 1 | 15 | C | D | N | N | 85015220 | 1 |  | 15.701 | KG | 1362.53 | 1362.53 | MC05 | MC05 | SIMOTICS S Synchronous motor 1FK7-HD PN=2.4kW; UDC=600V M0=12Nm (100K); NN=4500rpm; Naturally cooled FRAME SIZE IMB 5 (IM V1, IM V3) FLANGE 1, WITH KTY TEMPERATURESENSOR POWER CONNECTOR ROTATABLE RESOLVER MULTI-POLE (RESOLVER P=3); PLAIN SHAFT, TOLERANCE N; WITH HOLDING BRAKE PROTECTION CLASS IP65, FLANGE ON DRIVE END IP67; | - | 0 | 0
1FK7064-4CH71-1TA0 |  | 1FK7064-4CH71-1TA0 | 1 | UN | 1 | 15 | C | D | N | N | 85015220 | 1 |  | 15.402 | KG | 1154.24 | 1154.24 | MC05 | MC05 | SIMOTICS S Synchronous motor 1FK7-HD PN=2.4kW; UDC=600V M0=12Nm (100K); NN=4500rpm; Naturally cooled FRAME SIZE IMB 5 (IM V1, IM V3) FLANGE 1, WITH KTY TEMPERATURESENSOR POWER CONNECTOR ROTATABLE RESOLVER 2-POLE (RESOLVER P=1); SHAFT WITH FITTED KEY, TOLERANCE N; W/O HOLDING BRAKE PROTECTION CLASS IP64; | - | 0 | 0
1FK7064-4CH71-1TA1 |  | 1FK7064-4CH71-1TA1 | 1 | UN | 1 | 15 | C | D | N | N | 85015220 | 1 |  | 15.402 | KG | 1216.58 | 1216.58 | MC05 | MC05 | SIMOTICS S Synchronous motor 1FK7-HD PN=2.4kW; UDC=600V M0=12Nm (100K); NN=4500rpm; Naturally cooled FRAME SIZE IMB 5 (IM V1, IM V3) FLANGE 1, WITH KTY TEMPERATURESENSOR POWER CONNECTOR ROTATABLE RESOLVER 2-POLE (RESOLVER P=1); SHAFT WITH FITTED KEY, TOLERANCE N; W/O HOLDING BRAKE PROTECTION CLASS IP65, | - | 0 | 0
1FK7064-4CH71-1TA2 |  | 1FK7064-4CH71-1TA2 | 1 | UN | 1 | 15 | C | D | N | N | 85015220 | 1 |  | 15.402 | KG | 1216.58 | 1216.58 | MC05 | MC05 | SIMOTICS S Synchronous motor 1FK7-HD PN=2.4kW; UDC=600V M0=12Nm (100K); NN=4500rpm; Naturally cooled FRAME SIZE IMB 5 (IM V1, IM V3) FLANGE 1, WITH KTY TEMPERATURESENSOR POWER CONNECTOR ROTATABLE RESOLVER 2-POLE (RESOLVER P=1); SHAFT WITH FITTED KEY, TOLERANCE N; W/O HOLDING BRAKE PROTECTION CLASS IP65, FLANGE ON DRIVE END IP67; | - | 0 | 0
1FK7064-4CH71-1TB0 |  | 1FK7064-4CH71-1TB0 | 1 | UN | 1 | 15 | C | D | N | N | 85015220 | 1 |  | 15.701 | KG | 1356.18 | 1356.18 | MC05 | MC05 | SIMOTICS S Synchronous motor 1FK7-HD PN=2.4kW; UDC=600V M0=12Nm (100K); NN=4500rpm; Naturally cooled FRAME SIZE IMB 5 (IM V1, IM V3) FLANGE 1, WITH KTY TEMPERATURESENSOR POWER CONNECTOR ROTATABLE RESOLVER 2-POLE (RESOLVER P=1); SHAFT WITH FITTED KEY, TOLERANCE N; WITH HOLDING BRAKE PROTECTION CLASS IP64; | - | 0 | 0
1FK7064-4CH71-1TB1 |  | 1FK7064-4CH71-1TB1 | 1 | UN | 1 | 15 | C | D | N | N | 85015220 | 1 |  | 15.701 | KG | 1418.52 | 1418.52 | MC05 | MC05 | SIMOTICS S Synchronous motor 1FK7-HD PN=2.4kW; UDC=600V M0=12Nm (100K); NN=4500rpm; Naturally cooled FRAME SIZE IMB 5 (IM V1, IM V3) FLANGE 1, WITH KTY TEMPERATURESENSOR POWER CONNECTOR ROTATABLE RESOLVER 2-POLE (RESOLVER P=1); SHAFT WITH FITTED KEY, TOLERANCE N; WITH HOLDING BRAKE PROTECTION CLASS IP65, | - | 0 | 0
1FK7064-4CH71-1TB2 |  | 1FK7064-4CH71-1TB2 | 1 | UN | 1 | 15 | C | D | N | N | 85015220 | 1 |  | 15.701 | KG | 1418.52 | 1418.52 | MC05 | MC05 | SIMOTICS S Synchronous motor 1FK7-HD PN=2.4kW; UDC=600V M0=12Nm (100K); NN=4500rpm; Naturally cooled FRAME SIZE IMB 5 (IM V1, IM V3) FLANGE 1, WITH KTY TEMPERATURESENSOR POWER CONNECTOR ROTATABLE RESOLVER 2-POLE (RESOLVER P=1); SHAFT WITH FITTED KEY, TOLERANCE N; WITH HOLDING BRAKE PROTECTION CLASS IP65, FLANGE ON DRIVE END IP67; | - | 0 | 0
1FK7064-4CH71-1TG0 |  | 1FK7064-4CH71-1TG0 | 1 | UN | 1 | 15 | C | D | N | N | 85015220 | 1 |  | 15.402 | KG | 1096.75 | 1096.75 | MC05 | MC05 | SIMOTICS S Synchronous motor 1FK7-HD PN=2.4kW; UDC=600V M0=12Nm (100K); NN=4500rpm; Naturally cooled FRAME SIZE IMB 5 (IM V1, IM V3) FLANGE 1, WITH KTY TEMPERATURESENSOR POWER CONNECTOR ROTATABLE RESOLVER 2-POLE (RESOLVER P=1); PLAIN SHAFT, TOLERANCE N; W/O HOLDING BRAKE PROTECTION CLASS IP64; | - | 0 | 0
1FK7064-4CH71-1TG1 |  | 1FK7064-4CH71-1TG1 | 1 | UN | 1 | 15 | C | D | N | N | 85015220 | 1 |  | 15.402 | KG | 1159.09 | 1159.09 | MC05 | MC05 | SIMOTICS S Synchronous motor 1FK7-HD PN=2.4kW; UDC=600V M0=12Nm (100K); NN=4500rpm; Naturally cooled FRAME SIZE IMB 5 (IM V1, IM V3) FLANGE 1, WITH KTY TEMPERATURESENSOR POWER CONNECTOR ROTATABLE RESOLVER 2-POLE (RESOLVER P=1); PLAIN SHAFT, TOLERANCE N; W/O HOLDING BRAKE PROTECTION CLASS IP65, | - | 0 | 0
1FK7064-4CH71-1TG2 |  | 1FK7064-4CH71-1TG2 | 1 | UN | 1 | 15 | C | D | N | N | 85015220 | 1 |  | 15.402 | KG | 1159.09 | 1159.09 | MC05 | MC05 | SIMOTICS S Synchronous motor 1FK7-HD PN=2.4kW; UDC=600V M0=12Nm (100K); NN=4500rpm; Naturally cooled FRAME SIZE IMB 5 (IM V1, IM V3) FLANGE 1, WITH KTY TEMPERATURESENSOR POWER CONNECTOR ROTATABLE RESOLVER 2-POLE (RESOLVER P=1); PLAIN SHAFT, TOLERANCE N; W/O HOLDING BRAKE PROTECTION CLASS IP65, FLANGE ON DRIVE END IP67; | - | 0 | 0
1FK7064-4CH71-1TH0 |  | 1FK7064-4CH71-1TH0 | 1 | UN | 1 | 15 | C | D | N | N | 85015220 | 1 |  | 15.701 | KG | 1300.19 | 1300.19 | MC05 | MC05 | SIMOTICS S Synchronous motor 1FK7-HD PN=2.4kW; UDC=600V M0=12Nm (100K); NN=4500rpm; Naturally cooled FRAME SIZE IMB 5 (IM V1, IM V3) FLANGE 1, WITH KTY TEMPERATURESENSOR POWER CONNECTOR ROTATABLE RESOLVER 2-POLE (RESOLVER P=1); PLAIN SHAFT, TOLERANCE N; WITH HOLDING BRAKE PROTECTION CLASS IP64; | - | 0 | 0
1FK7064-4CH71-1TH1 |  | 1FK7064-4CH71-1TH1 | 1 | UN | 1 | 15 | C | D | N | N | 85015220 | 1 |  | 15.701 | KG | 1362.53 | 1362.53 | MC05 | MC05 | SIMOTICS S Synchronous motor 1FK7-HD PN=2.4kW; UDC=600V M0=12Nm (100K); NN=4500rpm; Naturally cooled FRAME SIZE IMB 5 (IM V1, IM V3) FLANGE 1, WITH KTY TEMPERATURESENSOR POWER CONNECTOR ROTATABLE RESOLVER 2-POLE (RESOLVER P=1); PLAIN SHAFT, TOLERANCE N; WITH HOLDING BRAKE PROTECTION CLASS IP65, | - | 0 | 0
1FK7064-4CH71-1TH2 |  | 1FK7064-4CH71-1TH2 | 1 | UN | 1 | 15 | C | D | N | N | 85015220 | 1 |  | 15.701 | KG | 1362.53 | 1362.53 | MC05 | MC05 | SIMOTICS S Synchronous motor 1FK7-HD PN=2.4kW; UDC=600V M0=12Nm (100K); NN=4500rpm; Naturally cooled FRAME SIZE IMB 5 (IM V1, IM V3) FLANGE 1, WITH KTY TEMPERATURESENSOR POWER CONNECTOR ROTATABLE RESOLVER 2-POLE (RESOLVER P=1); PLAIN SHAFT, TOLERANCE N; WITH HOLDING BRAKE PROTECTION CLASS IP65, FLANGE ON DRIVE END IP67; | - | 0 | 0
1FK7064-4CH71-1UA0 |  | 1FK7064-4CH71-1UA0 | 1 | UN | 1 | 15 | C | D | N | N | 85015220 | 1 |  | 15.402 | KG | 1314.94 | 1314.94 | MC05 | MC05 | SIMOTICS S Synchronous motor 1FK7-HD PN=2.4kW; UDC=600V M0=12Nm (100K); NN=4500rpm; Naturally cooled FRAME SIZE IMB 5 (IM V1, IM V3) FLANGE 1 POWER CONNECTOR ROTATABLE RESOLVER MULTI-POLE WITH DRIVE-CLIQ INTERFACE; SHAFT WITH FITTED KEY, TOLERANCE N; W/O HOLDING BRAKE PROTECTION CLASS IP64; | - | 0 | 0
1FK7064-4CH71-1UA1 |  | 1FK7064-4CH71-1UA1 | 1 | UN | 1 | 15 | C | D | N | N | 85015220 | 1 |  | 15.402 | KG | 1377.28 | 1377.28 | MC05 | MC05 | SIMOTICS S Synchronous motor 1FK7-HD PN=2.4kW; UDC=600V M0=12Nm (100K); NN=4500rpm; Naturally cooled FRAME SIZE IMB 5 (IM V1, IM V3) FLANGE 1 POWER CONNECTOR ROTATABLE RESOLVER MULTI-POLE WITH DRIVE-CLIQ INTERFACE; SHAFT WITH FITTED KEY, TOLERANCE N; W/O HOLDING BRAKE PROTECTION CLASS IP65, | - | 0 | 0
1FK7064-4CH71-1UA2 |  | 1FK7064-4CH71-1UA2 | 1 | UN | 1 | 15 | C | D | N | N | 85015220 | 1 |  | 15.402 | KG | 1377.28 | 1377.28 | MC05 | MC05 | SIMOTICS S Synchronous motor 1FK7-HD PN=2.4kW; UDC=600V M0=12Nm (100K); NN=4500rpm; Naturally cooled FRAME SIZE IMB 5 (IM V1, IM V3) FLANGE 1 POWER CONNECTOR ROTATABLE RESOLVER MULTI-POLE WITH DRIVE-CLIQ INTERFACE; SHAFT WITH FITTED KEY, TOLERANCE N; W/O HOLDING BRAKE PROTECTION CLASS IP65, FLANGE ON DRIVE END IP67; | - | 0 | 0
1FK7064-4CH71-1UB0 |  | 1FK7064-4CH71-1UB0 | 1 | UN | 1 | 15 | C | D | N | N | 85015220 | 1 |  | 15.701 | KG | 1516.88 | 1516.88 | MC05 | MC05 | SIMOTICS S Synchronous motor 1FK7-HD PN=2.4kW; UDC=600V M0=12Nm (100K); NN=4500rpm; Naturally cooled FRAME SIZE IMB 5 (IM V1, IM V3) FLANGE 1 POWER CONNECTOR ROTATABLE RESOLVER MULTI-POLE WITH DRIVE-CLIQ INTERFACE; SHAFT WITH FITTED KEY, TOLERANCE N; WITH HOLDING BRAKE PROTECTION CLASS IP64; | - | 0 | 0
1FK7064-4CH71-1UB1 |  | 1FK7064-4CH71-1UB1 | 1 | UN | 1 | 15 | C | D | N | N | 85015220 | 1 |  | 15.701 | KG | 1579.22 | 1579.22 | MC05 | MC05 | SIMOTICS S Synchronous motor 1FK7-HD PN=2.4kW; UDC=600V M0=12Nm (100K); NN=4500rpm; Naturally cooled FRAME SIZE IMB 5 (IM V1, IM V3) FLANGE 1 POWER CONNECTOR ROTATABLE RESOLVER MULTI-POLE WITH DRIVE-CLIQ INTERFACE; SHAFT WITH FITTED KEY, TOLERANCE N; WITH HOLDING BRAKE PROTECTION CLASS IP65, | - | 0 | 0
1FK7064-4CH71-1UB2 |  | 1FK7064-4CH71-1UB2 | 1 | UN | 1 | 15 | C | D | N | N | 85015220 | 1 |  | 15.701 | KG | 1579.22 | 1579.22 | MC05 | MC05 | SIMOTICS S Synchronous motor 1FK7-HD PN=2.4kW; UDC=600V M0=12Nm (100K); NN=4500rpm; Naturally cooled FRAME SIZE IMB 5 (IM V1, IM V3) FLANGE 1 POWER CONNECTOR ROTATABLE RESOLVER MULTI-POLE WITH DRIVE-CLIQ INTERFACE; SHAFT WITH FITTED KEY, TOLERANCE N; WITH HOLDING BRAKE PROTECTION CLASS IP65, FLANGE ON DRIVE END IP67; | - | 0 | 0
1FK7064-4CH71-1UG0 |  | 1FK7064-4CH71-1UG0 | 1 | UN | 1 | 15 | C | D | N | N | 85015220 | 1 |  | 15.402 | KG | 1257.45 | 1257.45 | MC05 | MC05 | SIMOTICS S Synchronous motor 1FK7-HD PN=2.4kW; UDC=600V M0=12Nm (100K); NN=4500rpm; Naturally cooled FRAME SIZE IMB 5 (IM V1, IM V3) FLANGE 1 POWER CONNECTOR ROTATABLE RESOLVER MULTI-POLE WITH DRIVE-CLIQ INTERFACE; PLAIN SHAFT, TOLERANCE N; W/O HOLDING BRAKE PROTECTION CLASS IP64; | - | 0 | 0
1FK7064-4CH71-1UG1 |  | 1FK7064-4CH71-1UG1 | 1 | UN | 1 | 15 | C | D | N | N | 85015220 | 1 |  | 15.402 | KG | 1319.79 | 1319.79 | MC05 | MC05 | SIMOTICS S Synchronous motor 1FK7-HD PN=2.4kW; UDC=600V M0=12Nm (100K); NN=4500rpm; Naturally cooled FRAME SIZE IMB 5 (IM V1, IM V3) FLANGE 1 POWER CONNECTOR ROTATABLE RESOLVER MULTI-POLE WITH DRIVE-CLIQ INTERFACE; PLAIN SHAFT, TOLERANCE N; W/O HOLDING BRAKE PROTECTION CLASS IP65, | - | 0 | 0
1FK7064-4CH71-1UG2 |  | 1FK7064-4CH71-1UG2 | 1 | UN | 1 | 15 | C | D | N | N | 85015220 | 1 |  | 15.402 | KG | 1319.79 | 1319.79 | MC05 | MC05 | SIMOTICS S Synchronous motor 1FK7-HD PN=2.4kW; UDC=600V M0=12Nm (100K); NN=4500rpm; Naturally cooled FRAME SIZE IMB 5 (IM V1, IM V3) FLANGE 1 POWER CONNECTOR ROTATABLE RESOLVER MULTI-POLE WITH DRIVE-CLIQ INTERFACE; PLAIN SHAFT, TOLERANCE N; W/O HOLDING BRAKE PROTECTION CLASS IP65, FLANGE ON DRIVE END IP67; | - | 0 | 0
1FK7064-4CH71-1UH0 |  | 1FK7064-4CH71-1UH0 | 1 | UN | 1 | 15 | C | D | N | N | 85015220 | 1 |  | 15.701 | KG | 1460.89 | 1460.89 | MC05 | MC05 | SIMOTICS S Synchronous motor 1FK7-HD PN=2.4kW; UDC=600V M0=12Nm (100K); NN=4500rpm; Naturally cooled FRAME SIZE IMB 5 (IM V1, IM V3) FLANGE 1 POWER CONNECTOR ROTATABLE RESOLVER MULTI-POLE WITH DRIVE-CLIQ INTERFACE; PLAIN SHAFT, TOLERANCE N; WITH HOLDING BRAKE PROTECTION CLASS IP64; | - | 0 | 0
1FK7064-4CH71-1UH1 |  | 1FK7064-4CH71-1UH1 | 1 | UN | 1 | 15 | C | D | N | N | 85015220 | 1 |  | 15.701 | KG | 1523.23 | 1523.23 | MC05 | MC05 | SIMOTICS S Synchronous motor 1FK7-HD PN=2.4kW; UDC=600V M0=12Nm (100K); NN=4500rpm; Naturally cooled FRAME SIZE IMB 5 (IM V1, IM V3) FLANGE 1 POWER CONNECTOR ROTATABLE RESOLVER MULTI-POLE WITH DRIVE-CLIQ INTERFACE; PLAIN SHAFT, TOLERANCE N; WITH HOLDING BRAKE PROTECTION CLASS IP65, | - | 0 | 0
1FK7064-4CH71-1UH2 |  | 1FK7064-4CH71-1UH2 | 1 | UN | 1 | 15 | C | D | N | N | 85015220 | 1 |  | 15.701 | KG | 1523.23 | 1523.23 | MC05 | MC05 | SIMOTICS S Synchronous motor 1FK7-HD PN=2.4kW; UDC=600V M0=12Nm (100K); NN=4500rpm; Naturally cooled FRAME SIZE IMB 5 (IM V1, IM V3) FLANGE 1 POWER CONNECTOR ROTATABLE RESOLVER MULTI-POLE WITH DRIVE-CLIQ INTERFACE; PLAIN SHAFT, TOLERANCE N; WITH HOLDING BRAKE PROTECTION CLASS IP65, FLANGE ON DRIVE END IP67; | - | 0 | 0
1FK7064-4CH74-1AA0 |  | 1FK7064-4CH74-1AA0 | 1 | UN | 1 | 15 | C | D | N | N | 85015220 | 1 |  | 15.401 | KG | 1544.88 | 1544.88 | MC05 | MC05 | SIMOTICS S Synchronous motor 1FK7-HD PN=2.4kW; UDC=600V M0=12Nm (100K); NN=4500rpm; Naturally cooled FRAME SIZE IMB 5 (IM V1, IM V3) FLANGE 1, WITH PT1000 TEMPERATURESENSOR POWER CONNECTOR ROTATABLE INCREMENTAL ENCODER SIN/COS 1VPP;2048 S/R W. C-AND D-SPUR (ENCODER IC2048S/R) SHAFT WITH FITTED KEY, TOLERANCE N; W/O HOLDING BRAKE PROTECTION CLASS IP64; | - | 0 | 0
1FK7064-4CH74-1AA1 |  | 1FK7064-4CH74-1AA1 | 1 | UN | 1 | 15 | C | D | N | N | 85015220 | 1 |  | 15.401 | KG | 1607.22 | 1607.22 | MC05 | MC05 | SIMOTICS S Synchronous motor 1FK7-HD PN=2.4kW; UDC=600V M0=12Nm (100K); NN=4500rpm; Naturally cooled FRAME SIZE IMB 5 (IM V1, IM V3) FLANGE 1, WITH PT1000 TEMPERATURESENSOR POWER CONNECTOR ROTATABLE INCREMENTAL ENCODER SIN/COS 1VPP;2048 S/R W. C-AND D-SPUR (ENCODER IC2048S/R) SHAFT WITH FITTED KEY, TOLERANCE N; W/O HOLDING BRAKE PROTECTION CLASS IP65, | - | 0 | 0
1FK7064-4CH74-1AA2 |  | 1FK7064-4CH74-1AA2 | 1 | UN | 1 | 15 | C | D | N | N | 85015220 | 1 |  | 15.401 | KG | 1607.22 | 1607.22 | MC05 | MC05 | SIMOTICS S Synchronous motor 1FK7-HD PN=2.4kW; UDC=600V M0=12Nm (100K); NN=4500rpm; Naturally cooled FRAME SIZE IMB 5 (IM V1, IM V3) FLANGE 1, WITH PT1000 TEMPERATURESENSOR POWER CONNECTOR ROTATABLE INCREMENTAL ENCODER SIN/COS 1VPP;2048 S/R W. C-AND D-SPUR (ENCODER IC2048S/R) SHAFT WITH FITTED KEY, TOLERANCE N; W/O HOLDING BRAKE PROTECTION CLASS IP65, FLANGE ON DRIVE END IP67; | - | 0 | 0
1FK7064-4CH74-1AB0 |  | 1FK7064-4CH74-1AB0 | 1 | UN | 1 | 15 | C | D | N | N | 85015220 | 1 |  | 15.7 | KG | 1746.82 | 1746.82 | MC05 | MC05 | SIMOTICS S Synchronous motor 1FK7-HD PN=2.4kW; UDC=600V M0=12Nm (100K); NN=4500rpm; Naturally cooled FRAME SIZE IMB 5 (IM V1, IM V3) FLANGE 1, WITH PT1000 TEMPERATURESENSOR POWER CONNECTOR ROTATABLE INCREMENTAL ENCODER SIN/COS 1VPP;2048 S/R W. C-AND D-SPUR (ENCODER IC2048S/R) SHAFT WITH FITTED KEY, TOLERANCE N; WITH HOLDING BRAKE PROTECTION CLASS IP64; | - | 0 | 0
1FK7064-4CH74-1AB1 |  | 1FK7064-4CH74-1AB1 | 1 | UN | 1 | 15 | C | D | N | N | 85015220 | 1 |  | 15.7 | KG | 1809.16 | 1809.16 | MC05 | MC05 | SIMOTICS S Synchronous motor 1FK7-HD PN=2.4kW; UDC=600V M0=12Nm (100K); NN=4500rpm; Naturally cooled FRAME SIZE IMB 5 (IM V1, IM V3) FLANGE 1, WITH PT1000 TEMPERATURESENSOR POWER CONNECTOR ROTATABLE INCREMENTAL ENCODER SIN/COS 1VPP;2048 S/R W. C-AND D-SPUR (ENCODER IC2048S/R) SHAFT WITH FITTED KEY, TOLERANCE N; WITH HOLDING BRAKE PROTECTION CLASS IP65, | - | 0 | 0
1FK7064-4CH74-1AB2 |  | 1FK7064-4CH74-1AB2 | 1 | UN | 1 | 15 | C | D | N | N | 85015220 | 1 |  | 15.7 | KG | 1809.16 | 1809.16 | MC05 | MC05 | SIMOTICS S Synchronous motor 1FK7-HD PN=2.4kW; UDC=600V M0=12Nm (100K); NN=4500rpm; Naturally cooled FRAME SIZE IMB 5 (IM V1, IM V3) FLANGE 1, WITH PT1000 TEMPERATURESENSOR POWER CONNECTOR ROTATABLE INCREMENTAL ENCODER SIN/COS 1VPP;2048 S/R W. C-AND D-SPUR (ENCODER IC2048S/R) SHAFT WITH FITTED KEY, TOLERANCE N; WITH HOLDING BRAKE PROTECTION CLASS IP65, FLANGE ON DRIVE END IP67; | - | 0 | 0
1FK7064-4CH74-1AG0 |  | 1FK7064-4CH74-1AG0 | 1 | UN | 1 | 15 | C | D | N | N | 85015220 | 1 |  | 15.401 | KG | 1487.39 | 1487.39 | MC05 | MC05 | SIMOTICS S Synchronous motor 1FK7-HD PN=2.4kW; UDC=600V M0=12Nm (100K); NN=4500rpm; Naturally cooled FRAME SIZE IMB 5 (IM V1, IM V3) FLANGE 1, WITH PT1000 TEMPERATURESENSOR POWER CONNECTOR ROTATABLE INCREMENTAL ENCODER SIN/COS 1VPP;2048 S/R W. C-AND D-SPUR (ENCODER IC2048S/R) PLAIN SHAFT, TOLERANCE N; W/O HOLDING BRAKE PROTECTION CLASS IP64; | - | 0 | 0
1FK7064-4CH74-1AG1 |  | 1FK7064-4CH74-1AG1 | 1 | UN | 1 | 15 | C | D | N | N | 85015220 | 1 |  | 15.401 | KG | 1549.73 | 1549.73 | MC05 | MC05 | SIMOTICS S Synchronous motor 1FK7-HD PN=2.4kW; UDC=600V M0=12Nm (100K); NN=4500rpm; Naturally cooled FRAME SIZE IMB 5 (IM V1, IM V3) FLANGE 1, WITH PT1000 TEMPERATURESENSOR POWER CONNECTOR ROTATABLE INCREMENTAL ENCODER SIN/COS 1VPP;2048 S/R W. C-AND D-SPUR (ENCODER IC2048S/R) PLAIN SHAFT, TOLERANCE N; W/O HOLDING BRAKE PROTECTION CLASS IP65, | - | 0 | 0
1FK7064-4CH74-1AG2 |  | 1FK7064-4CH74-1AG2 | 1 | UN | 1 | 15 | C | D | N | N | 85015220 | 1 |  | 15.401 | KG | 1549.73 | 1549.73 | MC05 | MC05 | SIMOTICS S Synchronous motor 1FK7-HD PN=2.4kW; UDC=600V M0=12Nm (100K); NN=4500rpm; Naturally cooled FRAME SIZE IMB 5 (IM V1, IM V3) FLANGE 1, WITH PT1000 TEMPERATURESENSOR POWER CONNECTOR ROTATABLE INCREMENTAL ENCODER SIN/COS 1VPP;2048 S/R W. C-AND D-SPUR (ENCODER IC2048S/R) PLAIN SHAFT, TOLERANCE N; W/O HOLDING BRAKE PROTECTION CLASS IP65, FLANGE ON DRIVE END IP67; | - | 0 | 0
1FK7064-4CH74-1AH0 |  | 1FK7064-4CH74-1AH0 | 1 | UN | 1 | 15 | C | D | N | N | 85015220 | 1 |  | 15.7 | KG | 1690.83 | 1690.83 | MC05 | MC05 | SIMOTICS S Synchronous motor 1FK7-HD PN=2.4kW; UDC=600V M0=12Nm (100K); NN=4500rpm; Naturally cooled FRAME SIZE IMB 5 (IM V1, IM V3) FLANGE 1, WITH PT1000 TEMPERATURESENSOR POWER CONNECTOR ROTATABLE INCREMENTAL ENCODER SIN/COS 1VPP;2048 S/R W. C-AND D-SPUR (ENCODER IC2048S/R) PLAIN SHAFT, TOLERANCE N; WITH HOLDING BRAKE PROTECTION CLASS IP64; | - | 0 | 0
1FK7064-4CH74-1AH1 |  | 1FK7064-4CH74-1AH1 | 1 | UN | 1 | 15 | C | D | N | N | 85015220 | 1 |  | 15.7 | KG | 1753.17 | 1753.17 | MC05 | MC05 | SIMOTICS S Synchronous motor 1FK7-HD PN=2.4kW; UDC=600V M0=12Nm (100K); NN=4500rpm; Naturally cooled FRAME SIZE IMB 5 (IM V1, IM V3) FLANGE 1, WITH PT1000 TEMPERATURESENSOR POWER CONNECTOR ROTATABLE INCREMENTAL ENCODER SIN/COS 1VPP;2048 S/R W. C-AND D-SPUR (ENCODER IC2048S/R) PLAIN SHAFT, TOLERANCE N; WITH HOLDING BRAKE PROTECTION CLASS IP65, | - | 0 | 0
1FK7064-4CH74-1AH2 |  | 1FK7064-4CH74-1AH2 | 1 | UN | 1 | 15 | C | D | N | N | 85015220 | 1 |  | 15.7 | KG | 1753.17 | 1753.17 | MC05 | MC05 | SIMOTICS S Synchronous motor 1FK7-HD PN=2.4kW; UDC=600V M0=12Nm (100K); NN=4500rpm; Naturally cooled FRAME SIZE IMB 5 (IM V1, IM V3) FLANGE 1, WITH PT1000 TEMPERATURESENSOR POWER CONNECTOR ROTATABLE INCREMENTAL ENCODER SIN/COS 1VPP;2048 S/R W. C-AND D-SPUR (ENCODER IC2048S/R) PLAIN SHAFT, TOLERANCE N; WITH HOLDING BRAKE PROTECTION CLASS IP65, FLANGE ON DRIVE END IP67; | - | 0 | 0
1FK7064-4CH74-1EA0 |  | 1FK7064-4CH74-1EA0 | 1 | UN | 1 | 15 | C | D | N | N | 85015220 | 1 |  | 15.401 | KG | 1792.56 | 1792.56 | MC05 | MC05 | SIMOTICS S Synchronous motor 1FK7-HD PN=2.4kW; UDC=600V M0=12Nm (100K); NN=4500rpm; Naturally cooled FRAME SIZE IMB 5 (IM V1, IM V3) FLANGE 1, WITH PT1000 TEMPERATURESENSOR POWER CONNECTOR ROTATABLE ABSOLUTE ENCODERR 2048 S/R + 4096 UMDREHUNGEN MULTITURN, WITH ENDAT-SCHNITTSTELLE (ENCODER AM2048S/R) SHAFT WITH FITTED KEY, TOLERANCE N; W/O HOLDING BRAKE PROTECTION CLASS IP64; | - | 0 | 0
1FK7064-4CH74-1EA1 |  | 1FK7064-4CH74-1EA1 | 1 | UN | 1 | 15 | C | D | N | N | 85015220 | 1 |  | 15.401 | KG | 1854.9 | 1854.9 | MC05 | MC05 | SIMOTICS S Synchronous motor 1FK7-HD PN=2.4kW; UDC=600V M0=12Nm (100K); NN=4500rpm; Naturally cooled FRAME SIZE IMB 5 (IM V1, IM V3) FLANGE 1, WITH PT1000 TEMPERATURESENSOR POWER CONNECTOR ROTATABLE ABSOLUTE ENCODERR 2048 S/R + 4096 UMDREHUNGEN MULTITURN, WITH ENDAT-SCHNITTSTELLE (ENCODER AM2048S/R) SHAFT WITH FITTED KEY, TOLERANCE N; W/O HOLDING BRAKE PROTECTION CLASS IP65, | - | 0 | 0
1FK7064-4CH74-1EA2 |  | 1FK7064-4CH74-1EA2 | 1 | UN | 1 | 15 | C | D | N | N | 85015220 | 1 |  | 15.401 | KG | 1854.9 | 1854.9 | MC05 | MC05 | SIMOTICS S Synchronous motor 1FK7-HD PN=2.4kW; UDC=600V M0=12Nm (100K); NN=4500rpm; Naturally cooled FRAME SIZE IMB 5 (IM V1, IM V3) FLANGE 1, WITH PT1000 TEMPERATURESENSOR POWER CONNECTOR ROTATABLE ABSOLUTE ENCODERR 2048 S/R + 4096 UMDREHUNGEN MULTITURN, WITH ENDAT-SCHNITTSTELLE (ENCODER AM2048S/R) SHAFT WITH FITTED KEY, TOLERANCE N; W/O HOLDING BRAKE PROTECTION CLASS IP65, FLANGE ON DRIVE END IP67; | - | 0 | 0
1FK7064-4CH74-1EB0 |  | 1FK7064-4CH74-1EB0 | 1 | UN | 1 | 15 | C | D | N | N | 85015220 | 1 |  | 15.7 | KG | 1994.5 | 1994.5 | MC05 | MC05 | SIMOTICS S Synchronous motor 1FK7-HD PN=2.4kW; UDC=600V M0=12Nm (100K); NN=4500rpm; Naturally cooled FRAME SIZE IMB 5 (IM V1, IM V3) FLANGE 1, WITH PT1000 TEMPERATURESENSOR POWER CONNECTOR ROTATABLE ABSOLUTE ENCODERR 2048 S/R + 4096 UMDREHUNGEN MULTITURN, WITH ENDAT-SCHNITTSTELLE (ENCODER AM2048S/R) SHAFT WITH FITTED KEY, TOLERANCE N; WITH HOLDING BRAKE PROTECTION CLASS IP64; | - | 0 | 0
1FK7064-4CH74-1EB1 |  | 1FK7064-4CH74-1EB1 | 1 | UN | 1 | 15 | C | D | N | N | 85015220 | 1 |  | 15.7 | KG | 2056.84 | 2056.84 | MC05 | MC05 | SIMOTICS S Synchronous motor 1FK7-HD PN=2.4kW; UDC=600V M0=12Nm (100K); NN=4500rpm; Naturally cooled FRAME SIZE IMB 5 (IM V1, IM V3) FLANGE 1, WITH PT1000 TEMPERATURESENSOR POWER CONNECTOR ROTATABLE ABSOLUTE ENCODERR 2048 S/R + 4096 UMDREHUNGEN MULTITURN, WITH ENDAT-SCHNITTSTELLE (ENCODER AM2048S/R) SHAFT WITH FITTED KEY, TOLERANCE N; WITH HOLDING BRAKE PROTECTION CLASS IP65, | - | 0 | 0
1FK7064-4CH74-1EB2 |  | 1FK7064-4CH74-1EB2 | 1 | UN | 1 | 15 | C | D | N | N | 85015220 | 1 |  | 15.7 | KG | 2056.84 | 2056.84 | MC05 | MC05 | SIMOTICS S Synchronous motor 1FK7-HD PN=2.4kW; UDC=600V M0=12Nm (100K); NN=4500rpm; Naturally cooled FRAME SIZE IMB 5 (IM V1, IM V3) FLANGE 1, WITH PT1000 TEMPERATURESENSOR POWER CONNECTOR ROTATABLE ABSOLUTE ENCODERR 2048 S/R + 4096 UMDREHUNGEN MULTITURN, WITH ENDAT-SCHNITTSTELLE (ENCODER AM2048S/R) SHAFT WITH FITTED KEY, TOLERANCE N; WITH HOLDING BRAKE PROTECTION CLASS IP65, FLANGE ON DRIVE END IP67; | - | 0 | 0
1FK7064-4CH74-1EG0 |  | 1FK7064-4CH74-1EG0 | 1 | UN | 1 | 15 | C | D | N | N | 85015220 | 1 |  | 15.401 | KG | 1735.07 | 1735.07 | MC05 | MC05 | SIMOTICS S Synchronous motor 1FK7-HD PN=2.4kW; UDC=600V M0=12Nm (100K); NN=4500rpm; Naturally cooled FRAME SIZE IMB 5 (IM V1, IM V3) FLANGE 1, WITH PT1000 TEMPERATURESENSOR POWER CONNECTOR ROTATABLE ABSOLUTE ENCODERR 2048 S/R + 4096 UMDREHUNGEN MULTITURN, WITH ENDAT-SCHNITTSTELLE (ENCODER AM2048S/R) PLAIN SHAFT, TOLERANCE N; W/O HOLDING BRAKE PROTECTION CLASS IP64; | - | 0 | 0
1FK7064-4CH74-1EG1 |  | 1FK7064-4CH74-1EG1 | 1 | UN | 1 | 15 | C | D | N | N | 85015220 | 1 |  | 15.401 | KG | 1797.41 | 1797.41 | MC05 | MC05 | SIMOTICS S Synchronous motor 1FK7-HD PN=2.4kW; UDC=600V M0=12Nm (100K); NN=4500rpm; Naturally cooled FRAME SIZE IMB 5 (IM V1, IM V3) FLANGE 1, WITH PT1000 TEMPERATURESENSOR POWER CONNECTOR ROTATABLE ABSOLUTE ENCODERR 2048 S/R + 4096 UMDREHUNGEN MULTITURN, WITH ENDAT-SCHNITTSTELLE (ENCODER AM2048S/R) PLAIN SHAFT, TOLERANCE N; W/O HOLDING BRAKE PROTECTION CLASS IP65, | - | 0 | 0
1FK7064-4CH74-1EG2 |  | 1FK7064-4CH74-1EG2 | 1 | UN | 1 | 15 | C | D | N | N | 85015220 | 1 |  | 15.401 | KG | 1797.41 | 1797.41 | MC05 | MC05 | SIMOTICS S Synchronous motor 1FK7-HD PN=2.4kW; UDC=600V M0=12Nm (100K); NN=4500rpm; Naturally cooled FRAME SIZE IMB 5 (IM V1, IM V3) FLANGE 1, WITH PT1000 TEMPERATURESENSOR POWER CONNECTOR ROTATABLE ABSOLUTE ENCODERR 2048 S/R + 4096 UMDREHUNGEN MULTITURN, WITH ENDAT-SCHNITTSTELLE (ENCODER AM2048S/R) PLAIN SHAFT, TOLERANCE N; W/O HOLDING BRAKE PROTECTION CLASS IP65, FLANGE ON DRIVE END IP67; | - | 0 | 0
1FK7064-4CH74-1EH0 |  | 1FK7064-4CH74-1EH0 | 1 | UN | 1 | 15 | C | D | N | N | 85015220 | 1 |  | 15.7 | KG | 1938.51 | 1938.51 | MC05 | MC05 | SIMOTICS S Synchronous motor 1FK7-HD PN=2.4kW; UDC=600V M0=12Nm (100K); NN=4500rpm; Naturally cooled FRAME SIZE IMB 5 (IM V1, IM V3) FLANGE 1, WITH PT1000 TEMPERATURESENSOR POWER CONNECTOR ROTATABLE ABSOLUTE ENCODERR 2048 S/R + 4096 UMDREHUNGEN MULTITURN, WITH ENDAT-SCHNITTSTELLE (ENCODER AM2048S/R) PLAIN SHAFT, TOLERANCE N; WITH HOLDING BRAKE PROTECTION CLASS IP64; | - | 0 | 0
1FK7064-4CH74-1EH1 |  | 1FK7064-4CH74-1EH1 | 1 | UN | 1 | 15 | C | D | N | N | 85015220 | 1 |  | 15.7 | KG | 2000.85 | 2000.85 | MC05 | MC05 | SIMOTICS S Synchronous motor 1FK7-HD PN=2.4kW; UDC=600V M0=12Nm (100K); NN=4500rpm; Naturally cooled FRAME SIZE IMB 5 (IM V1, IM V3) FLANGE 1, WITH PT1000 TEMPERATURESENSOR POWER CONNECTOR ROTATABLE ABSOLUTE ENCODERR 2048 S/R + 4096 UMDREHUNGEN MULTITURN, WITH ENDAT-SCHNITTSTELLE (ENCODER AM2048S/R) PLAIN SHAFT, TOLERANCE N; WITH HOLDING BRAKE PROTECTION CLASS IP65, | - | 0 | 0
1FK7064-4CH74-1EH2 |  | 1FK7064-4CH74-1EH2 | 1 | UN | 1 | 15 | C | D | N | N | 85015220 | 1 |  | 15.7 | KG | 2000.85 | 2000.85 | MC05 | MC05 | SIMOTICS S Synchronous motor 1FK7-HD PN=2.4kW; UDC=600V M0=12Nm (100K); NN=4500rpm; Naturally cooled FRAME SIZE IMB 5 (IM V1, IM V3) FLANGE 1, WITH PT1000 TEMPERATURESENSOR POWER CONNECTOR ROTATABLE ABSOLUTE ENCODERR 2048 S/R + 4096 UMDREHUNGEN MULTITURN, WITH ENDAT-SCHNITTSTELLE (ENCODER AM2048S/R) PLAIN SHAFT, TOLERANCE N; WITH HOLDING BRAKE PROTECTION CLASS IP65, FLANGE ON DRIVE END IP67; | - | 0 | 0
1FK7064-4CH74-1SA0 |  | 1FK7064-4CH74-1SA0 | 1 | UN | 1 | 15 | C | D | N | N | 85015220 | 1 |  | 15.402 | KG | 1154.24 | 1154.24 | MC05 | MC05 | SIMOTICS S Synchronous motor 1FK7-HD PN=2.4kW; UDC=600V M0=12Nm (100K); NN=4500rpm; Naturally cooled FRAME SIZE IMB 5 (IM V1, IM V3) FLANGE 1, WITH PT1000 TEMPERATURESENSOR POWER CONNECTOR ROTATABLE RESOLVER MULTI-POLE (RESOLVER P=3); SHAFT WITH FITTED KEY, TOLERANCE N; W/O HOLDING BRAKE PROTECTION CLASS IP64; | - | 0 | 0
1FK7064-4CH74-1SA1 |  | 1FK7064-4CH74-1SA1 | 1 | UN | 1 | 15 | C | D | N | N | 85015220 | 1 |  | 15.402 | KG | 1216.58 | 1216.58 | MC05 | MC05 | SIMOTICS S Synchronous motor 1FK7-HD PN=2.4kW; UDC=600V M0=12Nm (100K); NN=4500rpm; Naturally cooled FRAME SIZE IMB 5 (IM V1, IM V3) FLANGE 1, WITH PT1000 TEMPERATURESENSOR POWER CONNECTOR ROTATABLE RESOLVER MULTI-POLE (RESOLVER P=3); SHAFT WITH FITTED KEY, TOLERANCE N; W/O HOLDING BRAKE PROTECTION CLASS IP65, | - | 0 | 0
1FK7064-4CH74-1SA2 |  | 1FK7064-4CH74-1SA2 | 1 | UN | 1 | 15 | C | D | N | N | 85015220 | 1 |  | 15.402 | KG | 1216.58 | 1216.58 | MC05 | MC05 | SIMOTICS S Synchronous motor 1FK7-HD PN=2.4kW; UDC=600V M0=12Nm (100K); NN=4500rpm; Naturally cooled FRAME SIZE IMB 5 (IM V1, IM V3) FLANGE 1, WITH PT1000 TEMPERATURESENSOR POWER CONNECTOR ROTATABLE RESOLVER MULTI-POLE (RESOLVER P=3); SHAFT WITH FITTED KEY, TOLERANCE N; W/O HOLDING BRAKE PROTECTION CLASS IP65, FLANGE ON DRIVE END IP67; | - | 0 | 0
1FK7064-4CH74-1SB0 |  | 1FK7064-4CH74-1SB0 | 1 | UN | 1 | 15 | C | D | N | N | 85015220 | 1 |  | 15.701 | KG | 1356.18 | 1356.18 | MC05 | MC05 | SIMOTICS S Synchronous motor 1FK7-HD PN=2.4kW; UDC=600V M0=12Nm (100K); NN=4500rpm; Naturally cooled FRAME SIZE IMB 5 (IM V1, IM V3) FLANGE 1, WITH PT1000 TEMPERATURESENSOR POWER CONNECTOR ROTATABLE RESOLVER MULTI-POLE (RESOLVER P=3); SHAFT WITH FITTED KEY, TOLERANCE N; WITH HOLDING BRAKE PROTECTION CLASS IP64; | - | 0 | 0
1FK7064-4CH74-1SB1 |  | 1FK7064-4CH74-1SB1 | 1 | UN | 1 | 15 | C | D | N | N | 85015220 | 1 |  | 15.701 | KG | 1418.52 | 1418.52 | MC05 | MC05 | SIMOTICS S Synchronous motor 1FK7-HD PN=2.4kW; UDC=600V M0=12Nm (100K); NN=4500rpm; Naturally cooled FRAME SIZE IMB 5 (IM V1, IM V3) FLANGE 1, WITH PT1000 TEMPERATURESENSOR POWER CONNECTOR ROTATABLE RESOLVER MULTI-POLE (RESOLVER P=3); SHAFT WITH FITTED KEY, TOLERANCE N; WITH HOLDING BRAKE PROTECTION CLASS IP65, | - | 0 | 0
1FK7064-4CH74-1SB2 |  | 1FK7064-4CH74-1SB2 | 1 | UN | 1 | 15 | C | D | N | N | 85015220 | 1 |  | 15.701 | KG | 1418.52 | 1418.52 | MC05 | MC05 | SIMOTICS S Synchronous motor 1FK7-HD PN=2.4kW; UDC=600V M0=12Nm (100K); NN=4500rpm; Naturally cooled FRAME SIZE IMB 5 (IM V1, IM V3) FLANGE 1, WITH PT1000 TEMPERATURESENSOR POWER CONNECTOR ROTATABLE RESOLVER MULTI-POLE (RESOLVER P=3); SHAFT WITH FITTED KEY, TOLERANCE N; WITH HOLDING BRAKE PROTECTION CLASS IP65, FLANGE ON DRIVE END IP67; | - | 0 | 0
1FK7064-4CH74-1SG0 |  | 1FK7064-4CH74-1SG0 | 1 | UN | 1 | 15 | C | D | N | N | 85015220 | 1 |  | 15.402 | KG | 1096.75 | 1096.75 | MC05 | MC05 | SIMOTICS S Synchronous motor 1FK7-HD PN=2.4kW; UDC=600V M0=12Nm (100K); NN=4500rpm; Naturally cooled FRAME SIZE IMB 5 (IM V1, IM V3) FLANGE 1, WITH PT1000 TEMPERATURESENSOR POWER CONNECTOR ROTATABLE RESOLVER MULTI-POLE (RESOLVER P=3); PLAIN SHAFT, TOLERANCE N; W/O HOLDING BRAKE PROTECTION CLASS IP64; | - | 0 | 0
1FK7064-4CH74-1SG1 |  | 1FK7064-4CH74-1SG1 | 1 | UN | 1 | 15 | C | D | N | N | 85015220 | 1 |  | 15.402 | KG | 1159.09 | 1159.09 | MC05 | MC05 | SIMOTICS S Synchronous motor 1FK7-HD PN=2.4kW; UDC=600V M0=12Nm (100K); NN=4500rpm; Naturally cooled FRAME SIZE IMB 5 (IM V1, IM V3) FLANGE 1, WITH PT1000 TEMPERATURESENSOR POWER CONNECTOR ROTATABLE RESOLVER MULTI-POLE (RESOLVER P=3); PLAIN SHAFT, TOLERANCE N; W/O HOLDING BRAKE PROTECTION CLASS IP65, | - | 0 | 0
1FK7064-4CH74-1SG2 |  | 1FK7064-4CH74-1SG2 | 1 | UN | 1 | 15 | C | D | N | N | 85015220 | 1 |  | 15.402 | KG | 1159.09 | 1159.09 | MC05 | MC05 | SIMOTICS S Synchronous motor 1FK7-HD PN=2.4kW; UDC=600V M0=12Nm (100K); NN=4500rpm; Naturally cooled FRAME SIZE IMB 5 (IM V1, IM V3) FLANGE 1, WITH PT1000 TEMPERATURESENSOR POWER CONNECTOR ROTATABLE RESOLVER MULTI-POLE (RESOLVER P=3); PLAIN SHAFT, TOLERANCE N; W/O HOLDING BRAKE PROTECTION CLASS IP65, FLANGE ON DRIVE END IP67; | - | 0 | 0
1FK7064-4CH74-1SH0 |  | 1FK7064-4CH74-1SH0 | 1 | UN | 1 | 15 | C | D | N | N | 85015220 | 1 |  | 15.701 | KG | 1300.19 | 1300.19 | MC05 | MC05 | SIMOTICS S Synchronous motor 1FK7-HD PN=2.4kW; UDC=600V M0=12Nm (100K); NN=4500rpm; Naturally cooled FRAME SIZE IMB 5 (IM V1, IM V3) FLANGE 1, WITH PT1000 TEMPERATURESENSOR POWER CONNECTOR ROTATABLE RESOLVER MULTI-POLE (RESOLVER P=3); PLAIN SHAFT, TOLERANCE N; WITH HOLDING BRAKE PROTECTION CLASS IP64; | - | 0 | 0
1FK7064-4CH74-1SH1 |  | 1FK7064-4CH74-1SH1 | 1 | UN | 1 | 15 | C | D | N | N | 85015220 | 1 |  | 15.701 | KG | 1362.53 | 1362.53 | MC05 | MC05 | SIMOTICS S Synchronous motor 1FK7-HD PN=2.4kW; UDC=600V M0=12Nm (100K); NN=4500rpm; Naturally cooled FRAME SIZE IMB 5 (IM V1, IM V3) FLANGE 1, WITH PT1000 TEMPERATURESENSOR POWER CONNECTOR ROTATABLE RESOLVER MULTI-POLE (RESOLVER P=3); PLAIN SHAFT, TOLERANCE N; WITH HOLDING BRAKE PROTECTION CLASS IP65, | - | 0 | 0
1FK7064-4CH74-1SH2 |  | 1FK7064-4CH74-1SH2 | 1 | UN | 1 | 15 | C | D | N | N | 85015220 | 1 |  | 15.701 | KG | 1362.53 | 1362.53 | MC05 | MC05 | SIMOTICS S Synchronous motor 1FK7-HD PN=2.4kW; UDC=600V M0=12Nm (100K); NN=4500rpm; Naturally cooled FRAME SIZE IMB 5 (IM V1, IM V3) FLANGE 1, WITH PT1000 TEMPERATURESENSOR POWER CONNECTOR ROTATABLE RESOLVER MULTI-POLE (RESOLVER P=3); PLAIN SHAFT, TOLERANCE N; WITH HOLDING BRAKE PROTECTION CLASS IP65, FLANGE ON DRIVE END IP67; | - | 0 | 0
1FK7064-4CH74-1TA0 |  | 1FK7064-4CH74-1TA0 | 1 | UN | 1 | 15 | C | D | N | N | 85015220 | 1 |  | 15.402 | KG | 1154.24 | 1154.24 | MC05 | MC05 | SIMOTICS S Synchronous motor 1FK7-HD PN=2.4kW; UDC=600V M0=12Nm (100K); NN=4500rpm; Naturally cooled FRAME SIZE IMB 5 (IM V1, IM V3) FLANGE 1, WITH PT1000 TEMPERATURESENSOR POWER CONNECTOR ROTATABLE RESOLVER 2-POLE (RESOLVER P=1); SHAFT WITH FITTED KEY, TOLERANCE N; W/O HOLDING BRAKE PROTECTION CLASS IP64; | - | 0 | 0
1FK7064-4CH74-1TA1 |  | 1FK7064-4CH74-1TA1 | 1 | UN | 1 | 15 | C | D | N | N | 85015220 | 1 |  | 15.402 | KG | 1216.58 | 1216.58 | MC05 | MC05 | SIMOTICS S Synchronous motor 1FK7-HD PN=2.4kW; UDC=600V M0=12Nm (100K); NN=4500rpm; Naturally cooled FRAME SIZE IMB 5 (IM V1, IM V3) FLANGE 1, WITH PT1000 TEMPERATURESENSOR POWER CONNECTOR ROTATABLE RESOLVER 2-POLE (RESOLVER P=1); SHAFT WITH FITTED KEY, TOLERANCE N; W/O HOLDING BRAKE PROTECTION CLASS IP65, | - | 0 | 0
1FK7064-4CH74-1TA2 |  | 1FK7064-4CH74-1TA2 | 1 | UN | 1 | 15 | C | D | N | N | 85015220 | 1 |  | 15.402 | KG | 1216.58 | 1216.58 | MC05 | MC05 | SIMOTICS S Synchronous motor 1FK7-HD PN=2.4kW; UDC=600V M0=12Nm (100K); NN=4500rpm; Naturally cooled FRAME SIZE IMB 5 (IM V1, IM V3) FLANGE 1, WITH PT1000 TEMPERATURESENSOR POWER CONNECTOR ROTATABLE RESOLVER 2-POLE (RESOLVER P=1); SHAFT WITH FITTED KEY, TOLERANCE N; W/O HOLDING BRAKE PROTECTION CLASS IP65, FLANGE ON DRIVE END IP67; | - | 0 | 0
1FK7064-4CH74-1TB0 |  | 1FK7064-4CH74-1TB0 | 1 | UN | 1 | 15 | C | D | N | N | 85015220 | 1 |  | 15.701 | KG | 1356.18 | 1356.18 | MC05 | MC05 | SIMOTICS S Synchronous motor 1FK7-HD PN=2.4kW; UDC=600V M0=12Nm (100K); NN=4500rpm; Naturally cooled FRAME SIZE IMB 5 (IM V1, IM V3) FLANGE 1, WITH PT1000 TEMPERATURESENSOR POWER CONNECTOR ROTATABLE RESOLVER 2-POLE (RESOLVER P=1); SHAFT WITH FITTED KEY, TOLERANCE N; WITH HOLDING BRAKE PROTECTION CLASS IP64; | - | 0 | 0
1FK7064-4CH74-1TB1 |  | 1FK7064-4CH74-1TB1 | 1 | UN | 1 | 15 | C | D | N | N | 85015220 | 1 |  | 15.701 | KG | 1418.52 | 1418.52 | MC05 | MC05 | SIMOTICS S Synchronous motor 1FK7-HD PN=2.4kW; UDC=600V M0=12Nm (100K); NN=4500rpm; Naturally cooled FRAME SIZE IMB 5 (IM V1, IM V3) FLANGE 1, WITH PT1000 TEMPERATURESENSOR POWER CONNECTOR ROTATABLE RESOLVER 2-POLE (RESOLVER P=1); SHAFT WITH FITTED KEY, TOLERANCE N; WITH HOLDING BRAKE PROTECTION CLASS IP65, | - | 0 | 0
1FK7064-4CH74-1TB2 |  | 1FK7064-4CH74-1TB2 | 1 | UN | 1 | 15 | C | D | N | N | 85015220 | 1 |  | 15.701 | KG | 1418.52 | 1418.52 | MC05 | MC05 | SIMOTICS S Synchronous motor 1FK7-HD PN=2.4kW; UDC=600V M0=12Nm (100K); NN=4500rpm; Naturally cooled FRAME SIZE IMB 5 (IM V1, IM V3) FLANGE 1, WITH PT1000 TEMPERATURESENSOR POWER CONNECTOR ROTATABLE RESOLVER 2-POLE (RESOLVER P=1); SHAFT WITH FITTED KEY, TOLERANCE N; WITH HOLDING BRAKE PROTECTION CLASS IP65, FLANGE ON DRIVE END IP67; | - | 0 | 0
1FK7064-4CH74-1TG0 |  | 1FK7064-4CH74-1TG0 | 1 | UN | 1 | 15 | C | D | N | N | 85015220 | 1 |  | 15.402 | KG | 1096.75 | 1096.75 | MC05 | MC05 | SIMOTICS S Synchronous motor 1FK7-HD PN=2.4kW; UDC=600V M0=12Nm (100K); NN=4500rpm; Naturally cooled FRAME SIZE IMB 5 (IM V1, IM V3) FLANGE 1, WITH PT1000 TEMPERATURESENSOR POWER CONNECTOR ROTATABLE RESOLVER 2-POLE (RESOLVER P=1); PLAIN SHAFT, TOLERANCE N; W/O HOLDING BRAKE PROTECTION CLASS IP64; | - | 0 | 0
1FK7064-4CH74-1TG1 |  | 1FK7064-4CH74-1TG1 | 1 | UN | 1 | 15 | C | D | N | N | 85015220 | 1 |  | 15.402 | KG | 1159.09 | 1159.09 | MC05 | MC05 | SIMOTICS S Synchronous motor 1FK7-HD PN=2.4kW; UDC=600V M0=12Nm (100K); NN=4500rpm; Naturally cooled FRAME SIZE IMB 5 (IM V1, IM V3) FLANGE 1, WITH PT1000 TEMPERATURESENSOR POWER CONNECTOR ROTATABLE RESOLVER 2-POLE (RESOLVER P=1); PLAIN SHAFT, TOLERANCE N; W/O HOLDING BRAKE PROTECTION CLASS IP65, | - | 0 | 0
1FK7064-4CH74-1TG2 |  | 1FK7064-4CH74-1TG2 | 1 | UN | 1 | 15 | C | D | N | N | 85015220 | 1 |  | 15.402 | KG | 1159.09 | 1159.09 | MC05 | MC05 | SIMOTICS S Synchronous motor 1FK7-HD PN=2.4kW; UDC=600V M0=12Nm (100K); NN=4500rpm; Naturally cooled FRAME SIZE IMB 5 (IM V1, IM V3) FLANGE 1, WITH PT1000 TEMPERATURESENSOR POWER CONNECTOR ROTATABLE RESOLVER 2-POLE (RESOLVER P=1); PLAIN SHAFT, TOLERANCE N; W/O HOLDING BRAKE PROTECTION CLASS IP65, FLANGE ON DRIVE END IP67; | - | 0 | 0
1FK7064-4CH74-1TH0 |  | 1FK7064-4CH74-1TH0 | 1 | UN | 1 | 15 | C | D | N | N | 85015220 | 1 |  | 15.701 | KG | 1300.19 | 1300.19 | MC05 | MC05 | SIMOTICS S Synchronous motor 1FK7-HD PN=2.4kW; UDC=600V M0=12Nm (100K); NN=4500rpm; Naturally cooled FRAME SIZE IMB 5 (IM V1, IM V3) FLANGE 1, WITH PT1000 TEMPERATURESENSOR POWER CONNECTOR ROTATABLE RESOLVER 2-POLE (RESOLVER P=1); PLAIN SHAFT, TOLERANCE N; WITH HOLDING BRAKE PROTECTION CLASS IP64; | - | 0 | 0
1FK7064-4CH74-1TH1 |  | 1FK7064-4CH74-1TH1 | 1 | UN | 1 | 15 | C | D | N | N | 85015220 | 1 |  | 15.701 | KG | 1362.53 | 1362.53 | MC05 | MC05 | SIMOTICS S Synchronous motor 1FK7-HD PN=2.4kW; UDC=600V M0=12Nm (100K); NN=4500rpm; Naturally cooled FRAME SIZE IMB 5 (IM V1, IM V3) FLANGE 1, WITH PT1000 TEMPERATURESENSOR POWER CONNECTOR ROTATABLE RESOLVER 2-POLE (RESOLVER P=1); PLAIN SHAFT, TOLERANCE N; WITH HOLDING BRAKE PROTECTION CLASS IP65, | - | 0 | 0
1FK7064-4CH74-1TH2 |  | 1FK7064-4CH74-1TH2 | 1 | UN | 1 | 15 | C | D | N | N | 85015220 | 1 |  | 15.701 | KG | 1362.53 | 1362.53 | MC05 | MC05 | SIMOTICS S Synchronous motor 1FK7-HD PN=2.4kW; UDC=600V M0=12Nm (100K); NN=4500rpm; Naturally cooled FRAME SIZE IMB 5 (IM V1, IM V3) FLANGE 1, WITH PT1000 TEMPERATURESENSOR POWER CONNECTOR ROTATABLE RESOLVER 2-POLE (RESOLVER P=1); PLAIN SHAFT, TOLERANCE N; WITH HOLDING BRAKE PROTECTION CLASS IP65, FLANGE ON DRIVE END IP67; | - | 0 | 0
1FK7064-7AF71-1AA0 |  | 1FK7064-7AF71-1AA0 | 1 | UN | 1 | 60 | X | D | N | N | 85015220 | 1 |  | 15.503 | KG | 1941.56 | 1941.56 | MC05 | MC05 | SIMOTICS S Synchronous servo motor 1FK7 High Dynamic, 12.0Nm 100K, 3000rpm, 2.5kW Naturally cooled IM B5 (V1, V3) power/signal connectors Connector can be rotated by 270Â° INCREM. ENCODER, SIN/COS 1 VPP 2048 P/REV (ENCODER I-2048); SHAFT WITH FITTED KEY, TOLERANCE N; W/O HOLDING BRAKE DEGREE OF PROTECTION IP64 | - | 0 | 0
1FK7064-7AF71-1AA2 |  | 1FK7064-7AF71-1AA2 | 1 | UN | 1 | 60 | X | D | N | N | 85015220 | 1 |  | 15.503 | KG | 2017.53 | 2017.53 | MC05 | MC05 | SIMOTICS S Synchronous servo motor 1FK7 High Dynamic, 12.0Nm 100K, 3000rpm, 2.5kW Naturally cooled IM B5 (V1, V3) power/signal connectors Connector can be rotated by 270Â° INCREM. ENCODER, SIN/COS 1 VPP 2048 P/REV (ENCODER I-2048); SHAFT WITH FITTED KEY, TOLERANCE N; W/O HOLDING BRAKE DEGREE OF PROTECTION IP65 FLANGE ON DRIVE END IP67 | - | 0 | 0
1FK7064-7AF71-1AA3 |  | 1FK7064-7AF71-1AA3 | 1 | UN | 1 | 60 | X | D | N | N | 85015220 | 1 |  | 15.503 | KG | 1978.37 | 1978.37 | MC05 | MC05 | SIMOTICS S Synchronous servo motor 1FK7 High Dynamic, 12.0Nm 100K, 3000rpm, 2.5kW Naturally cooled IM B5 (V1, V3) power/signal connectors Connector can be rotated by 270Â° INCREM. ENCODER, SIN/COS 1 VPP 2048 P/REV (ENCODER I-2048); SHAFT WITH FITTED KEY, TOLERANCE N; W/O HOLDING BRAKE DEGREE OF PROTECTION IP64; PAINT FINISH RAL7016 | - | 0 | 0
1FK7064-7AF71-1AA5 |  | 1FK7064-7AF71-1AA5 | 1 | UN | 1 | 60 | X | D | N | N | 85015220 | 1 |  | 15.503 | KG | 2054.32 | 2054.32 | MC05 | MC05 | SIMOTICS S Synchronous servo motor 1FK7 High Dynamic, 12.0Nm 100K, 3000rpm, 2.5kW Naturally cooled IM B5 (V1, V3) power/signal connectors Connector can be rotated by 270Â° INCREM. ENCODER, SIN/COS 1 VPP 2048 P/REV (ENCODER I-2048); SHAFT WITH FITTED KEY, TOLERANCE N; W/O HOLDING BRAKE DEGREE OF PROTECTION IP65 AS FLANGE IP67; PAINT FINISH RAL7016 | - | 0 | 0
1FK7064-7AF71-1AA8 |  | 1FK7064-7AF71-1AA8 | 1 | UN | 1 | 60 | X | D | N | N | 85015220 | 1 |  | 15.503 | KG | 2135.53 | 2135.53 | MC05 | MC05 | SIMOTICS S Synchronous servo motor 1FK7 High Dynamic, 12.0Nm 100K, 3000rpm, 2.5kW Naturally cooled IM B5 (V1, V3) power/signal connectors Connector can be rotated by 270Â° INCREM. ENCODER, SIN/COS 1 VPP 2048 P/REV (ENCODER I-2048); SHAFT WITH FITTED KEY, TOLERANCE N; W/O HOLDING BRAKE DEGREE OF PROTECTION IP65 IP67 D-END FLANGE; RAL7016 COATING; METALLIC RATING PLATE AT MOTOR | - | 0 | 0
1FK7064-7AF71-1AB0 |  | 1FK7064-7AF71-1AB0 | 1 | UN | 1 | 60 | X | D | N | N | 85015220 | 1 |  | 16.802 | KG | 2187.59 | 2187.59 | MC05 | MC05 | SIMOTICS S Synchronous servo motor 1FK7 High Dynamic, 12.0Nm 100K, 3000rpm, 2.5kW Naturally cooled IM B5 (V1, V3) power/signal connectors Connector can be rotated by 270Â° INCREM. ENCODER, SIN/COS 1 VPP 2048 P/REV (ENCODER I-2048); SHAFT WITH FITTED KEY, TOLERANCE N; WITH HOLDING BRAKE DEGREE OF PROTECTION IP64 | - | 0 | 0
1FK7064-7AF71-1AB2 |  | 1FK7064-7AF71-1AB2 | 1 | UN | 1 | 60 | X | D | N | N | 85015220 | 1 |  | 16.802 | KG | 2263.56 | 2263.56 | MC05 | MC05 | SIMOTICS S Synchronous servo motor 1FK7 High Dynamic, 12.0Nm 100K, 3000rpm, 2.5kW Naturally cooled IM B5 (V1, V3) power/signal connectors Connector can be rotated by 270Â° INCREM. ENCODER, SIN/COS 1 VPP 2048 P/REV (ENCODER I-2048); SHAFT WITH FITTED KEY, TOLERANCE N; WITH HOLDING BRAKE DEGREE OF PROTECTION IP65 FLANGE ON DRIVE END IP67 | - | 0 | 0
1FK7064-7AF71-1AB3 |  | 1FK7064-7AF71-1AB3 | 1 | UN | 1 | 60 | X | D | N | N | 85015220 | 1 |  | 16.802 | KG | 2224.4 | 2224.4 | MC05 | MC05 | SIMOTICS S Synchronous servo motor 1FK7 High Dynamic, 12.0Nm 100K, 3000rpm, 2.5kW Naturally cooled IM B5 (V1, V3) power/signal connectors Connector can be rotated by 270Â° INCREM. ENCODER, SIN/COS 1 VPP 2048 P/REV (ENCODER I-2048); SHAFT WITH FITTED KEY, TOLERANCE N; WITH HOLDING BRAKE DEGREE OF PROTECTION IP64; PAINT FINISH RAL7016 | - | 0 | 0
1FK7064-7AF71-1AB5 |  | 1FK7064-7AF71-1AB5 | 1 | UN | 1 | 60 | X | D | N | N | 85015220 | 1 |  | 16.802 | KG | 2300.35 | 2300.35 | MC05 | MC05 | SIMOTICS S Synchronous servo motor 1FK7 High Dynamic, 12.0Nm 100K, 3000rpm, 2.5kW Naturally cooled IM B5 (V1, V3) power/signal connectors Connector can be rotated by 270Â° INCREM. ENCODER, SIN/COS 1 VPP 2048 P/REV (ENCODER I-2048); SHAFT WITH FITTED KEY, TOLERANCE N; WITH HOLDING BRAKE DEGREE OF PROTECTION IP65 AS FLANGE IP67; PAINT FINISH RAL7016 | - | 0 | 0
1FK7064-7AF71-1AB8 |  | 1FK7064-7AF71-1AB8 | 1 | UN | 1 | 60 | X | D | N | N | 85015220 | 1 |  | 16.802 | KG | 2381.56 | 2381.56 | MC05 | MC05 | SIMOTICS S Synchronous servo motor 1FK7 High Dynamic, 12.0Nm 100K, 3000rpm, 2.5kW Naturally cooled IM B5 (V1, V3) power/signal connectors Connector can be rotated by 270Â° INCREM. ENCODER, SIN/COS 1 VPP 2048 P/REV (ENCODER I-2048); SHAFT WITH FITTED KEY, TOLERANCE N; WITH HOLDING BRAKE DEGREE OF PROTECTION IP65 IP67 D-END FLANGE; RAL7016 COATING; METALLIC RATING PLATE AT MOTOR | - | 0 | 0
1FK7064-7AF71-1AG0 |  | 1FK7064-7AF71-1AG0 | 1 | UN | 1 | 60 | X | D | N | N | 85015220 | 1 |  | 15.503 | KG | 1871.51 | 1871.51 | MC05 | MC05 | SIMOTICS S Synchronous servo motor 1FK7 High Dynamic, 12.0Nm 100K, 3000rpm, 2.5kW Naturally cooled IM B5 (V1, V3) power/signal connectors Connector can be rotated by 270Â° INCREM. ENCODER, SIN/COS 1 VPP 2048 P/REV (ENCODER I-2048); PLAIN SHAFT, TOLERANCE N; W/O HOLDING BRAKE DEGREE OF PROTECTION IP64 | - | 0 | 0
1FK7064-7AF71-1AG2 |  | 1FK7064-7AF71-1AG2 | 1 | UN | 1 | 60 | X | D | N | N | 85015220 | 1 |  | 15.503 | KG | 1947.48 | 1947.48 | MC05 | MC05 | SIMOTICS S Synchronous servo motor 1FK7 High Dynamic, 12.0Nm 100K, 3000rpm, 2.5kW Naturally cooled IM B5 (V1, V3) power/signal connectors Connector can be rotated by 270Â° INCREM. ENCODER, SIN/COS 1 VPP 2048 P/REV (ENCODER I-2048); PLAIN SHAFT, TOLERANCE N; W/O HOLDING BRAKE DEGREE OF PROTECTION IP65 FLANGE ON DRIVE END IP67 | - | 0 | 0
1FK7064-7AF71-1AG3 |  | 1FK7064-7AF71-1AG3 | 1 | UN | 1 | 60 | X | D | N | N | 85015220 | 1 |  | 15.503 | KG | 1908.32 | 1908.32 | MC05 | MC05 | SIMOTICS S Synchronous servo motor 1FK7 High Dynamic, 12.0Nm 100K, 3000rpm, 2.5kW Naturally cooled IM B5 (V1, V3) power/signal connectors Connector can be rotated by 270Â° INCREM. ENCODER, SIN/COS 1 VPP 2048 P/REV (ENCODER I-2048); PLAIN SHAFT, TOLERANCE N; W/O HOLDING BRAKE DEGREE OF PROTECTION IP64; PAINT FINISH RAL7016 | - | 0 | 0
1FK7064-7AF71-1AG5 |  | 1FK7064-7AF71-1AG5 | 1 | UN | 1 | 60 | X | D | N | N | 85015220 | 1 |  | 15.503 | KG | 1984.27 | 1984.27 | MC05 | MC05 | SIMOTICS S Synchronous servo motor 1FK7 High Dynamic, 12.0Nm 100K, 3000rpm, 2.5kW Naturally cooled IM B5 (V1, V3) power/signal connectors Connector can be rotated by 270Â° INCREM. ENCODER, SIN/COS 1 VPP 2048 P/REV (ENCODER I-2048); PLAIN SHAFT, TOLERANCE N; W/O HOLDING BRAKE DEGREE OF PROTECTION IP65 AS FLANGE IP67; PAINT FINISH RAL7016 | - | 0 | 0
1FK7064-7AF71-1AG8 |  | 1FK7064-7AF71-1AG8 | 1 | UN | 1 | 60 | X | D | N | N | 85015220 | 1 |  | 15.503 | KG | 2065.48 | 2065.48 | MC05 | MC05 | SIMOTICS S Synchronous servo motor 1FK7 High Dynamic, 12.0Nm 100K, 3000rpm, 2.5kW Naturally cooled IM B5 (V1, V3) power/signal connectors Connector can be rotated by 270Â° INCREM. ENCODER, SIN/COS 1 VPP 2048 P/REV (ENCODER I-2048); PLAIN SHAFT, TOLERANCE N; W/O HOLDING BRAKE DEGREE OF PROTECTION IP65 IP67 D-END FLANGE; RAL7016 COATING; METALLIC RATING PLATE AT MOTOR | - | 0 | 0
1FK7064-7AF71-1AH0 |  | 1FK7064-7AF71-1AH0 | 1 | UN | 1 | 60 | X | D | N | N | 85015220 | 1 |  | 16.802 | KG | 2119.33 | 2119.33 | MC05 | MC05 | SIMOTICS S Synchronous servo motor 1FK7 High Dynamic, 12.0Nm 100K, 3000rpm, 2.5kW Naturally cooled IM B5 (V1, V3) power/signal connectors Connector can be rotated by 270Â° INCREM. ENCODER, SIN/COS 1 VPP 2048 P/REV (ENCODER I-2048); PLAIN SHAFT, TOLERANCE N; WITH HOLDING BRAKE DEGREE OF PROTECTION IP64 | - | 0 | 0
1FK7064-7AF71-1AH2 |  | 1FK7064-7AF71-1AH2 | 1 | UN | 1 | 60 | X | D | N | N | 85015220 | 1 |  | 16.802 | KG | 2195.3 | 2195.3 | MC05 | MC05 | SIMOTICS S Synchronous servo motor 1FK7 High Dynamic, 12.0Nm 100K, 3000rpm, 2.5kW Naturally cooled IM B5 (V1, V3) power/signal connectors Connector can be rotated by 270Â° INCREM. ENCODER, SIN/COS 1 VPP 2048 P/REV (ENCODER I-2048); PLAIN SHAFT, TOLERANCE N; WITH HOLDING BRAKE DEGREE OF PROTECTION IP65 FLANGE ON DRIVE END IP67 | - | 0 | 0
1FK7064-7AF71-1AH3 |  | 1FK7064-7AF71-1AH3 | 1 | UN | 1 | 60 | X | D | N | N | 85015220 | 1 |  | 16.802 | KG | 2156.14 | 2156.14 | MC05 | MC05 | SIMOTICS S Synchronous servo motor 1FK7 High Dynamic, 12.0Nm 100K, 3000rpm, 2.5kW Naturally cooled IM B5 (V1, V3) power/signal connectors Connector can be rotated by 270Â° INCREM. ENCODER, SIN/COS 1 VPP 2048 P/REV (ENCODER I-2048); PLAIN SHAFT, TOLERANCE N; WITH HOLDING BRAKE DEGREE OF PROTECTION IP64; PAINT FINISH RAL7016 | - | 0 | 0
1FK7064-7AF71-1AH5 |  | 1FK7064-7AF71-1AH5 | 1 | UN | 1 | 60 | X | D | N | N | 85015220 | 1 |  | 16.802 | KG | 2232.09 | 2232.09 | MC05 | MC05 | SIMOTICS S Synchronous servo motor 1FK7 High Dynamic, 12.0Nm 100K, 3000rpm, 2.5kW Naturally cooled IM B5 (V1, V3) power/signal connectors Connector can be rotated by 270Â° INCREM. ENCODER, SIN/COS 1 VPP 2048 P/REV (ENCODER I-2048); PLAIN SHAFT, TOLERANCE N; WITH HOLDING BRAKE DEGREE OF PROTECTION IP65 AS FLANGE IP67; PAINT FINISH RAL7016 | - | 0 | 0
1FK7064-7AF71-1AH8 |  | 1FK7064-7AF71-1AH8 | 1 | UN | 1 | 60 | X | D | N | N | 85015220 | 1 |  | 16.802 | KG | 2313.3 | 2313.3 | MC05 | MC05 | SIMOTICS S Synchronous servo motor 1FK7 High Dynamic, 12.0Nm 100K, 3000rpm, 2.5kW Naturally cooled IM B5 (V1, V3) power/signal connectors Connector can be rotated by 270Â° INCREM. ENCODER, SIN/COS 1 VPP 2048 P/REV (ENCODER I-2048); PLAIN SHAFT, TOLERANCE N; WITH HOLDING BRAKE DEGREE OF PROTECTION IP65 IP67 D-END FLANGE; RAL7016 COATING; METALLIC RATING PLATE AT MOTOR | - | 0 | 0
1FK7064-7AF71-1DA0 |  | 1FK7064-7AF71-1DA0 | 1 | UN | 1 | 60 | X | D | N | N | 85015220 | 1 |  | 15.503 | KG | 2137.35 | 2137.35 | MC05 | MC05 | SIMOTICS S Synchronous servo motor 1FK7 High Dynamic, 12.0Nm 100K, 3000rpm, 2.5kW Naturally cooled IM B5 (V1, V3) power/signal connectors Connector can be rotated by 270Â° INCREMENTAL ENCODER 2048 P/REV (ENCODER I-2048) WITH DRIVE-CLIQ INTERFACE; SHAFT WITH FITTED KEY, TOLERANCE N; W/O HOLDING BRAKE DEGREE OF PROTECTION IP64 | - | 0 | 0
1FK7064-7AF71-1DA2 |  | 1FK7064-7AF71-1DA2 | 1 | UN | 1 | 60 | X | D | N | N | 85015220 | 1 |  | 15.503 | KG | 2213.32 | 2213.32 | MC05 | MC05 | SIMOTICS S Synchronous servo motor 1FK7 High Dynamic, 12.0Nm 100K, 3000rpm, 2.5kW Naturally cooled IM B5 (V1, V3) power/signal connectors Connector can be rotated by 270Â° INCREMENTAL ENCODER 2048 P/REV (ENCODER I-2048) WITH DRIVE-CLIQ INTERFACE; SHAFT WITH FITTED KEY, TOLERANCE N; W/O HOLDING BRAKE DEGREE OF PROTECTION IP65 FLANGE ON DRIVE END IP67 | - | 0 | 0
1FK7064-7AF71-1DA3 |  | 1FK7064-7AF71-1DA3 | 1 | UN | 1 | 60 | X | D | N | N | 85015220 | 1 |  | 15.503 | KG | 2174.16 | 2174.16 | MC05 | MC05 | SIMOTICS S Synchronous servo motor 1FK7 High Dynamic, 12.0Nm 100K, 3000rpm, 2.5kW Naturally cooled IM B5 (V1, V3) power/signal connectors Connector can be rotated by 270Â° INCREMENTAL ENCODER 2048 P/REV (ENCODER I-2048) WITH DRIVE-CLIQ INTERFACE; SHAFT WITH FITTED KEY, TOLERANCE N; W/O HOLDING BRAKE DEGREE OF PROTECTION IP64; PAINT FINISH RAL7016 | - | 0 | 0
1FK7064-7AF71-1DA5 |  | 1FK7064-7AF71-1DA5 | 1 | UN | 1 | 60 | X | D | N | N | 85015220 | 1 |  | 15.503 | KG | 2250.11 | 2250.11 | MC05 | MC05 | SIMOTICS S Synchronous servo motor 1FK7 High Dynamic, 12.0Nm 100K, 3000rpm, 2.5kW Naturally cooled IM B5 (V1, V3) power/signal connectors Connector can be rotated by 270Â° INCREMENTAL ENCODER 2048 P/REV (ENCODER I-2048) WITH DRIVE-CLIQ INTERFACE; SHAFT WITH FITTED KEY, TOLERANCE N; W/O HOLDING BRAKE DEGREE OF PROTECTION IP65 AS FLANGE IP67; PAINT FINISH RAL7016 | - | 0 | 0
1FK7064-7AF71-1DA8 |  | 1FK7064-7AF71-1DA8 | 1 | UN | 1 | 60 | X | D | N | N | 85015220 | 1 |  | 15.503 | KG | 2331.32 | 2331.32 | MC05 | MC05 | SIMOTICS S Synchronous servo motor 1FK7 High Dynamic, 12.0Nm 100K, 3000rpm, 2.5kW Naturally cooled IM B5 (V1, V3) power/signal connectors Connector can be rotated by 270Â° INCREMENTAL ENCODER 2048 P/REV (ENCODER I-2048) WITH DRIVE-CLIQ INTERFACE; SHAFT WITH FITTED KEY, TOLERANCE N; W/O HOLDING BRAKE DEGREE OF PROTECTION IP65 IP67 D-END FLANGE; RAL7016 COATING; METALLIC RATING PLATE AT MOTOR | - | 0 | 0
1FK7064-7AF71-1DB0 |  | 1FK7064-7AF71-1DB0 | 1 | UN | 1 | 60 | X | D | N | N | 85015220 | 1 |  | 16.802 | KG | 2383.38 | 2383.38 | MC05 | MC05 | SIMOTICS S Synchronous servo motor 1FK7 High Dynamic, 12.0Nm 100K, 3000rpm, 2.5kW Naturally cooled IM B5 (V1, V3) power/signal connectors Connector can be rotated by 270Â° INCREMENTAL ENCODER 2048 P/REV (ENCODER I-2048) WITH DRIVE-CLIQ INTERFACE; SHAFT WITH FITTED KEY, TOLERANCE N; WITH HOLDING BRAKE DEGREE OF PROTECTION IP64 | - | 0 | 0
1FK7064-7AF71-1DB2 |  | 1FK7064-7AF71-1DB2 | 1 | UN | 1 | 60 | X | D | N | N | 85015220 | 1 |  | 16.802 | KG | 2459.35 | 2459.35 | MC05 | MC05 | SIMOTICS S Synchronous servo motor 1FK7 High Dynamic, 12.0Nm 100K, 3000rpm, 2.5kW Naturally cooled IM B5 (V1, V3) power/signal connectors Connector can be rotated by 270Â° INCREMENTAL ENCODER 2048 P/REV (ENCODER I-2048) WITH DRIVE-CLIQ INTERFACE; SHAFT WITH FITTED KEY, TOLERANCE N; WITH HOLDING BRAKE DEGREE OF PROTECTION IP65 FLANGE ON DRIVE END IP67 | - | 0 | 0
1FK7064-7AF71-1DB3 |  | 1FK7064-7AF71-1DB3 | 1 | UN | 1 | 60 | X | D | N | N | 85015220 | 1 |  | 16.802 | KG | 2420.19 | 2420.19 | MC05 | MC05 | SIMOTICS S Synchronous servo motor 1FK7 High Dynamic, 12.0Nm 100K, 3000rpm, 2.5kW Naturally cooled IM B5 (V1, V3) power/signal connectors Connector can be rotated by 270Â° INCREMENTAL ENCODER 2048 P/REV (ENCODER I-2048) WITH DRIVE-CLIQ INTERFACE; SHAFT WITH FITTED KEY, TOLERANCE N; WITH HOLDING BRAKE DEGREE OF PROTECTION IP64; PAINT FINISH RAL7016 | - | 0 | 0
1FK7064-7AF71-1DB5 |  | 1FK7064-7AF71-1DB5 | 1 | UN | 1 | 60 | X | D | N | N | 85015220 | 1 |  | 16.802 | KG | 2496.14 | 2496.14 | MC05 | MC05 | SIMOTICS S Synchronous servo motor 1FK7 High Dynamic, 12.0Nm 100K, 3000rpm, 2.5kW Naturally cooled IM B5 (V1, V3) power/signal connectors Connector can be rotated by 270Â° INCREMENTAL ENCODER 2048 P/REV (ENCODER I-2048) WITH DRIVE-CLIQ INTERFACE; SHAFT WITH FITTED KEY, TOLERANCE N; WITH HOLDING BRAKE DEGREE OF PROTECTION IP65 AS FLANGE IP67; PAINT FINISH RAL7016 | - | 0 | 0
1FK7064-7AF71-1DB8 |  | 1FK7064-7AF71-1DB8 | 1 | UN | 1 | 60 | X | D | N | N | 85015220 | 1 |  | 16.802 | KG | 2577.35 | 2577.35 | MC05 | MC05 | SIMOTICS S Synchronous servo motor 1FK7 High Dynamic, 12.0Nm 100K, 3000rpm, 2.5kW Naturally cooled IM B5 (V1, V3) power/signal connectors Connector can be rotated by 270Â° INCREMENTAL ENCODER 2048 P/REV (ENCODER I-2048) WITH DRIVE-CLIQ INTERFACE; SHAFT WITH FITTED KEY, TOLERANCE N; WITH HOLDING BRAKE DEGREE OF PROTECTION IP65 IP67 D-END FLANGE; RAL7016 COATING; METALLIC RATING PLATE AT MOTOR | - | 0 | 0
1FK7064-7AF71-1DG0 |  | 1FK7064-7AF71-1DG0 | 1 | UN | 1 | 60 | X | D | N | N | 85015220 | 1 |  | 15.503 | KG | 2067.3 | 2067.3 | MC05 | MC05 | SIMOTICS S Synchronous servo motor 1FK7 High Dynamic, 12.0Nm 100K, 3000rpm, 2.5kW Naturally cooled IM B5 (V1, V3) power/signal connectors Connector can be rotated by 270Â° INCREMENTAL ENCODER 2048 P/REV (ENCODER I-2048) WITH DRIVE-CLIQ INTERFACE; PLAIN SHAFT, TOLERANCE N; W/O HOLDING BRAKE DEGREE OF PROTECTION IP64 | - | 0 | 0
1FK7064-7AF71-1DG2 |  | 1FK7064-7AF71-1DG2 | 1 | UN | 1 | 60 | X | D | N | N | 85015220 | 1 |  | 15.503 | KG | 2143.27 | 2143.27 | MC05 | MC05 | SIMOTICS S Synchronous servo motor 1FK7 High Dynamic, 12.0Nm 100K, 3000rpm, 2.5kW Naturally cooled IM B5 (V1, V3) power/signal connectors Connector can be rotated by 270Â° INCREMENTAL ENCODER 2048 P/REV (ENCODER I-2048) WITH DRIVE-CLIQ INTERFACE; PLAIN SHAFT, TOLERANCE N; W/O HOLDING BRAKE DEGREE OF PROTECTION IP65 FLANGE ON DRIVE END IP67 | - | 0 | 0
1FK7064-7AF71-1DG3 |  | 1FK7064-7AF71-1DG3 | 1 | UN | 1 | 60 | X | D | N | N | 85015220 | 1 |  | 15.503 | KG | 2104.11 | 2104.11 | MC05 | MC05 | SIMOTICS S Synchronous servo motor 1FK7 High Dynamic, 12.0Nm 100K, 3000rpm, 2.5kW Naturally cooled IM B5 (V1, V3) power/signal connectors Connector can be rotated by 270Â° INCREMENTAL ENCODER 2048 P/REV (ENCODER I-2048) WITH DRIVE-CLIQ INTERFACE; PLAIN SHAFT, TOLERANCE N; W/O HOLDING BRAKE DEGREE OF PROTECTION IP64; PAINT FINISH RAL7016 | - | 0 | 0
1FK7064-7AF71-1DG5 |  | 1FK7064-7AF71-1DG5 | 1 | UN | 1 | 60 | X | D | N | N | 85015220 | 1 |  | 15.503 | KG | 2180.06 | 2180.06 | MC05 | MC05 | SIMOTICS S Synchronous servo motor 1FK7 High Dynamic, 12.0Nm 100K, 3000rpm, 2.5kW Naturally cooled IM B5 (V1, V3) power/signal connectors Connector can be rotated by 270Â° INCREMENTAL ENCODER 2048 P/REV (ENCODER I-2048) WITH DRIVE-CLIQ INTERFACE; PLAIN SHAFT, TOLERANCE N; W/O HOLDING BRAKE DEGREE OF PROTECTION IP65 AS FLANGE IP67; PAINT FINISH RAL7016 | - | 0 | 0
1FK7064-7AF71-1DG8 |  | 1FK7064-7AF71-1DG8 | 1 | UN | 1 | 60 | X | D | N | N | 85015220 | 1 |  | 15.503 | KG | 2261.27 | 2261.27 | MC05 | MC05 | SIMOTICS S Synchronous servo motor 1FK7 High Dynamic, 12.0Nm 100K, 3000rpm, 2.5kW Naturally cooled IM B5 (V1, V3) power/signal connectors Connector can be rotated by 270Â° INCREMENTAL ENCODER 2048 P/REV (ENCODER I-2048) WITH DRIVE-CLIQ INTERFACE; PLAIN SHAFT, TOLERANCE N; W/O HOLDING BRAKE DEGREE OF PROTECTION IP65 IP67 D-END FLANGE; RAL7016 COATING; METALLIC RATING PLATE AT MOTOR | - | 0 | 0
1FK7064-7AF71-1DH0 |  | 1FK7064-7AF71-1DH0 | 1 | UN | 1 | 60 | X | D | N | N | 85015220 | 1 |  | 16.802 | KG | 2315.12 | 2315.12 | MC05 | MC05 | SIMOTICS S Synchronous servo motor 1FK7 High Dynamic, 12.0Nm 100K, 3000rpm, 2.5kW Naturally cooled IM B5 (V1, V3) power/signal connectors Connector can be rotated by 270Â° INCREMENTAL ENCODER 2048 P/REV (ENCODER I-2048) WITH DRIVE-CLIQ INTERFACE; PLAIN SHAFT, TOLERANCE N; WITH HOLDING BRAKE DEGREE OF PROTECTION IP64 | - | 0 | 0
1FK7064-7AF71-1DH2 |  | 1FK7064-7AF71-1DH2 | 1 | UN | 1 | 60 | X | D | N | N | 85015220 | 1 |  | 16.802 | KG | 2391.09 | 2391.09 | MC05 | MC05 | SIMOTICS S Synchronous servo motor 1FK7 High Dynamic, 12.0Nm 100K, 3000rpm, 2.5kW Naturally cooled IM B5 (V1, V3) power/signal connectors Connector can be rotated by 270Â° INCREMENTAL ENCODER 2048 P/REV (ENCODER I-2048) WITH DRIVE-CLIQ INTERFACE; PLAIN SHAFT, TOLERANCE N; WITH HOLDING BRAKE DEGREE OF PROTECTION IP65 FLANGE ON DRIVE END IP67 | - | 0 | 0
1FK7064-7AF71-1DH3 |  | 1FK7064-7AF71-1DH3 | 1 | UN | 1 | 60 | X | D | N | N | 85015220 | 1 |  | 16.802 | KG | 2351.93 | 2351.93 | MC05 | MC05 | SIMOTICS S Synchronous servo motor 1FK7 High Dynamic, 12.0Nm 100K, 3000rpm, 2.5kW Naturally cooled IM B5 (V1, V3) power/signal connectors Connector can be rotated by 270Â° INCREMENTAL ENCODER 2048 P/REV (ENCODER I-2048) WITH DRIVE-CLIQ INTERFACE; PLAIN SHAFT, TOLERANCE N; WITH HOLDING BRAKE DEGREE OF PROTECTION IP64; PAINT FINISH RAL7016 | - | 0 | 0
1FK7064-7AF71-1DH5 |  | 1FK7064-7AF71-1DH5 | 1 | UN | 1 | 60 | X | D | N | N | 85015220 | 1 |  | 16.802 | KG | 2427.88 | 2427.88 | MC05 | MC05 | SIMOTICS S Synchronous servo motor 1FK7 High Dynamic, 12.0Nm 100K, 3000rpm, 2.5kW Naturally cooled IM B5 (V1, V3) power/signal connectors Connector can be rotated by 270Â° INCREMENTAL ENCODER 2048 P/REV (ENCODER I-2048) WITH DRIVE-CLIQ INTERFACE; PLAIN SHAFT, TOLERANCE N; WITH HOLDING BRAKE DEGREE OF PROTECTION IP65 AS FLANGE IP67; PAINT FINISH RAL7016 | - | 0 | 0
1FK7064-7AF71-1DH8 |  | 1FK7064-7AF71-1DH8 | 1 | UN | 1 | 60 | X | D | N | N | 85015220 | 1 |  | 16.802 | KG | 2509.09 | 2509.09 | MC05 | MC05 | SIMOTICS S Synchronous servo motor 1FK7 High Dynamic, 12.0Nm 100K, 3000rpm, 2.5kW Naturally cooled IM B5 (V1, V3) power/signal connectors Connector can be rotated by 270Â° INCREMENTAL ENCODER 2048 P/REV (ENCODER I-2048) WITH DRIVE-CLIQ INTERFACE; PLAIN SHAFT, TOLERANCE N; WITH HOLDING BRAKE DEGREE OF PROTECTION IP65 IP67 D-END FLANGE; RAL7016 COATING; METALLIC RATING PLATE AT MOTOR | - | 0 | 0
1FK7064-7AF71-1EA0 |  | 1FK7064-7AF71-1EA0 | 1 | UN | 1 | 60 | X | D | N | N | 85015220 | 1 |  | 15.503 | KG | 2243.32 | 2243.32 | MC05 | MC05 | SIMOTICS S Synchronous servo motor 1FK7 High Dynamic, 12.0Nm 100K, 3000rpm, 2.5kW Naturally cooled IM B5 (V1, V3) power/signal connectors Connector can be rotated by 270Â° ABSOLUTE ENCODER ENDAT 2048 P/REV (ENCODER A-2048); PERFORMANCE REDUCTION BY 10% DUE TO ABSOLUTE ENCODER; SHAFT WITH FITTED KEY, TOLERANCE N; W/O HOLDING BRAKE DEGREE OF PROTECTION IP64 | - | 0 | 0
1FK7064-7AF71-1EA2 |  | 1FK7064-7AF71-1EA2 | 1 | UN | 1 | 60 | X | D | N | N | 85015220 | 1 |  | 15.503 | KG | 2319.29 | 2319.29 | MC05 | MC05 | SIMOTICS S Synchronous servo motor 1FK7 High Dynamic, 12.0Nm 100K, 3000rpm, 2.5kW Naturally cooled IM B5 (V1, V3) power/signal connectors Connector can be rotated by 270Â° ABSOLUTE ENCODER ENDAT 2048 P/REV (ENCODER A-2048); PERFORMANCE REDUCTION BY 10% DUE TO ABSOLUTE ENCODER; SHAFT WITH FITTED KEY, TOLERANCE N; W/O HOLDING BRAKE DEGREE OF PROTECTION IP65 FLANGE ON DRIVE END IP67 | - | 0 | 0
1FK7064-7AF71-1EA3 |  | 1FK7064-7AF71-1EA3 | 1 | UN | 1 | 60 | X | D | N | N | 85015220 | 1 |  | 15.503 | KG | 2280.13 | 2280.13 | MC05 | MC05 | SIMOTICS S Synchronous servo motor 1FK7 High Dynamic, 12.0Nm 100K, 3000rpm, 2.5kW Naturally cooled IM B5 (V1, V3) power/signal connectors Connector can be rotated by 270Â° ABSOLUTE ENCODER ENDAT 2048 P/REV (ENCODER A-2048); PERFORMANCE REDUCTION BY 10% DUE TO ABSOLUTE ENCODER; SHAFT WITH FITTED KEY, TOLERANCE N; W/O HOLDING BRAKE DEGREE OF PROTECTION IP64; PAINT FINISH RAL7016 | - | 0 | 0
1FK7064-7AF71-1EA5 |  | 1FK7064-7AF71-1EA5 | 1 | UN | 1 | 60 | X | D | N | N | 85015220 | 1 |  | 15.503 | KG | 2356.08 | 2356.08 | MC05 | MC05 | SIMOTICS S Synchronous servo motor 1FK7 High Dynamic, 12.0Nm 100K, 3000rpm, 2.5kW Naturally cooled IM B5 (V1, V3) power/signal connectors Connector can be rotated by 270Â° ABSOLUTE ENCODER ENDAT 2048 P/REV (ENCODER A-2048); PERFORMANCE REDUCTION BY 10% DUE TO ABSOLUTE ENCODER; SHAFT WITH FITTED KEY, TOLERANCE N; W/O HOLDING BRAKE DEGREE OF PROTECTION IP65 AS FLANGE IP67; PAINT FINISH RAL7016 | - | 0 | 0
1FK7064-7AF71-1EA8 |  | 1FK7064-7AF71-1EA8 | 1 | UN | 1 | 60 | X | D | N | N | 85015220 | 1 |  | 15.503 | KG | 2437.29 | 2437.29 | MC05 | MC05 | SIMOTICS S Synchronous servo motor 1FK7 High Dynamic, 12.0Nm 100K, 3000rpm, 2.5kW Naturally cooled IM B5 (V1, V3) power/signal connectors Connector can be rotated by 270Â° ABSOLUTE ENCODER ENDAT 2048 P/REV (ENCODER A-2048); PERFORMANCE REDUCTION BY 10% DUE TO ABSOLUTE ENCODER; SHAFT WITH FITTED KEY, TOLERANCE N; W/O HOLDING BRAKE DEGREE OF PROTECTION IP65 IP67 D-END FLANGE; RAL7016 COATING; METALLIC RATING PLATE AT MOTOR | - | 0 | 0
1FK7064-7AF71-1EB0 |  | 1FK7064-7AF71-1EB0 | 1 | UN | 1 | 60 | X | D | N | N | 85015220 | 1 |  | 16.802 | KG | 2489.35 | 2489.35 | MC05 | MC05 | SIMOTICS S Synchronous servo motor 1FK7 High Dynamic, 12.0Nm 100K, 3000rpm, 2.5kW Naturally cooled IM B5 (V1, V3) power/signal connectors Connector can be rotated by 270Â° ABSOLUTE ENCODER ENDAT 2048 P/REV (ENCODER A-2048); PERFORMANCE REDUCTION BY 10% DUE TO ABSOLUTE ENCODER; SHAFT WITH FITTED KEY, TOLERANCE N; WITH HOLDING BRAKE DEGREE OF PROTECTION IP64 | - | 0 | 0
1FK7064-7AF71-1EB2 |  | 1FK7064-7AF71-1EB2 | 1 | UN | 1 | 60 | X | D | N | N | 85015220 | 1 |  | 16.802 | KG | 2565.32 | 2565.32 | MC05 | MC05 | SIMOTICS S Synchronous servo motor 1FK7 High Dynamic, 12.0Nm 100K, 3000rpm, 2.5kW Naturally cooled IM B5 (V1, V3) power/signal connectors Connector can be rotated by 270Â° ABSOLUTE ENCODER ENDAT 2048 P/REV (ENCODER A-2048); PERFORMANCE REDUCTION BY 10% DUE TO ABSOLUTE ENCODER; SHAFT WITH FITTED KEY, TOLERANCE N; WITH HOLDING BRAKE DEGREE OF PROTECTION IP65 FLANGE ON DRIVE END IP67 | - | 0 | 0
1FK7064-7AF71-1EB3 |  | 1FK7064-7AF71-1EB3 | 1 | UN | 1 | 60 | X | D | N | N | 85015220 | 1 |  | 16.802 | KG | 2526.16 | 2526.16 | MC05 | MC05 | SIMOTICS S Synchronous servo motor 1FK7 High Dynamic, 12.0Nm 100K, 3000rpm, 2.5kW Naturally cooled IM B5 (V1, V3) power/signal connectors Connector can be rotated by 270Â° ABSOLUTE ENCODER ENDAT 2048 P/REV (ENCODER A-2048); PERFORMANCE REDUCTION BY 10% DUE TO ABSOLUTE ENCODER; SHAFT WITH FITTED KEY, TOLERANCE N; WITH HOLDING BRAKE DEGREE OF PROTECTION IP64; PAINT FINISH RAL7016 | - | 0 | 0
1FK7064-7AF71-1EB5 |  | 1FK7064-7AF71-1EB5 | 1 | UN | 1 | 60 | X | D | N | N | 85015220 | 1 |  | 16.802 | KG | 2602.11 | 2602.11 | MC05 | MC05 | SIMOTICS S Synchronous servo motor 1FK7 High Dynamic, 12.0Nm 100K, 3000rpm, 2.5kW Naturally cooled IM B5 (V1, V3) power/signal connectors Connector can be rotated by 270Â° ABSOLUTE ENCODER ENDAT 2048 P/REV (ENCODER A-2048); PERFORMANCE REDUCTION BY 10% DUE TO ABSOLUTE ENCODER; SHAFT WITH FITTED KEY, TOLERANCE N; WITH HOLDING BRAKE DEGREE OF PROTECTION IP65 AS FLANGE IP67; PAINT FINISH RAL7016 | - | 0 | 0
1FK7064-7AF71-1EB8 |  | 1FK7064-7AF71-1EB8 | 1 | UN | 1 | 60 | X | D | N | N | 85015220 | 1 |  | 16.802 | KG | 2683.32 | 2683.32 | MC05 | MC05 | SIMOTICS S Synchronous servo motor 1FK7 High Dynamic, 12.0Nm 100K, 3000rpm, 2.5kW Naturally cooled IM B5 (V1, V3) power/signal connectors Connector can be rotated by 270Â° ABSOLUTE ENCODER ENDAT 2048 P/REV (ENCODER A-2048); PERFORMANCE REDUCTION BY 10% DUE TO ABSOLUTE ENCODER; SHAFT WITH FITTED KEY, TOLERANCE N; WITH HOLDING BRAKE DEGREE OF PROTECTION IP65 IP67 D-END FLANGE; RAL7016 COATING; METALLIC RATING PLATE AT MOTOR | - | 0 | 0
1FK7064-7AF71-1EG0 |  | 1FK7064-7AF71-1EG0 | 1 | UN | 1 | 60 | X | D | N | N | 85015220 | 1 |  | 15.503 | KG | 2173.27 | 2173.27 | MC05 | MC05 | SIMOTICS S Synchronous servo motor 1FK7 High Dynamic, 12.0Nm 100K, 3000rpm, 2.5kW Naturally cooled IM B5 (V1, V3) power/signal connectors Connector can be rotated by 270Â° ABSOLUTE ENCODER ENDAT 2048 P/REV (ENCODER A-2048); PERFORMANCE REDUCTION BY 10% DUE TO ABSOLUTE ENCODER; PLAIN SHAFT, TOLERANCE N; W/O HOLDING BRAKE DEGREE OF PROTECTION IP64 | - | 0 | 0
1FK7064-7AF71-1EG2 |  | 1FK7064-7AF71-1EG2 | 1 | UN | 1 | 60 | X | D | N | N | 85015220 | 1 |  | 15.503 | KG | 2249.24 | 2249.24 | MC05 | MC05 | SIMOTICS S Synchronous servo motor 1FK7 High Dynamic, 12.0Nm 100K, 3000rpm, 2.5kW Naturally cooled IM B5 (V1, V3) power/signal connectors Connector can be rotated by 270Â° ABSOLUTE ENCODER ENDAT 2048 P/REV (ENCODER A-2048); PERFORMANCE REDUCTION BY 10% DUE TO ABSOLUTE ENCODER; PLAIN SHAFT, TOLERANCE N; W/O HOLDING BRAKE DEGREE OF PROTECTION IP65 FLANGE ON DRIVE END IP67 | - | 0 | 0
1FK7064-7AF71-1EG3 |  | 1FK7064-7AF71-1EG3 | 1 | UN | 1 | 60 | X | D | N | N | 85015220 | 1 |  | 15.503 | KG | 2210.08 | 2210.08 | MC05 | MC05 | SIMOTICS S Synchronous servo motor 1FK7 High Dynamic, 12.0Nm 100K, 3000rpm, 2.5kW Naturally cooled IM B5 (V1, V3) power/signal connectors Connector can be rotated by 270Â° ABSOLUTE ENCODER ENDAT 2048 P/REV (ENCODER A-2048); PERFORMANCE REDUCTION BY 10% DUE TO ABSOLUTE ENCODER; PLAIN SHAFT, TOLERANCE N; W/O HOLDING BRAKE DEGREE OF PROTECTION IP64; PAINT FINISH RAL7016 | - | 0 | 0
1FK7064-7AF71-1EG5 |  | 1FK7064-7AF71-1EG5 | 1 | UN | 1 | 60 | X | D | N | N | 85015220 | 1 |  | 15.503 | KG | 2286.03 | 2286.03 | MC05 | MC05 | SIMOTICS S Synchronous servo motor 1FK7 High Dynamic, 12.0Nm 100K, 3000rpm, 2.5kW Naturally cooled IM B5 (V1, V3) power/signal connectors Connector can be rotated by 270Â° ABSOLUTE ENCODER ENDAT 2048 P/REV (ENCODER A-2048); PERFORMANCE REDUCTION BY 10% DUE TO ABSOLUTE ENCODER; PLAIN SHAFT, TOLERANCE N; W/O HOLDING BRAKE DEGREE OF PROTECTION IP65 AS FLANGE IP67; PAINT FINISH RAL7016 | - | 0 | 0
1FK7064-7AF71-1EG8 |  | 1FK7064-7AF71-1EG8 | 1 | UN | 1 | 60 | X | D | N | N | 85015220 | 1 |  | 15.503 | KG | 2367.24 | 2367.24 | MC05 | MC05 | SIMOTICS S Synchronous servo motor 1FK7 High Dynamic, 12.0Nm 100K, 3000rpm, 2.5kW Naturally cooled IM B5 (V1, V3) power/signal connectors Connector can be rotated by 270Â° ABSOLUTE ENCODER ENDAT 2048 P/REV (ENCODER A-2048); PERFORMANCE REDUCTION BY 10% DUE TO ABSOLUTE ENCODER; PLAIN SHAFT, TOLERANCE N; W/O HOLDING BRAKE DEGREE OF PROTECTION IP65 IP67 D-END FLANGE; RAL7016 COATING; METALLIC RATING PLATE AT MOTOR | - | 0 | 0
1FK7064-7AF71-1EH0 |  | 1FK7064-7AF71-1EH0 | 1 | UN | 1 | 60 | X | D | N | N | 85015220 | 1 |  | 16.802 | KG | 2421.09 | 2421.09 | MC05 | MC05 | SIMOTICS S Synchronous servo motor 1FK7 High Dynamic, 12.0Nm 100K, 3000rpm, 2.5kW Naturally cooled IM B5 (V1, V3) power/signal connectors Connector can be rotated by 270Â° ABSOLUTE ENCODER ENDAT 2048 P/REV (ENCODER A-2048); PERFORMANCE REDUCTION BY 10% DUE TO ABSOLUTE ENCODER; PLAIN SHAFT, TOLERANCE N; WITH HOLDING BRAKE DEGREE OF PROTECTION IP64 | - | 0 | 0
1FK7064-7AF71-1EH2 |  | 1FK7064-7AF71-1EH2 | 1 | UN | 1 | 60 | X | D | N | N | 85015220 | 1 |  | 16.802 | KG | 2497.06 | 2497.06 | MC05 | MC05 | SIMOTICS S Synchronous servo motor 1FK7 High Dynamic, 12.0Nm 100K, 3000rpm, 2.5kW Naturally cooled IM B5 (V1, V3) power/signal connectors Connector can be rotated by 270Â° ABSOLUTE ENCODER ENDAT 2048 P/REV (ENCODER A-2048); PERFORMANCE REDUCTION BY 10% DUE TO ABSOLUTE ENCODER; PLAIN SHAFT, TOLERANCE N; WITH HOLDING BRAKE DEGREE OF PROTECTION IP65 FLANGE ON DRIVE END IP67 | - | 0 | 0
1FK7064-7AF71-1EH3 |  | 1FK7064-7AF71-1EH3 | 1 | UN | 1 | 60 | X | D | N | N | 85015220 | 1 |  | 16.802 | KG | 2457.9 | 2457.9 | MC05 | MC05 | SIMOTICS S Synchronous servo motor 1FK7 High Dynamic, 12.0Nm 100K, 3000rpm, 2.5kW Naturally cooled IM B5 (V1, V3) power/signal connectors Connector can be rotated by 270Â° ABSOLUTE ENCODER ENDAT 2048 P/REV (ENCODER A-2048); PERFORMANCE REDUCTION BY 10% DUE TO ABSOLUTE ENCODER; PLAIN SHAFT, TOLERANCE N; WITH HOLDING BRAKE DEGREE OF PROTECTION IP64; PAINT FINISH RAL7016 | - | 0 | 0
1FK7064-7AF71-1EH5 |  | 1FK7064-7AF71-1EH5 | 1 | UN | 1 | 60 | X | D | N | N | 85015220 | 1 |  | 16.802 | KG | 2533.85 | 2533.85 | MC05 | MC05 | SIMOTICS S Synchronous servo motor 1FK7 High Dynamic, 12.0Nm 100K, 3000rpm, 2.5kW Naturally cooled IM B5 (V1, V3) power/signal connectors Connector can be rotated by 270Â° ABSOLUTE ENCODER ENDAT 2048 P/REV (ENCODER A-2048); PERFORMANCE REDUCTION BY 10% DUE TO ABSOLUTE ENCODER; PLAIN SHAFT, TOLERANCE N; WITH HOLDING BRAKE DEGREE OF PROTECTION IP65 AS FLANGE IP67; PAINT FINISH RAL7016 | - | 0 | 0
1FK7064-7AF71-1EH8 |  | 1FK7064-7AF71-1EH8 | 1 | UN | 1 | 60 | X | D | N | N | 85015220 | 1 |  | 16.802 | KG | 2615.06 | 2615.06 | MC05 | MC05 | SIMOTICS S Synchronous servo motor 1FK7 High Dynamic, 12.0Nm 100K, 3000rpm, 2.5kW Naturally cooled IM B5 (V1, V3) power/signal connectors Connector can be rotated by 270Â° ABSOLUTE ENCODER ENDAT 2048 P/REV (ENCODER A-2048); PERFORMANCE REDUCTION BY 10% DUE TO ABSOLUTE ENCODER; PLAIN SHAFT, TOLERANCE N; WITH HOLDING BRAKE DEGREE OF PROTECTION IP65 IP67 D-END FLANGE; RAL7016 COATING; METALLIC RATING PLATE AT MOTOR | - | 0 | 0
1FK7064-7AF71-1FA0 |  | 1FK7064-7AF71-1FA0 | 1 | UN | 1 | 60 | X | D | N | N | 85015220 | 1 |  | 15.503 | KG | 2437.27 | 2437.27 | MC05 | MC05 | SIMOTICS S Synchronous servo motor 1FK7 High Dynamic, 12.0Nm 100K, 3000rpm, 2.5kW Naturally cooled IM B5 (V1, V3) power/signal connectors Connector can be rotated by 270Â° ABSOLUTE ENCODER 2048 P/REV (ENCODER A-2048) WITH DRIVE-CLIQ INTERFACE; PERFORMANCE REDUCTION BY 10% DUE TO ABSOLUTE ENCODER; SHAFT WITH FITTED KEY, TOLERANCE N; W/O HOLDING BRAKE DEGREE OF PROTECTION IP64 | - | 0 | 0
1FK7064-7AF71-1FA2 |  | 1FK7064-7AF71-1FA2 | 1 | UN | 1 | 60 | X | D | N | N | 85015220 | 1 |  | 15.503 | KG | 2513.24 | 2513.24 | MC05 | MC05 | SIMOTICS S Synchronous servo motor 1FK7 High Dynamic, 12.0Nm 100K, 3000rpm, 2.5kW Naturally cooled IM B5 (V1, V3) power/signal connectors Connector can be rotated by 270Â° ABSOLUTE ENCODER 2048 P/REV (ENCODER A-2048) WITH DRIVE-CLIQ INTERFACE; PERFORMANCE REDUCTION BY 10% DUE TO ABSOLUTE ENCODER; SHAFT WITH FITTED KEY, TOLERANCE N; W/O HOLDING BRAKE DEGREE OF PROTECTION IP65 FLANGE ON DRIVE END IP67 | - | 0 | 0
1FK7064-7AF71-1FA3 |  | 1FK7064-7AF71-1FA3 | 1 | UN | 1 | 60 | X | D | N | N | 85015220 | 1 |  | 15.503 | KG | 2474.08 | 2474.08 | MC05 | MC05 | SIMOTICS S Synchronous servo motor 1FK7 High Dynamic, 12.0Nm 100K, 3000rpm, 2.5kW Naturally cooled IM B5 (V1, V3) power/signal connectors Connector can be rotated by 270Â° ABSOLUTE ENCODER 2048 P/REV (ENCODER A-2048) WITH DRIVE-CLIQ INTERFACE; PERFORMANCE REDUCTION BY 10% DUE TO ABSOLUTE ENCODER; SHAFT WITH FITTED KEY, TOLERANCE N; W/O HOLDING BRAKE DEGREE OF PROTECTION IP64; PAINT FINISH RAL7016 | - | 0 | 0
1FK7064-7AF71-1FA5 |  | 1FK7064-7AF71-1FA5 | 1 | UN | 1 | 60 | X | D | N | N | 85015220 | 1 |  | 15.503 | KG | 2550.03 | 2550.03 | MC05 | MC05 | SIMOTICS S Synchronous servo motor 1FK7 High Dynamic, 12.0Nm 100K, 3000rpm, 2.5kW Naturally cooled IM B5 (V1, V3) power/signal connectors Connector can be rotated by 270Â° ABSOLUTE ENCODER 2048 P/REV (ENCODER A-2048) WITH DRIVE-CLIQ INTERFACE; PERFORMANCE REDUCTION BY 10% DUE TO ABSOLUTE ENCODER; SHAFT WITH FITTED KEY, TOLERANCE N; W/O HOLDING BRAKE DEGREE OF PROTECTION IP65 AS FLANGE IP67; PAINT FINISH RAL7016 | - | 0 | 0
1FK7064-7AF71-1FA8 |  | 1FK7064-7AF71-1FA8 | 1 | UN | 1 | 60 | X | D | N | N | 85015220 | 1 |  | 15.503 | KG | 2631.24 | 2631.24 | MC05 | MC05 | SIMOTICS S Synchronous servo motor 1FK7 High Dynamic, 12.0Nm 100K, 3000rpm, 2.5kW Naturally cooled IM B5 (V1, V3) power/signal connectors Connector can be rotated by 270Â° ABSOLUTE ENCODER 2048 P/REV (ENCODER A-2048) WITH DRIVE-CLIQ INTERFACE; PERFORMANCE REDUCTION BY 10% DUE TO ABSOLUTE ENCODER; SHAFT WITH FITTED KEY, TOLERANCE N; W/O HOLDING BRAKE DEGREE OF PROTECTION IP65 IP67 D-END FLANGE; RAL7016 COATING; METALLIC RATING PLATE AT MOTOR | - | 0 | 0
1FK7064-7AF71-1FB0 |  | 1FK7064-7AF71-1FB0 | 1 | UN | 1 | 60 | X | D | N | N | 85015220 | 1 |  | 16.802 | KG | 2683.3 | 2683.3 | MC05 | MC05 | SIMOTICS S Synchronous servo motor 1FK7 High Dynamic, 12.0Nm 100K, 3000rpm, 2.5kW Naturally cooled IM B5 (V1, V3) power/signal connectors Connector can be rotated by 270Â° ABSOLUTE ENCODER 2048 P/REV (ENCODER A-2048) WITH DRIVE-CLIQ INTERFACE; PERFORMANCE REDUCTION BY 10% DUE TO ABSOLUTE ENCODER; SHAFT WITH FITTED KEY, TOLERANCE N; WITH HOLDING BRAKE DEGREE OF PROTECTION IP64 | - | 0 | 0
1FK7064-7AF71-1FB2 |  | 1FK7064-7AF71-1FB2 | 1 | UN | 1 | 60 | X | D | N | N | 85015220 | 1 |  | 16.802 | KG | 2759.27 | 2759.27 | MC05 | MC05 | SIMOTICS S Synchronous servo motor 1FK7 High Dynamic, 12.0Nm 100K, 3000rpm, 2.5kW Naturally cooled IM B5 (V1, V3) power/signal connectors Connector can be rotated by 270Â° ABSOLUTE ENCODER 2048 P/REV (ENCODER A-2048) WITH DRIVE-CLIQ INTERFACE; PERFORMANCE REDUCTION BY 10% DUE TO ABSOLUTE ENCODER; SHAFT WITH FITTED KEY, TOLERANCE N; WITH HOLDING BRAKE DEGREE OF PROTECTION IP65 FLANGE ON DRIVE END IP67 | - | 0 | 0
1FK7064-7AF71-1FB3 |  | 1FK7064-7AF71-1FB3 | 1 | UN | 1 | 60 | X | D | N | N | 85015220 | 1 |  | 16.802 | KG | 2720.11 | 2720.11 | MC05 | MC05 | SIMOTICS S Synchronous servo motor 1FK7 High Dynamic, 12.0Nm 100K, 3000rpm, 2.5kW Naturally cooled IM B5 (V1, V3) power/signal connectors Connector can be rotated by 270Â° ABSOLUTE ENCODER 2048 P/REV (ENCODER A-2048) WITH DRIVE-CLIQ INTERFACE; PERFORMANCE REDUCTION BY 10% DUE TO ABSOLUTE ENCODER; SHAFT WITH FITTED KEY, TOLERANCE N; WITH HOLDING BRAKE DEGREE OF PROTECTION IP64; PAINT FINISH RAL7016 | - | 0 | 0
1FK7064-7AF71-1FB5 |  | 1FK7064-7AF71-1FB5 | 1 | UN | 1 | 60 | X | D | N | N | 85015220 | 1 |  | 16.802 | KG | 2796.06 | 2796.06 | MC05 | MC05 | SIMOTICS S Synchronous servo motor 1FK7 High Dynamic, 12.0Nm 100K, 3000rpm, 2.5kW Naturally cooled IM B5 (V1, V3) power/signal connectors Connector can be rotated by 270Â° ABSOLUTE ENCODER 2048 P/REV (ENCODER A-2048) WITH DRIVE-CLIQ INTERFACE; PERFORMANCE REDUCTION BY 10% DUE TO ABSOLUTE ENCODER; SHAFT WITH FITTED KEY, TOLERANCE N; WITH HOLDING BRAKE DEGREE OF PROTECTION IP65 AS FLANGE IP67; PAINT FINISH RAL7016 | - | 0 | 0
1FK7064-7AF71-1FB8 |  | 1FK7064-7AF71-1FB8 | 1 | UN | 1 | 60 | X | D | N | N | 85015220 | 1 |  | 16.802 | KG | 2877.27 | 2877.27 | MC05 | MC05 | SIMOTICS S Synchronous servo motor 1FK7 High Dynamic, 12.0Nm 100K, 3000rpm, 2.5kW Naturally cooled IM B5 (V1, V3) power/signal connectors Connector can be rotated by 270Â° ABSOLUTE ENCODER 2048 P/REV (ENCODER A-2048) WITH DRIVE-CLIQ INTERFACE; PERFORMANCE REDUCTION BY 10% DUE TO ABSOLUTE ENCODER; SHAFT WITH FITTED KEY, TOLERANCE N; WITH HOLDING BRAKE DEGREE OF PROTECTION IP65 IP67 D-END FLANGE; RAL7016 COATING; METALLIC RATING PLATE AT MOTOR | - | 0 | 0
1FK7064-7AF71-1FG0 |  | 1FK7064-7AF71-1FG0 | 1 | UN | 1 | 60 | X | D | N | N | 85015220 | 1 |  | 15.503 | KG | 2367.22 | 2367.22 | MC05 | MC05 | SIMOTICS S Synchronous servo motor 1FK7 High Dynamic, 12.0Nm 100K, 3000rpm, 2.5kW Naturally cooled IM B5 (V1, V3) power/signal connectors Connector can be rotated by 270Â° ABSOLUTE ENCODER 2048 P/REV (ENCODER A-2048) WITH DRIVE-CLIQ INTERFACE; PERFORMANCE REDUCTION BY 10% DUE TO ABSOLUTE ENCODER; PLAIN SHAFT, TOLERANCE N; W/O HOLDING BRAKE DEGREE OF PROTECTION IP64 | - | 0 | 0
1FK7064-7AF71-1FG2 |  | 1FK7064-7AF71-1FG2 | 1 | UN | 1 | 60 | X | D | N | N | 85015220 | 1 |  | 15.503 | KG | 2443.19 | 2443.19 | MC05 | MC05 | SIMOTICS S Synchronous servo motor 1FK7 High Dynamic, 12.0Nm 100K, 3000rpm, 2.5kW Naturally cooled IM B5 (V1, V3) power/signal connectors Connector can be rotated by 270Â° ABSOLUTE ENCODER 2048 P/REV (ENCODER A-2048) WITH DRIVE-CLIQ INTERFACE; PERFORMANCE REDUCTION BY 10% DUE TO ABSOLUTE ENCODER; PLAIN SHAFT, TOLERANCE N; W/O HOLDING BRAKE DEGREE OF PROTECTION IP65 FLANGE ON DRIVE END IP67 | - | 0 | 0
1FK7064-7AF71-1FG3 |  | 1FK7064-7AF71-1FG3 | 1 | UN | 1 | 60 | X | D | N | N | 85015220 | 1 |  | 15.503 | KG | 2404.03 | 2404.03 | MC05 | MC05 | SIMOTICS S Synchronous servo motor 1FK7 High Dynamic, 12.0Nm 100K, 3000rpm, 2.5kW Naturally cooled IM B5 (V1, V3) power/signal connectors Connector can be rotated by 270Â° ABSOLUTE ENCODER 2048 P/REV (ENCODER A-2048) WITH DRIVE-CLIQ INTERFACE; PERFORMANCE REDUCTION BY 10% DUE TO ABSOLUTE ENCODER; PLAIN SHAFT, TOLERANCE N; W/O HOLDING BRAKE DEGREE OF PROTECTION IP64; PAINT FINISH RAL7016 | - | 0 | 0
1FK7064-7AF71-1FG5 |  | 1FK7064-7AF71-1FG5 | 1 | UN | 1 | 60 | X | D | N | N | 85015220 | 1 |  | 15.503 | KG | 2479.98 | 2479.98 | MC05 | MC05 | SIMOTICS S Synchronous servo motor 1FK7 High Dynamic, 12.0Nm 100K, 3000rpm, 2.5kW Naturally cooled IM B5 (V1, V3) power/signal connectors Connector can be rotated by 270Â° ABSOLUTE ENCODER 2048 P/REV (ENCODER A-2048) WITH DRIVE-CLIQ INTERFACE; PERFORMANCE REDUCTION BY 10% DUE TO ABSOLUTE ENCODER; PLAIN SHAFT, TOLERANCE N; W/O HOLDING BRAKE DEGREE OF PROTECTION IP65 AS FLANGE IP67; PAINT FINISH RAL7016 | - | 0 | 0
1FK7064-7AF71-1FG8 |  | 1FK7064-7AF71-1FG8 | 1 | UN | 1 | 60 | X | D | N | N | 85015220 | 1 |  | 15.503 | KG | 2561.19 | 2561.19 | MC05 | MC05 | SIMOTICS S Synchronous servo motor 1FK7 High Dynamic, 12.0Nm 100K, 3000rpm, 2.5kW Naturally cooled IM B5 (V1, V3) power/signal connectors Connector can be rotated by 270Â° ABSOLUTE ENCODER 2048 P/REV (ENCODER A-2048) WITH DRIVE-CLIQ INTERFACE; PERFORMANCE REDUCTION BY 10% DUE TO ABSOLUTE ENCODER; PLAIN SHAFT, TOLERANCE N; W/O HOLDING BRAKE DEGREE OF PROTECTION IP65 IP67 D-END FLANGE; RAL7016 COATING; METALLIC RATING PLATE AT MOTOR | - | 0 | 0
1FK7064-7AF71-1FH0 |  | 1FK7064-7AF71-1FH0 | 1 | UN | 1 | 60 | X | D | N | N | 85015220 | 1 |  | 16.802 | KG | 2615.04 | 2615.04 | MC05 | MC05 | SIMOTICS S Synchronous servo motor 1FK7 High Dynamic, 12.0Nm 100K, 3000rpm, 2.5kW Naturally cooled IM B5 (V1, V3) power/signal connectors Connector can be rotated by 270Â° ABSOLUTE ENCODER 2048 P/REV (ENCODER A-2048) WITH DRIVE-CLIQ INTERFACE; PERFORMANCE REDUCTION BY 10% DUE TO ABSOLUTE ENCODER; PLAIN SHAFT, TOLERANCE N; WITH HOLDING BRAKE DEGREE OF PROTECTION IP64 | - | 0 | 0
1FK7064-7AF71-1FH2 |  | 1FK7064-7AF71-1FH2 | 1 | UN | 1 | 60 | X | D | N | N | 85015220 | 1 |  | 16.802 | KG | 2691.01 | 2691.01 | MC05 | MC05 | SIMOTICS S Synchronous servo motor 1FK7 High Dynamic, 12.0Nm 100K, 3000rpm, 2.5kW Naturally cooled IM B5 (V1, V3) power/signal connectors Connector can be rotated by 270Â° ABSOLUTE ENCODER 2048 P/REV (ENCODER A-2048) WITH DRIVE-CLIQ INTERFACE; PERFORMANCE REDUCTION BY 10% DUE TO ABSOLUTE ENCODER; PLAIN SHAFT, TOLERANCE N; WITH HOLDING BRAKE DEGREE OF PROTECTION IP65 FLANGE ON DRIVE END IP67 | - | 0 | 0
1FK7064-7AF71-1FH3 |  | 1FK7064-7AF71-1FH3 | 1 | UN | 1 | 60 | X | D | N | N | 85015220 | 1 |  | 16.802 | KG | 2651.85 | 2651.85 | MC05 | MC05 | SIMOTICS S Synchronous servo motor 1FK7 High Dynamic, 12.0Nm 100K, 3000rpm, 2.5kW Naturally cooled IM B5 (V1, V3) power/signal connectors Connector can be rotated by 270Â° ABSOLUTE ENCODER 2048 P/REV (ENCODER A-2048) WITH DRIVE-CLIQ INTERFACE; PERFORMANCE REDUCTION BY 10% DUE TO ABSOLUTE ENCODER; PLAIN SHAFT, TOLERANCE N; WITH HOLDING BRAKE DEGREE OF PROTECTION IP64; PAINT FINISH RAL7016 | - | 0 | 0
1FK7064-7AF71-1FH5 |  | 1FK7064-7AF71-1FH5 | 1 | UN | 1 | 60 | X | D | N | N | 85015220 | 1 |  | 16.802 | KG | 2727.8 | 2727.8 | MC05 | MC05 | SIMOTICS S Synchronous servo motor 1FK7 High Dynamic, 12.0Nm 100K, 3000rpm, 2.5kW Naturally cooled IM B5 (V1, V3) power/signal connectors Connector can be rotated by 270Â° ABSOLUTE ENCODER 2048 P/REV (ENCODER A-2048) WITH DRIVE-CLIQ INTERFACE; PERFORMANCE REDUCTION BY 10% DUE TO ABSOLUTE ENCODER; PLAIN SHAFT, TOLERANCE N; WITH HOLDING BRAKE DEGREE OF PROTECTION IP65 AS FLANGE IP67; PAINT FINISH RAL7016 | - | 0 | 0
1FK7064-7AF71-1FH8 |  | 1FK7064-7AF71-1FH8 | 1 | UN | 1 | 60 | X | D | N | N | 85015220 | 1 |  | 16.802 | KG | 2809.01 | 2809.01 | MC05 | MC05 | SIMOTICS S Synchronous servo motor 1FK7 High Dynamic, 12.0Nm 100K, 3000rpm, 2.5kW Naturally cooled IM B5 (V1, V3) power/signal connectors Connector can be rotated by 270Â° ABSOLUTE ENCODER 2048 P/REV (ENCODER A-2048) WITH DRIVE-CLIQ INTERFACE; PERFORMANCE REDUCTION BY 10% DUE TO ABSOLUTE ENCODER; PLAIN SHAFT, TOLERANCE N; WITH HOLDING BRAKE DEGREE OF PROTECTION IP65 IP67 D-END FLANGE; RAL7016 COATING; METALLIC RATING PLATE AT MOTOR | - | 0 | 0
1FK7064-7AF71-1GA0 |  | 1FK7064-7AF71-1GA0 | 1 | UN | 1 | 60 | X | D | N | N | 85015220 | 1 |  | 15.503 | KG | 1823.05 | 1823.05 | MC05 | MC05 | SIMOTICS S Synchronous servo motor 1FK7 High Dynamic, 12.0Nm 100K, 3000rpm, 2.5kW Naturally cooled IM B5 (V1, V3) power/signal connectors Connector can be rotated by 270Â° BASIC ABSOLUTE ENCODER 32 P/REV (ENCODER A-32); PERFORMANCE REDUCTION BY 10% DUE TO ABSOLUTE ENCODER; SHAFT WITH FITTED KEY, TOLERANCE N; W/O HOLDING BRAKE DEGREE OF PROTECTION IP64 | - | 0 | 0
1FK7064-7AF71-1GA2 |  | 1FK7064-7AF71-1GA2 | 1 | UN | 1 | 60 | X | D | N | N | 85015220 | 1 |  | 15.503 | KG | 1899.02 | 1899.02 | MC05 | MC05 | SIMOTICS S Synchronous servo motor 1FK7 High Dynamic, 12.0Nm 100K, 3000rpm, 2.5kW Naturally cooled IM B5 (V1, V3) power/signal connectors Connector can be rotated by 270Â° BASIC ABSOLUTE ENCODER 32 P/REV (ENCODER A-32); PERFORMANCE REDUCTION BY 10% DUE TO ABSOLUTE ENCODER; SHAFT WITH FITTED KEY, TOLERANCE N; W/O HOLDING BRAKE DEGREE OF PROTECTION IP65 FLANGE ON DRIVE END IP67 | - | 0 | 0
1FK7064-7AF71-1GA3 |  | 1FK7064-7AF71-1GA3 | 1 | UN | 1 | 60 | X | D | N | N | 85015220 | 1 |  | 15.503 | KG | 1859.86 | 1859.86 | MC05 | MC05 | SIMOTICS S Synchronous servo motor 1FK7 High Dynamic, 12.0Nm 100K, 3000rpm, 2.5kW Naturally cooled IM B5 (V1, V3) power/signal connectors Connector can be rotated by 270Â° BASIC ABSOLUTE ENCODER 32 P/REV (ENCODER A-32); PERFORMANCE REDUCTION BY 10% DUE TO ABSOLUTE ENCODER; SHAFT WITH FITTED KEY, TOLERANCE N; W/O HOLDING BRAKE DEGREE OF PROTECTION IP64; PAINT FINISH RAL7016 | - | 0 | 0
1FK7064-7AF71-1GA5 |  | 1FK7064-7AF71-1GA5 | 1 | UN | 1 | 60 | X | D | N | N | 85015220 | 1 |  | 15.503 | KG | 1935.81 | 1935.81 | MC05 | MC05 | SIMOTICS S Synchronous servo motor 1FK7 High Dynamic, 12.0Nm 100K, 3000rpm, 2.5kW Naturally cooled IM B5 (V1, V3) power/signal connectors Connector can be rotated by 270Â° BASIC ABSOLUTE ENCODER 32 P/REV (ENCODER A-32); PERFORMANCE REDUCTION BY 10% DUE TO ABSOLUTE ENCODER; SHAFT WITH FITTED KEY, TOLERANCE N; W/O HOLDING BRAKE DEGREE OF PROTECTION IP65 AS FLANGE IP67; PAINT FINISH RAL7016 | - | 0 | 0
1FK7064-7AF71-1GA8 |  | 1FK7064-7AF71-1GA8 | 1 | UN | 1 | 60 | X | D | N | N | 85015220 | 1 |  | 15.503 | KG | 2017.02 | 2017.02 | MC05 | MC05 | SIMOTICS S Synchronous servo motor 1FK7 High Dynamic, 12.0Nm 100K, 3000rpm, 2.5kW Naturally cooled IM B5 (V1, V3) power/signal connectors Connector can be rotated by 270Â° BASIC ABSOLUTE ENCODER 32 P/REV (ENCODER A-32); PERFORMANCE REDUCTION BY 10% DUE TO ABSOLUTE ENCODER; SHAFT WITH FITTED KEY, TOLERANCE N; W/O HOLDING BRAKE DEGREE OF PROTECTION IP65 IP67 D-END FLANGE; RAL7016 COATING; METALLIC RATING PLATE AT MOTOR | - | 0 | 0
1FK7064-7AF71-1GB0 |  | 1FK7064-7AF71-1GB0 | 1 | UN | 1 | 60 | X | D | N | N | 85015220 | 1 |  | 16.802 | KG | 2069.08 | 2069.08 | MC05 | MC05 | SIMOTICS S Synchronous servo motor 1FK7 High Dynamic, 12.0Nm 100K, 3000rpm, 2.5kW Naturally cooled IM B5 (V1, V3) power/signal connectors Connector can be rotated by 270Â° BASIC ABSOLUTE ENCODER 32 P/REV (ENCODER A-32); PERFORMANCE REDUCTION BY 10% DUE TO ABSOLUTE ENCODER; SHAFT WITH FITTED KEY, TOLERANCE N; WITH HOLDING BRAKE DEGREE OF PROTECTION IP64 | - | 0 | 0
1FK7064-7AF71-1GB2 |  | 1FK7064-7AF71-1GB2 | 1 | UN | 1 | 60 | X | D | N | N | 85015220 | 1 |  | 16.802 | KG | 2145.05 | 2145.05 | MC05 | MC05 | SIMOTICS S Synchronous servo motor 1FK7 High Dynamic, 12.0Nm 100K, 3000rpm, 2.5kW Naturally cooled IM B5 (V1, V3) power/signal connectors Connector can be rotated by 270Â° BASIC ABSOLUTE ENCODER 32 P/REV (ENCODER A-32); PERFORMANCE REDUCTION BY 10% DUE TO ABSOLUTE ENCODER; SHAFT WITH FITTED KEY, TOLERANCE N; WITH HOLDING BRAKE DEGREE OF PROTECTION IP65 FLANGE ON DRIVE END IP67 | - | 0 | 0
1FK7064-7AF71-1GB3 |  | 1FK7064-7AF71-1GB3 | 1 | UN | 1 | 60 | X | D | N | N | 85015220 | 1 |  | 16.802 | KG | 2105.89 | 2105.89 | MC05 | MC05 | SIMOTICS S Synchronous servo motor 1FK7 High Dynamic, 12.0Nm 100K, 3000rpm, 2.5kW Naturally cooled IM B5 (V1, V3) power/signal connectors Connector can be rotated by 270Â° BASIC ABSOLUTE ENCODER 32 P/REV (ENCODER A-32); PERFORMANCE REDUCTION BY 10% DUE TO ABSOLUTE ENCODER; SHAFT WITH FITTED KEY, TOLERANCE N; WITH HOLDING BRAKE DEGREE OF PROTECTION IP64; PAINT FINISH RAL7016 | - | 0 | 0
1FK7064-7AF71-1GB5 |  | 1FK7064-7AF71-1GB5 | 1 | UN | 1 | 60 | X | D | N | N | 85015220 | 1 |  | 16.802 | KG | 2181.84 | 2181.84 | MC05 | MC05 | SIMOTICS S Synchronous servo motor 1FK7 High Dynamic, 12.0Nm 100K, 3000rpm, 2.5kW Naturally cooled IM B5 (V1, V3) power/signal connectors Connector can be rotated by 270Â° BASIC ABSOLUTE ENCODER 32 P/REV (ENCODER A-32); PERFORMANCE REDUCTION BY 10% DUE TO ABSOLUTE ENCODER; SHAFT WITH FITTED KEY, TOLERANCE N; WITH HOLDING BRAKE DEGREE OF PROTECTION IP65 AS FLANGE IP67; PAINT FINISH RAL7016 | - | 0 | 0
1FK7064-7AF71-1GB8 |  | 1FK7064-7AF71-1GB8 | 1 | UN | 1 | 60 | X | D | N | N | 85015220 | 1 |  | 16.802 | KG | 2263.05 | 2263.05 | MC05 | MC05 | SIMOTICS S Synchronous servo motor 1FK7 High Dynamic, 12.0Nm 100K, 3000rpm, 2.5kW Naturally cooled IM B5 (V1, V3) power/signal connectors Connector can be rotated by 270Â° BASIC ABSOLUTE ENCODER 32 P/REV (ENCODER A-32); PERFORMANCE REDUCTION BY 10% DUE TO ABSOLUTE ENCODER; SHAFT WITH FITTED KEY, TOLERANCE N; WITH HOLDING BRAKE DEGREE OF PROTECTION IP65 IP67 D-END FLANGE; RAL7016 COATING; METALLIC RATING PLATE AT MOTOR | - | 0 | 0
1FK7064-7AF71-1GG0 |  | 1FK7064-7AF71-1GG0 | 1 | UN | 1 | 60 | X | D | N | N | 85015220 | 1 |  | 15.503 | KG | 1753 | 1753 | MC05 | MC05 | SIMOTICS S Synchronous servo motor 1FK7 High Dynamic, 12.0Nm 100K, 3000rpm, 2.5kW Naturally cooled IM B5 (V1, V3) power/signal connectors Connector can be rotated by 270Â° BASIC ABSOLUTE ENCODER 32 P/REV (ENCODER A-32); PERFORMANCE REDUCTION BY 10% DUE TO ABSOLUTE ENCODER; PLAIN SHAFT, TOLERANCE N; W/O HOLDING BRAKE DEGREE OF PROTECTION IP64 | - | 0 | 0
1FK7064-7AF71-1GG2 |  | 1FK7064-7AF71-1GG2 | 1 | UN | 1 | 60 | X | D | N | N | 85015220 | 1 |  | 15.503 | KG | 1828.97 | 1828.97 | MC05 | MC05 | SIMOTICS S Synchronous servo motor 1FK7 High Dynamic, 12.0Nm 100K, 3000rpm, 2.5kW Naturally cooled IM B5 (V1, V3) power/signal connectors Connector can be rotated by 270Â° BASIC ABSOLUTE ENCODER 32 P/REV (ENCODER A-32); PERFORMANCE REDUCTION BY 10% DUE TO ABSOLUTE ENCODER; PLAIN SHAFT, TOLERANCE N; W/O HOLDING BRAKE DEGREE OF PROTECTION IP65 FLANGE ON DRIVE END IP67 | - | 0 | 0
1FK7064-7AF71-1GG3 |  | 1FK7064-7AF71-1GG3 | 1 | UN | 1 | 60 | X | D | N | N | 85015220 | 1 |  | 15.503 | KG | 1789.81 | 1789.81 | MC05 | MC05 | SIMOTICS S Synchronous servo motor 1FK7 High Dynamic, 12.0Nm 100K, 3000rpm, 2.5kW Naturally cooled IM B5 (V1, V3) power/signal connectors Connector can be rotated by 270Â° BASIC ABSOLUTE ENCODER 32 P/REV (ENCODER A-32); PERFORMANCE REDUCTION BY 10% DUE TO ABSOLUTE ENCODER; PLAIN SHAFT, TOLERANCE N; W/O HOLDING BRAKE DEGREE OF PROTECTION IP64; PAINT FINISH RAL7016 | - | 0 | 0
1FK7064-7AF71-1GG5 |  | 1FK7064-7AF71-1GG5 | 1 | UN | 1 | 60 | X | D | N | N | 85015220 | 1 |  | 15.503 | KG | 1865.76 | 1865.76 | MC05 | MC05 | SIMOTICS S Synchronous servo motor 1FK7 High Dynamic, 12.0Nm 100K, 3000rpm, 2.5kW Naturally cooled IM B5 (V1, V3) power/signal connectors Connector can be rotated by 270Â° BASIC ABSOLUTE ENCODER 32 P/REV (ENCODER A-32); PERFORMANCE REDUCTION BY 10% DUE TO ABSOLUTE ENCODER; PLAIN SHAFT, TOLERANCE N; W/O HOLDING BRAKE DEGREE OF PROTECTION IP65 AS FLANGE IP67; PAINT FINISH RAL7016 | - | 0 | 0
1FK7064-7AF71-1GG8 |  | 1FK7064-7AF71-1GG8 | 1 | UN | 1 | 60 | X | D | N | N | 85015220 | 1 |  | 15.503 | KG | 1946.97 | 1946.97 | MC05 | MC05 | SIMOTICS S Synchronous servo motor 1FK7 High Dynamic, 12.0Nm 100K, 3000rpm, 2.5kW Naturally cooled IM B5 (V1, V3) power/signal connectors Connector can be rotated by 270Â° BASIC ABSOLUTE ENCODER 32 P/REV (ENCODER A-32); PERFORMANCE REDUCTION BY 10% DUE TO ABSOLUTE ENCODER; PLAIN SHAFT, TOLERANCE N; W/O HOLDING BRAKE DEGREE OF PROTECTION IP65 IP67 D-END FLANGE; RAL7016 COATING; METALLIC RATING PLATE AT MOTOR | - | 0 | 0
1FK7064-7AF71-1GH0 |  | 1FK7064-7AF71-1GH0 | 1 | UN | 1 | 60 | X | D | N | N | 85015220 | 1 |  | 16.802 | KG | 2000.82 | 2000.82 | MC05 | MC05 | SIMOTICS S Synchronous servo motor 1FK7 High Dynamic, 12.0Nm 100K, 3000rpm, 2.5kW Naturally cooled IM B5 (V1, V3) power/signal connectors Connector can be rotated by 270Â° BASIC ABSOLUTE ENCODER 32 P/REV (ENCODER A-32); PERFORMANCE REDUCTION BY 10% DUE TO ABSOLUTE ENCODER; PLAIN SHAFT, TOLERANCE N; WITH HOLDING BRAKE DEGREE OF PROTECTION IP64 | - | 0 | 0
1FK7064-7AF71-1GH2 |  | 1FK7064-7AF71-1GH2 | 1 | UN | 1 | 60 | X | D | N | N | 85015220 | 1 |  | 16.802 | KG | 2076.79 | 2076.79 | MC05 | MC05 | SIMOTICS S Synchronous servo motor 1FK7 High Dynamic, 12.0Nm 100K, 3000rpm, 2.5kW Naturally cooled IM B5 (V1, V3) power/signal connectors Connector can be rotated by 270Â° BASIC ABSOLUTE ENCODER 32 P/REV (ENCODER A-32); PERFORMANCE REDUCTION BY 10% DUE TO ABSOLUTE ENCODER; PLAIN SHAFT, TOLERANCE N; WITH HOLDING BRAKE DEGREE OF PROTECTION IP65 FLANGE ON DRIVE END IP67 | - | 0 | 0
1FK7064-7AF71-1GH3 |  | 1FK7064-7AF71-1GH3 | 1 | UN | 1 | 60 | X | D | N | N | 85015220 | 1 |  | 16.802 | KG | 2037.63 | 2037.63 | MC05 | MC05 | SIMOTICS S Synchronous servo motor 1FK7 High Dynamic, 12.0Nm 100K, 3000rpm, 2.5kW Naturally cooled IM B5 (V1, V3) power/signal connectors Connector can be rotated by 270Â° BASIC ABSOLUTE ENCODER 32 P/REV (ENCODER A-32); PERFORMANCE REDUCTION BY 10% DUE TO ABSOLUTE ENCODER; PLAIN SHAFT, TOLERANCE N; WITH HOLDING BRAKE DEGREE OF PROTECTION IP64; PAINT FINISH RAL7016 | - | 0 | 0
1FK7064-7AF71-1GH5 |  | 1FK7064-7AF71-1GH5 | 1 | UN | 1 | 60 | X | D | N | N | 85015220 | 1 |  | 16.802 | KG | 2113.58 | 2113.58 | MC05 | MC05 | SIMOTICS S Synchronous servo motor 1FK7 High Dynamic, 12.0Nm 100K, 3000rpm, 2.5kW Naturally cooled IM B5 (V1, V3) power/signal connectors Connector can be rotated by 270Â° BASIC ABSOLUTE ENCODER 32 P/REV (ENCODER A-32); PERFORMANCE REDUCTION BY 10% DUE TO ABSOLUTE ENCODER; PLAIN SHAFT, TOLERANCE N; WITH HOLDING BRAKE DEGREE OF PROTECTION IP65 AS FLANGE IP67; PAINT FINISH RAL7016 | - | 0 | 0
1FK7064-7AF71-1GH8 |  | 1FK7064-7AF71-1GH8 | 1 | UN | 1 | 60 | X | D | N | N | 85015220 | 1 |  | 16.802 | KG | 2194.79 | 2194.79 | MC05 | MC05 | SIMOTICS S Synchronous servo motor 1FK7 High Dynamic, 12.0Nm 100K, 3000rpm, 2.5kW Naturally cooled IM B5 (V1, V3) power/signal connectors Connector can be rotated by 270Â° BASIC ABSOLUTE ENCODER 32 P/REV (ENCODER A-32); PERFORMANCE REDUCTION BY 10% DUE TO ABSOLUTE ENCODER; PLAIN SHAFT, TOLERANCE N; WITH HOLDING BRAKE DEGREE OF PROTECTION IP65 IP67 D-END FLANGE; RAL7016 COATING; METALLIC RATING PLATE AT MOTOR | - | 0 | 0
1FK7064-7AF71-1KA0 |  | 1FK7064-7AF71-1KA0 | 1 | UN | 1 | 60 | X | D | N | N | 85015220 | 1 |  | 15.503 | KG | 2017.02 | 2017.02 | MC05 | MC05 | SIMOTICS S Synchronous servo motor 1FK7 High Dynamic, 12.0Nm 100K, 3000rpm, 2.5kW Naturally cooled IM B5 (V1, V3) power/signal connectors Connector can be rotated by 270Â° BASIC ABSOLUTE ENCODER 32 P/REV (ENCODER A-32) WITH DRIVE-CLIQ INTERFACE; PERFORMANCE REDUCTION BY 10% DUE TO ABSOLUTE ENCODER; SHAFT WITH FITTED KEY, TOLERANCE N; W/O HOLDING BRAKE DEGREE OF PROTECTION IP64 | - | 0 | 0
1FK7064-7AF71-1KA2 |  | 1FK7064-7AF71-1KA2 | 1 | UN | 1 | 60 | X | D | N | N | 85015220 | 1 |  | 15.503 | KG | 2092.99 | 2092.99 | MC05 | MC05 | SIMOTICS S Synchronous servo motor 1FK7 High Dynamic, 12.0Nm 100K, 3000rpm, 2.5kW Naturally cooled IM B5 (V1, V3) power/signal connectors Connector can be rotated by 270Â° BASIC ABSOLUTE ENCODER 32 P/REV (ENCODER A-32) WITH DRIVE-CLIQ INTERFACE; PERFORMANCE REDUCTION BY 10% DUE TO ABSOLUTE ENCODER; SHAFT WITH FITTED KEY, TOLERANCE N; W/O HOLDING BRAKE DEGREE OF PROTECTION IP65 FLANGE ON DRIVE END IP67 | - | 0 | 0
1FK7064-7AF71-1KA3 |  | 1FK7064-7AF71-1KA3 | 1 | UN | 1 | 60 | X | D | N | N | 85015220 | 1 |  | 15.503 | KG | 2053.83 | 2053.83 | MC05 | MC05 | SIMOTICS S Synchronous servo motor 1FK7 High Dynamic, 12.0Nm 100K, 3000rpm, 2.5kW Naturally cooled IM B5 (V1, V3) power/signal connectors Connector can be rotated by 270Â° BASIC ABSOLUTE ENCODER 32 P/REV (ENCODER A-32) WITH DRIVE-CLIQ INTERFACE; PERFORMANCE REDUCTION BY 10% DUE TO ABSOLUTE ENCODER; SHAFT WITH FITTED KEY, TOLERANCE N; W/O HOLDING BRAKE DEGREE OF PROTECTION IP64; PAINT FINISH RAL7016 | - | 0 | 0
1FK7064-7AF71-1KA5 |  | 1FK7064-7AF71-1KA5 | 1 | UN | 1 | 60 | X | D | N | N | 85015220 | 1 |  | 15.503 | KG | 2129.78 | 2129.78 | MC05 | MC05 | SIMOTICS S Synchronous servo motor 1FK7 High Dynamic, 12.0Nm 100K, 3000rpm, 2.5kW Naturally cooled IM B5 (V1, V3) power/signal connectors Connector can be rotated by 270Â° BASIC ABSOLUTE ENCODER 32 P/REV (ENCODER A-32) WITH DRIVE-CLIQ INTERFACE; PERFORMANCE REDUCTION BY 10% DUE TO ABSOLUTE ENCODER; SHAFT WITH FITTED KEY, TOLERANCE N; W/O HOLDING BRAKE DEGREE OF PROTECTION IP65 AS FLANGE IP67; PAINT FINISH RAL7016 | - | 0 | 0
1FK7064-7AF71-1KA8 |  | 1FK7064-7AF71-1KA8 | 1 | UN | 1 | 60 | X | D | N | N | 85015220 | 1 |  | 15.503 | KG | 2210.99 | 2210.99 | MC05 | MC05 | SIMOTICS S Synchronous servo motor 1FK7 High Dynamic, 12.0Nm 100K, 3000rpm, 2.5kW Naturally cooled IM B5 (V1, V3) power/signal connectors Connector can be rotated by 270Â° BASIC ABSOLUTE ENCODER 32 P/REV (ENCODER A-32) WITH DRIVE-CLIQ INTERFACE; PERFORMANCE REDUCTION BY 10% DUE TO ABSOLUTE ENCODER; SHAFT WITH FITTED KEY, TOLERANCE N; W/O HOLDING BRAKE DEGREE OF PROTECTION IP65 IP67 D-END FLANGE; RAL7016 COATING; METALLIC RATING PLATE AT MOTOR | - | 0 | 0
1FK7064-7AF71-1KB0 |  | 1FK7064-7AF71-1KB0 | 1 | UN | 1 | 60 | X | D | N | N | 85015220 | 1 |  | 16.802 | KG | 2263.05 | 2263.05 | MC05 | MC05 | SIMOTICS S Synchronous servo motor 1FK7 High Dynamic, 12.0Nm 100K, 3000rpm, 2.5kW Naturally cooled IM B5 (V1, V3) power/signal connectors Connector can be rotated by 270Â° BASIC ABSOLUTE ENCODER 32 P/REV (ENCODER A-32) WITH DRIVE-CLIQ INTERFACE; PERFORMANCE REDUCTION BY 10% DUE TO ABSOLUTE ENCODER; SHAFT WITH FITTED KEY, TOLERANCE N; WITH HOLDING BRAKE DEGREE OF PROTECTION IP64 | - | 0 | 0
1FK7064-7AF71-1KB2 |  | 1FK7064-7AF71-1KB2 | 1 | UN | 1 | 60 | X | D | N | N | 85015220 | 1 |  | 16.802 | KG | 2339.02 | 2339.02 | MC05 | MC05 | SIMOTICS S Synchronous servo motor 1FK7 High Dynamic, 12.0Nm 100K, 3000rpm, 2.5kW Naturally cooled IM B5 (V1, V3) power/signal connectors Connector can be rotated by 270Â° BASIC ABSOLUTE ENCODER 32 P/REV (ENCODER A-32) WITH DRIVE-CLIQ INTERFACE; PERFORMANCE REDUCTION BY 10% DUE TO ABSOLUTE ENCODER; SHAFT WITH FITTED KEY, TOLERANCE N; WITH HOLDING BRAKE DEGREE OF PROTECTION IP65 FLANGE ON DRIVE END IP67 | - | 0 | 0
1FK7064-7AF71-1KB3 |  | 1FK7064-7AF71-1KB3 | 1 | UN | 1 | 60 | X | D | N | N | 85015220 | 1 |  | 16.802 | KG | 2299.86 | 2299.86 | MC05 | MC05 | SIMOTICS S Synchronous servo motor 1FK7 High Dynamic, 12.0Nm 100K, 3000rpm, 2.5kW Naturally cooled IM B5 (V1, V3) power/signal connectors Connector can be rotated by 270Â° BASIC ABSOLUTE ENCODER 32 P/REV (ENCODER A-32) WITH DRIVE-CLIQ INTERFACE; PERFORMANCE REDUCTION BY 10% DUE TO ABSOLUTE ENCODER; SHAFT WITH FITTED KEY, TOLERANCE N; WITH HOLDING BRAKE DEGREE OF PROTECTION IP64; PAINT FINISH RAL7016 | - | 0 | 0
1FK7064-7AF71-1KB5 |  | 1FK7064-7AF71-1KB5 | 1 | UN | 1 | 60 | X | D | N | N | 85015220 | 1 |  | 16.802 | KG | 2375.81 | 2375.81 | MC05 | MC05 | SIMOTICS S Synchronous servo motor 1FK7 High Dynamic, 12.0Nm 100K, 3000rpm, 2.5kW Naturally cooled IM B5 (V1, V3) power/signal connectors Connector can be rotated by 270Â° BASIC ABSOLUTE ENCODER 32 P/REV (ENCODER A-32) WITH DRIVE-CLIQ INTERFACE; PERFORMANCE REDUCTION BY 10% DUE TO ABSOLUTE ENCODER; SHAFT WITH FITTED KEY, TOLERANCE N; WITH HOLDING BRAKE DEGREE OF PROTECTION IP65 AS FLANGE IP67; PAINT FINISH RAL7016 | - | 0 | 0
1FK7064-7AF71-1KB8 |  | 1FK7064-7AF71-1KB8 | 1 | UN | 1 | 60 | X | D | N | N | 85015220 | 1 |  | 16.802 | KG | 2457.02 | 2457.02 | MC05 | MC05 | SIMOTICS S Synchronous servo motor 1FK7 High Dynamic, 12.0Nm 100K, 3000rpm, 2.5kW Naturally cooled IM B5 (V1, V3) power/signal connectors Connector can be rotated by 270Â° BASIC ABSOLUTE ENCODER 32 P/REV (ENCODER A-32) WITH DRIVE-CLIQ INTERFACE; PERFORMANCE REDUCTION BY 10% DUE TO ABSOLUTE ENCODER; SHAFT WITH FITTED KEY, TOLERANCE N; WITH HOLDING BRAKE DEGREE OF PROTECTION IP65 IP67 D-END FLANGE; RAL7016 COATING; METALLIC RATING PLATE AT MOTOR | - | 0 | 0
1FK7064-7AF71-1KG0 |  | 1FK7064-7AF71-1KG0 | 1 | UN | 1 | 60 | X | D | N | N | 85015220 | 1 |  | 15.503 | KG | 1946.97 | 1946.97 | MC05 | MC05 | SIMOTICS S Synchronous servo motor 1FK7 High Dynamic, 12.0Nm 100K, 3000rpm, 2.5kW Naturally cooled IM B5 (V1, V3) power/signal connectors Connector can be rotated by 270Â° BASIC ABSOLUTE ENCODER 32 P/REV (ENCODER A-32) WITH DRIVE-CLIQ INTERFACE; PERFORMANCE REDUCTION BY 10% DUE TO ABSOLUTE ENCODER; PLAIN SHAFT, TOLERANCE N; W/O HOLDING BRAKE DEGREE OF PROTECTION IP64 | - | 0 | 0
1FK7064-7AF71-1KG2 |  | 1FK7064-7AF71-1KG2 | 1 | UN | 1 | 60 | X | D | N | N | 85015220 | 1 |  | 15.503 | KG | 2022.94 | 2022.94 | MC05 | MC05 | SIMOTICS S Synchronous servo motor 1FK7 High Dynamic, 12.0Nm 100K, 3000rpm, 2.5kW Naturally cooled IM B5 (V1, V3) power/signal connectors Connector can be rotated by 270Â° BASIC ABSOLUTE ENCODER 32 P/REV (ENCODER A-32) WITH DRIVE-CLIQ INTERFACE; PERFORMANCE REDUCTION BY 10% DUE TO ABSOLUTE ENCODER; PLAIN SHAFT, TOLERANCE N; W/O HOLDING BRAKE DEGREE OF PROTECTION IP65 FLANGE ON DRIVE END IP67 | - | 0 | 0
1FK7064-7AF71-1KG3 |  | 1FK7064-7AF71-1KG3 | 1 | UN | 1 | 60 | X | D | N | N | 85015220 | 1 |  | 15.503 | KG | 1983.78 | 1983.78 | MC05 | MC05 | SIMOTICS S Synchronous servo motor 1FK7 High Dynamic, 12.0Nm 100K, 3000rpm, 2.5kW Naturally cooled IM B5 (V1, V3) power/signal connectors Connector can be rotated by 270Â° BASIC ABSOLUTE ENCODER 32 P/REV (ENCODER A-32) WITH DRIVE-CLIQ INTERFACE; PERFORMANCE REDUCTION BY 10% DUE TO ABSOLUTE ENCODER; PLAIN SHAFT, TOLERANCE N; W/O HOLDING BRAKE DEGREE OF PROTECTION IP64; PAINT FINISH RAL7016 | - | 0 | 0
1FK7064-7AF71-1KG5 |  | 1FK7064-7AF71-1KG5 | 1 | UN | 1 | 60 | X | D | N | N | 85015220 | 1 |  | 15.503 | KG | 2059.73 | 2059.73 | MC05 | MC05 | SIMOTICS S Synchronous servo motor 1FK7 High Dynamic, 12.0Nm 100K, 3000rpm, 2.5kW Naturally cooled IM B5 (V1, V3) power/signal connectors Connector can be rotated by 270Â° BASIC ABSOLUTE ENCODER 32 P/REV (ENCODER A-32) WITH DRIVE-CLIQ INTERFACE; PERFORMANCE REDUCTION BY 10% DUE TO ABSOLUTE ENCODER; PLAIN SHAFT, TOLERANCE N; W/O HOLDING BRAKE DEGREE OF PROTECTION IP65 AS FLANGE IP67; PAINT FINISH RAL7016 | - | 0 | 0
1FK7064-7AF71-1KG8 |  | 1FK7064-7AF71-1KG8 | 1 | UN | 1 | 60 | X | D | N | N | 85015220 | 1 |  | 15.503 | KG | 2140.94 | 2140.94 | MC05 | MC05 | SIMOTICS S Synchronous servo motor 1FK7 High Dynamic, 12.0Nm 100K, 3000rpm, 2.5kW Naturally cooled IM B5 (V1, V3) power/signal connectors Connector can be rotated by 270Â° BASIC ABSOLUTE ENCODER 32 P/REV (ENCODER A-32) WITH DRIVE-CLIQ INTERFACE; PERFORMANCE REDUCTION BY 10% DUE TO ABSOLUTE ENCODER; PLAIN SHAFT, TOLERANCE N; W/O HOLDING BRAKE DEGREE OF PROTECTION IP65 IP67 D-END FLANGE; RAL7016 COATING; METALLIC RATING PLATE AT MOTOR | - | 0 | 0
1FK7064-7AF71-1KH0 |  | 1FK7064-7AF71-1KH0 | 1 | UN | 1 | 60 | X | D | N | N | 85015220 | 1 |  | 16.802 | KG | 2194.79 | 2194.79 | MC05 | MC05 | SIMOTICS S Synchronous servo motor 1FK7 High Dynamic, 12.0Nm 100K, 3000rpm, 2.5kW Naturally cooled IM B5 (V1, V3) power/signal connectors Connector can be rotated by 270Â° BASIC ABSOLUTE ENCODER 32 P/REV (ENCODER A-32) WITH DRIVE-CLIQ INTERFACE; PERFORMANCE REDUCTION BY 10% DUE TO ABSOLUTE ENCODER; PLAIN SHAFT, TOLERANCE N; WITH HOLDING BRAKE DEGREE OF PROTECTION IP64 | - | 0 | 0
1FK7064-7AF71-1KH2 |  | 1FK7064-7AF71-1KH2 | 1 | UN | 1 | 60 | X | D | N | N | 85015220 | 1 |  | 16.802 | KG | 2270.76 | 2270.76 | MC05 | MC05 | SIMOTICS S Synchronous servo motor 1FK7 High Dynamic, 12.0Nm 100K, 3000rpm, 2.5kW Naturally cooled IM B5 (V1, V3) power/signal connectors Connector can be rotated by 270Â° BASIC ABSOLUTE ENCODER 32 P/REV (ENCODER A-32) WITH DRIVE-CLIQ INTERFACE; PERFORMANCE REDUCTION BY 10% DUE TO ABSOLUTE ENCODER; PLAIN SHAFT, TOLERANCE N; WITH HOLDING BRAKE DEGREE OF PROTECTION IP65 FLANGE ON DRIVE END IP67 | - | 0 | 0
1FK7064-7AF71-1KH3 |  | 1FK7064-7AF71-1KH3 | 1 | UN | 1 | 60 | X | D | N | N | 85015220 | 1 |  | 16.802 | KG | 2231.6 | 2231.6 | MC05 | MC05 | SIMOTICS S Synchronous servo motor 1FK7 High Dynamic, 12.0Nm 100K, 3000rpm, 2.5kW Naturally cooled IM B5 (V1, V3) power/signal connectors Connector can be rotated by 270Â° BASIC ABSOLUTE ENCODER 32 P/REV (ENCODER A-32) WITH DRIVE-CLIQ INTERFACE; PERFORMANCE REDUCTION BY 10% DUE TO ABSOLUTE ENCODER; PLAIN SHAFT, TOLERANCE N; WITH HOLDING BRAKE DEGREE OF PROTECTION IP64; PAINT FINISH RAL7016 | - | 0 | 0
1FK7064-7AF71-1KH5 |  | 1FK7064-7AF71-1KH5 | 1 | UN | 1 | 60 | X | D | N | N | 85015220 | 1 |  | 16.802 | KG | 2307.55 | 2307.55 | MC05 | MC05 | SIMOTICS S Synchronous servo motor 1FK7 High Dynamic, 12.0Nm 100K, 3000rpm, 2.5kW Naturally cooled IM B5 (V1, V3) power/signal connectors Connector can be rotated by 270Â° BASIC ABSOLUTE ENCODER 32 P/REV (ENCODER A-32) WITH DRIVE-CLIQ INTERFACE; PERFORMANCE REDUCTION BY 10% DUE TO ABSOLUTE ENCODER; PLAIN SHAFT, TOLERANCE N; WITH HOLDING BRAKE DEGREE OF PROTECTION IP65 AS FLANGE IP67; PAINT FINISH RAL7016 | - | 0 | 0
1FK7064-7AF71-1KH8 |  | 1FK7064-7AF71-1KH8 | 1 | UN | 1 | 60 | X | D | N | N | 85015220 | 1 |  | 16.802 | KG | 2388.76 | 2388.76 | MC05 | MC05 | SIMOTICS S Synchronous servo motor 1FK7 High Dynamic, 12.0Nm 100K, 3000rpm, 2.5kW Naturally cooled IM B5 (V1, V3) power/signal connectors Connector can be rotated by 270Â° BASIC ABSOLUTE ENCODER 32 P/REV (ENCODER A-32) WITH DRIVE-CLIQ INTERFACE; PERFORMANCE REDUCTION BY 10% DUE TO ABSOLUTE ENCODER; PLAIN SHAFT, TOLERANCE N; WITH HOLDING BRAKE DEGREE OF PROTECTION IP65 IP67 D-END FLANGE; RAL7016 COATING; METALLIC RATING PLATE AT MOTOR | - | 0 | 0
1FK7064-7AF71-1PA0 |  | 1FK7064-7AF71-1PA0 | 1 | UN | 1 | 60 | X | D | N | N | 85015220 | 1 |  | 15.503 | KG | 1661.42 | 1661.42 | MC05 | MC05 | SIMOTICS S Synchronous servo motor 1FK7 High Dynamic, 12.0Nm 100K, 3000rpm, 2.5kW Naturally cooled IM B5 (V1, V3) power/signal connectors Connector can be rotated by 270Â° RESOLVER 2-POLE (RESOLVER P=1) WITH DRIVE-CLIQ INTERFACE; SHAFT WITH FITTED KEY, TOLERANCE N; W/O HOLDING BRAKE DEGREE OF PROTECTION IP64 | - | 0 | 0
1FK7064-7AF71-1PA2 |  | 1FK7064-7AF71-1PA2 | 1 | UN | 1 | 60 | X | D | N | N | 85015220 | 1 |  | 15.503 | KG | 1737.39 | 1737.39 | MC05 | MC05 | SIMOTICS S Synchronous servo motor 1FK7 High Dynamic, 12.0Nm 100K, 3000rpm, 2.5kW Naturally cooled IM B5 (V1, V3) power/signal connectors Connector can be rotated by 270Â° RESOLVER 2-POLE (RESOLVER P=1) WITH DRIVE-CLIQ INTERFACE; SHAFT WITH FITTED KEY, TOLERANCE N; W/O HOLDING BRAKE DEGREE OF PROTECTION IP65 FLANGE ON DRIVE END IP67 | - | 0 | 0
1FK7064-7AF71-1PA3 |  | 1FK7064-7AF71-1PA3 | 1 | UN | 1 | 60 | X | D | N | N | 85015220 | 1 |  | 15.503 | KG | 1698.23 | 1698.23 | MC05 | MC05 | SIMOTICS S Synchronous servo motor 1FK7 High Dynamic, 12.0Nm 100K, 3000rpm, 2.5kW Naturally cooled IM B5 (V1, V3) power/signal connectors Connector can be rotated by 270Â° RESOLVER 2-POLE (RESOLVER P=1) WITH DRIVE-CLIQ INTERFACE; SHAFT WITH FITTED KEY, TOLERANCE N; W/O HOLDING BRAKE DEGREE OF PROTECTION IP64; PAINT FINISH RAL7016 | - | 0 | 0
1FK7064-7AF71-1PA5 |  | 1FK7064-7AF71-1PA5 | 1 | UN | 1 | 60 | X | D | N | N | 85015220 | 1 |  | 15.503 | KG | 1774.18 | 1774.18 | MC05 | MC05 | SIMOTICS S Synchronous servo motor 1FK7 High Dynamic, 12.0Nm 100K, 3000rpm, 2.5kW Naturally cooled IM B5 (V1, V3) power/signal connectors Connector can be rotated by 270Â° RESOLVER 2-POLE (RESOLVER P=1) WITH DRIVE-CLIQ INTERFACE; SHAFT WITH FITTED KEY, TOLERANCE N; W/O HOLDING BRAKE DEGREE OF PROTECTION IP65 AS FLANGE IP67; PAINT FINISH RAL7016 | - | 0 | 0
1FK7064-7AF71-1PA8 |  | 1FK7064-7AF71-1PA8 | 1 | UN | 1 | 60 | X | D | N | N | 85015220 | 1 |  | 15.503 | KG | 1855.39 | 1855.39 | MC05 | MC05 | SIMOTICS S Synchronous servo motor 1FK7 High Dynamic, 12.0Nm 100K, 3000rpm, 2.5kW Naturally cooled IM B5 (V1, V3) power/signal connectors Connector can be rotated by 270Â° RESOLVER 2-POLE (RESOLVER P=1) WITH DRIVE-CLIQ INTERFACE; SHAFT WITH FITTED KEY, TOLERANCE N; W/O HOLDING BRAKE DEGREE OF PROTECTION IP65 IP67 D-END FLANGE; RAL7016 COATING; METALLIC RATING PLATE AT MOTOR | - | 0 | 0
1FK7064-7AF71-1PB0 |  | 1FK7064-7AF71-1PB0 | 1 | UN | 1 | 60 | X | D | N | N | 85015220 | 1 |  | 16.802 | KG | 1907.45 | 1907.45 | MC05 | MC05 | SIMOTICS S Synchronous servo motor 1FK7 High Dynamic, 12.0Nm 100K, 3000rpm, 2.5kW Naturally cooled IM B5 (V1, V3) power/signal connectors Connector can be rotated by 270Â° RESOLVER 2-POLE (RESOLVER P=1) WITH DRIVE-CLIQ INTERFACE; SHAFT WITH FITTED KEY, TOLERANCE N; WITH HOLDING BRAKE DEGREE OF PROTECTION IP64 | - | 0 | 0
1FK7064-7AF71-1PB2 |  | 1FK7064-7AF71-1PB2 | 1 | UN | 1 | 60 | X | D | N | N | 85015220 | 1 |  | 16.802 | KG | 1983.42 | 1983.42 | MC05 | MC05 | SIMOTICS S Synchronous servo motor 1FK7 High Dynamic, 12.0Nm 100K, 3000rpm, 2.5kW Naturally cooled IM B5 (V1, V3) power/signal connectors Connector can be rotated by 270Â° RESOLVER 2-POLE (RESOLVER P=1) WITH DRIVE-CLIQ INTERFACE; SHAFT WITH FITTED KEY, TOLERANCE N; WITH HOLDING BRAKE DEGREE OF PROTECTION IP65 FLANGE ON DRIVE END IP67 | - | 0 | 0
1FK7064-7AF71-1PB3 |  | 1FK7064-7AF71-1PB3 | 1 | UN | 1 | 60 | X | D | N | N | 85015220 | 1 |  | 16.802 | KG | 1944.26 | 1944.26 | MC05 | MC05 | SIMOTICS S Synchronous servo motor 1FK7 High Dynamic, 12.0Nm 100K, 3000rpm, 2.5kW Naturally cooled IM B5 (V1, V3) power/signal connectors Connector can be rotated by 270Â° RESOLVER 2-POLE (RESOLVER P=1) WITH DRIVE-CLIQ INTERFACE; SHAFT WITH FITTED KEY, TOLERANCE N; WITH HOLDING BRAKE DEGREE OF PROTECTION IP64; PAINT FINISH RAL7016 | - | 0 | 0
1FK7064-7AF71-1PB5 |  | 1FK7064-7AF71-1PB5 | 1 | UN | 1 | 60 | X | D | N | N | 85015220 | 1 |  | 16.802 | KG | 2020.21 | 2020.21 | MC05 | MC05 | SIMOTICS S Synchronous servo motor 1FK7 High Dynamic, 12.0Nm 100K, 3000rpm, 2.5kW Naturally cooled IM B5 (V1, V3) power/signal connectors Connector can be rotated by 270Â° RESOLVER 2-POLE (RESOLVER P=1) WITH DRIVE-CLIQ INTERFACE; SHAFT WITH FITTED KEY, TOLERANCE N; WITH HOLDING BRAKE DEGREE OF PROTECTION IP65 AS FLANGE IP67; PAINT FINISH RAL7016 | - | 0 | 0
1FK7064-7AF71-1PB8 |  | 1FK7064-7AF71-1PB8 | 1 | UN | 1 | 60 | X | D | N | N | 85015220 | 1 |  | 16.802 | KG | 2101.42 | 2101.42 | MC05 | MC05 | SIMOTICS S Synchronous servo motor 1FK7 High Dynamic, 12.0Nm 100K, 3000rpm, 2.5kW Naturally cooled IM B5 (V1, V3) power/signal connectors Connector can be rotated by 270Â° RESOLVER 2-POLE (RESOLVER P=1) WITH DRIVE-CLIQ INTERFACE; SHAFT WITH FITTED KEY, TOLERANCE N; WITH HOLDING BRAKE DEGREE OF PROTECTION IP65 IP67 D-END FLANGE; RAL7016 COATING; METALLIC RATING PLATE AT MOTOR | - | 0 | 0
1FK7064-7AF71-1PG0 |  | 1FK7064-7AF71-1PG0 | 1 | UN | 1 | 60 | X | D | N | N | 85015220 | 1 |  | 15.503 | KG | 1591.37 | 1591.37 | MC05 | MC05 | SIMOTICS S Synchronous servo motor 1FK7 High Dynamic, 12.0Nm 100K, 3000rpm, 2.5kW Naturally cooled IM B5 (V1, V3) power/signal connectors Connector can be rotated by 270Â° RESOLVER 2-POLE (RESOLVER P=1) WITH DRIVE-CLIQ INTERFACE; PLAIN SHAFT, TOLERANCE N; W/O HOLDING BRAKE DEGREE OF PROTECTION IP64 | - | 0 | 0
1FK7064-7AF71-1PG2 |  | 1FK7064-7AF71-1PG2 | 1 | UN | 1 | 60 | X | D | N | N | 85015220 | 1 |  | 15.503 | KG | 1667.34 | 1667.34 | MC05 | MC05 | SIMOTICS S Synchronous servo motor 1FK7 High Dynamic, 12.0Nm 100K, 3000rpm, 2.5kW Naturally cooled IM B5 (V1, V3) power/signal connectors Connector can be rotated by 270Â° RESOLVER 2-POLE (RESOLVER P=1) WITH DRIVE-CLIQ INTERFACE; PLAIN SHAFT, TOLERANCE N; W/O HOLDING BRAKE DEGREE OF PROTECTION IP65 FLANGE ON DRIVE END IP67 | - | 0 | 0
1FK7064-7AF71-1PG3 |  | 1FK7064-7AF71-1PG3 | 1 | UN | 1 | 60 | X | D | N | N | 85015220 | 1 |  | 15.503 | KG | 1628.18 | 1628.18 | MC05 | MC05 | SIMOTICS S Synchronous servo motor 1FK7 High Dynamic, 12.0Nm 100K, 3000rpm, 2.5kW Naturally cooled IM B5 (V1, V3) power/signal connectors Connector can be rotated by 270Â° RESOLVER 2-POLE (RESOLVER P=1) WITH DRIVE-CLIQ INTERFACE; PLAIN SHAFT, TOLERANCE N; W/O HOLDING BRAKE DEGREE OF PROTECTION IP64; PAINT FINISH RAL7016 | - | 0 | 0
1FK7064-7AF71-1PG5 |  | 1FK7064-7AF71-1PG5 | 1 | UN | 1 | 60 | X | D | N | N | 85015220 | 1 |  | 15.503 | KG | 1704.13 | 1704.13 | MC05 | MC05 | SIMOTICS S Synchronous servo motor 1FK7 High Dynamic, 12.0Nm 100K, 3000rpm, 2.5kW Naturally cooled IM B5 (V1, V3) power/signal connectors Connector can be rotated by 270Â° RESOLVER 2-POLE (RESOLVER P=1) WITH DRIVE-CLIQ INTERFACE; PLAIN SHAFT, TOLERANCE N; W/O HOLDING BRAKE DEGREE OF PROTECTION IP65 AS FLANGE IP67; PAINT FINISH RAL7016 | - | 0 | 0
1FK7064-7AF71-1PG8 |  | 1FK7064-7AF71-1PG8 | 1 | UN | 1 | 60 | X | D | N | N | 85015220 | 1 |  | 15.503 | KG | 1785.34 | 1785.34 | MC05 | MC05 | SIMOTICS S Synchronous servo motor 1FK7 High Dynamic, 12.0Nm 100K, 3000rpm, 2.5kW Naturally cooled IM B5 (V1, V3) power/signal connectors Connector can be rotated by 270Â° RESOLVER 2-POLE (RESOLVER P=1) WITH DRIVE-CLIQ INTERFACE; PLAIN SHAFT, TOLERANCE N; W/O HOLDING BRAKE DEGREE OF PROTECTION IP65 IP67 D-END FLANGE; RAL7016 COATING; METALLIC RATING PLATE AT MOTOR | - | 0 | 0
1FK7064-7AF71-1PH0 |  | 1FK7064-7AF71-1PH0 | 1 | UN | 1 | 60 | X | D | N | N | 85015220 | 1 |  | 16.802 | KG | 1839.19 | 1839.19 | MC05 | MC05 | SIMOTICS S Synchronous servo motor 1FK7 High Dynamic, 12.0Nm 100K, 3000rpm, 2.5kW Naturally cooled IM B5 (V1, V3) power/signal connectors Connector can be rotated by 270Â° RESOLVER 2-POLE (RESOLVER P=1) WITH DRIVE-CLIQ INTERFACE; PLAIN SHAFT, TOLERANCE N; WITH HOLDING BRAKE DEGREE OF PROTECTION IP64 | - | 0 | 0
1FK7064-7AF71-1PH2 |  | 1FK7064-7AF71-1PH2 | 1 | UN | 1 | 60 | X | D | N | N | 85015220 | 1 |  | 16.802 | KG | 1915.16 | 1915.16 | MC05 | MC05 | SIMOTICS S Synchronous servo motor 1FK7 High Dynamic, 12.0Nm 100K, 3000rpm, 2.5kW Naturally cooled IM B5 (V1, V3) power/signal connectors Connector can be rotated by 270Â° RESOLVER 2-POLE (RESOLVER P=1) WITH DRIVE-CLIQ INTERFACE; PLAIN SHAFT, TOLERANCE N; WITH HOLDING BRAKE DEGREE OF PROTECTION IP65 FLANGE ON DRIVE END IP67 | - | 0 | 0
1FK7064-7AF71-1PH3 |  | 1FK7064-7AF71-1PH3 | 1 | UN | 1 | 60 | X | D | N | N | 85015220 | 1 |  | 16.802 | KG | 1876 | 1876 | MC05 | MC05 | SIMOTICS S Synchronous servo motor 1FK7 High Dynamic, 12.0Nm 100K, 3000rpm, 2.5kW Naturally cooled IM B5 (V1, V3) power/signal connectors Connector can be rotated by 270Â° RESOLVER 2-POLE (RESOLVER P=1) WITH DRIVE-CLIQ INTERFACE; PLAIN SHAFT, TOLERANCE N; WITH HOLDING BRAKE DEGREE OF PROTECTION IP64; PAINT FINISH RAL7016 | - | 0 | 0
1FK7064-7AF71-1PH5 |  | 1FK7064-7AF71-1PH5 | 1 | UN | 1 | 60 | X | D | N | N | 85015220 | 1 |  | 16.802 | KG | 1951.95 | 1951.95 | MC05 | MC05 | SIMOTICS S Synchronous servo motor 1FK7 High Dynamic, 12.0Nm 100K, 3000rpm, 2.5kW Naturally cooled IM B5 (V1, V3) power/signal connectors Connector can be rotated by 270Â° RESOLVER 2-POLE (RESOLVER P=1) WITH DRIVE-CLIQ INTERFACE; PLAIN SHAFT, TOLERANCE N; WITH HOLDING BRAKE DEGREE OF PROTECTION IP65 AS FLANGE IP67; PAINT FINISH RAL7016 | - | 0 | 0
1FK7064-7AF71-1PH8 |  | 1FK7064-7AF71-1PH8 | 1 | UN | 1 | 60 | X | D | N | N | 85015220 | 1 |  | 16.802 | KG | 2033.16 | 2033.16 | MC05 | MC05 | SIMOTICS S Synchronous servo motor 1FK7 High Dynamic, 12.0Nm 100K, 3000rpm, 2.5kW Naturally cooled IM B5 (V1, V3) power/signal connectors Connector can be rotated by 270Â° RESOLVER 2-POLE (RESOLVER P=1) WITH DRIVE-CLIQ INTERFACE; PLAIN SHAFT, TOLERANCE N; WITH HOLDING BRAKE DEGREE OF PROTECTION IP65 IP67 D-END FLANGE; RAL7016 COATING; METALLIC RATING PLATE AT MOTOR | - | 0 | 0
1FK7064-7AF71-1SA0 |  | 1FK7064-7AF71-1SA0 | 1 | UN | 1 | 60 | X | D | N | N | 85015220 | 1 |  | 15.503 | KG | 1465.68 | 1465.68 | MC05 | MC05 | SIMOTICS S Synchronous servo motor 1FK7 High Dynamic, 12.0Nm 100K, 3000rpm, 2.5kW Naturally cooled IM B5 (V1, V3) power/signal connectors Connector can be rotated by 270Â° RESOLVER MULTI-POLE (RESOLVER P=3); SHAFT WITH FITTED KEY, TOLERANCE N; W/O HOLDING BRAKE DEGREE OF PROTECTION IP64 | - | 0 | 0
1FK7064-7AF71-1SA2 |  | 1FK7064-7AF71-1SA2 | 1 | UN | 1 | 60 | X | D | N | N | 85015220 | 1 |  | 15.503 | KG | 1541.65 | 1541.65 | MC05 | MC05 | SIMOTICS S Synchronous servo motor 1FK7 High Dynamic, 12.0Nm 100K, 3000rpm, 2.5kW Naturally cooled IM B5 (V1, V3) power/signal connectors Connector can be rotated by 270Â° RESOLVER MULTI-POLE (RESOLVER P=3); SHAFT WITH FITTED KEY, TOLERANCE N; W/O HOLDING BRAKE DEGREE OF PROTECTION IP65 FLANGE ON DRIVE END IP67 | - | 0 | 0
1FK7064-7AF71-1SA3 |  | 1FK7064-7AF71-1SA3 | 1 | UN | 1 | 60 | X | D | N | N | 85015220 | 1 |  | 15.503 | KG | 1502.49 | 1502.49 | MC05 | MC05 | SIMOTICS S Synchronous servo motor 1FK7 High Dynamic, 12.0Nm 100K, 3000rpm, 2.5kW Naturally cooled IM B5 (V1, V3) power/signal connectors Connector can be rotated by 270Â° RESOLVER MULTI-POLE (RESOLVER P=3); SHAFT WITH FITTED KEY, TOLERANCE N; W/O HOLDING BRAKE DEGREE OF PROTECTION IP64; PAINT FINISH RAL7016 | - | 0 | 0
1FK7064-7AF71-1SA5 |  | 1FK7064-7AF71-1SA5 | 1 | UN | 1 | 60 | X | D | N | N | 85015220 | 1 |  | 15.503 | KG | 1578.44 | 1578.44 | MC05 | MC05 | SIMOTICS S Synchronous servo motor 1FK7 High Dynamic, 12.0Nm 100K, 3000rpm, 2.5kW Naturally cooled IM B5 (V1, V3) power/signal connectors Connector can be rotated by 270Â° RESOLVER MULTI-POLE (RESOLVER P=3); SHAFT WITH FITTED KEY, TOLERANCE N; W/O HOLDING BRAKE DEGREE OF PROTECTION IP65 AS FLANGE IP67; PAINT FINISH RAL7016 | - | 0 | 0
1FK7064-7AF71-1SA8 |  | 1FK7064-7AF71-1SA8 | 1 | UN | 1 | 60 | X | D | N | N | 85015220 | 1 |  | 15.503 | KG | 1659.65 | 1659.65 | MC05 | MC05 | SIMOTICS S Synchronous servo motor 1FK7 High Dynamic, 12.0Nm 100K, 3000rpm, 2.5kW Naturally cooled IM B5 (V1, V3) power/signal connectors Connector can be rotated by 270Â° RESOLVER MULTI-POLE (RESOLVER P=3); SHAFT WITH FITTED KEY, TOLERANCE N; W/O HOLDING BRAKE DEGREE OF PROTECTION IP65 IP67 D-END FLANGE; RAL7016 COATING; METALLIC RATING PLATE AT MOTOR | - | 0 | 0
1FK7064-7AF71-1SB0 |  | 1FK7064-7AF71-1SB0 | 1 | UN | 1 | 60 | X | D | N | N | 85015220 | 1 |  | 16.802 | KG | 1711.71 | 1711.71 | MC05 | MC05 | SIMOTICS S Synchronous servo motor 1FK7 High Dynamic, 12.0Nm 100K, 3000rpm, 2.5kW Naturally cooled IM B5 (V1, V3) power/signal connectors Connector can be rotated by 270Â° RESOLVER MULTI-POLE (RESOLVER P=3); SHAFT WITH FITTED KEY, TOLERANCE N; WITH HOLDING BRAKE DEGREE OF PROTECTION IP64 | - | 0 | 0
1FK7064-7AF71-1SB2 |  | 1FK7064-7AF71-1SB2 | 1 | UN | 1 | 60 | X | D | N | N | 85015220 | 1 |  | 16.802 | KG | 1787.68 | 1787.68 | MC05 | MC05 | SIMOTICS S Synchronous servo motor 1FK7 High Dynamic, 12.0Nm 100K, 3000rpm, 2.5kW Naturally cooled IM B5 (V1, V3) power/signal connectors Connector can be rotated by 270Â° RESOLVER MULTI-POLE (RESOLVER P=3); SHAFT WITH FITTED KEY, TOLERANCE N; WITH HOLDING BRAKE DEGREE OF PROTECTION IP65 FLANGE ON DRIVE END IP67 | - | 0 | 0
1FK7064-7AF71-1SB3 |  | 1FK7064-7AF71-1SB3 | 1 | UN | 1 | 60 | X | D | N | N | 85015220 | 1 |  | 16.802 | KG | 1748.52 | 1748.52 | MC05 | MC05 | SIMOTICS S Synchronous servo motor 1FK7 High Dynamic, 12.0Nm 100K, 3000rpm, 2.5kW Naturally cooled IM B5 (V1, V3) power/signal connectors Connector can be rotated by 270Â° RESOLVER MULTI-POLE (RESOLVER P=3); SHAFT WITH FITTED KEY, TOLERANCE N; WITH HOLDING BRAKE DEGREE OF PROTECTION IP64; PAINT FINISH RAL7016 | - | 0 | 0
1FK7064-7AF71-1SB5 |  | 1FK7064-7AF71-1SB5 | 1 | UN | 1 | 60 | X | D | N | N | 85015220 | 1 |  | 16.802 | KG | 1824.47 | 1824.47 | MC05 | MC05 | SIMOTICS S Synchronous servo motor 1FK7 High Dynamic, 12.0Nm 100K, 3000rpm, 2.5kW Naturally cooled IM B5 (V1, V3) power/signal connectors Connector can be rotated by 270Â° RESOLVER MULTI-POLE (RESOLVER P=3); SHAFT WITH FITTED KEY, TOLERANCE N; WITH HOLDING BRAKE DEGREE OF PROTECTION IP65 AS FLANGE IP67; PAINT FINISH RAL7016 | - | 0 | 0
1FK7064-7AF71-1SB8 |  | 1FK7064-7AF71-1SB8 | 1 | UN | 1 | 60 | X | D | N | N | 85015220 | 1 |  | 16.802 | KG | 1905.68 | 1905.68 | MC05 | MC05 | SIMOTICS S Synchronous servo motor 1FK7 High Dynamic, 12.0Nm 100K, 3000rpm, 2.5kW Naturally cooled IM B5 (V1, V3) power/signal connectors Connector can be rotated by 270Â° RESOLVER MULTI-POLE (RESOLVER P=3); SHAFT WITH FITTED KEY, TOLERANCE N; WITH HOLDING BRAKE DEGREE OF PROTECTION IP65 IP67 D-END FLANGE; RAL7016 COATING; METALLIC RATING PLATE AT MOTOR | - | 0 | 0
1FK7064-7AF71-1SG0 |  | 1FK7064-7AF71-1SG0 | 1 | UN | 1 | 60 | X | D | N | N | 85015220 | 1 |  | 15.503 | KG | 1395.63 | 1395.63 | MC05 | MC05 | SIMOTICS S Synchronous servo motor 1FK7 High Dynamic, 12.0Nm 100K, 3000rpm, 2.5kW Naturally cooled IM B5 (V1, V3) power/signal connectors Connector can be rotated by 270Â° RESOLVER MULTI-POLE (RESOLVER P=3); PLAIN SHAFT, TOLERANCE N; W/O HOLDING BRAKE DEGREE OF PROTECTION IP64 | - | 0 | 0
1FK7064-7AF71-1SG2 |  | 1FK7064-7AF71-1SG2 | 1 | UN | 1 | 60 | X | D | N | N | 85015220 | 1 |  | 15.503 | KG | 1471.6 | 1471.6 | MC05 | MC05 | SIMOTICS S Synchronous servo motor 1FK7 High Dynamic, 12.0Nm 100K, 3000rpm, 2.5kW Naturally cooled IM B5 (V1, V3) power/signal connectors Connector can be rotated by 270Â° RESOLVER MULTI-POLE (RESOLVER P=3); PLAIN SHAFT, TOLERANCE N; W/O HOLDING BRAKE DEGREE OF PROTECTION IP65 FLANGE ON DRIVE END IP67 | - | 0 | 0
1FK7064-7AF71-1SG3 |  | 1FK7064-7AF71-1SG3 | 1 | UN | 1 | 60 | X | D | N | N | 85015220 | 1 |  | 15.503 | KG | 1432.44 | 1432.44 | MC05 | MC05 | SIMOTICS S Synchronous servo motor 1FK7 High Dynamic, 12.0Nm 100K, 3000rpm, 2.5kW Naturally cooled IM B5 (V1, V3) power/signal connectors Connector can be rotated by 270Â° RESOLVER MULTI-POLE (RESOLVER P=3); PLAIN SHAFT, TOLERANCE N; W/O HOLDING BRAKE DEGREE OF PROTECTION IP64; PAINT FINISH RAL7016 | - | 0 | 0
1FK7064-7AF71-1SG5 |  | 1FK7064-7AF71-1SG5 | 1 | UN | 1 | 60 | X | D | N | N | 85015220 | 1 |  | 15.503 | KG | 1508.39 | 1508.39 | MC05 | MC05 | SIMOTICS S Synchronous servo motor 1FK7 High Dynamic, 12.0Nm 100K, 3000rpm, 2.5kW Naturally cooled IM B5 (V1, V3) power/signal connectors Connector can be rotated by 270Â° RESOLVER MULTI-POLE (RESOLVER P=3); PLAIN SHAFT, TOLERANCE N; W/O HOLDING BRAKE DEGREE OF PROTECTION IP65 AS FLANGE IP67; PAINT FINISH RAL7016 | - | 0 | 0
1FK7064-7AF71-1SG8 |  | 1FK7064-7AF71-1SG8 | 1 | UN | 1 | 60 | X | D | N | N | 85015220 | 1 |  | 15.503 | KG | 1589.6 | 1589.6 | MC05 | MC05 | SIMOTICS S Synchronous servo motor 1FK7 High Dynamic, 12.0Nm 100K, 3000rpm, 2.5kW Naturally cooled IM B5 (V1, V3) power/signal connectors Connector can be rotated by 270Â° RESOLVER MULTI-POLE (RESOLVER P=3); PLAIN SHAFT, TOLERANCE N; W/O HOLDING BRAKE DEGREE OF PROTECTION IP65 IP67 D-END FLANGE; RAL7016 COATING; METALLIC RATING PLATE AT MOTOR | - | 0 | 0
1FK7064-7AF71-1SH0 |  | 1FK7064-7AF71-1SH0 | 1 | UN | 1 | 60 | X | D | N | N | 85015220 | 1 |  | 16.802 | KG | 1643.45 | 1643.45 | MC05 | MC05 | SIMOTICS S Synchronous servo motor 1FK7 High Dynamic, 12.0Nm 100K, 3000rpm, 2.5kW Naturally cooled IM B5 (V1, V3) power/signal connectors Connector can be rotated by 270Â° RESOLVER MULTI-POLE (RESOLVER P=3); PLAIN SHAFT, TOLERANCE N; WITH HOLDING BRAKE DEGREE OF PROTECTION IP64 | - | 0 | 0
1FK7064-7AF71-1SH2 |  | 1FK7064-7AF71-1SH2 | 1 | UN | 1 | 60 | X | D | N | N | 85015220 | 1 |  | 16.802 | KG | 1719.42 | 1719.42 | MC05 | MC05 | SIMOTICS S Synchronous servo motor 1FK7 High Dynamic, 12.0Nm 100K, 3000rpm, 2.5kW Naturally cooled IM B5 (V1, V3) power/signal connectors Connector can be rotated by 270Â° RESOLVER MULTI-POLE (RESOLVER P=3); PLAIN SHAFT, TOLERANCE N; WITH HOLDING BRAKE DEGREE OF PROTECTION IP65 FLANGE ON DRIVE END IP67 | - | 0 | 0
1FK7064-7AF71-1SH3 |  | 1FK7064-7AF71-1SH3 | 1 | UN | 1 | 60 | X | D | N | N | 85015220 | 1 |  | 16.802 | KG | 1680.26 | 1680.26 | MC05 | MC05 | SIMOTICS S Synchronous servo motor 1FK7 High Dynamic, 12.0Nm 100K, 3000rpm, 2.5kW Naturally cooled IM B5 (V1, V3) power/signal connectors Connector can be rotated by 270Â° RESOLVER MULTI-POLE (RESOLVER P=3); PLAIN SHAFT, TOLERANCE N; WITH HOLDING BRAKE DEGREE OF PROTECTION IP64; PAINT FINISH RAL7016 | - | 0 | 0
1FK7064-7AF71-1SH5 |  | 1FK7064-7AF71-1SH5 | 1 | UN | 1 | 60 | X | D | N | N | 85015220 | 1 |  | 16.802 | KG | 1756.21 | 1756.21 | MC05 | MC05 | SIMOTICS S Synchronous servo motor 1FK7 High Dynamic, 12.0Nm 100K, 3000rpm, 2.5kW Naturally cooled IM B5 (V1, V3) power/signal connectors Connector can be rotated by 270Â° RESOLVER MULTI-POLE (RESOLVER P=3); PLAIN SHAFT, TOLERANCE N; WITH HOLDING BRAKE DEGREE OF PROTECTION IP65 AS FLANGE IP67; PAINT FINISH RAL7016 | - | 0 | 0
1FK7064-7AF71-1SH8 |  | 1FK7064-7AF71-1SH8 | 1 | UN | 1 | 60 | X | D | N | N | 85015220 | 1 |  | 16.802 | KG | 1837.42 | 1837.42 | MC05 | MC05 | SIMOTICS S Synchronous servo motor 1FK7 High Dynamic, 12.0Nm 100K, 3000rpm, 2.5kW Naturally cooled IM B5 (V1, V3) power/signal connectors Connector can be rotated by 270Â° RESOLVER MULTI-POLE (RESOLVER P=3); PLAIN SHAFT, TOLERANCE N; WITH HOLDING BRAKE DEGREE OF PROTECTION IP65 IP67 D-END FLANGE; RAL7016 COATING; METALLIC RATING PLATE AT MOTOR | - | 0 | 0
1FK7064-7AF71-1TA0 |  | 1FK7064-7AF71-1TA0 | 1 | UN | 1 | 60 | X | D | N | N | 85015220 | 1 |  | 15.503 | KG | 1465.68 | 1465.68 | MC05 | MC05 | SIMOTICS S Synchronous servo motor 1FK7 High Dynamic, 12.0Nm 100K, 3000rpm, 2.5kW Naturally cooled IM B5 (V1, V3) power/signal connectors Connector can be rotated by 270Â° RESOLVER 2-POLE (RESOLVER P=1); SHAFT WITH FITTED KEY, TOLERANCE N; W/O HOLDING BRAKE DEGREE OF PROTECTION IP64 | - | 0 | 0
1FK7064-7AF71-1TA2 |  | 1FK7064-7AF71-1TA2 | 1 | UN | 1 | 60 | X | D | N | N | 85015220 | 1 |  | 15.503 | KG | 1541.65 | 1541.65 | MC05 | MC05 | SIMOTICS S Synchronous servo motor 1FK7 High Dynamic, 12.0Nm 100K, 3000rpm, 2.5kW Naturally cooled IM B5 (V1, V3) power/signal connectors Connector can be rotated by 270Â° RESOLVER 2-POLE (RESOLVER P=1); SHAFT WITH FITTED KEY, TOLERANCE N; W/O HOLDING BRAKE DEGREE OF PROTECTION IP65 FLANGE ON DRIVE END IP67 | - | 0 | 0
1FK7064-7AF71-1TA3 |  | 1FK7064-7AF71-1TA3 | 1 | UN | 1 | 60 | X | D | N | N | 85015220 | 1 |  | 15.503 | KG | 1502.49 | 1502.49 | MC05 | MC05 | SIMOTICS S Synchronous servo motor 1FK7 High Dynamic, 12.0Nm 100K, 3000rpm, 2.5kW Naturally cooled IM B5 (V1, V3) power/signal connectors Connector can be rotated by 270Â° RESOLVER 2-POLE (RESOLVER P=1); SHAFT WITH FITTED KEY, TOLERANCE N; W/O HOLDING BRAKE DEGREE OF PROTECTION IP64; PAINT FINISH RAL7016 | - | 0 | 0
1FK7064-7AF71-1TA5 |  | 1FK7064-7AF71-1TA5 | 1 | UN | 1 | 60 | X | D | N | N | 85015220 | 1 |  | 15.503 | KG | 1578.44 | 1578.44 | MC05 | MC05 | SIMOTICS S Synchronous servo motor 1FK7 High Dynamic, 12.0Nm 100K, 3000rpm, 2.5kW Naturally cooled IM B5 (V1, V3) power/signal connectors Connector can be rotated by 270Â° RESOLVER 2-POLE (RESOLVER P=1); SHAFT WITH FITTED KEY, TOLERANCE N; W/O HOLDING BRAKE DEGREE OF PROTECTION IP65 AS FLANGE IP67; PAINT FINISH RAL7016 | - | 0 | 0
1FK7064-7AF71-1TA8 |  | 1FK7064-7AF71-1TA8 | 1 | UN | 1 | 60 | X | D | N | N | 85015220 | 1 |  | 15.503 | KG | 1659.65 | 1659.65 | MC05 | MC05 | SIMOTICS S Synchronous servo motor 1FK7 High Dynamic, 12.0Nm 100K, 3000rpm, 2.5kW Naturally cooled IM B5 (V1, V3) power/signal connectors Connector can be rotated by 270Â° RESOLVER 2-POLE (RESOLVER P=1); SHAFT WITH FITTED KEY, TOLERANCE N; W/O HOLDING BRAKE DEGREE OF PROTECTION IP65 IP67 D-END FLANGE; RAL7016 COATING; METALLIC RATING PLATE AT MOTOR | - | 0 | 0
1FK7064-7AF71-1TB0 |  | 1FK7064-7AF71-1TB0 | 1 | UN | 1 | 60 | X | D | N | N | 85015220 | 1 |  | 16.802 | KG | 1711.71 | 1711.71 | MC05 | MC05 | SIMOTICS S Synchronous servo motor 1FK7 High Dynamic, 12.0Nm 100K, 3000rpm, 2.5kW Naturally cooled IM B5 (V1, V3) power/signal connectors Connector can be rotated by 270Â° RESOLVER 2-POLE (RESOLVER P=1); SHAFT WITH FITTED KEY, TOLERANCE N; WITH HOLDING BRAKE DEGREE OF PROTECTION IP64 | - | 0 | 0
1FK7064-7AF71-1TB2 |  | 1FK7064-7AF71-1TB2 | 1 | UN | 1 | 60 | X | D | N | N | 85015220 | 1 |  | 16.802 | KG | 1787.68 | 1787.68 | MC05 | MC05 | SIMOTICS S Synchronous servo motor 1FK7 High Dynamic, 12.0Nm 100K, 3000rpm, 2.5kW Naturally cooled IM B5 (V1, V3) power/signal connectors Connector can be rotated by 270Â° RESOLVER 2-POLE (RESOLVER P=1); SHAFT WITH FITTED KEY, TOLERANCE N; WITH HOLDING BRAKE DEGREE OF PROTECTION IP65 FLANGE ON DRIVE END IP67 | - | 0 | 0
1FK7064-7AF71-1TB3 |  | 1FK7064-7AF71-1TB3 | 1 | UN | 1 | 60 | X | D | N | N | 85015220 | 1 |  | 16.802 | KG | 1748.52 | 1748.52 | MC05 | MC05 | SIMOTICS S Synchronous servo motor 1FK7 High Dynamic, 12.0Nm 100K, 3000rpm, 2.5kW Naturally cooled IM B5 (V1, V3) power/signal connectors Connector can be rotated by 270Â° RESOLVER 2-POLE (RESOLVER P=1); SHAFT WITH FITTED KEY, TOLERANCE N; WITH HOLDING BRAKE DEGREE OF PROTECTION IP64; PAINT FINISH RAL7016 | - | 0 | 0
1FK7064-7AF71-1TB5 |  | 1FK7064-7AF71-1TB5 | 1 | UN | 1 | 60 | X | D | N | N | 85015220 | 1 |  | 16.802 | KG | 1824.47 | 1824.47 | MC05 | MC05 | SIMOTICS S Synchronous servo motor 1FK7 High Dynamic, 12.0Nm 100K, 3000rpm, 2.5kW Naturally cooled IM B5 (V1, V3) power/signal connectors Connector can be rotated by 270Â° RESOLVER 2-POLE (RESOLVER P=1); SHAFT WITH FITTED KEY, TOLERANCE N; WITH HOLDING BRAKE DEGREE OF PROTECTION IP65 AS FLANGE IP67; PAINT FINISH RAL7016 | - | 0 | 0
1FK7064-7AF71-1TB8 |  | 1FK7064-7AF71-1TB8 | 1 | UN | 1 | 60 | X | D | N | N | 85015220 | 1 |  | 16.802 | KG | 1905.68 | 1905.68 | MC05 | MC05 | SIMOTICS S Synchronous servo motor 1FK7 High Dynamic, 12.0Nm 100K, 3000rpm, 2.5kW Naturally cooled IM B5 (V1, V3) power/signal connectors Connector can be rotated by 270Â° RESOLVER 2-POLE (RESOLVER P=1); SHAFT WITH FITTED KEY, TOLERANCE N; WITH HOLDING BRAKE DEGREE OF PROTECTION IP65 IP67 D-END FLANGE; RAL7016 COATING; METALLIC RATING PLATE AT MOTOR | - | 0 | 0
1FK7064-7AF71-1TG0 |  | 1FK7064-7AF71-1TG0 | 1 | UN | 1 | 60 | X | D | N | N | 85015220 | 1 |  | 15.503 | KG | 1395.63 | 1395.63 | MC05 | MC05 | SIMOTICS S Synchronous servo motor 1FK7 High Dynamic, 12.0Nm 100K, 3000rpm, 2.5kW Naturally cooled IM B5 (V1, V3) power/signal connectors Connector can be rotated by 270Â° RESOLVER 2-POLE (RESOLVER P=1); PLAIN SHAFT, TOLERANCE N; W/O HOLDING BRAKE DEGREE OF PROTECTION IP64 | - | 0 | 0
1FK7064-7AF71-1TG2 |  | 1FK7064-7AF71-1TG2 | 1 | UN | 1 | 60 | X | D | N | N | 85015220 | 1 |  | 15.503 | KG | 1471.6 | 1471.6 | MC05 | MC05 | SIMOTICS S Synchronous servo motor 1FK7 High Dynamic, 12.0Nm 100K, 3000rpm, 2.5kW Naturally cooled IM B5 (V1, V3) power/signal connectors Connector can be rotated by 270Â° RESOLVER 2-POLE (RESOLVER P=1); PLAIN SHAFT, TOLERANCE N; W/O HOLDING BRAKE DEGREE OF PROTECTION IP65 FLANGE ON DRIVE END IP67 | - | 0 | 0
1FK7064-7AF71-1TG3 |  | 1FK7064-7AF71-1TG3 | 1 | UN | 1 | 60 | X | D | N | N | 85015220 | 1 |  | 15.503 | KG | 1432.44 | 1432.44 | MC05 | MC05 | SIMOTICS S Synchronous servo motor 1FK7 High Dynamic, 12.0Nm 100K, 3000rpm, 2.5kW Naturally cooled IM B5 (V1, V3) power/signal connectors Connector can be rotated by 270Â° RESOLVER 2-POLE (RESOLVER P=1); PLAIN SHAFT, TOLERANCE N; W/O HOLDING BRAKE DEGREE OF PROTECTION IP64; PAINT FINISH RAL7016 | - | 0 | 0
1FK7064-7AF71-1TG5 |  | 1FK7064-7AF71-1TG5 | 1 | UN | 1 | 60 | X | D | N | N | 85015220 | 1 |  | 15.503 | KG | 1508.39 | 1508.39 | MC05 | MC05 | SIMOTICS S Synchronous servo motor 1FK7 High Dynamic, 12.0Nm 100K, 3000rpm, 2.5kW Naturally cooled IM B5 (V1, V3) power/signal connectors Connector can be rotated by 270Â° RESOLVER 2-POLE (RESOLVER P=1); PLAIN SHAFT, TOLERANCE N; W/O HOLDING BRAKE DEGREE OF PROTECTION IP65 AS FLANGE IP67; PAINT FINISH RAL7016 | - | 0 | 0
1FK7064-7AF71-1TG8 |  | 1FK7064-7AF71-1TG8 | 1 | UN | 1 | 60 | X | D | N | N | 85015220 | 1 |  | 15.503 | KG | 1589.6 | 1589.6 | MC05 | MC05 | SIMOTICS S Synchronous servo motor 1FK7 High Dynamic, 12.0Nm 100K, 3000rpm, 2.5kW Naturally cooled IM B5 (V1, V3) power/signal connectors Connector can be rotated by 270Â° RESOLVER 2-POLE (RESOLVER P=1); PLAIN SHAFT, TOLERANCE N; W/O HOLDING BRAKE DEGREE OF PROTECTION IP65 IP67 D-END FLANGE; RAL7016 COATING; METALLIC RATING PLATE AT MOTOR | - | 0 | 0
1FK7064-7AF71-1TH0 |  | 1FK7064-7AF71-1TH0 | 1 | UN | 1 | 60 | X | D | N | N | 85015220 | 1 |  | 16.802 | KG | 1643.45 | 1643.45 | MC05 | MC05 | SIMOTICS S Synchronous servo motor 1FK7 High Dynamic, 12.0Nm 100K, 3000rpm, 2.5kW Naturally cooled IM B5 (V1, V3) power/signal connectors Connector can be rotated by 270Â° RESOLVER 2-POLE (RESOLVER P=1); PLAIN SHAFT, TOLERANCE N; WITH HOLDING BRAKE DEGREE OF PROTECTION IP64 | - | 0 | 0
1FK7064-7AF71-1TH2 |  | 1FK7064-7AF71-1TH2 | 1 | UN | 1 | 60 | X | D | N | N | 85015220 | 1 |  | 16.802 | KG | 1719.42 | 1719.42 | MC05 | MC05 | SIMOTICS S Synchronous servo motor 1FK7 High Dynamic, 12.0Nm 100K, 3000rpm, 2.5kW Naturally cooled IM B5 (V1, V3) power/signal connectors Connector can be rotated by 270Â° RESOLVER 2-POLE (RESOLVER P=1); PLAIN SHAFT, TOLERANCE N; WITH HOLDING BRAKE DEGREE OF PROTECTION IP65 FLANGE ON DRIVE END IP67 | - | 0 | 0
1FK7064-7AF71-1TH3 |  | 1FK7064-7AF71-1TH3 | 1 | UN | 1 | 60 | X | D | N | N | 85015220 | 1 |  | 16.802 | KG | 1680.26 | 1680.26 | MC05 | MC05 | SIMOTICS S Synchronous servo motor 1FK7 High Dynamic, 12.0Nm 100K, 3000rpm, 2.5kW Naturally cooled IM B5 (V1, V3) power/signal connectors Connector can be rotated by 270Â° RESOLVER 2-POLE (RESOLVER P=1); PLAIN SHAFT, TOLERANCE N; WITH HOLDING BRAKE DEGREE OF PROTECTION IP64; PAINT FINISH RAL7016 | - | 0 | 0
1FK7064-7AF71-1TH5 |  | 1FK7064-7AF71-1TH5 | 1 | UN | 1 | 60 | X | D | N | N | 85015220 | 1 |  | 16.802 | KG | 1756.21 | 1756.21 | MC05 | MC05 | SIMOTICS S Synchronous servo motor 1FK7 High Dynamic, 12.0Nm 100K, 3000rpm, 2.5kW Naturally cooled IM B5 (V1, V3) power/signal connectors Connector can be rotated by 270Â° RESOLVER 2-POLE (RESOLVER P=1); PLAIN SHAFT, TOLERANCE N; WITH HOLDING BRAKE DEGREE OF PROTECTION IP65 AS FLANGE IP67; PAINT FINISH RAL7016 | - | 0 | 0
1FK7064-7AF71-1TH8 |  | 1FK7064-7AF71-1TH8 | 1 | UN | 1 | 60 | X | D | N | N | 85015220 | 1 |  | 16.802 | KG | 1837.42 | 1837.42 | MC05 | MC05 | SIMOTICS S Synchronous servo motor 1FK7 High Dynamic, 12.0Nm 100K, 3000rpm, 2.5kW Naturally cooled IM B5 (V1, V3) power/signal connectors Connector can be rotated by 270Â° RESOLVER 2-POLE (RESOLVER P=1); PLAIN SHAFT, TOLERANCE N; WITH HOLDING BRAKE DEGREE OF PROTECTION IP65 IP67 D-END FLANGE; RAL7016 COATING; METALLIC RATING PLATE AT MOTOR | - | 0 | 0
1FK7064-7AF71-1UA0 |  | 1FK7064-7AF71-1UA0 | 1 | UN | 1 | 60 | X | D | N | N | 85015220 | 1 |  | 15.503 | KG | 1661.42 | 1661.42 | MC05 | MC05 | SIMOTICS S Synchronous servo motor 1FK7 High Dynamic, 12.0Nm 100K, 3000rpm, 2.5kW Naturally cooled IM B5 (V1, V3) power/signal connectors Connector can be rotated by 270Â° RESOLVER MULTI-POLE (RESOLVER P=3) WITH DRIVE-CLIQ INTERFACE; SHAFT WITH FITTED KEY, TOLERANCE N; W/O HOLDING BRAKE DEGREE OF PROTECTION IP64 | - | 0 | 0
1FK7064-7AF71-1UA2 |  | 1FK7064-7AF71-1UA2 | 1 | UN | 1 | 60 | X | D | N | N | 85015220 | 1 |  | 15.503 | KG | 1737.39 | 1737.39 | MC05 | MC05 | SIMOTICS S Synchronous servo motor 1FK7 High Dynamic, 12.0Nm 100K, 3000rpm, 2.5kW Naturally cooled IM B5 (V1, V3) power/signal connectors Connector can be rotated by 270Â° RESOLVER MULTI-POLE (RESOLVER P=3) WITH DRIVE-CLIQ INTERFACE; SHAFT WITH FITTED KEY, TOLERANCE N; W/O HOLDING BRAKE DEGREE OF PROTECTION IP65 FLANGE ON DRIVE END IP67 | - | 0 | 0
1FK7064-7AF71-1UA3 |  | 1FK7064-7AF71-1UA3 | 1 | UN | 1 | 60 | X | D | N | N | 85015220 | 1 |  | 15.503 | KG | 1698.23 | 1698.23 | MC05 | MC05 | SIMOTICS S Synchronous servo motor 1FK7 High Dynamic, 12.0Nm 100K, 3000rpm, 2.5kW Naturally cooled IM B5 (V1, V3) power/signal connectors Connector can be rotated by 270Â° RESOLVER MULTI-POLE (RESOLVER P=3) WITH DRIVE-CLIQ INTERFACE; SHAFT WITH FITTED KEY, TOLERANCE N; W/O HOLDING BRAKE DEGREE OF PROTECTION IP64; PAINT FINISH RAL7016 | - | 0 | 0
1FK7064-7AF71-1UA5 |  | 1FK7064-7AF71-1UA5 | 1 | UN | 1 | 60 | X | D | N | N | 85015220 | 1 |  | 15.503 | KG | 1774.18 | 1774.18 | MC05 | MC05 | SIMOTICS S Synchronous servo motor 1FK7 High Dynamic, 12.0Nm 100K, 3000rpm, 2.5kW Naturally cooled IM B5 (V1, V3) power/signal connectors Connector can be rotated by 270Â° RESOLVER MULTI-POLE (RESOLVER P=3) WITH DRIVE-CLIQ INTERFACE; SHAFT WITH FITTED KEY, TOLERANCE N; W/O HOLDING BRAKE DEGREE OF PROTECTION IP65 AS FLANGE IP67; PAINT FINISH RAL7016 | - | 0 | 0
1FK7064-7AF71-1UA8 |  | 1FK7064-7AF71-1UA8 | 1 | UN | 1 | 60 | X | D | N | N | 85015220 | 1 |  | 15.503 | KG | 1855.39 | 1855.39 | MC05 | MC05 | SIMOTICS S Synchronous servo motor 1FK7 High Dynamic, 12.0Nm 100K, 3000rpm, 2.5kW Naturally cooled IM B5 (V1, V3) power/signal connectors Connector can be rotated by 270Â° RESOLVER MULTI-POLE (RESOLVER P=3) WITH DRIVE-CLIQ INTERFACE; SHAFT WITH FITTED KEY, TOLERANCE N; W/O HOLDING BRAKE DEGREE OF PROTECTION IP65 IP67 D-END FLANGE; RAL7016 COATING; METALLIC RATING PLATE AT MOTOR | - | 0 | 0
1FK7064-7AF71-1UB0 |  | 1FK7064-7AF71-1UB0 | 1 | UN | 1 | 60 | X | D | N | N | 85015220 | 1 |  | 16.802 | KG | 1907.45 | 1907.45 | MC05 | MC05 | SIMOTICS S Synchronous servo motor 1FK7 High Dynamic, 12.0Nm 100K, 3000rpm, 2.5kW Naturally cooled IM B5 (V1, V3) power/signal connectors Connector can be rotated by 270Â° RESOLVER MULTI-POLE (RESOLVER P=3) WITH DRIVE-CLIQ INTERFACE; SHAFT WITH FITTED KEY, TOLERANCE N; WITH HOLDING BRAKE DEGREE OF PROTECTION IP64 | - | 0 | 0
1FK7064-7AF71-1UB2 |  | 1FK7064-7AF71-1UB2 | 1 | UN | 1 | 60 | X | D | N | N | 85015220 | 1 |  | 16.802 | KG | 1983.42 | 1983.42 | MC05 | MC05 | SIMOTICS S Synchronous servo motor 1FK7 High Dynamic, 12.0Nm 100K, 3000rpm, 2.5kW Naturally cooled IM B5 (V1, V3) power/signal connectors Connector can be rotated by 270Â° RESOLVER MULTI-POLE (RESOLVER P=3) WITH DRIVE-CLIQ INTERFACE; SHAFT WITH FITTED KEY, TOLERANCE N; WITH HOLDING BRAKE DEGREE OF PROTECTION IP65 FLANGE ON DRIVE END IP67 | - | 0 | 0
1FK7064-7AF71-1UB3 |  | 1FK7064-7AF71-1UB3 | 1 | UN | 1 | 60 | X | D | N | N | 85015220 | 1 |  | 16.802 | KG | 1944.26 | 1944.26 | MC05 | MC05 | SIMOTICS S Synchronous servo motor 1FK7 High Dynamic, 12.0Nm 100K, 3000rpm, 2.5kW Naturally cooled IM B5 (V1, V3) power/signal connectors Connector can be rotated by 270Â° RESOLVER MULTI-POLE (RESOLVER P=3) WITH DRIVE-CLIQ INTERFACE; SHAFT WITH FITTED KEY, TOLERANCE N; WITH HOLDING BRAKE DEGREE OF PROTECTION IP64; PAINT FINISH RAL7016 | - | 0 | 0
1FK7064-7AF71-1UB5 |  | 1FK7064-7AF71-1UB5 | 1 | UN | 1 | 60 | X | D | N | N | 85015220 | 1 |  | 16.802 | KG | 2020.21 | 2020.21 | MC05 | MC05 | SIMOTICS S Synchronous servo motor 1FK7 High Dynamic, 12.0Nm 100K, 3000rpm, 2.5kW Naturally cooled IM B5 (V1, V3) power/signal connectors Connector can be rotated by 270Â° RESOLVER MULTI-POLE (RESOLVER P=3) WITH DRIVE-CLIQ INTERFACE; SHAFT WITH FITTED KEY, TOLERANCE N; WITH HOLDING BRAKE DEGREE OF PROTECTION IP65 AS FLANGE IP67; PAINT FINISH RAL7016 | - | 0 | 0
1FK7064-7AF71-1UB8 |  | 1FK7064-7AF71-1UB8 | 1 | UN | 1 | 60 | X | D | N | N | 85015220 | 1 |  | 16.802 | KG | 2101.42 | 2101.42 | MC05 | MC05 | SIMOTICS S Synchronous servo motor 1FK7 High Dynamic, 12.0Nm 100K, 3000rpm, 2.5kW Naturally cooled IM B5 (V1, V3) power/signal connectors Connector can be rotated by 270Â° RESOLVER MULTI-POLE (RESOLVER P=3) WITH DRIVE-CLIQ INTERFACE; SHAFT WITH FITTED KEY, TOLERANCE N; WITH HOLDING BRAKE DEGREE OF PROTECTION IP65 IP67 D-END FLANGE; RAL7016 COATING; METALLIC RATING PLATE AT MOTOR | - | 0 | 0
1FK7064-7AF71-1UG0 |  | 1FK7064-7AF71-1UG0 | 1 | UN | 1 | 60 | X | D | N | N | 85015220 | 1 |  | 15.503 | KG | 1591.37 | 1591.37 | MC05 | MC05 | SIMOTICS S Synchronous servo motor 1FK7 High Dynamic, 12.0Nm 100K, 3000rpm, 2.5kW Naturally cooled IM B5 (V1, V3) power/signal connectors Connector can be rotated by 270Â° RESOLVER MULTI-POLE (RESOLVER P=3) WITH DRIVE-CLIQ INTERFACE; PLAIN SHAFT, TOLERANCE N; W/O HOLDING BRAKE DEGREE OF PROTECTION IP64 | - | 0 | 0
1FK7064-7AF71-1UG2 |  | 1FK7064-7AF71-1UG2 | 1 | UN | 1 | 60 | X | D | N | N | 85015220 | 1 |  | 15.503 | KG | 1667.34 | 1667.34 | MC05 | MC05 | SIMOTICS S Synchronous servo motor 1FK7 High Dynamic, 12.0Nm 100K, 3000rpm, 2.5kW Naturally cooled IM B5 (V1, V3) power/signal connectors Connector can be rotated by 270Â° RESOLVER MULTI-POLE (RESOLVER P=3) WITH DRIVE-CLIQ INTERFACE; PLAIN SHAFT, TOLERANCE N; W/O HOLDING BRAKE DEGREE OF PROTECTION IP65 FLANGE ON DRIVE END IP67 | - | 0 | 0
1FK7064-7AF71-1UG3 |  | 1FK7064-7AF71-1UG3 | 1 | UN | 1 | 60 | X | D | N | N | 85015220 | 1 |  | 15.503 | KG | 1628.18 | 1628.18 | MC05 | MC05 | SIMOTICS S Synchronous servo motor 1FK7 High Dynamic, 12.0Nm 100K, 3000rpm, 2.5kW Naturally cooled IM B5 (V1, V3) power/signal connectors Connector can be rotated by 270Â° RESOLVER MULTI-POLE (RESOLVER P=3) WITH DRIVE-CLIQ INTERFACE; PLAIN SHAFT, TOLERANCE N; W/O HOLDING BRAKE DEGREE OF PROTECTION IP64; PAINT FINISH RAL7016 | - | 0 | 0
1FK7064-7AF71-1UG5 |  | 1FK7064-7AF71-1UG5 | 1 | UN | 1 | 60 | X | D | N | N | 85015220 | 1 |  | 15.503 | KG | 1704.13 | 1704.13 | MC05 | MC05 | SIMOTICS S Synchronous servo motor 1FK7 High Dynamic, 12.0Nm 100K, 3000rpm, 2.5kW Naturally cooled IM B5 (V1, V3) power/signal connectors Connector can be rotated by 270Â° RESOLVER MULTI-POLE (RESOLVER P=3) WITH DRIVE-CLIQ INTERFACE; PLAIN SHAFT, TOLERANCE N; W/O HOLDING BRAKE DEGREE OF PROTECTION IP65 AS FLANGE IP67; PAINT FINISH RAL7016 | - | 0 | 0
1FK7064-7AF71-1UG8 |  | 1FK7064-7AF71-1UG8 | 1 | UN | 1 | 60 | X | D | N | N | 85015220 | 1 |  | 15.503 | KG | 1785.34 | 1785.34 | MC05 | MC05 | SIMOTICS S Synchronous servo motor 1FK7 High Dynamic, 12.0Nm 100K, 3000rpm, 2.5kW Naturally cooled IM B5 (V1, V3) power/signal connectors Connector can be rotated by 270Â° RESOLVER MULTI-POLE (RESOLVER P=3) WITH DRIVE-CLIQ INTERFACE; PLAIN SHAFT, TOLERANCE N; W/O HOLDING BRAKE DEGREE OF PROTECTION IP65 IP67 D-END FLANGE; RAL7016 COATING; METALLIC RATING PLATE AT MOTOR | - | 0 | 0
1FK7064-7AF71-1UH0 |  | 1FK7064-7AF71-1UH0 | 1 | UN | 1 | 60 | X | D | N | N | 85015220 | 1 |  | 16.802 | KG | 1839.19 | 1839.19 | MC05 | MC05 | SIMOTICS S Synchronous servo motor 1FK7 High Dynamic, 12.0Nm 100K, 3000rpm, 2.5kW Naturally cooled IM B5 (V1, V3) power/signal connectors Connector can be rotated by 270Â° RESOLVER MULTI-POLE (RESOLVER P=3) WITH DRIVE-CLIQ INTERFACE; PLAIN SHAFT, TOLERANCE N; WITH HOLDING BRAKE DEGREE OF PROTECTION IP64 | - | 0 | 0
1FK7064-7AF71-1UH2 |  | 1FK7064-7AF71-1UH2 | 1 | UN | 1 | 60 | X | D | N | N | 85015220 | 1 |  | 16.802 | KG | 1915.16 | 1915.16 | MC05 | MC05 | SIMOTICS S Synchronous servo motor 1FK7 High Dynamic, 12.0Nm 100K, 3000rpm, 2.5kW Naturally cooled IM B5 (V1, V3) power/signal connectors Connector can be rotated by 270Â° RESOLVER MULTI-POLE (RESOLVER P=3) WITH DRIVE-CLIQ INTERFACE; PLAIN SHAFT, TOLERANCE N; WITH HOLDING BRAKE DEGREE OF PROTECTION IP65 FLANGE ON DRIVE END IP67 | - | 0 | 0
1FK7064-7AF71-1UH3 |  | 1FK7064-7AF71-1UH3 | 1 | UN | 1 | 60 | X | D | N | N | 85015220 | 1 |  | 16.802 | KG | 1876 | 1876 | MC05 | MC05 | SIMOTICS S Synchronous servo motor 1FK7 High Dynamic, 12.0Nm 100K, 3000rpm, 2.5kW Naturally cooled IM B5 (V1, V3) power/signal connectors Connector can be rotated by 270Â° RESOLVER MULTI-POLE (RESOLVER P=3) WITH DRIVE-CLIQ INTERFACE; PLAIN SHAFT, TOLERANCE N; WITH HOLDING BRAKE DEGREE OF PROTECTION IP64; PAINT FINISH RAL7016 | - | 0 | 0
1FK7064-7AF71-1UH5 |  | 1FK7064-7AF71-1UH5 | 1 | UN | 1 | 60 | X | D | N | N | 85015220 | 1 |  | 16.802 | KG | 1951.95 | 1951.95 | MC05 | MC05 | SIMOTICS S Synchronous servo motor 1FK7 High Dynamic, 12.0Nm 100K, 3000rpm, 2.5kW Naturally cooled IM B5 (V1, V3) power/signal connectors Connector can be rotated by 270Â° RESOLVER MULTI-POLE (RESOLVER P=3) WITH DRIVE-CLIQ INTERFACE; PLAIN SHAFT, TOLERANCE N; WITH HOLDING BRAKE DEGREE OF PROTECTION IP65 AS FLANGE IP67; PAINT FINISH RAL7016 | - | 0 | 0
1FK7064-7AF71-1UH8 |  | 1FK7064-7AF71-1UH8 | 1 | UN | 1 | 60 | X | D | N | N | 85015220 | 1 |  | 16.802 | KG | 2033.16 | 2033.16 | MC05 | MC05 | SIMOTICS S Synchronous servo motor 1FK7 High Dynamic, 12.0Nm 100K, 3000rpm, 2.5kW Naturally cooled IM B5 (V1, V3) power/signal connectors Connector can be rotated by 270Â° RESOLVER MULTI-POLE (RESOLVER P=3) WITH DRIVE-CLIQ INTERFACE; PLAIN SHAFT, TOLERANCE N; WITH HOLDING BRAKE DEGREE OF PROTECTION IP65 IP67 D-END FLANGE; RAL7016 COATING; METALLIC RATING PLATE AT MOTOR | - | 0 | 0
1FK7064-7AH71-1AA0 |  | 1FK7064-7AH71-1AA0 | 1 | UN | 1 | 60 | X | D | N | N | 85015220 | 1 |  | 15.503 | KG | 1941.56 | 1941.56 | MC05 | MC05 | SIMOTICS S Synchronous servo motor 1FK7 High Dynamic 12.0Nm, 100K, 4500rpm 2.36kW, Naturally cooled IM B5 (V1, V3) power/signal connectors Connector can be rotated by 270Â° INCREM. ENCODER, SIN/COS 1 VPP 2048 P/REV (ENCODER I-2048); SHAFT WITH FITTED KEY, TOLERANCE N; W/O HOLDING BRAKE DEGREE OF PROTECTION IP64 | - | 0 | 0
1FK7064-7AH71-1AA2 |  | 1FK7064-7AH71-1AA2 | 1 | UN | 1 | 60 | X | D | N | N | 85015220 | 1 |  | 15.503 | KG | 2017.53 | 2017.53 | MC05 | MC05 | SIMOTICS S Synchronous servo motor 1FK7 High Dynamic 12.0Nm, 100K, 4500rpm 2.36kW, Naturally cooled IM B5 (V1, V3) power/signal connectors Connector can be rotated by 270Â° INCREM. ENCODER, SIN/COS 1 VPP 2048 P/REV (ENCODER I-2048); SHAFT WITH FITTED KEY, TOLERANCE N; W/O HOLDING BRAKE DEGREE OF PROTECTION IP65 FLANGE ON DRIVE END IP67 | - | 0 | 0
1FK7064-7AH71-1AA3 |  | 1FK7064-7AH71-1AA3 | 1 | UN | 1 | 60 | X | D | N | N | 85015220 | 1 |  | 15.503 | KG | 1978.37 | 1978.37 | MC05 | MC05 | SIMOTICS S Synchronous servo motor 1FK7 High Dynamic 12.0Nm, 100K, 4500rpm 2.36kW, Naturally cooled IM B5 (V1, V3) power/signal connectors Connector can be rotated by 270Â° INCREM. ENCODER, SIN/COS 1 VPP 2048 P/REV (ENCODER I-2048); SHAFT WITH FITTED KEY, TOLERANCE N; W/O HOLDING BRAKE DEGREE OF PROTECTION IP64; PAINT FINISH RAL7016 | - | 0 | 0
1FK7064-7AH71-1AA5 |  | 1FK7064-7AH71-1AA5 | 1 | UN | 1 | 60 | X | D | N | N | 85015220 | 1 |  | 15.503 | KG | 2054.32 | 2054.32 | MC05 | MC05 | SIMOTICS S Synchronous servo motor 1FK7 High Dynamic 12.0Nm, 100K, 4500rpm 2.36kW, Naturally cooled IM B5 (V1, V3) power/signal connectors Connector can be rotated by 270Â° INCREM. ENCODER, SIN/COS 1 VPP 2048 P/REV (ENCODER I-2048); SHAFT WITH FITTED KEY, TOLERANCE N; W/O HOLDING BRAKE DEGREE OF PROTECTION IP65 AS FLANGE IP67; PAINT FINISH RAL7016 | - | 0 | 0
1FK7064-7AH71-1AA8 |  | 1FK7064-7AH71-1AA8 | 1 | UN | 1 | 60 | X | D | N | N | 85015220 | 1 |  | 15.503 | KG | 2135.53 | 2135.53 | MC05 | MC05 | SIMOTICS S Synchronous servo motor 1FK7 High Dynamic 12.0Nm, 100K, 4500rpm 2.36kW, Naturally cooled IM B5 (V1, V3) power/signal connectors Connector can be rotated by 270Â° INCREM. ENCODER, SIN/COS 1 VPP 2048 P/REV (ENCODER I-2048); SHAFT WITH FITTED KEY, TOLERANCE N; W/O HOLDING BRAKE DEGREE OF PROTECTION IP65 IP67 D-END FLANGE; RAL7016 COATING; METALLIC RATING PLATE AT MOTOR | - | 0 | 0
1FK7064-7AH71-1AB0 |  | 1FK7064-7AH71-1AB0 | 1 | UN | 1 | 60 | X | D | N | N | 85015220 | 1 |  | 16.802 | KG | 2187.59 | 2187.59 | MC05 | MC05 | SIMOTICS S Synchronous servo motor 1FK7 High Dynamic 12.0Nm, 100K, 4500rpm 2.36kW, Naturally cooled IM B5 (V1, V3) power/signal connectors Connector can be rotated by 270Â° INCREM. ENCODER, SIN/COS 1 VPP 2048 P/REV (ENCODER I-2048); SHAFT WITH FITTED KEY, TOLERANCE N; WITH HOLDING BRAKE DEGREE OF PROTECTION IP64 | - | 0 | 0
1FK7064-7AH71-1AB2 |  | 1FK7064-7AH71-1AB2 | 1 | UN | 1 | 60 | X | D | N | N | 85015220 | 1 |  | 16.802 | KG | 2263.56 | 2263.56 | MC05 | MC05 | SIMOTICS S Synchronous servo motor 1FK7 High Dynamic 12.0Nm, 100K, 4500rpm 2.36kW, Naturally cooled IM B5 (V1, V3) power/signal connectors Connector can be rotated by 270Â° INCREM. ENCODER, SIN/COS 1 VPP 2048 P/REV (ENCODER I-2048); SHAFT WITH FITTED KEY, TOLERANCE N; WITH HOLDING BRAKE DEGREE OF PROTECTION IP65 FLANGE ON DRIVE END IP67 | - | 0 | 0
1FK7064-7AH71-1AB3 |  | 1FK7064-7AH71-1AB3 | 1 | UN | 1 | 60 | X | D | N | N | 85015220 | 1 |  | 16.802 | KG | 2224.4 | 2224.4 | MC05 | MC05 | SIMOTICS S Synchronous servo motor 1FK7 High Dynamic 12.0Nm, 100K, 4500rpm 2.36kW, Naturally cooled IM B5 (V1, V3) power/signal connectors Connector can be rotated by 270Â° INCREM. ENCODER, SIN/COS 1 VPP 2048 P/REV (ENCODER I-2048); SHAFT WITH FITTED KEY, TOLERANCE N; WITH HOLDING BRAKE DEGREE OF PROTECTION IP64; PAINT FINISH RAL7016 | - | 0 | 0
1FK7064-7AH71-1AB5 |  | 1FK7064-7AH71-1AB5 | 1 | UN | 1 | 60 | X | D | N | N | 85015220 | 1 |  | 16.802 | KG | 2300.35 | 2300.35 | MC05 | MC05 | SIMOTICS S Synchronous servo motor 1FK7 High Dynamic 12.0Nm, 100K, 4500rpm 2.36kW, Naturally cooled IM B5 (V1, V3) power/signal connectors Connector can be rotated by 270Â° INCREM. ENCODER, SIN/COS 1 VPP 2048 P/REV (ENCODER I-2048); SHAFT WITH FITTED KEY, TOLERANCE N; WITH HOLDING BRAKE DEGREE OF PROTECTION IP65 AS FLANGE IP67; PAINT FINISH RAL7016 | - | 0 | 0
1FK7064-7AH71-1AB8 |  | 1FK7064-7AH71-1AB8 | 1 | UN | 1 | 60 | X | D | N | N | 85015220 | 1 |  | 16.802 | KG | 2381.56 | 2381.56 | MC05 | MC05 | SIMOTICS S Synchronous servo motor 1FK7 High Dynamic 12.0Nm, 100K, 4500rpm 2.36kW, Naturally cooled IM B5 (V1, V3) power/signal connectors Connector can be rotated by 270Â° INCREM. ENCODER, SIN/COS 1 VPP 2048 P/REV (ENCODER I-2048); SHAFT WITH FITTED KEY, TOLERANCE N; WITH HOLDING BRAKE DEGREE OF PROTECTION IP65 IP67 D-END FLANGE; RAL7016 COATING; METALLIC RATING PLATE AT MOTOR | - | 0 | 0
1FK7064-7AH71-1AG0 |  | 1FK7064-7AH71-1AG0 | 1 | UN | 1 | 60 | X | D | N | N | 85015220 | 1 |  | 15.503 | KG | 1871.51 | 1871.51 | MC05 | MC05 | SIMOTICS S Synchronous servo motor 1FK7 High Dynamic 12.0Nm, 100K, 4500rpm 2.36kW, Naturally cooled IM B5 (V1, V3) power/signal connectors Connector can be rotated by 270Â° INCREM. ENCODER, SIN/COS 1 VPP 2048 P/REV (ENCODER I-2048); PLAIN SHAFT, TOLERANCE N; W/O HOLDING BRAKE DEGREE OF PROTECTION IP64 | - | 0 | 0
1FK7064-7AH71-1AG2 |  | 1FK7064-7AH71-1AG2 | 1 | UN | 1 | 60 | X | D | N | N | 85015220 | 1 |  | 15.503 | KG | 1947.48 | 1947.48 | MC05 | MC05 | SIMOTICS S Synchronous servo motor 1FK7 High Dynamic 12.0Nm, 100K, 4500rpm 2.36kW, Naturally cooled IM B5 (V1, V3) power/signal connectors Connector can be rotated by 270Â° INCREM. ENCODER, SIN/COS 1 VPP 2048 P/REV (ENCODER I-2048); PLAIN SHAFT, TOLERANCE N; W/O HOLDING BRAKE DEGREE OF PROTECTION IP65 FLANGE ON DRIVE END IP67 | - | 0 | 0
1FK7064-7AH71-1AG3 |  | 1FK7064-7AH71-1AG3 | 1 | UN | 1 | 60 | X | D | N | N | 85015220 | 1 |  | 15.503 | KG | 1908.32 | 1908.32 | MC05 | MC05 | SIMOTICS S Synchronous servo motor 1FK7 High Dynamic 12.0Nm, 100K, 4500rpm 2.36kW, Naturally cooled IM B5 (V1, V3) power/signal connectors Connector can be rotated by 270Â° INCREM. ENCODER, SIN/COS 1 VPP 2048 P/REV (ENCODER I-2048); PLAIN SHAFT, TOLERANCE N; W/O HOLDING BRAKE DEGREE OF PROTECTION IP64; PAINT FINISH RAL7016 | - | 0 | 0
1FK7064-7AH71-1AG5 |  | 1FK7064-7AH71-1AG5 | 1 | UN | 1 | 60 | X | D | N | N | 85015220 | 1 |  | 15.503 | KG | 1984.27 | 1984.27 | MC05 | MC05 | SIMOTICS S Synchronous servo motor 1FK7 High Dynamic 12.0Nm, 100K, 4500rpm 2.36kW, Naturally cooled IM B5 (V1, V3) power/signal connectors Connector can be rotated by 270Â° INCREM. ENCODER, SIN/COS 1 VPP 2048 P/REV (ENCODER I-2048); PLAIN SHAFT, TOLERANCE N; W/O HOLDING BRAKE DEGREE OF PROTECTION IP65 AS FLANGE IP67; PAINT FINISH RAL7016 | - | 0 | 0
1FK7064-7AH71-1AG8 |  | 1FK7064-7AH71-1AG8 | 1 | UN | 1 | 60 | X | D | N | N | 85015220 | 1 |  | 15.503 | KG | 2065.48 | 2065.48 | MC05 | MC05 | SIMOTICS S Synchronous servo motor 1FK7 High Dynamic 12.0Nm, 100K, 4500rpm 2.36kW, Naturally cooled IM B5 (V1, V3) power/signal connectors Connector can be rotated by 270Â° INCREM. ENCODER, SIN/COS 1 VPP 2048 P/REV (ENCODER I-2048); PLAIN SHAFT, TOLERANCE N; W/O HOLDING BRAKE DEGREE OF PROTECTION IP65 IP67 D-END FLANGE; RAL7016 COATING; METALLIC RATING PLATE AT MOTOR | - | 0 | 0
1FK7064-7AH71-1AH0 |  | 1FK7064-7AH71-1AH0 | 1 | UN | 1 | 60 | X | D | N | N | 85015220 | 1 |  | 16.802 | KG | 2119.33 | 2119.33 | MC05 | MC05 | SIMOTICS S Synchronous servo motor 1FK7 High Dynamic 12.0Nm, 100K, 4500rpm 2.36kW, Naturally cooled IM B5 (V1, V3) power/signal connectors Connector can be rotated by 270Â° INCREM. ENCODER, SIN/COS 1 VPP 2048 P/REV (ENCODER I-2048); PLAIN SHAFT, TOLERANCE N; WITH HOLDING BRAKE DEGREE OF PROTECTION IP64 | - | 0 | 0
1FK7064-7AH71-1AH2 |  | 1FK7064-7AH71-1AH2 | 1 | UN | 1 | 60 | X | D | N | N | 85015220 | 1 |  | 16.802 | KG | 2195.3 | 2195.3 | MC05 | MC05 | SIMOTICS S Synchronous servo motor 1FK7 High Dynamic 12.0Nm, 100K, 4500rpm 2.36kW, Naturally cooled IM B5 (V1, V3) power/signal connectors Connector can be rotated by 270Â° INCREM. ENCODER, SIN/COS 1 VPP 2048 P/REV (ENCODER I-2048); PLAIN SHAFT, TOLERANCE N; WITH HOLDING BRAKE DEGREE OF PROTECTION IP65 FLANGE ON DRIVE END IP67 | - | 0 | 0
1FK7064-7AH71-1AH3 |  | 1FK7064-7AH71-1AH3 | 1 | UN | 1 | 60 | X | D | N | N | 85015220 | 1 |  | 16.802 | KG | 2156.14 | 2156.14 | MC05 | MC05 | SIMOTICS S Synchronous servo motor 1FK7 High Dynamic 12.0Nm, 100K, 4500rpm 2.36kW, Naturally cooled IM B5 (V1, V3) power/signal connectors Connector can be rotated by 270Â° INCREM. ENCODER, SIN/COS 1 VPP 2048 P/REV (ENCODER I-2048); PLAIN SHAFT, TOLERANCE N; WITH HOLDING BRAKE DEGREE OF PROTECTION IP64; PAINT FINISH RAL7016 | - | 0 | 0
1FK7064-7AH71-1AH5 |  | 1FK7064-7AH71-1AH5 | 1 | UN | 1 | 60 | X | D | N | N | 85015220 | 1 |  | 16.802 | KG | 2232.09 | 2232.09 | MC05 | MC05 | SIMOTICS S Synchronous servo motor 1FK7 High Dynamic 12.0Nm, 100K, 4500rpm 2.36kW, Naturally cooled IM B5 (V1, V3) power/signal connectors Connector can be rotated by 270Â° INCREM. ENCODER, SIN/COS 1 VPP 2048 P/REV (ENCODER I-2048); PLAIN SHAFT, TOLERANCE N; WITH HOLDING BRAKE DEGREE OF PROTECTION IP65 AS FLANGE IP67; PAINT FINISH RAL7016 | - | 0 | 0
1FK7064-7AH71-1AH8 |  | 1FK7064-7AH71-1AH8 | 1 | UN | 1 | 60 | X | D | N | N | 85015220 | 1 |  | 16.802 | KG | 2313.3 | 2313.3 | MC05 | MC05 | SIMOTICS S Synchronous servo motor 1FK7 High Dynamic 12.0Nm, 100K, 4500rpm 2.36kW, Naturally cooled IM B5 (V1, V3) power/signal connectors Connector can be rotated by 270Â° INCREM. ENCODER, SIN/COS 1 VPP 2048 P/REV (ENCODER I-2048); PLAIN SHAFT, TOLERANCE N; WITH HOLDING BRAKE DEGREE OF PROTECTION IP65 IP67 D-END FLANGE; RAL7016 COATING; METALLIC RATING PLATE AT MOTOR | - | 0 | 0
1FK7064-7AH71-1DA0 |  | 1FK7064-7AH71-1DA0 | 1 | UN | 1 | 60 | X | D | N | N | 85015220 | 1 |  | 15.503 | KG | 2137.35 | 2137.35 | MC05 | MC05 | SIMOTICS S Synchronous servo motor 1FK7 High Dynamic 12.0Nm, 100K, 4500rpm 2.36kW, Naturally cooled IM B5 (V1, V3) power/signal connectors Connector can be rotated by 270Â° INCREMENTAL ENCODER 2048 P/REV (ENCODER I-2048) WITH DRIVE-CLIQ INTERFACE; SHAFT WITH FITTED KEY, TOLERANCE N; W/O HOLDING BRAKE DEGREE OF PROTECTION IP64 | - | 0 | 0
1FK7064-7AH71-1DA2 |  | 1FK7064-7AH71-1DA2 | 1 | UN | 1 | 60 | X | D | N | N | 85015220 | 1 |  | 15.503 | KG | 2213.32 | 2213.32 | MC05 | MC05 | SIMOTICS S Synchronous servo motor 1FK7 High Dynamic 12.0Nm, 100K, 4500rpm 2.36kW, Naturally cooled IM B5 (V1, V3) power/signal connectors Connector can be rotated by 270Â° INCREMENTAL ENCODER 2048 P/REV (ENCODER I-2048) WITH DRIVE-CLIQ INTERFACE; SHAFT WITH FITTED KEY, TOLERANCE N; W/O HOLDING BRAKE DEGREE OF PROTECTION IP65 FLANGE ON DRIVE END IP67 | - | 0 | 0
1FK7064-7AH71-1DA3 |  | 1FK7064-7AH71-1DA3 | 1 | UN | 1 | 60 | X | D | N | N | 85015220 | 1 |  | 15.503 | KG | 2174.16 | 2174.16 | MC05 | MC05 | SIMOTICS S Synchronous servo motor 1FK7 High Dynamic 12.0Nm, 100K, 4500rpm 2.36kW, Naturally cooled IM B5 (V1, V3) power/signal connectors Connector can be rotated by 270Â° INCREMENTAL ENCODER 2048 P/REV (ENCODER I-2048) WITH DRIVE-CLIQ INTERFACE; SHAFT WITH FITTED KEY, TOLERANCE N; W/O HOLDING BRAKE DEGREE OF PROTECTION IP64; PAINT FINISH RAL7016 | - | 0 | 0
1FK7064-7AH71-1DA5 |  | 1FK7064-7AH71-1DA5 | 1 | UN | 1 | 60 | X | D | N | N | 85015220 | 1 |  | 15.503 | KG | 2250.11 | 2250.11 | MC05 | MC05 | SIMOTICS S Synchronous servo motor 1FK7 High Dynamic 12.0Nm, 100K, 4500rpm 2.36kW, Naturally cooled IM B5 (V1, V3) power/signal connectors Connector can be rotated by 270Â° INCREMENTAL ENCODER 2048 P/REV (ENCODER I-2048) WITH DRIVE-CLIQ INTERFACE; SHAFT WITH FITTED KEY, TOLERANCE N; W/O HOLDING BRAKE DEGREE OF PROTECTION IP65 AS FLANGE IP67; PAINT FINISH RAL7016 | - | 0 | 0
1FK7064-7AH71-1DA8 |  | 1FK7064-7AH71-1DA8 | 1 | UN | 1 | 60 | X | D | N | N | 85015220 | 1 |  | 15.503 | KG | 2331.32 | 2331.32 | MC05 | MC05 | SIMOTICS S Synchronous servo motor 1FK7 High Dynamic 12.0Nm, 100K, 4500rpm 2.36kW, Naturally cooled IM B5 (V1, V3) power/signal connectors Connector can be rotated by 270Â° INCREMENTAL ENCODER 2048 P/REV (ENCODER I-2048) WITH DRIVE-CLIQ INTERFACE; SHAFT WITH FITTED KEY, TOLERANCE N; W/O HOLDING BRAKE DEGREE OF PROTECTION IP65 IP67 D-END FLANGE; RAL7016 COATING; METALLIC RATING PLATE AT MOTOR | - | 0 | 0
1FK7064-7AH71-1DB0 |  | 1FK7064-7AH71-1DB0 | 1 | UN | 1 | 60 | X | D | N | N | 85015220 | 1 |  | 16.802 | KG | 2383.38 | 2383.38 | MC05 | MC05 | SIMOTICS S Synchronous servo motor 1FK7 High Dynamic 12.0Nm, 100K, 4500rpm 2.36kW, Naturally cooled IM B5 (V1, V3) power/signal connectors Connector can be rotated by 270Â° INCREMENTAL ENCODER 2048 P/REV (ENCODER I-2048) WITH DRIVE-CLIQ INTERFACE; SHAFT WITH FITTED KEY, TOLERANCE N; WITH HOLDING BRAKE DEGREE OF PROTECTION IP64 | - | 0 | 0
1FK7064-7AH71-1DB2 |  | 1FK7064-7AH71-1DB2 | 1 | UN | 1 | 60 | X | D | N | N | 85015220 | 1 |  | 16.802 | KG | 2459.35 | 2459.35 | MC05 | MC05 | SIMOTICS S Synchronous servo motor 1FK7 High Dynamic 12.0Nm, 100K, 4500rpm 2.36kW, Naturally cooled IM B5 (V1, V3) power/signal connectors Connector can be rotated by 270Â° INCREMENTAL ENCODER 2048 P/REV (ENCODER I-2048) WITH DRIVE-CLIQ INTERFACE; SHAFT WITH FITTED KEY, TOLERANCE N; WITH HOLDING BRAKE DEGREE OF PROTECTION IP65 FLANGE ON DRIVE END IP67 | - | 0 | 0
1FK7064-7AH71-1DB3 |  | 1FK7064-7AH71-1DB3 | 1 | UN | 1 | 60 | X | D | N | N | 85015220 | 1 |  | 16.802 | KG | 2420.19 | 2420.19 | MC05 | MC05 | SIMOTICS S Synchronous servo motor 1FK7 High Dynamic 12.0Nm, 100K, 4500rpm 2.36kW, Naturally cooled IM B5 (V1, V3) power/signal connectors Connector can be rotated by 270Â° INCREMENTAL ENCODER 2048 P/REV (ENCODER I-2048) WITH DRIVE-CLIQ INTERFACE; SHAFT WITH FITTED KEY, TOLERANCE N; WITH HOLDING BRAKE DEGREE OF PROTECTION IP64; PAINT FINISH RAL7016 | - | 0 | 0
1FK7064-7AH71-1DB5 |  | 1FK7064-7AH71-1DB5 | 1 | UN | 1 | 60 | X | D | N | N | 85015220 | 1 |  | 16.802 | KG | 2496.14 | 2496.14 | MC05 | MC05 | SIMOTICS S Synchronous servo motor 1FK7 High Dynamic 12.0Nm, 100K, 4500rpm 2.36kW, Naturally cooled IM B5 (V1, V3) power/signal connectors Connector can be rotated by 270Â° INCREMENTAL ENCODER 2048 P/REV (ENCODER I-2048) WITH DRIVE-CLIQ INTERFACE; SHAFT WITH FITTED KEY, TOLERANCE N; WITH HOLDING BRAKE DEGREE OF PROTECTION IP65 AS FLANGE IP67; PAINT FINISH RAL7016 | - | 0 | 0
1FK7064-7AH71-1DB8 |  | 1FK7064-7AH71-1DB8 | 1 | UN | 1 | 60 | X | D | N | N | 85015220 | 1 |  | 16.802 | KG | 2577.35 | 2577.35 | MC05 | MC05 | SIMOTICS S Synchronous servo motor 1FK7 High Dynamic 12.0Nm, 100K, 4500rpm 2.36kW, Naturally cooled IM B5 (V1, V3) power/signal connectors Connector can be rotated by 270Â° INCREMENTAL ENCODER 2048 P/REV (ENCODER I-2048) WITH DRIVE-CLIQ INTERFACE; SHAFT WITH FITTED KEY, TOLERANCE N; WITH HOLDING BRAKE DEGREE OF PROTECTION IP65 IP67 D-END FLANGE; RAL7016 COATING; METALLIC RATING PLATE AT MOTOR | - | 0 | 0
1FK7064-7AH71-1DG0 |  | 1FK7064-7AH71-1DG0 | 1 | UN | 1 | 60 | X | D | N | N | 85015220 | 1 |  | 15.503 | KG | 2067.3 | 2067.3 | MC05 | MC05 | SIMOTICS S Synchronous servo motor 1FK7 High Dynamic 12.0Nm, 100K, 4500rpm 2.36kW, Naturally cooled IM B5 (V1, V3) power/signal connectors Connector can be rotated by 270Â° INCREMENTAL ENCODER 2048 P/REV (ENCODER I-2048) WITH DRIVE-CLIQ INTERFACE; PLAIN SHAFT, TOLERANCE N; W/O HOLDING BRAKE DEGREE OF PROTECTION IP64 | - | 0 | 0
1FK7064-7AH71-1DG2 |  | 1FK7064-7AH71-1DG2 | 1 | UN | 1 | 60 | X | D | N | N | 85015220 | 1 |  | 15.503 | KG | 2143.27 | 2143.27 | MC05 | MC05 | SIMOTICS S Synchronous servo motor 1FK7 High Dynamic 12.0Nm, 100K, 4500rpm 2.36kW, Naturally cooled IM B5 (V1, V3) power/signal connectors Connector can be rotated by 270Â° INCREMENTAL ENCODER 2048 P/REV (ENCODER I-2048) WITH DRIVE-CLIQ INTERFACE; PLAIN SHAFT, TOLERANCE N; W/O HOLDING BRAKE DEGREE OF PROTECTION IP65 FLANGE ON DRIVE END IP67 | - | 0 | 0
1FK7064-7AH71-1DG3 |  | 1FK7064-7AH71-1DG3 | 1 | UN | 1 | 60 | X | D | N | N | 85015220 | 1 |  | 15.503 | KG | 2104.11 | 2104.11 | MC05 | MC05 | SIMOTICS S Synchronous servo motor 1FK7 High Dynamic 12.0Nm, 100K, 4500rpm 2.36kW, Naturally cooled IM B5 (V1, V3) power/signal connectors Connector can be rotated by 270Â° INCREMENTAL ENCODER 2048 P/REV (ENCODER I-2048) WITH DRIVE-CLIQ INTERFACE; PLAIN SHAFT, TOLERANCE N; W/O HOLDING BRAKE DEGREE OF PROTECTION IP64; PAINT FINISH RAL7016 | - | 0 | 0
1FK7064-7AH71-1DG5 |  | 1FK7064-7AH71-1DG5 | 1 | UN | 1 | 60 | X | D | N | N | 85015220 | 1 |  | 15.503 | KG | 2180.06 | 2180.06 | MC05 | MC05 | SIMOTICS S Synchronous servo motor 1FK7 High Dynamic 12.0Nm, 100K, 4500rpm 2.36kW, Naturally cooled IM B5 (V1, V3) power/signal connectors Connector can be rotated by 270Â° INCREMENTAL ENCODER 2048 P/REV (ENCODER I-2048) WITH DRIVE-CLIQ INTERFACE; PLAIN SHAFT, TOLERANCE N; W/O HOLDING BRAKE DEGREE OF PROTECTION IP65 AS FLANGE IP67; PAINT FINISH RAL7016 | - | 0 | 0
1FK7064-7AH71-1DG8 |  | 1FK7064-7AH71-1DG8 | 1 | UN | 1 | 60 | X | D | N | N | 85015220 | 1 |  | 15.503 | KG | 2261.27 | 2261.27 | MC05 | MC05 | SIMOTICS S Synchronous servo motor 1FK7 High Dynamic 12.0Nm, 100K, 4500rpm 2.36kW, Naturally cooled IM B5 (V1, V3) power/signal connectors Connector can be rotated by 270Â° INCREMENTAL ENCODER 2048 P/REV (ENCODER I-2048) WITH DRIVE-CLIQ INTERFACE; PLAIN SHAFT, TOLERANCE N; W/O HOLDING BRAKE DEGREE OF PROTECTION IP65 IP67 D-END FLANGE; RAL7016 COATING; METALLIC RATING PLATE AT MOTOR | - | 0 | 0
1FK7064-7AH71-1DH0 |  | 1FK7064-7AH71-1DH0 | 1 | UN | 1 | 60 | X | D | N | N | 85015220 | 1 |  | 16.802 | KG | 2315.12 | 2315.12 | MC05 | MC05 | SIMOTICS S Synchronous servo motor 1FK7 High Dynamic 12.0Nm, 100K, 4500rpm 2.36kW, Naturally cooled IM B5 (V1, V3) power/signal connectors Connector can be rotated by 270Â° INCREMENTAL ENCODER 2048 P/REV (ENCODER I-2048) WITH DRIVE-CLIQ INTERFACE; PLAIN SHAFT, TOLERANCE N; WITH HOLDING BRAKE DEGREE OF PROTECTION IP64 | - | 0 | 0
1FK7064-7AH71-1DH2 |  | 1FK7064-7AH71-1DH2 | 1 | UN | 1 | 60 | X | D | N | N | 85015220 | 1 |  | 16.802 | KG | 2391.09 | 2391.09 | MC05 | MC05 | SIMOTICS S Synchronous servo motor 1FK7 High Dynamic 12.0Nm, 100K, 4500rpm 2.36kW, Naturally cooled IM B5 (V1, V3) power/signal connectors Connector can be rotated by 270Â° INCREMENTAL ENCODER 2048 P/REV (ENCODER I-2048) WITH DRIVE-CLIQ INTERFACE; PLAIN SHAFT, TOLERANCE N; WITH HOLDING BRAKE DEGREE OF PROTECTION IP65 FLANGE ON DRIVE END IP67 | - | 0 | 0
1FK7064-7AH71-1DH3 |  | 1FK7064-7AH71-1DH3 | 1 | UN | 1 | 60 | X | D | N | N | 85015220 | 1 |  | 16.802 | KG | 2351.93 | 2351.93 | MC05 | MC05 | SIMOTICS S Synchronous servo motor 1FK7 High Dynamic 12.0Nm, 100K, 4500rpm 2.36kW, Naturally cooled IM B5 (V1, V3) power/signal connectors Connector can be rotated by 270Â° INCREMENTAL ENCODER 2048 P/REV (ENCODER I-2048) WITH DRIVE-CLIQ INTERFACE; PLAIN SHAFT, TOLERANCE N; WITH HOLDING BRAKE DEGREE OF PROTECTION IP64; PAINT FINISH RAL7016 | - | 0 | 0
1FK7064-7AH71-1DH5 |  | 1FK7064-7AH71-1DH5 | 1 | UN | 1 | 60 | X | D | N | N | 85015220 | 1 |  | 16.802 | KG | 2427.88 | 2427.88 | MC05 | MC05 | SIMOTICS S Synchronous servo motor 1FK7 High Dynamic 12.0Nm, 100K, 4500rpm 2.36kW, Naturally cooled IM B5 (V1, V3) power/signal connectors Connector can be rotated by 270Â° INCREMENTAL ENCODER 2048 P/REV (ENCODER I-2048) WITH DRIVE-CLIQ INTERFACE; PLAIN SHAFT, TOLERANCE N; WITH HOLDING BRAKE DEGREE OF PROTECTION IP65 AS FLANGE IP67; PAINT FINISH RAL7016 | - | 0 | 0
1FK7064-7AH71-1DH8 |  | 1FK7064-7AH71-1DH8 | 1 | UN | 1 | 60 | X | D | N | N | 85015220 | 1 |  | 16.802 | KG | 2509.09 | 2509.09 | MC05 | MC05 | SIMOTICS S Synchronous servo motor 1FK7 High Dynamic 12.0Nm, 100K, 4500rpm 2.36kW, Naturally cooled IM B5 (V1, V3) power/signal connectors Connector can be rotated by 270Â° INCREMENTAL ENCODER 2048 P/REV (ENCODER I-2048) WITH DRIVE-CLIQ INTERFACE; PLAIN SHAFT, TOLERANCE N; WITH HOLDING BRAKE DEGREE OF PROTECTION IP65 IP67 D-END FLANGE; RAL7016 COATING; METALLIC RATING PLATE AT MOTOR | - | 0 | 0
1FK7064-7AH71-1EA0 |  | 1FK7064-7AH71-1EA0 | 1 | UN | 1 | 60 | X | D | N | N | 85015220 | 1 |  | 15.503 | KG | 2243.32 | 2243.32 | MC05 | MC05 | SIMOTICS S Synchronous servo motor 1FK7 High Dynamic 12.0Nm, 100K, 4500rpm 2.36kW, Naturally cooled IM B5 (V1, V3) power/signal connectors Connector can be rotated by 270Â° ABSOLUTE ENCODER ENDAT 2048 P/REV (ENCODER A-2048); PERFORMANCE REDUCTION BY 10% DUE TO ABSOLUTE ENCODER; SHAFT WITH FITTED KEY, TOLERANCE N; W/O HOLDING BRAKE DEGREE OF PROTECTION IP64 | - | 0 | 0
1FK7064-7AH71-1EA2 |  | 1FK7064-7AH71-1EA2 | 1 | UN | 1 | 60 | X | D | N | N | 85015220 | 1 |  | 15.503 | KG | 2319.29 | 2319.29 | MC05 | MC05 | SIMOTICS S Synchronous servo motor 1FK7 High Dynamic 12.0Nm, 100K, 4500rpm 2.36kW, Naturally cooled IM B5 (V1, V3) power/signal connectors Connector can be rotated by 270Â° ABSOLUTE ENCODER ENDAT 2048 P/REV (ENCODER A-2048); PERFORMANCE REDUCTION BY 10% DUE TO ABSOLUTE ENCODER; SHAFT WITH FITTED KEY, TOLERANCE N; W/O HOLDING BRAKE DEGREE OF PROTECTION IP65 FLANGE ON DRIVE END IP67 | - | 0 | 0
1FK7064-7AH71-1EA3 |  | 1FK7064-7AH71-1EA3 | 1 | UN | 1 | 60 | X | D | N | N | 85015220 | 1 |  | 15.503 | KG | 2280.13 | 2280.13 | MC05 | MC05 | SIMOTICS S Synchronous servo motor 1FK7 High Dynamic 12.0Nm, 100K, 4500rpm 2.36kW, Naturally cooled IM B5 (V1, V3) power/signal connectors Connector can be rotated by 270Â° ABSOLUTE ENCODER ENDAT 2048 P/REV (ENCODER A-2048); PERFORMANCE REDUCTION BY 10% DUE TO ABSOLUTE ENCODER; SHAFT WITH FITTED KEY, TOLERANCE N; W/O HOLDING BRAKE DEGREE OF PROTECTION IP64; PAINT FINISH RAL7016 | - | 0 | 0
1FK7064-7AH71-1EA5 |  | 1FK7064-7AH71-1EA5 | 1 | UN | 1 | 60 | X | D | N | N | 85015220 | 1 |  | 15.503 | KG | 2356.08 | 2356.08 | MC05 | MC05 | SIMOTICS S Synchronous servo motor 1FK7 High Dynamic 12.0Nm, 100K, 4500rpm 2.36kW, Naturally cooled IM B5 (V1, V3) power/signal connectors Connector can be rotated by 270Â° ABSOLUTE ENCODER ENDAT 2048 P/REV (ENCODER A-2048); PERFORMANCE REDUCTION BY 10% DUE TO ABSOLUTE ENCODER; SHAFT WITH FITTED KEY, TOLERANCE N; W/O HOLDING BRAKE DEGREE OF PROTECTION IP65 AS FLANGE IP67; PAINT FINISH RAL7016 | - | 0 | 0
1FK7064-7AH71-1EA8 |  | 1FK7064-7AH71-1EA8 | 1 | UN | 1 | 60 | X | D | N | N | 85015220 | 1 |  | 15.503 | KG | 2437.29 | 2437.29 | MC05 | MC05 | SIMOTICS S Synchronous servo motor 1FK7 High Dynamic 12.0Nm, 100K, 4500rpm 2.36kW, Naturally cooled IM B5 (V1, V3) power/signal connectors Connector can be rotated by 270Â° ABSOLUTE ENCODER ENDAT 2048 P/REV (ENCODER A-2048); PERFORMANCE REDUCTION BY 10% DUE TO ABSOLUTE ENCODER; SHAFT WITH FITTED KEY, TOLERANCE N; W/O HOLDING BRAKE DEGREE OF PROTECTION IP65 IP67 D-END FLANGE; RAL7016 COATING; METALLIC RATING PLATE AT MOTOR | - | 0 | 0
1FK7064-7AH71-1EB0 |  | 1FK7064-7AH71-1EB0 | 1 | UN | 1 | 60 | X | D | N | N | 85015220 | 1 |  | 16.802 | KG | 2489.35 | 2489.35 | MC05 | MC05 | SIMOTICS S Synchronous servo motor 1FK7 High Dynamic 12.0Nm, 100K, 4500rpm 2.36kW, Naturally cooled IM B5 (V1, V3) power/signal connectors Connector can be rotated by 270Â° ABSOLUTE ENCODER ENDAT 2048 P/REV (ENCODER A-2048); PERFORMANCE REDUCTION BY 10% DUE TO ABSOLUTE ENCODER; SHAFT WITH FITTED KEY, TOLERANCE N; WITH HOLDING BRAKE DEGREE OF PROTECTION IP64 | - | 0 | 0
1FK7064-7AH71-1EB2 |  | 1FK7064-7AH71-1EB2 | 1 | UN | 1 | 60 | X | D | N | N | 85015220 | 1 |  | 16.802 | KG | 2565.32 | 2565.32 | MC05 | MC05 | SIMOTICS S Synchronous servo motor 1FK7 High Dynamic 12.0Nm, 100K, 4500rpm 2.36kW, Naturally cooled IM B5 (V1, V3) power/signal connectors Connector can be rotated by 270Â° ABSOLUTE ENCODER ENDAT 2048 P/REV (ENCODER A-2048); PERFORMANCE REDUCTION BY 10% DUE TO ABSOLUTE ENCODER; SHAFT WITH FITTED KEY, TOLERANCE N; WITH HOLDING BRAKE DEGREE OF PROTECTION IP65 FLANGE ON DRIVE END IP67 | - | 0 | 0
1FK7064-7AH71-1EB3 |  | 1FK7064-7AH71-1EB3 | 1 | UN | 1 | 60 | X | D | N | N | 85015220 | 1 |  | 16.802 | KG | 2526.16 | 2526.16 | MC05 | MC05 | SIMOTICS S Synchronous servo motor 1FK7 High Dynamic 12.0Nm, 100K, 4500rpm 2.36kW, Naturally cooled IM B5 (V1, V3) power/signal connectors Connector can be rotated by 270Â° ABSOLUTE ENCODER ENDAT 2048 P/REV (ENCODER A-2048); PERFORMANCE REDUCTION BY 10% DUE TO ABSOLUTE ENCODER; SHAFT WITH FITTED KEY, TOLERANCE N; WITH HOLDING BRAKE DEGREE OF PROTECTION IP64; PAINT FINISH RAL7016 | - | 0 | 0
1FK7064-7AH71-1EB5 |  | 1FK7064-7AH71-1EB5 | 1 | UN | 1 | 60 | X | D | N | N | 85015220 | 1 |  | 16.802 | KG | 2602.11 | 2602.11 | MC05 | MC05 | SIMOTICS S Synchronous servo motor 1FK7 High Dynamic 12.0Nm, 100K, 4500rpm 2.36kW, Naturally cooled IM B5 (V1, V3) power/signal connectors Connector can be rotated by 270Â° ABSOLUTE ENCODER ENDAT 2048 P/REV (ENCODER A-2048); PERFORMANCE REDUCTION BY 10% DUE TO ABSOLUTE ENCODER; SHAFT WITH FITTED KEY, TOLERANCE N; WITH HOLDING BRAKE DEGREE OF PROTECTION IP65 AS FLANGE IP67; PAINT FINISH RAL7016 | - | 0 | 0
1FK7064-7AH71-1EB8 |  | 1FK7064-7AH71-1EB8 | 1 | UN | 1 | 60 | X | D | N | N | 85015220 | 1 |  | 16.802 | KG | 2683.32 | 2683.32 | MC05 | MC05 | SIMOTICS S Synchronous servo motor 1FK7 High Dynamic 12.0Nm, 100K, 4500rpm 2.36kW, Naturally cooled IM B5 (V1, V3) power/signal connectors Connector can be rotated by 270Â° ABSOLUTE ENCODER ENDAT 2048 P/REV (ENCODER A-2048); PERFORMANCE REDUCTION BY 10% DUE TO ABSOLUTE ENCODER; SHAFT WITH FITTED KEY, TOLERANCE N; WITH HOLDING BRAKE DEGREE OF PROTECTION IP65 IP67 D-END FLANGE; RAL7016 COATING; METALLIC RATING PLATE AT MOTOR | - | 0 | 0
1FK7064-7AH71-1EG0 |  | 1FK7064-7AH71-1EG0 | 1 | UN | 1 | 60 | X | D | N | N | 85015220 | 1 |  | 15.503 | KG | 2173.27 | 2173.27 | MC05 | MC05 | SIMOTICS S Synchronous servo motor 1FK7 High Dynamic 12.0Nm, 100K, 4500rpm 2.36kW, Naturally cooled IM B5 (V1, V3) power/signal connectors Connector can be rotated by 270Â° ABSOLUTE ENCODER ENDAT 2048 P/REV (ENCODER A-2048); PERFORMANCE REDUCTION BY 10% DUE TO ABSOLUTE ENCODER; PLAIN SHAFT, TOLERANCE N; W/O HOLDING BRAKE DEGREE OF PROTECTION IP64 | - | 0 | 0
1FK7064-7AH71-1EG2 |  | 1FK7064-7AH71-1EG2 | 1 | UN | 1 | 60 | X | D | N | N | 85015220 | 1 |  | 15.503 | KG | 2249.24 | 2249.24 | MC05 | MC05 | SIMOTICS S Synchronous servo motor 1FK7 High Dynamic 12.0Nm, 100K, 4500rpm 2.36kW, Naturally cooled IM B5 (V1, V3) power/signal connectors Connector can be rotated by 270Â° ABSOLUTE ENCODER ENDAT 2048 P/REV (ENCODER A-2048); PERFORMANCE REDUCTION BY 10% DUE TO ABSOLUTE ENCODER; PLAIN SHAFT, TOLERANCE N; W/O HOLDING BRAKE DEGREE OF PROTECTION IP65 FLANGE ON DRIVE END IP67 | - | 0 | 0
1FK7064-7AH71-1EG3 |  | 1FK7064-7AH71-1EG3 | 1 | UN | 1 | 60 | X | D | N | N | 85015220 | 1 |  | 15.503 | KG | 2210.08 | 2210.08 | MC05 | MC05 | SIMOTICS S Synchronous servo motor 1FK7 High Dynamic 12.0Nm, 100K, 4500rpm 2.36kW, Naturally cooled IM B5 (V1, V3) power/signal connectors Connector can be rotated by 270Â° ABSOLUTE ENCODER ENDAT 2048 P/REV (ENCODER A-2048); PERFORMANCE REDUCTION BY 10% DUE TO ABSOLUTE ENCODER; PLAIN SHAFT, TOLERANCE N; W/O HOLDING BRAKE DEGREE OF PROTECTION IP64; PAINT FINISH RAL7016 | - | 0 | 0
1FK7064-7AH71-1EG5 |  | 1FK7064-7AH71-1EG5 | 1 | UN | 1 | 60 | X | D | N | N | 85015220 | 1 |  | 15.503 | KG | 2286.03 | 2286.03 | MC05 | MC05 | SIMOTICS S Synchronous servo motor 1FK7 High Dynamic 12.0Nm, 100K, 4500rpm 2.36kW, Naturally cooled IM B5 (V1, V3) power/signal connectors Connector can be rotated by 270Â° ABSOLUTE ENCODER ENDAT 2048 P/REV (ENCODER A-2048); PERFORMANCE REDUCTION BY 10% DUE TO ABSOLUTE ENCODER; PLAIN SHAFT, TOLERANCE N; W/O HOLDING BRAKE DEGREE OF PROTECTION IP65 AS FLANGE IP67; PAINT FINISH RAL7016 | - | 0 | 0
1FK7064-7AH71-1EG8 |  | 1FK7064-7AH71-1EG8 | 1 | UN | 1 | 60 | X | D | N | N | 85015220 | 1 |  | 15.503 | KG | 2367.24 | 2367.24 | MC05 | MC05 | SIMOTICS S Synchronous servo motor 1FK7 High Dynamic 12.0Nm, 100K, 4500rpm 2.36kW, Naturally cooled IM B5 (V1, V3) power/signal connectors Connector can be rotated by 270Â° ABSOLUTE ENCODER ENDAT 2048 P/REV (ENCODER A-2048); PERFORMANCE REDUCTION BY 10% DUE TO ABSOLUTE ENCODER; PLAIN SHAFT, TOLERANCE N; W/O HOLDING BRAKE DEGREE OF PROTECTION IP65 IP67 D-END FLANGE; RAL7016 COATING; METALLIC RATING PLATE AT MOTOR | - | 0 | 0
1FK7064-7AH71-1EH0 |  | 1FK7064-7AH71-1EH0 | 1 | UN | 1 | 60 | X | D | N | N | 85015220 | 1 |  | 16.802 | KG | 2421.09 | 2421.09 | MC05 | MC05 | SIMOTICS S Synchronous servo motor 1FK7 High Dynamic 12.0Nm, 100K, 4500rpm 2.36kW, Naturally cooled IM B5 (V1, V3) power/signal connectors Connector can be rotated by 270Â° ABSOLUTE ENCODER ENDAT 2048 P/REV (ENCODER A-2048); PERFORMANCE REDUCTION BY 10% DUE TO ABSOLUTE ENCODER; PLAIN SHAFT, TOLERANCE N; WITH HOLDING BRAKE DEGREE OF PROTECTION IP64 | - | 0 | 0
1FK7064-7AH71-1EH2 |  | 1FK7064-7AH71-1EH2 | 1 | UN | 1 | 60 | X | D | N | N | 85015220 | 1 |  | 16.802 | KG | 2497.06 | 2497.06 | MC05 | MC05 | SIMOTICS S Synchronous servo motor 1FK7 High Dynamic 12.0Nm, 100K, 4500rpm 2.36kW, Naturally cooled IM B5 (V1, V3) power/signal connectors Connector can be rotated by 270Â° ABSOLUTE ENCODER ENDAT 2048 P/REV (ENCODER A-2048); PERFORMANCE REDUCTION BY 10% DUE TO ABSOLUTE ENCODER; PLAIN SHAFT, TOLERANCE N; WITH HOLDING BRAKE DEGREE OF PROTECTION IP65 FLANGE ON DRIVE END IP67 | - | 0 | 0
1FK7064-7AH71-1EH3 |  | 1FK7064-7AH71-1EH3 | 1 | UN | 1 | 60 | X | D | N | N | 85015220 | 1 |  | 16.802 | KG | 2457.9 | 2457.9 | MC05 | MC05 | SIMOTICS S Synchronous servo motor 1FK7 High Dynamic 12.0Nm, 100K, 4500rpm 2.36kW, Naturally cooled IM B5 (V1, V3) power/signal connectors Connector can be rotated by 270Â° ABSOLUTE ENCODER ENDAT 2048 P/REV (ENCODER A-2048); PERFORMANCE REDUCTION BY 10% DUE TO ABSOLUTE ENCODER; PLAIN SHAFT, TOLERANCE N; WITH HOLDING BRAKE DEGREE OF PROTECTION IP64; PAINT FINISH RAL7016 | - | 0 | 0
1FK7064-7AH71-1EH5 |  | 1FK7064-7AH71-1EH5 | 1 | UN | 1 | 60 | X | D | N | N | 85015220 | 1 |  | 16.802 | KG | 2533.85 | 2533.85 | MC05 | MC05 | SIMOTICS S Synchronous servo motor 1FK7 High Dynamic 12.0Nm, 100K, 4500rpm 2.36kW, Naturally cooled IM B5 (V1, V3) power/signal connectors Connector can be rotated by 270Â° ABSOLUTE ENCODER ENDAT 2048 P/REV (ENCODER A-2048); PERFORMANCE REDUCTION BY 10% DUE TO ABSOLUTE ENCODER; PLAIN SHAFT, TOLERANCE N; WITH HOLDING BRAKE DEGREE OF PROTECTION IP65 AS FLANGE IP67; PAINT FINISH RAL7016 | - | 0 | 0
1FK7064-7AH71-1EH8 |  | 1FK7064-7AH71-1EH8 | 1 | UN | 1 | 60 | X | D | N | N | 85015220 | 1 |  | 16.802 | KG | 2615.06 | 2615.06 | MC05 | MC05 | SIMOTICS S Synchronous servo motor 1FK7 High Dynamic 12.0Nm, 100K, 4500rpm 2.36kW, Naturally cooled IM B5 (V1, V3) power/signal connectors Connector can be rotated by 270Â° ABSOLUTE ENCODER ENDAT 2048 P/REV (ENCODER A-2048); PERFORMANCE REDUCTION BY 10% DUE TO ABSOLUTE ENCODER; PLAIN SHAFT, TOLERANCE N; WITH HOLDING BRAKE DEGREE OF PROTECTION IP65 IP67 D-END FLANGE; RAL7016 COATING; METALLIC RATING PLATE AT MOTOR | - | 0 | 0
1FK7064-7AH71-1FA0 |  | 1FK7064-7AH71-1FA0 | 1 | UN | 1 | 60 | X | D | N | N | 85015220 | 1 |  | 15.503 | KG | 2437.27 | 2437.27 | MC05 | MC05 | SIMOTICS S Synchronous servo motor 1FK7 High Dynamic 12.0Nm, 100K, 4500rpm 2.36kW, Naturally cooled IM B5 (V1, V3) power/signal connectors Connector can be rotated by 270Â° ABSOLUTE ENCODER 2048 P/REV (ENCODER A-2048) WITH DRIVE-CLIQ INTERFACE; PERFORMANCE REDUCTION BY 10% DUE TO ABSOLUTE ENCODER; SHAFT WITH FITTED KEY, TOLERANCE N; W/O HOLDING BRAKE DEGREE OF PROTECTION IP64 | - | 0 | 0
1FK7064-7AH71-1FA2 |  | 1FK7064-7AH71-1FA2 | 1 | UN | 1 | 60 | X | D | N | N | 85015220 | 1 |  | 15.503 | KG | 2513.24 | 2513.24 | MC05 | MC05 | SIMOTICS S Synchronous servo motor 1FK7 High Dynamic 12.0Nm, 100K, 4500rpm 2.36kW, Naturally cooled IM B5 (V1, V3) power/signal connectors Connector can be rotated by 270Â° ABSOLUTE ENCODER 2048 P/REV (ENCODER A-2048) WITH DRIVE-CLIQ INTERFACE; PERFORMANCE REDUCTION BY 10% DUE TO ABSOLUTE ENCODER; SHAFT WITH FITTED KEY, TOLERANCE N; W/O HOLDING BRAKE DEGREE OF PROTECTION IP65 FLANGE ON DRIVE END IP67 | - | 0 | 0
1FK7064-7AH71-1FA3 |  | 1FK7064-7AH71-1FA3 | 1 | UN | 1 | 60 | X | D | N | N | 85015220 | 1 |  | 15.503 | KG | 2474.08 | 2474.08 | MC05 | MC05 | SIMOTICS S Synchronous servo motor 1FK7 High Dynamic 12.0Nm, 100K, 4500rpm 2.36kW, Naturally cooled IM B5 (V1, V3) power/signal connectors Connector can be rotated by 270Â° ABSOLUTE ENCODER 2048 P/REV (ENCODER A-2048) WITH DRIVE-CLIQ INTERFACE; PERFORMANCE REDUCTION BY 10% DUE TO ABSOLUTE ENCODER; SHAFT WITH FITTED KEY, TOLERANCE N; W/O HOLDING BRAKE DEGREE OF PROTECTION IP64; PAINT FINISH RAL7016 | - | 0 | 0
1FK7064-7AH71-1FA5 |  | 1FK7064-7AH71-1FA5 | 1 | UN | 1 | 60 | X | D | N | N | 85015220 | 1 |  | 15.503 | KG | 2550.03 | 2550.03 | MC05 | MC05 | SIMOTICS S Synchronous servo motor 1FK7 High Dynamic 12.0Nm, 100K, 4500rpm 2.36kW, Naturally cooled IM B5 (V1, V3) power/signal connectors Connector can be rotated by 270Â° ABSOLUTE ENCODER 2048 P/REV (ENCODER A-2048) WITH DRIVE-CLIQ INTERFACE; PERFORMANCE REDUCTION BY 10% DUE TO ABSOLUTE ENCODER; SHAFT WITH FITTED KEY, TOLERANCE N; W/O HOLDING BRAKE DEGREE OF PROTECTION IP65 AS FLANGE IP67; PAINT FINISH RAL7016 | - | 0 | 0
1FK7064-7AH71-1FA8 |  | 1FK7064-7AH71-1FA8 | 1 | UN | 1 | 60 | X | D | N | N | 85015220 | 1 |  | 15.503 | KG | 2631.24 | 2631.24 | MC05 | MC05 | SIMOTICS S Synchronous servo motor 1FK7 High Dynamic 12.0Nm, 100K, 4500rpm 2.36kW, Naturally cooled IM B5 (V1, V3) power/signal connectors Connector can be rotated by 270Â° ABSOLUTE ENCODER 2048 P/REV (ENCODER A-2048) WITH DRIVE-CLIQ INTERFACE; PERFORMANCE REDUCTION BY 10% DUE TO ABSOLUTE ENCODER; SHAFT WITH FITTED KEY, TOLERANCE N; W/O HOLDING BRAKE DEGREE OF PROTECTION IP65 IP67 D-END FLANGE; RAL7016 COATING; METALLIC RATING PLATE AT MOTOR | - | 0 | 0
1FK7064-7AH71-1FB0 |  | 1FK7064-7AH71-1FB0 | 1 | UN | 1 | 60 | X | D | N | N | 85015220 | 1 |  | 16.802 | KG | 2683.3 | 2683.3 | MC05 | MC05 | SIMOTICS S Synchronous servo motor 1FK7 High Dynamic 12.0Nm, 100K, 4500rpm 2.36kW, Naturally cooled IM B5 (V1, V3) power/signal connectors Connector can be rotated by 270Â° ABSOLUTE ENCODER 2048 P/REV (ENCODER A-2048) WITH DRIVE-CLIQ INTERFACE; PERFORMANCE REDUCTION BY 10% DUE TO ABSOLUTE ENCODER; SHAFT WITH FITTED KEY, TOLERANCE N; WITH HOLDING BRAKE DEGREE OF PROTECTION IP64 | - | 0 | 0
1FK7064-7AH71-1FB2 |  | 1FK7064-7AH71-1FB2 | 1 | UN | 1 | 60 | X | D | N | N | 85015220 | 1 |  | 16.802 | KG | 2759.27 | 2759.27 | MC05 | MC05 | SIMOTICS S Synchronous servo motor 1FK7 High Dynamic 12.0Nm, 100K, 4500rpm 2.36kW, Naturally cooled IM B5 (V1, V3) power/signal connectors Connector can be rotated by 270Â° ABSOLUTE ENCODER 2048 P/REV (ENCODER A-2048) WITH DRIVE-CLIQ INTERFACE; PERFORMANCE REDUCTION BY 10% DUE TO ABSOLUTE ENCODER; SHAFT WITH FITTED KEY, TOLERANCE N; WITH HOLDING BRAKE DEGREE OF PROTECTION IP65 FLANGE ON DRIVE END IP67 | - | 0 | 0
1FK7064-7AH71-1FB3 |  | 1FK7064-7AH71-1FB3 | 1 | UN | 1 | 60 | X | D | N | N | 85015220 | 1 |  | 16.802 | KG | 2720.11 | 2720.11 | MC05 | MC05 | SIMOTICS S Synchronous servo motor 1FK7 High Dynamic 12.0Nm, 100K, 4500rpm 2.36kW, Naturally cooled IM B5 (V1, V3) power/signal connectors Connector can be rotated by 270Â° ABSOLUTE ENCODER 2048 P/REV (ENCODER A-2048) WITH DRIVE-CLIQ INTERFACE; PERFORMANCE REDUCTION BY 10% DUE TO ABSOLUTE ENCODER; SHAFT WITH FITTED KEY, TOLERANCE N; WITH HOLDING BRAKE DEGREE OF PROTECTION IP64; PAINT FINISH RAL7016 | - | 0 | 0
1FK7064-7AH71-1FB5 |  | 1FK7064-7AH71-1FB5 | 1 | UN | 1 | 60 | X | D | N | N | 85015220 | 1 |  | 16.802 | KG | 2796.06 | 2796.06 | MC05 | MC05 | SIMOTICS S Synchronous servo motor 1FK7 High Dynamic 12.0Nm, 100K, 4500rpm 2.36kW, Naturally cooled IM B5 (V1, V3) power/signal connectors Connector can be rotated by 270Â° ABSOLUTE ENCODER 2048 P/REV (ENCODER A-2048) WITH DRIVE-CLIQ INTERFACE; PERFORMANCE REDUCTION BY 10% DUE TO ABSOLUTE ENCODER; SHAFT WITH FITTED KEY, TOLERANCE N; WITH HOLDING BRAKE DEGREE OF PROTECTION IP65 AS FLANGE IP67; PAINT FINISH RAL7016 | - | 0 | 0
1FK7064-7AH71-1FB8 |  | 1FK7064-7AH71-1FB8 | 1 | UN | 1 | 60 | X | D | N | N | 85015220 | 1 |  | 16.802 | KG | 2877.27 | 2877.27 | MC05 | MC05 | SIMOTICS S Synchronous servo motor 1FK7 High Dynamic 12.0Nm, 100K, 4500rpm 2.36kW, Naturally cooled IM B5 (V1, V3) power/signal connectors Connector can be rotated by 270Â° ABSOLUTE ENCODER 2048 P/REV (ENCODER A-2048) WITH DRIVE-CLIQ INTERFACE; PERFORMANCE REDUCTION BY 10% DUE TO ABSOLUTE ENCODER; SHAFT WITH FITTED KEY, TOLERANCE N; WITH HOLDING BRAKE DEGREE OF PROTECTION IP65 IP67 D-END FLANGE; RAL7016 COATING; METALLIC RATING PLATE AT MOTOR | - | 0 | 0
1FK7064-7AH71-1FG0 |  | 1FK7064-7AH71-1FG0 | 1 | UN | 1 | 60 | X | D | N | N | 85015220 | 1 |  | 15.503 | KG | 2367.22 | 2367.22 | MC05 | MC05 | SIMOTICS S Synchronous servo motor 1FK7 High Dynamic 12.0Nm, 100K, 4500rpm 2.36kW, Naturally cooled IM B5 (V1, V3) power/signal connectors Connector can be rotated by 270Â° ABSOLUTE ENCODER 2048 P/REV (ENCODER A-2048) WITH DRIVE-CLIQ INTERFACE; PERFORMANCE REDUCTION BY 10% DUE TO ABSOLUTE ENCODER; PLAIN SHAFT, TOLERANCE N; W/O HOLDING BRAKE DEGREE OF PROTECTION IP64 | - | 0 | 0
1FK7064-7AH71-1FG2 |  | 1FK7064-7AH71-1FG2 | 1 | UN | 1 | 60 | X | D | N | N | 85015220 | 1 |  | 15.503 | KG | 2443.19 | 2443.19 | MC05 | MC05 | SIMOTICS S Synchronous servo motor 1FK7 High Dynamic 12.0Nm, 100K, 4500rpm 2.36kW, Naturally cooled IM B5 (V1, V3) power/signal connectors Connector can be rotated by 270Â° ABSOLUTE ENCODER 2048 P/REV (ENCODER A-2048) WITH DRIVE-CLIQ INTERFACE; PERFORMANCE REDUCTION BY 10% DUE TO ABSOLUTE ENCODER; PLAIN SHAFT, TOLERANCE N; W/O HOLDING BRAKE DEGREE OF PROTECTION IP65 FLANGE ON DRIVE END IP67 | - | 0 | 0
1FK7064-7AH71-1FG3 |  | 1FK7064-7AH71-1FG3 | 1 | UN | 1 | 60 | X | D | N | N | 85015220 | 1 |  | 15.503 | KG | 2404.03 | 2404.03 | MC05 | MC05 | SIMOTICS S Synchronous servo motor 1FK7 High Dynamic 12.0Nm, 100K, 4500rpm 2.36kW, Naturally cooled IM B5 (V1, V3) power/signal connectors Connector can be rotated by 270Â° ABSOLUTE ENCODER 2048 P/REV (ENCODER A-2048) WITH DRIVE-CLIQ INTERFACE; PERFORMANCE REDUCTION BY 10% DUE TO ABSOLUTE ENCODER; PLAIN SHAFT, TOLERANCE N; W/O HOLDING BRAKE DEGREE OF PROTECTION IP64; PAINT FINISH RAL7016 | - | 0 | 0
1FK7064-7AH71-1FG5 |  | 1FK7064-7AH71-1FG5 | 1 | UN | 1 | 60 | X | D | N | N | 85015220 | 1 |  | 15.503 | KG | 2479.98 | 2479.98 | MC05 | MC05 | SIMOTICS S Synchronous servo motor 1FK7 High Dynamic 12.0Nm, 100K, 4500rpm 2.36kW, Naturally cooled IM B5 (V1, V3) power/signal connectors Connector can be rotated by 270Â° ABSOLUTE ENCODER 2048 P/REV (ENCODER A-2048) WITH DRIVE-CLIQ INTERFACE; PERFORMANCE REDUCTION BY 10% DUE TO ABSOLUTE ENCODER; PLAIN SHAFT, TOLERANCE N; W/O HOLDING BRAKE DEGREE OF PROTECTION IP65 AS FLANGE IP67; PAINT FINISH RAL7016 | - | 0 | 0
1FK7064-7AH71-1FG8 |  | 1FK7064-7AH71-1FG8 | 1 | UN | 1 | 60 | X | D | N | N | 85015220 | 1 |  | 15.503 | KG | 2561.19 | 2561.19 | MC05 | MC05 | SIMOTICS S Synchronous servo motor 1FK7 High Dynamic 12.0Nm, 100K, 4500rpm 2.36kW, Naturally cooled IM B5 (V1, V3) power/signal connectors Connector can be rotated by 270Â° ABSOLUTE ENCODER 2048 P/REV (ENCODER A-2048) WITH DRIVE-CLIQ INTERFACE; PERFORMANCE REDUCTION BY 10% DUE TO ABSOLUTE ENCODER; PLAIN SHAFT, TOLERANCE N; W/O HOLDING BRAKE DEGREE OF PROTECTION IP65 IP67 D-END FLANGE; RAL7016 COATING; METALLIC RATING PLATE AT MOTOR | - | 0 | 0
1FK7064-7AH71-1FH0 |  | 1FK7064-7AH71-1FH0 | 1 | UN | 1 | 60 | X | D | N | N | 85015220 | 1 |  | 16.802 | KG | 2615.04 | 2615.04 | MC05 | MC05 | SIMOTICS S Synchronous servo motor 1FK7 High Dynamic 12.0Nm, 100K, 4500rpm 2.36kW, Naturally cooled IM B5 (V1, V3) power/signal connectors Connector can be rotated by 270Â° ABSOLUTE ENCODER 2048 P/REV (ENCODER A-2048) WITH DRIVE-CLIQ INTERFACE; PERFORMANCE REDUCTION BY 10% DUE TO ABSOLUTE ENCODER; PLAIN SHAFT, TOLERANCE N; WITH HOLDING BRAKE DEGREE OF PROTECTION IP64 | - | 0 | 0
1FK7064-7AH71-1FH2 |  | 1FK7064-7AH71-1FH2 | 1 | UN | 1 | 60 | X | D | N | N | 85015220 | 1 |  | 16.802 | KG | 2691.01 | 2691.01 | MC05 | MC05 | SIMOTICS S Synchronous servo motor 1FK7 High Dynamic 12.0Nm, 100K, 4500rpm 2.36kW, Naturally cooled IM B5 (V1, V3) power/signal connectors Connector can be rotated by 270Â° ABSOLUTE ENCODER 2048 P/REV (ENCODER A-2048) WITH DRIVE-CLIQ INTERFACE; PERFORMANCE REDUCTION BY 10% DUE TO ABSOLUTE ENCODER; PLAIN SHAFT, TOLERANCE N; WITH HOLDING BRAKE DEGREE OF PROTECTION IP65 FLANGE ON DRIVE END IP67 | - | 0 | 0
1FK7064-7AH71-1FH3 |  | 1FK7064-7AH71-1FH3 | 1 | UN | 1 | 60 | X | D | N | N | 85015220 | 1 |  | 16.802 | KG | 2651.85 | 2651.85 | MC05 | MC05 | SIMOTICS S Synchronous servo motor 1FK7 High Dynamic 12.0Nm, 100K, 4500rpm 2.36kW, Naturally cooled IM B5 (V1, V3) power/signal connectors Connector can be rotated by 270Â° ABSOLUTE ENCODER 2048 P/REV (ENCODER A-2048) WITH DRIVE-CLIQ INTERFACE; PERFORMANCE REDUCTION BY 10% DUE TO ABSOLUTE ENCODER; PLAIN SHAFT, TOLERANCE N; WITH HOLDING BRAKE DEGREE OF PROTECTION IP64; PAINT FINISH RAL7016 | - | 0 | 0
1FK7064-7AH71-1FH5 |  | 1FK7064-7AH71-1FH5 | 1 | UN | 1 | 60 | X | D | N | N | 85015220 | 1 |  | 16.802 | KG | 2727.8 | 2727.8 | MC05 | MC05 | SIMOTICS S Synchronous servo motor 1FK7 High Dynamic 12.0Nm, 100K, 4500rpm 2.36kW, Naturally cooled IM B5 (V1, V3) power/signal connectors Connector can be rotated by 270Â° ABSOLUTE ENCODER 2048 P/REV (ENCODER A-2048) WITH DRIVE-CLIQ INTERFACE; PERFORMANCE REDUCTION BY 10% DUE TO ABSOLUTE ENCODER; PLAIN SHAFT, TOLERANCE N; WITH HOLDING BRAKE DEGREE OF PROTECTION IP65 AS FLANGE IP67; PAINT FINISH RAL7016 | - | 0 | 0
1FK7064-7AH71-1FH8 |  | 1FK7064-7AH71-1FH8 | 1 | UN | 1 | 60 | X | D | N | N | 85015220 | 1 |  | 16.802 | KG | 2809.01 | 2809.01 | MC05 | MC05 | SIMOTICS S Synchronous servo motor 1FK7 High Dynamic 12.0Nm, 100K, 4500rpm 2.36kW, Naturally cooled IM B5 (V1, V3) power/signal connectors Connector can be rotated by 270Â° ABSOLUTE ENCODER 2048 P/REV (ENCODER A-2048) WITH DRIVE-CLIQ INTERFACE; PERFORMANCE REDUCTION BY 10% DUE TO ABSOLUTE ENCODER; PLAIN SHAFT, TOLERANCE N; WITH HOLDING BRAKE DEGREE OF PROTECTION IP65 IP67 D-END FLANGE; RAL7016 COATING; METALLIC RATING PLATE AT MOTOR | - | 0 | 0
1FK7064-7AH71-1GA0 |  | 1FK7064-7AH71-1GA0 | 1 | UN | 1 | 60 | X | D | N | N | 85015220 | 1 |  | 15.503 | KG | 1823.05 | 1823.05 | MC05 | MC05 | SIMOTICS S Synchronous servo motor 1FK7 High Dynamic 12.0Nm, 100K, 4500rpm 2.36kW, Naturally cooled IM B5 (V1, V3) power/signal connectors Connector can be rotated by 270Â° BASIC ABSOLUTE ENCODER 32 P/REV (ENCODER A-32); PERFORMANCE REDUCTION BY 10% DUE TO ABSOLUTE ENCODER; SHAFT WITH FITTED KEY, TOLERANCE N; W/O HOLDING BRAKE DEGREE OF PROTECTION IP64 | - | 0 | 0
1FK7064-7AH71-1GA2 |  | 1FK7064-7AH71-1GA2 | 1 | UN | 1 | 60 | X | D | N | N | 85015220 | 1 |  | 15.503 | KG | 1899.02 | 1899.02 | MC05 | MC05 | SIMOTICS S Synchronous servo motor 1FK7 High Dynamic 12.0Nm, 100K, 4500rpm 2.36kW, Naturally cooled IM B5 (V1, V3) power/signal connectors Connector can be rotated by 270Â° BASIC ABSOLUTE ENCODER 32 P/REV (ENCODER A-32); PERFORMANCE REDUCTION BY 10% DUE TO ABSOLUTE ENCODER; SHAFT WITH FITTED KEY, TOLERANCE N; W/O HOLDING BRAKE DEGREE OF PROTECTION IP65 FLANGE ON DRIVE END IP67 | - | 0 | 0
1FK7064-7AH71-1GA3 |  | 1FK7064-7AH71-1GA3 | 1 | UN | 1 | 60 | X | D | N | N | 85015220 | 1 |  | 15.503 | KG | 1859.86 | 1859.86 | MC05 | MC05 | SIMOTICS S Synchronous servo motor 1FK7 High Dynamic 12.0Nm, 100K, 4500rpm 2.36kW, Naturally cooled IM B5 (V1, V3) power/signal connectors Connector can be rotated by 270Â° BASIC ABSOLUTE ENCODER 32 P/REV (ENCODER A-32); PERFORMANCE REDUCTION BY 10% DUE TO ABSOLUTE ENCODER; SHAFT WITH FITTED KEY, TOLERANCE N; W/O HOLDING BRAKE DEGREE OF PROTECTION IP64; PAINT FINISH RAL7016 | - | 0 | 0
1FK7064-7AH71-1GA5 |  | 1FK7064-7AH71-1GA5 | 1 | UN | 1 | 60 | X | D | N | N | 85015220 | 1 |  | 15.503 | KG | 1935.81 | 1935.81 | MC05 | MC05 | SIMOTICS S Synchronous servo motor 1FK7 High Dynamic 12.0Nm, 100K, 4500rpm 2.36kW, Naturally cooled IM B5 (V1, V3) power/signal connectors Connector can be rotated by 270Â° BASIC ABSOLUTE ENCODER 32 P/REV (ENCODER A-32); PERFORMANCE REDUCTION BY 10% DUE TO ABSOLUTE ENCODER; SHAFT WITH FITTED KEY, TOLERANCE N; W/O HOLDING BRAKE DEGREE OF PROTECTION IP65 AS FLANGE IP67; PAINT FINISH RAL7016 | - | 0 | 0
1FK7064-7AH71-1GA8 |  | 1FK7064-7AH71-1GA8 | 1 | UN | 1 | 60 | X | D | N | N | 85015220 | 1 |  | 15.503 | KG | 2017.02 | 2017.02 | MC05 | MC05 | SIMOTICS S Synchronous servo motor 1FK7 High Dynamic 12.0Nm, 100K, 4500rpm 2.36kW, Naturally cooled IM B5 (V1, V3) power/signal connectors Connector can be rotated by 270Â° BASIC ABSOLUTE ENCODER 32 P/REV (ENCODER A-32); PERFORMANCE REDUCTION BY 10% DUE TO ABSOLUTE ENCODER; SHAFT WITH FITTED KEY, TOLERANCE N; W/O HOLDING BRAKE DEGREE OF PROTECTION IP65 IP67 D-END FLANGE; RAL7016 COATING; METALLIC RATING PLATE AT MOTOR | - | 0 | 0
1FK7064-7AH71-1GB0 |  | 1FK7064-7AH71-1GB0 | 1 | UN | 1 | 60 | X | D | N | N | 85015220 | 1 |  | 16.802 | KG | 2069.08 | 2069.08 | MC05 | MC05 | SIMOTICS S Synchronous servo motor 1FK7 High Dynamic 12.0Nm, 100K, 4500rpm 2.36kW, Naturally cooled IM B5 (V1, V3) power/signal connectors Connector can be rotated by 270Â° BASIC ABSOLUTE ENCODER 32 P/REV (ENCODER A-32); PERFORMANCE REDUCTION BY 10% DUE TO ABSOLUTE ENCODER; SHAFT WITH FITTED KEY, TOLERANCE N; WITH HOLDING BRAKE DEGREE OF PROTECTION IP64 | - | 0 | 0
1FK7064-7AH71-1GB2 |  | 1FK7064-7AH71-1GB2 | 1 | UN | 1 | 60 | X | D | N | N | 85015220 | 1 |  | 16.802 | KG | 2145.05 | 2145.05 | MC05 | MC05 | SIMOTICS S Synchronous servo motor 1FK7 High Dynamic 12.0Nm, 100K, 4500rpm 2.36kW, Naturally cooled IM B5 (V1, V3) power/signal connectors Connector can be rotated by 270Â° BASIC ABSOLUTE ENCODER 32 P/REV (ENCODER A-32); PERFORMANCE REDUCTION BY 10% DUE TO ABSOLUTE ENCODER; SHAFT WITH FITTED KEY, TOLERANCE N; WITH HOLDING BRAKE DEGREE OF PROTECTION IP65 FLANGE ON DRIVE END IP67 | - | 0 | 0
1FK7064-7AH71-1GB3 |  | 1FK7064-7AH71-1GB3 | 1 | UN | 1 | 60 | X | D | N | N | 85015220 | 1 |  | 16.802 | KG | 2105.89 | 2105.89 | MC05 | MC05 | SIMOTICS S Synchronous servo motor 1FK7 High Dynamic 12.0Nm, 100K, 4500rpm 2.36kW, Naturally cooled IM B5 (V1, V3) power/signal connectors Connector can be rotated by 270Â° BASIC ABSOLUTE ENCODER 32 P/REV (ENCODER A-32); PERFORMANCE REDUCTION BY 10% DUE TO ABSOLUTE ENCODER; SHAFT WITH FITTED KEY, TOLERANCE N; WITH HOLDING BRAKE DEGREE OF PROTECTION IP64; PAINT FINISH RAL7016 | - | 0 | 0
1FK7064-7AH71-1GB5 |  | 1FK7064-7AH71-1GB5 | 1 | UN | 1 | 60 | X | D | N | N | 85015220 | 1 |  | 16.802 | KG | 2181.84 | 2181.84 | MC05 | MC05 | SIMOTICS S Synchronous servo motor 1FK7 High Dynamic 12.0Nm, 100K, 4500rpm 2.36kW, Naturally cooled IM B5 (V1, V3) power/signal connectors Connector can be rotated by 270Â° BASIC ABSOLUTE ENCODER 32 P/REV (ENCODER A-32); PERFORMANCE REDUCTION BY 10% DUE TO ABSOLUTE ENCODER; SHAFT WITH FITTED KEY, TOLERANCE N; WITH HOLDING BRAKE DEGREE OF PROTECTION IP65 AS FLANGE IP67; PAINT FINISH RAL7016 | - | 0 | 0
1FK7064-7AH71-1GB8 |  | 1FK7064-7AH71-1GB8 | 1 | UN | 1 | 60 | X | D | N | N | 85015220 | 1 |  | 16.802 | KG | 2263.05 | 2263.05 | MC05 | MC05 | SIMOTICS S Synchronous servo motor 1FK7 High Dynamic 12.0Nm, 100K, 4500rpm 2.36kW, Naturally cooled IM B5 (V1, V3) power/signal connectors Connector can be rotated by 270Â° BASIC ABSOLUTE ENCODER 32 P/REV (ENCODER A-32); PERFORMANCE REDUCTION BY 10% DUE TO ABSOLUTE ENCODER; SHAFT WITH FITTED KEY, TOLERANCE N; WITH HOLDING BRAKE DEGREE OF PROTECTION IP65 IP67 D-END FLANGE; RAL7016 COATING; METALLIC RATING PLATE AT MOTOR | - | 0 | 0
1FK7064-7AH71-1GG0 |  | 1FK7064-7AH71-1GG0 | 1 | UN | 1 | 60 | X | D | N | N | 85015220 | 1 |  | 15.503 | KG | 1753 | 1753 | MC05 | MC05 | SIMOTICS S Synchronous servo motor 1FK7 High Dynamic 12.0Nm, 100K, 4500rpm 2.36kW, Naturally cooled IM B5 (V1, V3) power/signal connectors Connector can be rotated by 270Â° BASIC ABSOLUTE ENCODER 32 P/REV (ENCODER A-32); PERFORMANCE REDUCTION BY 10% DUE TO ABSOLUTE ENCODER; PLAIN SHAFT, TOLERANCE N; W/O HOLDING BRAKE DEGREE OF PROTECTION IP64 | - | 0 | 0
1FK7064-7AH71-1GG2 |  | 1FK7064-7AH71-1GG2 | 1 | UN | 1 | 60 | X | D | N | N | 85015220 | 1 |  | 15.503 | KG | 1828.97 | 1828.97 | MC05 | MC05 | SIMOTICS S Synchronous servo motor 1FK7 High Dynamic 12.0Nm, 100K, 4500rpm 2.36kW, Naturally cooled IM B5 (V1, V3) power/signal connectors Connector can be rotated by 270Â° BASIC ABSOLUTE ENCODER 32 P/REV (ENCODER A-32); PERFORMANCE REDUCTION BY 10% DUE TO ABSOLUTE ENCODER; PLAIN SHAFT, TOLERANCE N; W/O HOLDING BRAKE DEGREE OF PROTECTION IP65 FLANGE ON DRIVE END IP67 | - | 0 | 0
1FK7064-7AH71-1GG3 |  | 1FK7064-7AH71-1GG3 | 1 | UN | 1 | 60 | X | D | N | N | 85015220 | 1 |  | 15.503 | KG | 1789.81 | 1789.81 | MC05 | MC05 | SIMOTICS S Synchronous servo motor 1FK7 High Dynamic 12.0Nm, 100K, 4500rpm 2.36kW, Naturally cooled IM B5 (V1, V3) power/signal connectors Connector can be rotated by 270Â° BASIC ABSOLUTE ENCODER 32 P/REV (ENCODER A-32); PERFORMANCE REDUCTION BY 10% DUE TO ABSOLUTE ENCODER; PLAIN SHAFT, TOLERANCE N; W/O HOLDING BRAKE DEGREE OF PROTECTION IP64; PAINT FINISH RAL7016 | - | 0 | 0
1FK7064-7AH71-1GG5 |  | 1FK7064-7AH71-1GG5 | 1 | UN | 1 | 60 | X | D | N | N | 85015220 | 1 |  | 15.503 | KG | 1865.76 | 1865.76 | MC05 | MC05 | SIMOTICS S Synchronous servo motor 1FK7 High Dynamic 12.0Nm, 100K, 4500rpm 2.36kW, Naturally cooled IM B5 (V1, V3) power/signal connectors Connector can be rotated by 270Â° BASIC ABSOLUTE ENCODER 32 P/REV (ENCODER A-32); PERFORMANCE REDUCTION BY 10% DUE TO ABSOLUTE ENCODER; PLAIN SHAFT, TOLERANCE N; W/O HOLDING BRAKE DEGREE OF PROTECTION IP65 AS FLANGE IP67; PAINT FINISH RAL7016 | - | 0 | 0
1FK7064-7AH71-1GG8 |  | 1FK7064-7AH71-1GG8 | 1 | UN | 1 | 60 | X | D | N | N | 85015220 | 1 |  | 15.503 | KG | 1946.97 | 1946.97 | MC05 | MC05 | SIMOTICS S Synchronous servo motor 1FK7 High Dynamic 12.0Nm, 100K, 4500rpm 2.36kW, Naturally cooled IM B5 (V1, V3) power/signal connectors Connector can be rotated by 270Â° BASIC ABSOLUTE ENCODER 32 P/REV (ENCODER A-32); PERFORMANCE REDUCTION BY 10% DUE TO ABSOLUTE ENCODER; PLAIN SHAFT, TOLERANCE N; W/O HOLDING BRAKE DEGREE OF PROTECTION IP65 IP67 D-END FLANGE; RAL7016 COATING; METALLIC RATING PLATE AT MOTOR | - | 0 | 0
1FK7064-7AH71-1GH0 |  | 1FK7064-7AH71-1GH0 | 1 | UN | 1 | 60 | X | D | N | N | 85015220 | 1 |  | 16.802 | KG | 2000.82 | 2000.82 | MC05 | MC05 | SIMOTICS S Synchronous servo motor 1FK7 High Dynamic 12.0Nm, 100K, 4500rpm 2.36kW, Naturally cooled IM B5 (V1, V3) power/signal connectors Connector can be rotated by 270Â° BASIC ABSOLUTE ENCODER 32 P/REV (ENCODER A-32); PERFORMANCE REDUCTION BY 10% DUE TO ABSOLUTE ENCODER; PLAIN SHAFT, TOLERANCE N; WITH HOLDING BRAKE DEGREE OF PROTECTION IP64 | - | 0 | 0
1FK7064-7AH71-1GH2 |  | 1FK7064-7AH71-1GH2 | 1 | UN | 1 | 60 | X | D | N | N | 85015220 | 1 |  | 16.802 | KG | 2076.79 | 2076.79 | MC05 | MC05 | SIMOTICS S Synchronous servo motor 1FK7 High Dynamic 12.0Nm, 100K, 4500rpm 2.36kW, Naturally cooled IM B5 (V1, V3) power/signal connectors Connector can be rotated by 270Â° BASIC ABSOLUTE ENCODER 32 P/REV (ENCODER A-32); PERFORMANCE REDUCTION BY 10% DUE TO ABSOLUTE ENCODER; PLAIN SHAFT, TOLERANCE N; WITH HOLDING BRAKE DEGREE OF PROTECTION IP65 FLANGE ON DRIVE END IP67 | - | 0 | 0
1FK7064-7AH71-1GH3 |  | 1FK7064-7AH71-1GH3 | 1 | UN | 1 | 60 | X | D | N | N | 85015220 | 1 |  | 16.802 | KG | 2037.63 | 2037.63 | MC05 | MC05 | SIMOTICS S Synchronous servo motor 1FK7 High Dynamic 12.0Nm, 100K, 4500rpm 2.36kW, Naturally cooled IM B5 (V1, V3) power/signal connectors Connector can be rotated by 270Â° BASIC ABSOLUTE ENCODER 32 P/REV (ENCODER A-32); PERFORMANCE REDUCTION BY 10% DUE TO ABSOLUTE ENCODER; PLAIN SHAFT, TOLERANCE N; WITH HOLDING BRAKE DEGREE OF PROTECTION IP64; PAINT FINISH RAL7016 | - | 0 | 0
1FK7064-7AH71-1GH5 |  | 1FK7064-7AH71-1GH5 | 1 | UN | 1 | 60 | X | D | N | N | 85015220 | 1 |  | 16.802 | KG | 2113.58 | 2113.58 | MC05 | MC05 | SIMOTICS S Synchronous servo motor 1FK7 High Dynamic 12.0Nm, 100K, 4500rpm 2.36kW, Naturally cooled IM B5 (V1, V3) power/signal connectors Connector can be rotated by 270Â° BASIC ABSOLUTE ENCODER 32 P/REV (ENCODER A-32); PERFORMANCE REDUCTION BY 10% DUE TO ABSOLUTE ENCODER; PLAIN SHAFT, TOLERANCE N; WITH HOLDING BRAKE DEGREE OF PROTECTION IP65 AS FLANGE IP67; PAINT FINISH RAL7016 | - | 0 | 0
1FK7064-7AH71-1GH8 |  | 1FK7064-7AH71-1GH8 | 1 | UN | 1 | 60 | X | D | N | N | 85015220 | 1 |  | 16.802 | KG | 2194.79 | 2194.79 | MC05 | MC05 | SIMOTICS S Synchronous servo motor 1FK7 High Dynamic 12.0Nm, 100K, 4500rpm 2.36kW, Naturally cooled IM B5 (V1, V3) power/signal connectors Connector can be rotated by 270Â° BASIC ABSOLUTE ENCODER 32 P/REV (ENCODER A-32); PERFORMANCE REDUCTION BY 10% DUE TO ABSOLUTE ENCODER; PLAIN SHAFT, TOLERANCE N; WITH HOLDING BRAKE DEGREE OF PROTECTION IP65 IP67 D-END FLANGE; RAL7016 COATING; METALLIC RATING PLATE AT MOTOR | - | 0 | 0
1FK7064-7AH71-1KA0 |  | 1FK7064-7AH71-1KA0 | 1 | UN | 1 | 60 | X | D | N | N | 85015220 | 1 |  | 15.503 | KG | 2017.02 | 2017.02 | MC05 | MC05 | SIMOTICS S Synchronous servo motor 1FK7 High Dynamic 12.0Nm, 100K, 4500rpm 2.36kW, Naturally cooled IM B5 (V1, V3) power/signal connectors Connector can be rotated by 270Â° BASIC ABSOLUTE ENCODER 32 P/REV (ENCODER A-32) WITH DRIVE-CLIQ INTERFACE; PERFORMANCE REDUCTION BY 10% DUE TO ABSOLUTE ENCODER; SHAFT WITH FITTED KEY, TOLERANCE N; W/O HOLDING BRAKE DEGREE OF PROTECTION IP64 | - | 0 | 0
1FK7064-7AH71-1KA2 |  | 1FK7064-7AH71-1KA2 | 1 | UN | 1 | 60 | X | D | N | N | 85015220 | 1 |  | 15.503 | KG | 2092.99 | 2092.99 | MC05 | MC05 | SIMOTICS S Synchronous servo motor 1FK7 High Dynamic 12.0Nm, 100K, 4500rpm 2.36kW, Naturally cooled IM B5 (V1, V3) power/signal connectors Connector can be rotated by 270Â° BASIC ABSOLUTE ENCODER 32 P/REV (ENCODER A-32) WITH DRIVE-CLIQ INTERFACE; PERFORMANCE REDUCTION BY 10% DUE TO ABSOLUTE ENCODER; SHAFT WITH FITTED KEY, TOLERANCE N; W/O HOLDING BRAKE DEGREE OF PROTECTION IP65 FLANGE ON DRIVE END IP67 | - | 0 | 0
1FK7064-7AH71-1KA3 |  | 1FK7064-7AH71-1KA3 | 1 | UN | 1 | 60 | X | D | N | N | 85015220 | 1 |  | 15.503 | KG | 2053.83 | 2053.83 | MC05 | MC05 | SIMOTICS S Synchronous servo motor 1FK7 High Dynamic 12.0Nm, 100K, 4500rpm 2.36kW, Naturally cooled IM B5 (V1, V3) power/signal connectors Connector can be rotated by 270Â° BASIC ABSOLUTE ENCODER 32 P/REV (ENCODER A-32) WITH DRIVE-CLIQ INTERFACE; PERFORMANCE REDUCTION BY 10% DUE TO ABSOLUTE ENCODER; SHAFT WITH FITTED KEY, TOLERANCE N; W/O HOLDING BRAKE DEGREE OF PROTECTION IP64; PAINT FINISH RAL7016 | - | 0 | 0
1FK7064-7AH71-1KA5 |  | 1FK7064-7AH71-1KA5 | 1 | UN | 1 | 60 | X | D | N | N | 85015220 | 1 |  | 15.503 | KG | 2129.78 | 2129.78 | MC05 | MC05 | SIMOTICS S Synchronous servo motor 1FK7 High Dynamic 12.0Nm, 100K, 4500rpm 2.36kW, Naturally cooled IM B5 (V1, V3) power/signal connectors Connector can be rotated by 270Â° BASIC ABSOLUTE ENCODER 32 P/REV (ENCODER A-32) WITH DRIVE-CLIQ INTERFACE; PERFORMANCE REDUCTION BY 10% DUE TO ABSOLUTE ENCODER; SHAFT WITH FITTED KEY, TOLERANCE N; W/O HOLDING BRAKE DEGREE OF PROTECTION IP65 AS FLANGE IP67; PAINT FINISH RAL7016 | - | 0 | 0
1FK7064-7AH71-1KA8 |  | 1FK7064-7AH71-1KA8 | 1 | UN | 1 | 60 | X | D | N | N | 85015220 | 1 |  | 15.503 | KG | 2210.99 | 2210.99 | MC05 | MC05 | SIMOTICS S Synchronous servo motor 1FK7 High Dynamic 12.0Nm, 100K, 4500rpm 2.36kW, Naturally cooled IM B5 (V1, V3) power/signal connectors Connector can be rotated by 270Â° BASIC ABSOLUTE ENCODER 32 P/REV (ENCODER A-32) WITH DRIVE-CLIQ INTERFACE; PERFORMANCE REDUCTION BY 10% DUE TO ABSOLUTE ENCODER; SHAFT WITH FITTED KEY, TOLERANCE N; W/O HOLDING BRAKE DEGREE OF PROTECTION IP65 IP67 D-END FLANGE; RAL7016 COATING; METALLIC RATING PLATE AT MOTOR | - | 0 | 0
1FK7064-7AH71-1KB0 |  | 1FK7064-7AH71-1KB0 | 1 | UN | 1 | 60 | X | D | N | N | 85015220 | 1 |  | 16.802 | KG | 2263.05 | 2263.05 | MC05 | MC05 | SIMOTICS S Synchronous servo motor 1FK7 High Dynamic 12.0Nm, 100K, 4500rpm 2.36kW, Naturally cooled IM B5 (V1, V3) power/signal connectors Connector can be rotated by 270Â° BASIC ABSOLUTE ENCODER 32 P/REV (ENCODER A-32) WITH DRIVE-CLIQ INTERFACE; PERFORMANCE REDUCTION BY 10% DUE TO ABSOLUTE ENCODER; SHAFT WITH FITTED KEY, TOLERANCE N; WITH HOLDING BRAKE DEGREE OF PROTECTION IP64 | - | 0 | 0
1FK7064-7AH71-1KB2 |  | 1FK7064-7AH71-1KB2 | 1 | UN | 1 | 60 | X | D | N | N | 85015220 | 1 |  | 16.802 | KG | 2339.02 | 2339.02 | MC05 | MC05 | SIMOTICS S Synchronous servo motor 1FK7 High Dynamic 12.0Nm, 100K, 4500rpm 2.36kW, Naturally cooled IM B5 (V1, V3) power/signal connectors Connector can be rotated by 270Â° BASIC ABSOLUTE ENCODER 32 P/REV (ENCODER A-32) WITH DRIVE-CLIQ INTERFACE; PERFORMANCE REDUCTION BY 10% DUE TO ABSOLUTE ENCODER; SHAFT WITH FITTED KEY, TOLERANCE N; WITH HOLDING BRAKE DEGREE OF PROTECTION IP65 FLANGE ON DRIVE END IP67 | - | 0 | 0
1FK7064-7AH71-1KB3 |  | 1FK7064-7AH71-1KB3 | 1 | UN | 1 | 60 | X | D | N | N | 85015220 | 1 |  | 16.802 | KG | 2299.86 | 2299.86 | MC05 | MC05 | SIMOTICS S Synchronous servo motor 1FK7 High Dynamic 12.0Nm, 100K, 4500rpm 2.36kW, Naturally cooled IM B5 (V1, V3) power/signal connectors Connector can be rotated by 270Â° BASIC ABSOLUTE ENCODER 32 P/REV (ENCODER A-32) WITH DRIVE-CLIQ INTERFACE; PERFORMANCE REDUCTION BY 10% DUE TO ABSOLUTE ENCODER; SHAFT WITH FITTED KEY, TOLERANCE N; WITH HOLDING BRAKE DEGREE OF PROTECTION IP64; PAINT FINISH RAL7016 | - | 0 | 0
1FK7064-7AH71-1KB5 |  | 1FK7064-7AH71-1KB5 | 1 | UN | 1 | 60 | X | D | N | N | 85015220 | 1 |  | 16.802 | KG | 2375.81 | 2375.81 | MC05 | MC05 | SIMOTICS S Synchronous servo motor 1FK7 High Dynamic 12.0Nm, 100K, 4500rpm 2.36kW, Naturally cooled IM B5 (V1, V3) power/signal connectors Connector can be rotated by 270Â° BASIC ABSOLUTE ENCODER 32 P/REV (ENCODER A-32) WITH DRIVE-CLIQ INTERFACE; PERFORMANCE REDUCTION BY 10% DUE TO ABSOLUTE ENCODER; SHAFT WITH FITTED KEY, TOLERANCE N; WITH HOLDING BRAKE DEGREE OF PROTECTION IP65 AS FLANGE IP67; PAINT FINISH RAL7016 | - | 0 | 0
1FK7064-7AH71-1KB8 |  | 1FK7064-7AH71-1KB8 | 1 | UN | 1 | 60 | X | D | N | N | 85015220 | 1 |  | 16.802 | KG | 2457.02 | 2457.02 | MC05 | MC05 | SIMOTICS S Synchronous servo motor 1FK7 High Dynamic 12.0Nm, 100K, 4500rpm 2.36kW, Naturally cooled IM B5 (V1, V3) power/signal connectors Connector can be rotated by 270Â° BASIC ABSOLUTE ENCODER 32 P/REV (ENCODER A-32) WITH DRIVE-CLIQ INTERFACE; PERFORMANCE REDUCTION BY 10% DUE TO ABSOLUTE ENCODER; SHAFT WITH FITTED KEY, TOLERANCE N; WITH HOLDING BRAKE DEGREE OF PROTECTION IP65 IP67 D-END FLANGE; RAL7016 COATING; METALLIC RATING PLATE AT MOTOR | - | 0 | 0
1FK7064-7AH71-1KG0 |  | 1FK7064-7AH71-1KG0 | 1 | UN | 1 | 60 | X | D | N | N | 85015220 | 1 |  | 15.503 | KG | 1946.97 | 1946.97 | MC05 | MC05 | SIMOTICS S Synchronous servo motor 1FK7 High Dynamic 12.0Nm, 100K, 4500rpm 2.36kW, Naturally cooled IM B5 (V1, V3) power/signal connectors Connector can be rotated by 270Â° BASIC ABSOLUTE ENCODER 32 P/REV (ENCODER A-32) WITH DRIVE-CLIQ INTERFACE; PERFORMANCE REDUCTION BY 10% DUE TO ABSOLUTE ENCODER; PLAIN SHAFT, TOLERANCE N; W/O HOLDING BRAKE DEGREE OF PROTECTION IP64 | - | 0 | 0
1FK7064-7AH71-1KG2 |  | 1FK7064-7AH71-1KG2 | 1 | UN | 1 | 60 | X | D | N | N | 85015220 | 1 |  | 15.503 | KG | 2022.94 | 2022.94 | MC05 | MC05 | SIMOTICS S Synchronous servo motor 1FK7 High Dynamic 12.0Nm, 100K, 4500rpm 2.36kW, Naturally cooled IM B5 (V1, V3) power/signal connectors Connector can be rotated by 270Â° BASIC ABSOLUTE ENCODER 32 P/REV (ENCODER A-32) WITH DRIVE-CLIQ INTERFACE; PERFORMANCE REDUCTION BY 10% DUE TO ABSOLUTE ENCODER; PLAIN SHAFT, TOLERANCE N; W/O HOLDING BRAKE DEGREE OF PROTECTION IP65 FLANGE ON DRIVE END IP67 | - | 0 | 0
1FK7064-7AH71-1KG3 |  | 1FK7064-7AH71-1KG3 | 1 | UN | 1 | 60 | X | D | N | N | 85015220 | 1 |  | 15.503 | KG | 1983.78 | 1983.78 | MC05 | MC05 | SIMOTICS S Synchronous servo motor 1FK7 High Dynamic 12.0Nm, 100K, 4500rpm 2.36kW, Naturally cooled IM B5 (V1, V3) power/signal connectors Connector can be rotated by 270Â° BASIC ABSOLUTE ENCODER 32 P/REV (ENCODER A-32) WITH DRIVE-CLIQ INTERFACE; PERFORMANCE REDUCTION BY 10% DUE TO ABSOLUTE ENCODER; PLAIN SHAFT, TOLERANCE N; W/O HOLDING BRAKE DEGREE OF PROTECTION IP64; PAINT FINISH RAL7016 | - | 0 | 0
1FK7064-7AH71-1KG5 |  | 1FK7064-7AH71-1KG5 | 1 | UN | 1 | 60 | X | D | N | N | 85015220 | 1 |  | 15.503 | KG | 2059.73 | 2059.73 | MC05 | MC05 | SIMOTICS S Synchronous servo motor 1FK7 High Dynamic 12.0Nm, 100K, 4500rpm 2.36kW, Naturally cooled IM B5 (V1, V3) power/signal connectors Connector can be rotated by 270Â° BASIC ABSOLUTE ENCODER 32 P/REV (ENCODER A-32) WITH DRIVE-CLIQ INTERFACE; PERFORMANCE REDUCTION BY 10% DUE TO ABSOLUTE ENCODER; PLAIN SHAFT, TOLERANCE N; W/O HOLDING BRAKE DEGREE OF PROTECTION IP65 AS FLANGE IP67; PAINT FINISH RAL7016 | - | 0 | 0
1FK7064-7AH71-1KG8 |  | 1FK7064-7AH71-1KG8 | 1 | UN | 1 | 60 | X | D | N | N | 85015220 | 1 |  | 15.503 | KG | 2140.94 | 2140.94 | MC05 | MC05 | SIMOTICS S Synchronous servo motor 1FK7 High Dynamic 12.0Nm, 100K, 4500rpm 2.36kW, Naturally cooled IM B5 (V1, V3) power/signal connectors Connector can be rotated by 270Â° BASIC ABSOLUTE ENCODER 32 P/REV (ENCODER A-32) WITH DRIVE-CLIQ INTERFACE; PERFORMANCE REDUCTION BY 10% DUE TO ABSOLUTE ENCODER; PLAIN SHAFT, TOLERANCE N; W/O HOLDING BRAKE DEGREE OF PROTECTION IP65 IP67 D-END FLANGE; RAL7016 COATING; METALLIC RATING PLATE AT MOTOR | - | 0 | 0
1FK7064-7AH71-1KH0 |  | 1FK7064-7AH71-1KH0 | 1 | UN | 1 | 60 | X | D | N | N | 85015220 | 1 |  | 16.802 | KG | 2194.79 | 2194.79 | MC05 | MC05 | SIMOTICS S Synchronous servo motor 1FK7 High Dynamic 12.0Nm, 100K, 4500rpm 2.36kW, Naturally cooled IM B5 (V1, V3) power/signal connectors Connector can be rotated by 270Â° BASIC ABSOLUTE ENCODER 32 P/REV (ENCODER A-32) WITH DRIVE-CLIQ INTERFACE; PERFORMANCE REDUCTION BY 10% DUE TO ABSOLUTE ENCODER; PLAIN SHAFT, TOLERANCE N; WITH HOLDING BRAKE DEGREE OF PROTECTION IP64 | - | 0 | 0
1FK7064-7AH71-1KH2 |  | 1FK7064-7AH71-1KH2 | 1 | UN | 1 | 60 | X | D | N | N | 85015220 | 1 |  | 16.802 | KG | 2270.76 | 2270.76 | MC05 | MC05 | SIMOTICS S Synchronous servo motor 1FK7 High Dynamic 12.0Nm, 100K, 4500rpm 2.36kW, Naturally cooled IM B5 (V1, V3) power/signal connectors Connector can be rotated by 270Â° BASIC ABSOLUTE ENCODER 32 P/REV (ENCODER A-32) WITH DRIVE-CLIQ INTERFACE; PERFORMANCE REDUCTION BY 10% DUE TO ABSOLUTE ENCODER; PLAIN SHAFT, TOLERANCE N; WITH HOLDING BRAKE DEGREE OF PROTECTION IP65 FLANGE ON DRIVE END IP67 | - | 0 | 0
1FK7064-7AH71-1KH3 |  | 1FK7064-7AH71-1KH3 | 1 | UN | 1 | 60 | X | D | N | N | 85015220 | 1 |  | 16.802 | KG | 2231.6 | 2231.6 | MC05 | MC05 | SIMOTICS S Synchronous servo motor 1FK7 High Dynamic 12.0Nm, 100K, 4500rpm 2.36kW, Naturally cooled IM B5 (V1, V3) power/signal connectors Connector can be rotated by 270Â° BASIC ABSOLUTE ENCODER 32 P/REV (ENCODER A-32) WITH DRIVE-CLIQ INTERFACE; PERFORMANCE REDUCTION BY 10% DUE TO ABSOLUTE ENCODER; PLAIN SHAFT, TOLERANCE N; WITH HOLDING BRAKE DEGREE OF PROTECTION IP64; PAINT FINISH RAL7016 | - | 0 | 0
1FK7064-7AH71-1KH5 |  | 1FK7064-7AH71-1KH5 | 1 | UN | 1 | 60 | X | D | N | N | 85015220 | 1 |  | 16.802 | KG | 2307.55 | 2307.55 | MC05 | MC05 | SIMOTICS S Synchronous servo motor 1FK7 High Dynamic 12.0Nm, 100K, 4500rpm 2.36kW, Naturally cooled IM B5 (V1, V3) power/signal connectors Connector can be rotated by 270Â° BASIC ABSOLUTE ENCODER 32 P/REV (ENCODER A-32) WITH DRIVE-CLIQ INTERFACE; PERFORMANCE REDUCTION BY 10% DUE TO ABSOLUTE ENCODER; PLAIN SHAFT, TOLERANCE N; WITH HOLDING BRAKE DEGREE OF PROTECTION IP65 AS FLANGE IP67; PAINT FINISH RAL7016 | - | 0 | 0
1FK7064-7AH71-1KH8 |  | 1FK7064-7AH71-1KH8 | 1 | UN | 1 | 60 | X | D | N | N | 85015220 | 1 |  | 16.802 | KG | 2388.76 | 2388.76 | MC05 | MC05 | SIMOTICS S Synchronous servo motor 1FK7 High Dynamic 12.0Nm, 100K, 4500rpm 2.36kW, Naturally cooled IM B5 (V1, V3) power/signal connectors Connector can be rotated by 270Â° BASIC ABSOLUTE ENCODER 32 P/REV (ENCODER A-32) WITH DRIVE-CLIQ INTERFACE; PERFORMANCE REDUCTION BY 10% DUE TO ABSOLUTE ENCODER; PLAIN SHAFT, TOLERANCE N; WITH HOLDING BRAKE DEGREE OF PROTECTION IP65 IP67 D-END FLANGE; RAL7016 COATING; METALLIC RATING PLATE AT MOTOR | - | 0 | 0
1FK7064-7AH71-1PA0 |  | 1FK7064-7AH71-1PA0 | 1 | UN | 1 | 60 | X | D | N | N | 85015220 | 1 |  | 15.503 | KG | 1661.42 | 1661.42 | MC05 | MC05 | SIMOTICS S Synchronous servo motor 1FK7 High Dynamic 12.0Nm, 100K, 4500rpm 2.36kW, Naturally cooled IM B5 (V1, V3) power/signal connectors Connector can be rotated by 270Â° RESOLVER 2-POLE (RESOLVER P=1) WITH DRIVE-CLIQ INTERFACE; SHAFT WITH FITTED KEY, TOLERANCE N; W/O HOLDING BRAKE DEGREE OF PROTECTION IP64 | - | 0 | 0
1FK7064-7AH71-1PA2 |  | 1FK7064-7AH71-1PA2 | 1 | UN | 1 | 60 | X | D | N | N | 85015220 | 1 |  | 15.503 | KG | 1737.39 | 1737.39 | MC05 | MC05 | SIMOTICS S Synchronous servo motor 1FK7 High Dynamic 12.0Nm, 100K, 4500rpm 2.36kW, Naturally cooled IM B5 (V1, V3) power/signal connectors Connector can be rotated by 270Â° RESOLVER 2-POLE (RESOLVER P=1) WITH DRIVE-CLIQ INTERFACE; SHAFT WITH FITTED KEY, TOLERANCE N; W/O HOLDING BRAKE DEGREE OF PROTECTION IP65 FLANGE ON DRIVE END IP67 | - | 0 | 0
1FK7064-7AH71-1PA3 |  | 1FK7064-7AH71-1PA3 | 1 | UN | 1 | 60 | X | D | N | N | 85015220 | 1 |  | 15.503 | KG | 1698.23 | 1698.23 | MC05 | MC05 | SIMOTICS S Synchronous servo motor 1FK7 High Dynamic 12.0Nm, 100K, 4500rpm 2.36kW, Naturally cooled IM B5 (V1, V3) power/signal connectors Connector can be rotated by 270Â° RESOLVER 2-POLE (RESOLVER P=1) WITH DRIVE-CLIQ INTERFACE; SHAFT WITH FITTED KEY, TOLERANCE N; W/O HOLDING BRAKE DEGREE OF PROTECTION IP64; PAINT FINISH RAL7016 | - | 0 | 0
1FK7064-7AH71-1PA5 |  | 1FK7064-7AH71-1PA5 | 1 | UN | 1 | 60 | X | D | N | N | 85015220 | 1 |  | 15.503 | KG | 1774.18 | 1774.18 | MC05 | MC05 | SIMOTICS S Synchronous servo motor 1FK7 High Dynamic 12.0Nm, 100K, 4500rpm 2.36kW, Naturally cooled IM B5 (V1, V3) power/signal connectors Connector can be rotated by 270Â° RESOLVER 2-POLE (RESOLVER P=1) WITH DRIVE-CLIQ INTERFACE; SHAFT WITH FITTED KEY, TOLERANCE N; W/O HOLDING BRAKE DEGREE OF PROTECTION IP65 AS FLANGE IP67; PAINT FINISH RAL7016 | - | 0 | 0
1FK7064-7AH71-1PA8 |  | 1FK7064-7AH71-1PA8 | 1 | UN | 1 | 60 | X | D | N | N | 85015220 | 1 |  | 15.503 | KG | 1855.39 | 1855.39 | MC05 | MC05 | SIMOTICS S Synchronous servo motor 1FK7 High Dynamic 12.0Nm, 100K, 4500rpm 2.36kW, Naturally cooled IM B5 (V1, V3) power/signal connectors Connector can be rotated by 270Â° RESOLVER 2-POLE (RESOLVER P=1) WITH DRIVE-CLIQ INTERFACE; SHAFT WITH FITTED KEY, TOLERANCE N; W/O HOLDING BRAKE DEGREE OF PROTECTION IP65 IP67 D-END FLANGE; RAL7016 COATING; METALLIC RATING PLATE AT MOTOR | - | 0 | 0
1FK7064-7AH71-1PB0 |  | 1FK7064-7AH71-1PB0 | 1 | UN | 1 | 60 | X | D | N | N | 85015220 | 1 |  | 16.802 | KG | 1907.45 | 1907.45 | MC05 | MC05 | SIMOTICS S Synchronous servo motor 1FK7 High Dynamic 12.0Nm, 100K, 4500rpm 2.36kW, Naturally cooled IM B5 (V1, V3) power/signal connectors Connector can be rotated by 270Â° RESOLVER 2-POLE (RESOLVER P=1) WITH DRIVE-CLIQ INTERFACE; SHAFT WITH FITTED KEY, TOLERANCE N; WITH HOLDING BRAKE DEGREE OF PROTECTION IP64 | - | 0 | 0
1FK7064-7AH71-1PB2 |  | 1FK7064-7AH71-1PB2 | 1 | UN | 1 | 60 | X | D | N | N | 85015220 | 1 |  | 16.802 | KG | 1983.42 | 1983.42 | MC05 | MC05 | SIMOTICS S Synchronous servo motor 1FK7 High Dynamic 12.0Nm, 100K, 4500rpm 2.36kW, Naturally cooled IM B5 (V1, V3) power/signal connectors Connector can be rotated by 270Â° RESOLVER 2-POLE (RESOLVER P=1) WITH DRIVE-CLIQ INTERFACE; SHAFT WITH FITTED KEY, TOLERANCE N; WITH HOLDING BRAKE DEGREE OF PROTECTION IP65 FLANGE ON DRIVE END IP67 | - | 0 | 0
1FK7064-7AH71-1PB3 |  | 1FK7064-7AH71-1PB3 | 1 | UN | 1 | 60 | X | D | N | N | 85015220 | 1 |  | 16.802 | KG | 1944.26 | 1944.26 | MC05 | MC05 | SIMOTICS S Synchronous servo motor 1FK7 High Dynamic 12.0Nm, 100K, 4500rpm 2.36kW, Naturally cooled IM B5 (V1, V3) power/signal connectors Connector can be rotated by 270Â° RESOLVER 2-POLE (RESOLVER P=1) WITH DRIVE-CLIQ INTERFACE; SHAFT WITH FITTED KEY, TOLERANCE N; WITH HOLDING BRAKE DEGREE OF PROTECTION IP64; PAINT FINISH RAL7016 | - | 0 | 0
1FK7064-7AH71-1PB5 |  | 1FK7064-7AH71-1PB5 | 1 | UN | 1 | 60 | X | D | N | N | 85015220 | 1 |  | 16.802 | KG | 2020.21 | 2020.21 | MC05 | MC05 | SIMOTICS S Synchronous servo motor 1FK7 High Dynamic 12.0Nm, 100K, 4500rpm 2.36kW, Naturally cooled IM B5 (V1, V3) power/signal connectors Connector can be rotated by 270Â° RESOLVER 2-POLE (RESOLVER P=1) WITH DRIVE-CLIQ INTERFACE; SHAFT WITH FITTED KEY, TOLERANCE N; WITH HOLDING BRAKE DEGREE OF PROTECTION IP65 AS FLANGE IP67; PAINT FINISH RAL7016 | - | 0 | 0
1FK7064-7AH71-1PB8 |  | 1FK7064-7AH71-1PB8 | 1 | UN | 1 | 60 | X | D | N | N | 85015220 | 1 |  | 16.802 | KG | 2101.42 | 2101.42 | MC05 | MC05 | SIMOTICS S Synchronous servo motor 1FK7 High Dynamic 12.0Nm, 100K, 4500rpm 2.36kW, Naturally cooled IM B5 (V1, V3) power/signal connectors Connector can be rotated by 270Â° RESOLVER 2-POLE (RESOLVER P=1) WITH DRIVE-CLIQ INTERFACE; SHAFT WITH FITTED KEY, TOLERANCE N; WITH HOLDING BRAKE DEGREE OF PROTECTION IP65 IP67 D-END FLANGE; RAL7016 COATING; METALLIC RATING PLATE AT MOTOR | - | 0 | 0
1FK7064-7AH71-1PG0 |  | 1FK7064-7AH71-1PG0 | 1 | UN | 1 | 60 | X | D | N | N | 85015220 | 1 |  | 15.503 | KG | 1591.37 | 1591.37 | MC05 | MC05 | SIMOTICS S Synchronous servo motor 1FK7 High Dynamic 12.0Nm, 100K, 4500rpm 2.36kW, Naturally cooled IM B5 (V1, V3) power/signal connectors Connector can be rotated by 270Â° RESOLVER 2-POLE (RESOLVER P=1) WITH DRIVE-CLIQ INTERFACE; PLAIN SHAFT, TOLERANCE N; W/O HOLDING BRAKE DEGREE OF PROTECTION IP64 | - | 0 | 0
1FK7064-7AH71-1PG2 |  | 1FK7064-7AH71-1PG2 | 1 | UN | 1 | 60 | X | D | N | N | 85015220 | 1 |  | 15.503 | KG | 1667.34 | 1667.34 | MC05 | MC05 | SIMOTICS S Synchronous servo motor 1FK7 High Dynamic 12.0Nm, 100K, 4500rpm 2.36kW, Naturally cooled IM B5 (V1, V3) power/signal connectors Connector can be rotated by 270Â° RESOLVER 2-POLE (RESOLVER P=1) WITH DRIVE-CLIQ INTERFACE; PLAIN SHAFT, TOLERANCE N; W/O HOLDING BRAKE DEGREE OF PROTECTION IP65 FLANGE ON DRIVE END IP67 | - | 0 | 0
1FK7064-7AH71-1PG3 |  | 1FK7064-7AH71-1PG3 | 1 | UN | 1 | 60 | X | D | N | N | 85015220 | 1 |  | 15.503 | KG | 1628.18 | 1628.18 | MC05 | MC05 | SIMOTICS S Synchronous servo motor 1FK7 High Dynamic 12.0Nm, 100K, 4500rpm 2.36kW, Naturally cooled IM B5 (V1, V3) power/signal connectors Connector can be rotated by 270Â° RESOLVER 2-POLE (RESOLVER P=1) WITH DRIVE-CLIQ INTERFACE; PLAIN SHAFT, TOLERANCE N; W/O HOLDING BRAKE DEGREE OF PROTECTION IP64; PAINT FINISH RAL7016 | - | 0 | 0
1FK7064-7AH71-1PG5 |  | 1FK7064-7AH71-1PG5 | 1 | UN | 1 | 60 | X | D | N | N | 85015220 | 1 |  | 15.503 | KG | 1704.13 | 1704.13 | MC05 | MC05 | SIMOTICS S Synchronous servo motor 1FK7 High Dynamic 12.0Nm, 100K, 4500rpm 2.36kW, Naturally cooled IM B5 (V1, V3) power/signal connectors Connector can be rotated by 270Â° RESOLVER 2-POLE (RESOLVER P=1) WITH DRIVE-CLIQ INTERFACE; PLAIN SHAFT, TOLERANCE N; W/O HOLDING BRAKE DEGREE OF PROTECTION IP65 AS FLANGE IP67; PAINT FINISH RAL7016 | - | 0 | 0
1FK7064-7AH71-1PG8 |  | 1FK7064-7AH71-1PG8 | 1 | UN | 1 | 60 | X | D | N | N | 85015220 | 1 |  | 15.503 | KG | 1785.34 | 1785.34 | MC05 | MC05 | SIMOTICS S Synchronous servo motor 1FK7 High Dynamic 12.0Nm, 100K, 4500rpm 2.36kW, Naturally cooled IM B5 (V1, V3) power/signal connectors Connector can be rotated by 270Â° RESOLVER 2-POLE (RESOLVER P=1) WITH DRIVE-CLIQ INTERFACE; PLAIN SHAFT, TOLERANCE N; W/O HOLDING BRAKE DEGREE OF PROTECTION IP65 IP67 D-END FLANGE; RAL7016 COATING; METALLIC RATING PLATE AT MOTOR | - | 0 | 0
1FK7064-7AH71-1PH0 |  | 1FK7064-7AH71-1PH0 | 1 | UN | 1 | 60 | X | D | N | N | 85015220 | 1 |  | 16.802 | KG | 1839.19 | 1839.19 | MC05 | MC05 | SIMOTICS S Synchronous servo motor 1FK7 High Dynamic 12.0Nm, 100K, 4500rpm 2.36kW, Naturally cooled IM B5 (V1, V3) power/signal connectors Connector can be rotated by 270Â° RESOLVER 2-POLE (RESOLVER P=1) WITH DRIVE-CLIQ INTERFACE; PLAIN SHAFT, TOLERANCE N; WITH HOLDING BRAKE DEGREE OF PROTECTION IP64 | - | 0 | 0
1FK7064-7AH71-1PH2 |  | 1FK7064-7AH71-1PH2 | 1 | UN | 1 | 60 | X | D | N | N | 85015220 | 1 |  | 16.802 | KG | 1915.16 | 1915.16 | MC05 | MC05 | SIMOTICS S Synchronous servo motor 1FK7 High Dynamic 12.0Nm, 100K, 4500rpm 2.36kW, Naturally cooled IM B5 (V1, V3) power/signal connectors Connector can be rotated by 270Â° RESOLVER 2-POLE (RESOLVER P=1) WITH DRIVE-CLIQ INTERFACE; PLAIN SHAFT, TOLERANCE N; WITH HOLDING BRAKE DEGREE OF PROTECTION IP65 FLANGE ON DRIVE END IP67 | - | 0 | 0
1FK7064-7AH71-1PH3 |  | 1FK7064-7AH71-1PH3 | 1 | UN | 1 | 60 | X | D | N | N | 85015220 | 1 |  | 16.802 | KG | 1876 | 1876 | MC05 | MC05 | SIMOTICS S Synchronous servo motor 1FK7 High Dynamic 12.0Nm, 100K, 4500rpm 2.36kW, Naturally cooled IM B5 (V1, V3) power/signal connectors Connector can be rotated by 270Â° RESOLVER 2-POLE (RESOLVER P=1) WITH DRIVE-CLIQ INTERFACE; PLAIN SHAFT, TOLERANCE N; WITH HOLDING BRAKE DEGREE OF PROTECTION IP64; PAINT FINISH RAL7016 | - | 0 | 0
1FK7064-7AH71-1PH5 |  | 1FK7064-7AH71-1PH5 | 1 | UN | 1 | 60 | X | D | N | N | 85015220 | 1 |  | 16.802 | KG | 1951.95 | 1951.95 | MC05 | MC05 | SIMOTICS S Synchronous servo motor 1FK7 High Dynamic 12.0Nm, 100K, 4500rpm 2.36kW, Naturally cooled IM B5 (V1, V3) power/signal connectors Connector can be rotated by 270Â° RESOLVER 2-POLE (RESOLVER P=1) WITH DRIVE-CLIQ INTERFACE; PLAIN SHAFT, TOLERANCE N; WITH HOLDING BRAKE DEGREE OF PROTECTION IP65 AS FLANGE IP67; PAINT FINISH RAL7016 | - | 0 | 0
1FK7064-7AH71-1PH8 |  | 1FK7064-7AH71-1PH8 | 1 | UN | 1 | 60 | X | D | N | N | 85015220 | 1 |  | 16.802 | KG | 2033.16 | 2033.16 | MC05 | MC05 | SIMOTICS S Synchronous servo motor 1FK7 High Dynamic 12.0Nm, 100K, 4500rpm 2.36kW, Naturally cooled IM B5 (V1, V3) power/signal connectors Connector can be rotated by 270Â° RESOLVER 2-POLE (RESOLVER P=1) WITH DRIVE-CLIQ INTERFACE; PLAIN SHAFT, TOLERANCE N; WITH HOLDING BRAKE DEGREE OF PROTECTION IP65 IP67 D-END FLANGE; RAL7016 COATING; METALLIC RATING PLATE AT MOTOR | - | 0 | 0
1FK7064-7AH71-1SA0 |  | 1FK7064-7AH71-1SA0 | 1 | UN | 1 | 60 | X | D | N | N | 85015220 | 1 |  | 15.503 | KG | 1465.68 | 1465.68 | MC05 | MC05 | SIMOTICS S Synchronous servo motor 1FK7 High Dynamic 12.0Nm, 100K, 4500rpm 2.36kW, Naturally cooled IM B5 (V1, V3) power/signal connectors Connector can be rotated by 270Â° RESOLVER MULTI-POLE (RESOLVER P=3); SHAFT WITH FITTED KEY, TOLERANCE N; W/O HOLDING BRAKE DEGREE OF PROTECTION IP64 | - | 0 | 0
1FK7064-7AH71-1SA2 |  | 1FK7064-7AH71-1SA2 | 1 | UN | 1 | 60 | X | D | N | N | 85015220 | 1 |  | 15.503 | KG | 1541.65 | 1541.65 | MC05 | MC05 | SIMOTICS S Synchronous servo motor 1FK7 High Dynamic 12.0Nm, 100K, 4500rpm 2.36kW, Naturally cooled IM B5 (V1, V3) power/signal connectors Connector can be rotated by 270Â° RESOLVER MULTI-POLE (RESOLVER P=3); SHAFT WITH FITTED KEY, TOLERANCE N; W/O HOLDING BRAKE DEGREE OF PROTECTION IP65 FLANGE ON DRIVE END IP67 | - | 0 | 0
1FK7064-7AH71-1SA3 |  | 1FK7064-7AH71-1SA3 | 1 | UN | 1 | 60 | X | D | N | N | 85015220 | 1 |  | 15.503 | KG | 1502.49 | 1502.49 | MC05 | MC05 | SIMOTICS S Synchronous servo motor 1FK7 High Dynamic 12.0Nm, 100K, 4500rpm 2.36kW, Naturally cooled IM B5 (V1, V3) power/signal connectors Connector can be rotated by 270Â° RESOLVER MULTI-POLE (RESOLVER P=3); SHAFT WITH FITTED KEY, TOLERANCE N; W/O HOLDING BRAKE DEGREE OF PROTECTION IP64; PAINT FINISH RAL7016 | - | 0 | 0
1FK7064-7AH71-1SA5 |  | 1FK7064-7AH71-1SA5 | 1 | UN | 1 | 60 | X | D | N | N | 85015220 | 1 |  | 15.503 | KG | 1578.44 | 1578.44 | MC05 | MC05 | SIMOTICS S Synchronous servo motor 1FK7 High Dynamic 12.0Nm, 100K, 4500rpm 2.36kW, Naturally cooled IM B5 (V1, V3) power/signal connectors Connector can be rotated by 270Â° RESOLVER MULTI-POLE (RESOLVER P=3); SHAFT WITH FITTED KEY, TOLERANCE N; W/O HOLDING BRAKE DEGREE OF PROTECTION IP65 AS FLANGE IP67; PAINT FINISH RAL7016 | - | 0 | 0
1FK7064-7AH71-1SA8 |  | 1FK7064-7AH71-1SA8 | 1 | UN | 1 | 60 | X | D | N | N | 85015220 | 1 |  | 15.503 | KG | 1659.65 | 1659.65 | MC05 | MC05 | SIMOTICS S Synchronous servo motor 1FK7 High Dynamic 12.0Nm, 100K, 4500rpm 2.36kW, Naturally cooled IM B5 (V1, V3) power/signal connectors Connector can be rotated by 270Â° RESOLVER MULTI-POLE (RESOLVER P=3); SHAFT WITH FITTED KEY, TOLERANCE N; W/O HOLDING BRAKE DEGREE OF PROTECTION IP65 IP67 D-END FLANGE; RAL7016 COATING; METALLIC RATING PLATE AT MOTOR | - | 0 | 0
1FK7064-7AH71-1SB0 |  | 1FK7064-7AH71-1SB0 | 1 | UN | 1 | 60 | X | D | N | N | 85015220 | 1 |  | 16.802 | KG | 1711.71 | 1711.71 | MC05 | MC05 | SIMOTICS S Synchronous servo motor 1FK7 High Dynamic 12.0Nm, 100K, 4500rpm 2.36kW, Naturally cooled IM B5 (V1, V3) power/signal connectors Connector can be rotated by 270Â° RESOLVER MULTI-POLE (RESOLVER P=3); SHAFT WITH FITTED KEY, TOLERANCE N; WITH HOLDING BRAKE DEGREE OF PROTECTION IP64 | - | 0 | 0
1FK7064-7AH71-1SB2 |  | 1FK7064-7AH71-1SB2 | 1 | UN | 1 | 60 | X | D | N | N | 85015220 | 1 |  | 16.802 | KG | 1787.68 | 1787.68 | MC05 | MC05 | SIMOTICS S Synchronous servo motor 1FK7 High Dynamic 12.0Nm, 100K, 4500rpm 2.36kW, Naturally cooled IM B5 (V1, V3) power/signal connectors Connector can be rotated by 270Â° RESOLVER MULTI-POLE (RESOLVER P=3); SHAFT WITH FITTED KEY, TOLERANCE N; WITH HOLDING BRAKE DEGREE OF PROTECTION IP65 FLANGE ON DRIVE END IP67 | - | 0 | 0
1FK7064-7AH71-1SB3 |  | 1FK7064-7AH71-1SB3 | 1 | UN | 1 | 60 | X | D | N | N | 85015220 | 1 |  | 16.802 | KG | 1748.52 | 1748.52 | MC05 | MC05 | SIMOTICS S Synchronous servo motor 1FK7 High Dynamic 12.0Nm, 100K, 4500rpm 2.36kW, Naturally cooled IM B5 (V1, V3) power/signal connectors Connector can be rotated by 270Â° RESOLVER MULTI-POLE (RESOLVER P=3); SHAFT WITH FITTED KEY, TOLERANCE N; WITH HOLDING BRAKE DEGREE OF PROTECTION IP64; PAINT FINISH RAL7016 | - | 0 | 0
1FK7064-7AH71-1SB5 |  | 1FK7064-7AH71-1SB5 | 1 | UN | 1 | 60 | X | D | N | N | 85015220 | 1 |  | 16.802 | KG | 1824.47 | 1824.47 | MC05 | MC05 | SIMOTICS S Synchronous servo motor 1FK7 High Dynamic 12.0Nm, 100K, 4500rpm 2.36kW, Naturally cooled IM B5 (V1, V3) power/signal connectors Connector can be rotated by 270Â° RESOLVER MULTI-POLE (RESOLVER P=3); SHAFT WITH FITTED KEY, TOLERANCE N; WITH HOLDING BRAKE DEGREE OF PROTECTION IP65 AS FLANGE IP67; PAINT FINISH RAL7016 | - | 0 | 0
1FK7064-7AH71-1SB8 |  | 1FK7064-7AH71-1SB8 | 1 | UN | 1 | 60 | X | D | N | N | 85015220 | 1 |  | 16.802 | KG | 1905.68 | 1905.68 | MC05 | MC05 | SIMOTICS S Synchronous servo motor 1FK7 High Dynamic 12.0Nm, 100K, 4500rpm 2.36kW, Naturally cooled IM B5 (V1, V3) power/signal connectors Connector can be rotated by 270Â° RESOLVER MULTI-POLE (RESOLVER P=3); SHAFT WITH FITTED KEY, TOLERANCE N; WITH HOLDING BRAKE DEGREE OF PROTECTION IP65 IP67 D-END FLANGE; RAL7016 COATING; METALLIC RATING PLATE AT MOTOR | - | 0 | 0
1FK7064-7AH71-1SG0 |  | 1FK7064-7AH71-1SG0 | 1 | UN | 1 | 60 | X | D | N | N | 85015220 | 1 |  | 15.503 | KG | 1395.63 | 1395.63 | MC05 | MC05 | SIMOTICS S Synchronous servo motor 1FK7 High Dynamic 12.0Nm, 100K, 4500rpm 2.36kW, Naturally cooled IM B5 (V1, V3) power/signal connectors Connector can be rotated by 270Â° RESOLVER MULTI-POLE (RESOLVER P=3); PLAIN SHAFT, TOLERANCE N; W/O HOLDING BRAKE DEGREE OF PROTECTION IP64 | - | 0 | 0
1FK7064-7AH71-1SG2 |  | 1FK7064-7AH71-1SG2 | 1 | UN | 1 | 60 | X | D | N | N | 85015220 | 1 |  | 15.503 | KG | 1471.6 | 1471.6 | MC05 | MC05 | SIMOTICS S Synchronous servo motor 1FK7 High Dynamic 12.0Nm, 100K, 4500rpm 2.36kW, Naturally cooled IM B5 (V1, V3) power/signal connectors Connector can be rotated by 270Â° RESOLVER MULTI-POLE (RESOLVER P=3); PLAIN SHAFT, TOLERANCE N; W/O HOLDING BRAKE DEGREE OF PROTECTION IP65 FLANGE ON DRIVE END IP67 | - | 0 | 0
1FK7064-7AH71-1SG3 |  | 1FK7064-7AH71-1SG3 | 1 | UN | 1 | 60 | X | D | N | N | 85015220 | 1 |  | 15.503 | KG | 1432.44 | 1432.44 | MC05 | MC05 | SIMOTICS S Synchronous servo motor 1FK7 High Dynamic 12.0Nm, 100K, 4500rpm 2.36kW, Naturally cooled IM B5 (V1, V3) power/signal connectors Connector can be rotated by 270Â° RESOLVER MULTI-POLE (RESOLVER P=3); PLAIN SHAFT, TOLERANCE N; W/O HOLDING BRAKE DEGREE OF PROTECTION IP64; PAINT FINISH RAL7016 | - | 0 | 0
1FK7064-7AH71-1SG5 |  | 1FK7064-7AH71-1SG5 | 1 | UN | 1 | 60 | X | D | N | N | 85015220 | 1 |  | 15.503 | KG | 1508.39 | 1508.39 | MC05 | MC05 | SIMOTICS S Synchronous servo motor 1FK7 High Dynamic 12.0Nm, 100K, 4500rpm 2.36kW, Naturally cooled IM B5 (V1, V3) power/signal connectors Connector can be rotated by 270Â° RESOLVER MULTI-POLE (RESOLVER P=3); PLAIN SHAFT, TOLERANCE N; W/O HOLDING BRAKE DEGREE OF PROTECTION IP65 AS FLANGE IP67; PAINT FINISH RAL7016 | - | 0 | 0
1FK7064-7AH71-1SG8 |  | 1FK7064-7AH71-1SG8 | 1 | UN | 1 | 60 | X | D | N | N | 85015220 | 1 |  | 15.503 | KG | 1589.6 | 1589.6 | MC05 | MC05 | SIMOTICS S Synchronous servo motor 1FK7 High Dynamic 12.0Nm, 100K, 4500rpm 2.36kW, Naturally cooled IM B5 (V1, V3) power/signal connectors Connector can be rotated by 270Â° RESOLVER MULTI-POLE (RESOLVER P=3); PLAIN SHAFT, TOLERANCE N; W/O HOLDING BRAKE DEGREE OF PROTECTION IP65 IP67 D-END FLANGE; RAL7016 COATING; METALLIC RATING PLATE AT MOTOR | - | 0 | 0
1FK7064-7AH71-1SH0 |  | 1FK7064-7AH71-1SH0 | 1 | UN | 1 | 60 | X | D | N | N | 85015220 | 1 |  | 16.802 | KG | 1643.45 | 1643.45 | MC05 | MC05 | SIMOTICS S Synchronous servo motor 1FK7 High Dynamic 12.0Nm, 100K, 4500rpm 2.36kW, Naturally cooled IM B5 (V1, V3) power/signal connectors Connector can be rotated by 270Â° RESOLVER MULTI-POLE (RESOLVER P=3); PLAIN SHAFT, TOLERANCE N; WITH HOLDING BRAKE DEGREE OF PROTECTION IP64 | - | 0 | 0
1FK7064-7AH71-1SH2 |  | 1FK7064-7AH71-1SH2 | 1 | UN | 1 | 60 | X | D | N | N | 85015220 | 1 |  | 16.802 | KG | 1719.42 | 1719.42 | MC05 | MC05 | SIMOTICS S Synchronous servo motor 1FK7 High Dynamic 12.0Nm, 100K, 4500rpm 2.36kW, Naturally cooled IM B5 (V1, V3) power/signal connectors Connector can be rotated by 270Â° RESOLVER MULTI-POLE (RESOLVER P=3); PLAIN SHAFT, TOLERANCE N; WITH HOLDING BRAKE DEGREE OF PROTECTION IP65 FLANGE ON DRIVE END IP67 | - | 0 | 0
1FK7064-7AH71-1SH3 |  | 1FK7064-7AH71-1SH3 | 1 | UN | 1 | 60 | X | D | N | N | 85015220 | 1 |  | 16.802 | KG | 1680.26 | 1680.26 | MC05 | MC05 | SIMOTICS S Synchronous servo motor 1FK7 High Dynamic 12.0Nm, 100K, 4500rpm 2.36kW, Naturally cooled IM B5 (V1, V3) power/signal connectors Connector can be rotated by 270Â° RESOLVER MULTI-POLE (RESOLVER P=3); PLAIN SHAFT, TOLERANCE N; WITH HOLDING BRAKE DEGREE OF PROTECTION IP64; PAINT FINISH RAL7016 | - | 0 | 0
1FK7064-7AH71-1SH5 |  | 1FK7064-7AH71-1SH5 | 1 | UN | 1 | 60 | X | D | N | N | 85015220 | 1 |  | 16.802 | KG | 1756.21 | 1756.21 | MC05 | MC05 | SIMOTICS S Synchronous servo motor 1FK7 High Dynamic 12.0Nm, 100K, 4500rpm 2.36kW, Naturally cooled IM B5 (V1, V3) power/signal connectors Connector can be rotated by 270Â° RESOLVER MULTI-POLE (RESOLVER P=3); PLAIN SHAFT, TOLERANCE N; WITH HOLDING BRAKE DEGREE OF PROTECTION IP65 AS FLANGE IP67; PAINT FINISH RAL7016 | - | 0 | 0
1FK7064-7AH71-1SH8 |  | 1FK7064-7AH71-1SH8 | 1 | UN | 1 | 60 | X | D | N | N | 85015220 | 1 |  | 16.802 | KG | 1837.42 | 1837.42 | MC05 | MC05 | SIMOTICS S Synchronous servo motor 1FK7 High Dynamic 12.0Nm, 100K, 4500rpm 2.36kW, Naturally cooled IM B5 (V1, V3) power/signal connectors Connector can be rotated by 270Â° RESOLVER MULTI-POLE (RESOLVER P=3); PLAIN SHAFT, TOLERANCE N; WITH HOLDING BRAKE DEGREE OF PROTECTION IP65 IP67 D-END FLANGE; RAL7016 COATING; METALLIC RATING PLATE AT MOTOR | - | 0 | 0
1FK7064-7AH71-1TA0 |  | 1FK7064-7AH71-1TA0 | 1 | UN | 1 | 60 | X | D | N | N | 85015220 | 1 |  | 15.503 | KG | 1465.68 | 1465.68 | MC05 | MC05 | SIMOTICS S Synchronous servo motor 1FK7 High Dynamic 12.0Nm, 100K, 4500rpm 2.36kW, Naturally cooled IM B5 (V1, V3) power/signal connectors Connector can be rotated by 270Â° RESOLVER 2-POLE (RESOLVER P=1); SHAFT WITH FITTED KEY, TOLERANCE N; W/O HOLDING BRAKE DEGREE OF PROTECTION IP64 | - | 0 | 0
1FK7064-7AH71-1TA2 |  | 1FK7064-7AH71-1TA2 | 1 | UN | 1 | 60 | X | D | N | N | 85015220 | 1 |  | 15.503 | KG | 1541.65 | 1541.65 | MC05 | MC05 | SIMOTICS S Synchronous servo motor 1FK7 High Dynamic 12.0Nm, 100K, 4500rpm 2.36kW, Naturally cooled IM B5 (V1, V3) power/signal connectors Connector can be rotated by 270Â° RESOLVER 2-POLE (RESOLVER P=1); SHAFT WITH FITTED KEY, TOLERANCE N; W/O HOLDING BRAKE DEGREE OF PROTECTION IP65 FLANGE ON DRIVE END IP67 | - | 0 | 0
1FK7064-7AH71-1TA3 |  | 1FK7064-7AH71-1TA3 | 1 | UN | 1 | 60 | X | D | N | N | 85015220 | 1 |  | 15.503 | KG | 1502.49 | 1502.49 | MC05 | MC05 | SIMOTICS S Synchronous servo motor 1FK7 High Dynamic 12.0Nm, 100K, 4500rpm 2.36kW, Naturally cooled IM B5 (V1, V3) power/signal connectors Connector can be rotated by 270Â° RESOLVER 2-POLE (RESOLVER P=1); SHAFT WITH FITTED KEY, TOLERANCE N; W/O HOLDING BRAKE DEGREE OF PROTECTION IP64; PAINT FINISH RAL7016 | - | 0 | 0
1FK7064-7AH71-1TA5 |  | 1FK7064-7AH71-1TA5 | 1 | UN | 1 | 60 | X | D | N | N | 85015220 | 1 |  | 15.503 | KG | 1578.44 | 1578.44 | MC05 | MC05 | SIMOTICS S Synchronous servo motor 1FK7 High Dynamic 12.0Nm, 100K, 4500rpm 2.36kW, Naturally cooled IM B5 (V1, V3) power/signal connectors Connector can be rotated by 270Â° RESOLVER 2-POLE (RESOLVER P=1); SHAFT WITH FITTED KEY, TOLERANCE N; W/O HOLDING BRAKE DEGREE OF PROTECTION IP65 AS FLANGE IP67; PAINT FINISH RAL7016 | - | 0 | 0
1FK7064-7AH71-1TA8 |  | 1FK7064-7AH71-1TA8 | 1 | UN | 1 | 60 | X | D | N | N | 85015220 | 1 |  | 15.503 | KG | 1659.65 | 1659.65 | MC05 | MC05 | SIMOTICS S Synchronous servo motor 1FK7 High Dynamic 12.0Nm, 100K, 4500rpm 2.36kW, Naturally cooled IM B5 (V1, V3) power/signal connectors Connector can be rotated by 270Â° RESOLVER 2-POLE (RESOLVER P=1); SHAFT WITH FITTED KEY, TOLERANCE N; W/O HOLDING BRAKE DEGREE OF PROTECTION IP65 IP67 D-END FLANGE; RAL7016 COATING; METALLIC RATING PLATE AT MOTOR | - | 0 | 0
1FK7064-7AH71-1TB0 |  | 1FK7064-7AH71-1TB0 | 1 | UN | 1 | 60 | X | D | N | N | 85015220 | 1 |  | 16.802 | KG | 1711.71 | 1711.71 | MC05 | MC05 | SIMOTICS S Synchronous servo motor 1FK7 High Dynamic 12.0Nm, 100K, 4500rpm 2.36kW, Naturally cooled IM B5 (V1, V3) power/signal connectors Connector can be rotated by 270Â° RESOLVER 2-POLE (RESOLVER P=1); SHAFT WITH FITTED KEY, TOLERANCE N; WITH HOLDING BRAKE DEGREE OF PROTECTION IP64 | - | 0 | 0
1FK7064-7AH71-1TB2 |  | 1FK7064-7AH71-1TB2 | 1 | UN | 1 | 60 | X | D | N | N | 85015220 | 1 |  | 16.802 | KG | 1787.68 | 1787.68 | MC05 | MC05 | SIMOTICS S Synchronous servo motor 1FK7 High Dynamic 12.0Nm, 100K, 4500rpm 2.36kW, Naturally cooled IM B5 (V1, V3) power/signal connectors Connector can be rotated by 270Â° RESOLVER 2-POLE (RESOLVER P=1); SHAFT WITH FITTED KEY, TOLERANCE N; WITH HOLDING BRAKE DEGREE OF PROTECTION IP65 FLANGE ON DRIVE END IP67 | - | 0 | 0
1FK7064-7AH71-1TB3 |  | 1FK7064-7AH71-1TB3 | 1 | UN | 1 | 60 | X | D | N | N | 85015220 | 1 |  | 16.802 | KG | 1748.52 | 1748.52 | MC05 | MC05 | SIMOTICS S Synchronous servo motor 1FK7 High Dynamic 12.0Nm, 100K, 4500rpm 2.36kW, Naturally cooled IM B5 (V1, V3) power/signal connectors Connector can be rotated by 270Â° RESOLVER 2-POLE (RESOLVER P=1); SHAFT WITH FITTED KEY, TOLERANCE N; WITH HOLDING BRAKE DEGREE OF PROTECTION IP64; PAINT FINISH RAL7016 | - | 0 | 0
1FK7064-7AH71-1TB5 |  | 1FK7064-7AH71-1TB5 | 1 | UN | 1 | 60 | X | D | N | N | 85015220 | 1 |  | 16.802 | KG | 1824.47 | 1824.47 | MC05 | MC05 | SIMOTICS S Synchronous servo motor 1FK7 High Dynamic 12.0Nm, 100K, 4500rpm 2.36kW, Naturally cooled IM B5 (V1, V3) power/signal connectors Connector can be rotated by 270Â° RESOLVER 2-POLE (RESOLVER P=1); SHAFT WITH FITTED KEY, TOLERANCE N; WITH HOLDING BRAKE DEGREE OF PROTECTION IP65 AS FLANGE IP67; PAINT FINISH RAL7016 | - | 0 | 0
1FK7064-7AH71-1TB8 |  | 1FK7064-7AH71-1TB8 | 1 | UN | 1 | 60 | X | D | N | N | 85015220 | 1 |  | 16.802 | KG | 1905.68 | 1905.68 | MC05 | MC05 | SIMOTICS S Synchronous servo motor 1FK7 High Dynamic 12.0Nm, 100K, 4500rpm 2.36kW, Naturally cooled IM B5 (V1, V3) power/signal connectors Connector can be rotated by 270Â° RESOLVER 2-POLE (RESOLVER P=1); SHAFT WITH FITTED KEY, TOLERANCE N; WITH HOLDING BRAKE DEGREE OF PROTECTION IP65 IP67 D-END FLANGE; RAL7016 COATING; METALLIC RATING PLATE AT MOTOR | - | 0 | 0
1FK7064-7AH71-1TG0 |  | 1FK7064-7AH71-1TG0 | 1 | UN | 1 | 60 | X | D | N | N | 85015220 | 1 |  | 15.503 | KG | 1395.63 | 1395.63 | MC05 | MC05 | SIMOTICS S Synchronous servo motor 1FK7 High Dynamic 12.0Nm, 100K, 4500rpm 2.36kW, Naturally cooled IM B5 (V1, V3) power/signal connectors Connector can be rotated by 270Â° RESOLVER 2-POLE (RESOLVER P=1); PLAIN SHAFT, TOLERANCE N; W/O HOLDING BRAKE DEGREE OF PROTECTION IP64 | - | 0 | 0
1FK7064-7AH71-1TG2 |  | 1FK7064-7AH71-1TG2 | 1 | UN | 1 | 60 | X | D | N | N | 85015220 | 1 |  | 15.503 | KG | 1471.6 | 1471.6 | MC05 | MC05 | SIMOTICS S Synchronous servo motor 1FK7 High Dynamic 12.0Nm, 100K, 4500rpm 2.36kW, Naturally cooled IM B5 (V1, V3) power/signal connectors Connector can be rotated by 270Â° RESOLVER 2-POLE (RESOLVER P=1); PLAIN SHAFT, TOLERANCE N; W/O HOLDING BRAKE DEGREE OF PROTECTION IP65 FLANGE ON DRIVE END IP67 | - | 0 | 0
1FK7064-7AH71-1TG3 |  | 1FK7064-7AH71-1TG3 | 1 | UN | 1 | 60 | X | D | N | N | 85015220 | 1 |  | 15.503 | KG | 1432.44 | 1432.44 | MC05 | MC05 | SIMOTICS S Synchronous servo motor 1FK7 High Dynamic 12.0Nm, 100K, 4500rpm 2.36kW, Naturally cooled IM B5 (V1, V3) power/signal connectors Connector can be rotated by 270Â° RESOLVER 2-POLE (RESOLVER P=1); PLAIN SHAFT, TOLERANCE N; W/O HOLDING BRAKE DEGREE OF PROTECTION IP64; PAINT FINISH RAL7016 | - | 0 | 0
1FK7064-7AH71-1TG5 |  | 1FK7064-7AH71-1TG5 | 1 | UN | 1 | 60 | X | D | N | N | 85015220 | 1 |  | 15.503 | KG | 1508.39 | 1508.39 | MC05 | MC05 | SIMOTICS S Synchronous servo motor 1FK7 High Dynamic 12.0Nm, 100K, 4500rpm 2.36kW, Naturally cooled IM B5 (V1, V3) power/signal connectors Connector can be rotated by 270Â° RESOLVER 2-POLE (RESOLVER P=1); PLAIN SHAFT, TOLERANCE N; W/O HOLDING BRAKE DEGREE OF PROTECTION IP65 AS FLANGE IP67; PAINT FINISH RAL7016 | - | 0 | 0
1FK7064-7AH71-1TG8 |  | 1FK7064-7AH71-1TG8 | 1 | UN | 1 | 60 | X | D | N | N | 85015220 | 1 |  | 15.503 | KG | 1589.6 | 1589.6 | MC05 | MC05 | SIMOTICS S Synchronous servo motor 1FK7 High Dynamic 12.0Nm, 100K, 4500rpm 2.36kW, Naturally cooled IM B5 (V1, V3) power/signal connectors Connector can be rotated by 270Â° RESOLVER 2-POLE (RESOLVER P=1); PLAIN SHAFT, TOLERANCE N; W/O HOLDING BRAKE DEGREE OF PROTECTION IP65 IP67 D-END FLANGE; RAL7016 COATING; METALLIC RATING PLATE AT MOTOR | - | 0 | 0
1FK7064-7AH71-1TH0 |  | 1FK7064-7AH71-1TH0 | 1 | UN | 1 | 60 | X | D | N | N | 85015220 | 1 |  | 16.802 | KG | 1643.45 | 1643.45 | MC05 | MC05 | SIMOTICS S Synchronous servo motor 1FK7 High Dynamic 12.0Nm, 100K, 4500rpm 2.36kW, Naturally cooled IM B5 (V1, V3) power/signal connectors Connector can be rotated by 270Â° RESOLVER 2-POLE (RESOLVER P=1); PLAIN SHAFT, TOLERANCE N; WITH HOLDING BRAKE DEGREE OF PROTECTION IP64 | - | 0 | 0
1FK7064-7AH71-1TH2 |  | 1FK7064-7AH71-1TH2 | 1 | UN | 1 | 60 | X | D | N | N | 85015220 | 1 |  | 16.802 | KG | 1719.42 | 1719.42 | MC05 | MC05 | SIMOTICS S Synchronous servo motor 1FK7 High Dynamic 12.0Nm, 100K, 4500rpm 2.36kW, Naturally cooled IM B5 (V1, V3) power/signal connectors Connector can be rotated by 270Â° RESOLVER 2-POLE (RESOLVER P=1); PLAIN SHAFT, TOLERANCE N; WITH HOLDING BRAKE DEGREE OF PROTECTION IP65 FLANGE ON DRIVE END IP67 | - | 0 | 0
1FK7064-7AH71-1TH3 |  | 1FK7064-7AH71-1TH3 | 1 | UN | 1 | 60 | X | D | N | N | 85015220 | 1 |  | 16.802 | KG | 1680.26 | 1680.26 | MC05 | MC05 | SIMOTICS S Synchronous servo motor 1FK7 High Dynamic 12.0Nm, 100K, 4500rpm 2.36kW, Naturally cooled IM B5 (V1, V3) power/signal connectors Connector can be rotated by 270Â° RESOLVER 2-POLE (RESOLVER P=1); PLAIN SHAFT, TOLERANCE N; WITH HOLDING BRAKE DEGREE OF PROTECTION IP64; PAINT FINISH RAL7016 | - | 0 | 0
1FK7064-7AH71-1TH5 |  | 1FK7064-7AH71-1TH5 | 1 | UN | 1 | 60 | X | D | N | N | 85015220 | 1 |  | 16.802 | KG | 1756.21 | 1756.21 | MC05 | MC05 | SIMOTICS S Synchronous servo motor 1FK7 High Dynamic 12.0Nm, 100K, 4500rpm 2.36kW, Naturally cooled IM B5 (V1, V3) power/signal connectors Connector can be rotated by 270Â° RESOLVER 2-POLE (RESOLVER P=1); PLAIN SHAFT, TOLERANCE N; WITH HOLDING BRAKE DEGREE OF PROTECTION IP65 AS FLANGE IP67; PAINT FINISH RAL7016 | - | 0 | 0
1FK7064-7AH71-1TH8 |  | 1FK7064-7AH71-1TH8 | 1 | UN | 1 | 60 | X | D | N | N | 85015220 | 1 |  | 16.802 | KG | 1837.42 | 1837.42 | MC05 | MC05 | SIMOTICS S Synchronous servo motor 1FK7 High Dynamic 12.0Nm, 100K, 4500rpm 2.36kW, Naturally cooled IM B5 (V1, V3) power/signal connectors Connector can be rotated by 270Â° RESOLVER 2-POLE (RESOLVER P=1); PLAIN SHAFT, TOLERANCE N; WITH HOLDING BRAKE DEGREE OF PROTECTION IP65 IP67 D-END FLANGE; RAL7016 COATING; METALLIC RATING PLATE AT MOTOR | - | 0 | 0
1FK7064-7AH71-1UA0 |  | 1FK7064-7AH71-1UA0 | 1 | UN | 1 | 60 | X | D | N | N | 85015220 | 1 |  | 15.503 | KG | 1661.42 | 1661.42 | MC05 | MC05 | SIMOTICS S Synchronous servo motor 1FK7 High Dynamic 12.0Nm, 100K, 4500rpm 2.36kW, Naturally cooled IM B5 (V1, V3) power/signal connectors Connector can be rotated by 270Â° RESOLVER MULTI-POLE (RESOLVER P=3) WITH DRIVE-CLIQ INTERFACE; SHAFT WITH FITTED KEY, TOLERANCE N; W/O HOLDING BRAKE DEGREE OF PROTECTION IP64 | - | 0 | 0
1FK7064-7AH71-1UA2 |  | 1FK7064-7AH71-1UA2 | 1 | UN | 1 | 60 | X | D | N | N | 85015220 | 1 |  | 15.503 | KG | 1737.39 | 1737.39 | MC05 | MC05 | SIMOTICS S Synchronous servo motor 1FK7 High Dynamic 12.0Nm, 100K, 4500rpm 2.36kW, Naturally cooled IM B5 (V1, V3) power/signal connectors Connector can be rotated by 270Â° RESOLVER MULTI-POLE (RESOLVER P=3) WITH DRIVE-CLIQ INTERFACE; SHAFT WITH FITTED KEY, TOLERANCE N; W/O HOLDING BRAKE DEGREE OF PROTECTION IP65 FLANGE ON DRIVE END IP67 | - | 0 | 0
1FK7064-7AH71-1UA3 |  | 1FK7064-7AH71-1UA3 | 1 | UN | 1 | 60 | X | D | N | N | 85015220 | 1 |  | 15.503 | KG | 1698.23 | 1698.23 | MC05 | MC05 | SIMOTICS S Synchronous servo motor 1FK7 High Dynamic 12.0Nm, 100K, 4500rpm 2.36kW, Naturally cooled IM B5 (V1, V3) power/signal connectors Connector can be rotated by 270Â° RESOLVER MULTI-POLE (RESOLVER P=3) WITH DRIVE-CLIQ INTERFACE; SHAFT WITH FITTED KEY, TOLERANCE N; W/O HOLDING BRAKE DEGREE OF PROTECTION IP64; PAINT FINISH RAL7016 | - | 0 | 0
1FK7064-7AH71-1UA5 |  | 1FK7064-7AH71-1UA5 | 1 | UN | 1 | 60 | X | D | N | N | 85015220 | 1 |  | 15.503 | KG | 1774.18 | 1774.18 | MC05 | MC05 | SIMOTICS S Synchronous servo motor 1FK7 High Dynamic 12.0Nm, 100K, 4500rpm 2.36kW, Naturally cooled IM B5 (V1, V3) power/signal connectors Connector can be rotated by 270Â° RESOLVER MULTI-POLE (RESOLVER P=3) WITH DRIVE-CLIQ INTERFACE; SHAFT WITH FITTED KEY, TOLERANCE N; W/O HOLDING BRAKE DEGREE OF PROTECTION IP65 AS FLANGE IP67; PAINT FINISH RAL7016 | - | 0 | 0
1FK7064-7AH71-1UA8 |  | 1FK7064-7AH71-1UA8 | 1 | UN | 1 | 60 | X | D | N | N | 85015220 | 1 |  | 15.503 | KG | 1855.39 | 1855.39 | MC05 | MC05 | SIMOTICS S Synchronous servo motor 1FK7 High Dynamic 12.0Nm, 100K, 4500rpm 2.36kW, Naturally cooled IM B5 (V1, V3) power/signal connectors Connector can be rotated by 270Â° RESOLVER MULTI-POLE (RESOLVER P=3) WITH DRIVE-CLIQ INTERFACE; SHAFT WITH FITTED KEY, TOLERANCE N; W/O HOLDING BRAKE DEGREE OF PROTECTION IP65 IP67 D-END FLANGE; RAL7016 COATING; METALLIC RATING PLATE AT MOTOR | - | 0 | 0
1FK7064-7AH71-1UB0 |  | 1FK7064-7AH71-1UB0 | 1 | UN | 1 | 60 | X | D | N | N | 85015220 | 1 |  | 16.802 | KG | 1907.45 | 1907.45 | MC05 | MC05 | SIMOTICS S Synchronous servo motor 1FK7 High Dynamic 12.0Nm, 100K, 4500rpm 2.36kW, Naturally cooled IM B5 (V1, V3) power/signal connectors Connector can be rotated by 270Â° RESOLVER MULTI-POLE (RESOLVER P=3) WITH DRIVE-CLIQ INTERFACE; SHAFT WITH FITTED KEY, TOLERANCE N; WITH HOLDING BRAKE DEGREE OF PROTECTION IP64 | - | 0 | 0
1FK7064-7AH71-1UB2 |  | 1FK7064-7AH71-1UB2 | 1 | UN | 1 | 60 | X | D | N | N | 85015220 | 1 |  | 16.802 | KG | 1983.42 | 1983.42 | MC05 | MC05 | SIMOTICS S Synchronous servo motor 1FK7 High Dynamic 12.0Nm, 100K, 4500rpm 2.36kW, Naturally cooled IM B5 (V1, V3) power/signal connectors Connector can be rotated by 270Â° RESOLVER MULTI-POLE (RESOLVER P=3) WITH DRIVE-CLIQ INTERFACE; SHAFT WITH FITTED KEY, TOLERANCE N; WITH HOLDING BRAKE DEGREE OF PROTECTION IP65 FLANGE ON DRIVE END IP67 | - | 0 | 0
1FK7064-7AH71-1UB3 |  | 1FK7064-7AH71-1UB3 | 1 | UN | 1 | 60 | X | D | N | N | 85015220 | 1 |  | 16.802 | KG | 1944.26 | 1944.26 | MC05 | MC05 | SIMOTICS S Synchronous servo motor 1FK7 High Dynamic 12.0Nm, 100K, 4500rpm 2.36kW, Naturally cooled IM B5 (V1, V3) power/signal connectors Connector can be rotated by 270Â° RESOLVER MULTI-POLE (RESOLVER P=3) WITH DRIVE-CLIQ INTERFACE; SHAFT WITH FITTED KEY, TOLERANCE N; WITH HOLDING BRAKE DEGREE OF PROTECTION IP64; PAINT FINISH RAL7016 | - | 0 | 0
1FK7064-7AH71-1UB5 |  | 1FK7064-7AH71-1UB5 | 1 | UN | 1 | 60 | X | D | N | N | 85015220 | 1 |  | 16.802 | KG | 2020.21 | 2020.21 | MC05 | MC05 | SIMOTICS S Synchronous servo motor 1FK7 High Dynamic 12.0Nm, 100K, 4500rpm 2.36kW, Naturally cooled IM B5 (V1, V3) power/signal connectors Connector can be rotated by 270Â° RESOLVER MULTI-POLE (RESOLVER P=3) WITH DRIVE-CLIQ INTERFACE; SHAFT WITH FITTED KEY, TOLERANCE N; WITH HOLDING BRAKE DEGREE OF PROTECTION IP65 AS FLANGE IP67; PAINT FINISH RAL7016 | - | 0 | 0
1FK7064-7AH71-1UB8 |  | 1FK7064-7AH71-1UB8 | 1 | UN | 1 | 60 | X | D | N | N | 85015220 | 1 |  | 16.802 | KG | 2101.42 | 2101.42 | MC05 | MC05 | SIMOTICS S Synchronous servo motor 1FK7 High Dynamic 12.0Nm, 100K, 4500rpm 2.36kW, Naturally cooled IM B5 (V1, V3) power/signal connectors Connector can be rotated by 270Â° RESOLVER MULTI-POLE (RESOLVER P=3) WITH DRIVE-CLIQ INTERFACE; SHAFT WITH FITTED KEY, TOLERANCE N; WITH HOLDING BRAKE DEGREE OF PROTECTION IP65 IP67 D-END FLANGE; RAL7016 COATING; METALLIC RATING PLATE AT MOTOR | - | 0 | 0
1FK7064-7AH71-1UG0 |  | 1FK7064-7AH71-1UG0 | 1 | UN | 1 | 60 | X | D | N | N | 85015220 | 1 |  | 15.503 | KG | 1591.37 | 1591.37 | MC05 | MC05 | SIMOTICS S Synchronous servo motor 1FK7 High Dynamic 12.0Nm, 100K, 4500rpm 2.36kW, Naturally cooled IM B5 (V1, V3) power/signal connectors Connector can be rotated by 270Â° RESOLVER MULTI-POLE (RESOLVER P=3) WITH DRIVE-CLIQ INTERFACE; PLAIN SHAFT, TOLERANCE N; W/O HOLDING BRAKE DEGREE OF PROTECTION IP64 | - | 0 | 0
1FK7064-7AH71-1UG2 |  | 1FK7064-7AH71-1UG2 | 1 | UN | 1 | 60 | X | D | N | N | 85015220 | 1 |  | 15.503 | KG | 1667.34 | 1667.34 | MC05 | MC05 | SIMOTICS S Synchronous servo motor 1FK7 High Dynamic 12.0Nm, 100K, 4500rpm 2.36kW, Naturally cooled IM B5 (V1, V3) power/signal connectors Connector can be rotated by 270Â° RESOLVER MULTI-POLE (RESOLVER P=3) WITH DRIVE-CLIQ INTERFACE; PLAIN SHAFT, TOLERANCE N; W/O HOLDING BRAKE DEGREE OF PROTECTION IP65 FLANGE ON DRIVE END IP67 | - | 0 | 0
1FK7064-7AH71-1UG3 |  | 1FK7064-7AH71-1UG3 | 1 | UN | 1 | 60 | X | D | N | N | 85015220 | 1 |  | 15.503 | KG | 1628.18 | 1628.18 | MC05 | MC05 | SIMOTICS S Synchronous servo motor 1FK7 High Dynamic 12.0Nm, 100K, 4500rpm 2.36kW, Naturally cooled IM B5 (V1, V3) power/signal connectors Connector can be rotated by 270Â° RESOLVER MULTI-POLE (RESOLVER P=3) WITH DRIVE-CLIQ INTERFACE; PLAIN SHAFT, TOLERANCE N; W/O HOLDING BRAKE DEGREE OF PROTECTION IP64; PAINT FINISH RAL7016 | - | 0 | 0
1FK7064-7AH71-1UG5 |  | 1FK7064-7AH71-1UG5 | 1 | UN | 1 | 60 | X | D | N | N | 85015220 | 1 |  | 15.503 | KG | 1704.13 | 1704.13 | MC05 | MC05 | SIMOTICS S Synchronous servo motor 1FK7 High Dynamic 12.0Nm, 100K, 4500rpm 2.36kW, Naturally cooled IM B5 (V1, V3) power/signal connectors Connector can be rotated by 270Â° RESOLVER MULTI-POLE (RESOLVER P=3) WITH DRIVE-CLIQ INTERFACE; PLAIN SHAFT, TOLERANCE N; W/O HOLDING BRAKE DEGREE OF PROTECTION IP65 AS FLANGE IP67; PAINT FINISH RAL7016 | - | 0 | 0
1FK7064-7AH71-1UG8 |  | 1FK7064-7AH71-1UG8 | 1 | UN | 1 | 60 | X | D | N | N | 85015220 | 1 |  | 15.503 | KG | 1785.34 | 1785.34 | MC05 | MC05 | SIMOTICS S Synchronous servo motor 1FK7 High Dynamic 12.0Nm, 100K, 4500rpm 2.36kW, Naturally cooled IM B5 (V1, V3) power/signal connectors Connector can be rotated by 270Â° RESOLVER MULTI-POLE (RESOLVER P=3) WITH DRIVE-CLIQ INTERFACE; PLAIN SHAFT, TOLERANCE N; W/O HOLDING BRAKE DEGREE OF PROTECTION IP65 IP67 D-END FLANGE; RAL7016 COATING; METALLIC RATING PLATE AT MOTOR | - | 0 | 0
1FK7064-7AH71-1UH0 |  | 1FK7064-7AH71-1UH0 | 1 | UN | 1 | 60 | X | D | N | N | 85015220 | 1 |  | 16.802 | KG | 1839.19 | 1839.19 | MC05 | MC05 | SIMOTICS S Synchronous servo motor 1FK7 High Dynamic 12.0Nm, 100K, 4500rpm 2.36kW, Naturally cooled IM B5 (V1, V3) power/signal connectors Connector can be rotated by 270Â° RESOLVER MULTI-POLE (RESOLVER P=3) WITH DRIVE-CLIQ INTERFACE; PLAIN SHAFT, TOLERANCE N; WITH HOLDING BRAKE DEGREE OF PROTECTION IP64 | - | 0 | 0
1FK7064-7AH71-1UH2 |  | 1FK7064-7AH71-1UH2 | 1 | UN | 1 | 60 | X | D | N | N | 85015220 | 1 |  | 16.802 | KG | 1915.16 | 1915.16 | MC05 | MC05 | SIMOTICS S Synchronous servo motor 1FK7 High Dynamic 12.0Nm, 100K, 4500rpm 2.36kW, Naturally cooled IM B5 (V1, V3) power/signal connectors Connector can be rotated by 270Â° RESOLVER MULTI-POLE (RESOLVER P=3) WITH DRIVE-CLIQ INTERFACE; PLAIN SHAFT, TOLERANCE N; WITH HOLDING BRAKE DEGREE OF PROTECTION IP65 FLANGE ON DRIVE END IP67 | - | 0 | 0
1FK7064-7AH71-1UH3 |  | 1FK7064-7AH71-1UH3 | 1 | UN | 1 | 60 | X | D | N | N | 85015220 | 1 |  | 16.802 | KG | 1876 | 1876 | MC05 | MC05 | SIMOTICS S Synchronous servo motor 1FK7 High Dynamic 12.0Nm, 100K, 4500rpm 2.36kW, Naturally cooled IM B5 (V1, V3) power/signal connectors Connector can be rotated by 270Â° RESOLVER MULTI-POLE (RESOLVER P=3) WITH DRIVE-CLIQ INTERFACE; PLAIN SHAFT, TOLERANCE N; WITH HOLDING BRAKE DEGREE OF PROTECTION IP64; PAINT FINISH RAL7016 | - | 0 | 0
1FK7064-7AH71-1UH5 |  | 1FK7064-7AH71-1UH5 | 1 | UN | 1 | 60 | X | D | N | N | 85015220 | 1 |  | 16.802 | KG | 1951.95 | 1951.95 | MC05 | MC05 | SIMOTICS S Synchronous servo motor 1FK7 High Dynamic 12.0Nm, 100K, 4500rpm 2.36kW, Naturally cooled IM B5 (V1, V3) power/signal connectors Connector can be rotated by 270Â° RESOLVER MULTI-POLE (RESOLVER P=3) WITH DRIVE-CLIQ INTERFACE; PLAIN SHAFT, TOLERANCE N; WITH HOLDING BRAKE DEGREE OF PROTECTION IP65 AS FLANGE IP67; PAINT FINISH RAL7016 | - | 0 | 0
1FK7064-7AH71-1UH8 |  | 1FK7064-7AH71-1UH8 | 1 | UN | 1 | 60 | X | D | N | N | 85015220 | 1 |  | 16.802 | KG | 2033.16 | 2033.16 | MC05 | MC05 | SIMOTICS S Synchronous servo motor 1FK7 High Dynamic 12.0Nm, 100K, 4500rpm 2.36kW, Naturally cooled IM B5 (V1, V3) power/signal connectors Connector can be rotated by 270Â° RESOLVER MULTI-POLE (RESOLVER P=3) WITH DRIVE-CLIQ INTERFACE; PLAIN SHAFT, TOLERANCE N; WITH HOLDING BRAKE DEGREE OF PROTECTION IP65 IP67 D-END FLANGE; RAL7016 COATING; METALLIC RATING PLATE AT MOTOR | - | 0 | 0
1FK7080-2AF71-1AA0 |  | 1FK7080-2AF71-1AA0 | 1 | UN | 1 | 15 | C | D | N | N | 85015220 | 1 |  | 10.301 | KG | 1403.4 | 1403.4 | MC05 | MC05 | SIMOTICS S Synchronous motor 1FK7-CT PN=2.1kW; UDC=600V M0=8Nm (100K); NN=3000rpm; Naturally cooled FRAME SIZE IMB 5 (IM V1, IM V3) FLANGE 1, WITH KTY TEMPERATURESENSOR POWER CONNECTOR ROTATABLE INCREMENTAL ENCODER SIN/COS 1VPP;2048 S/R W. C-AND D-SPUR (ENCODER IC2048S/R) SHAFT WITH FITTED KEY, TOLERANCE N; W/O HOLDING BRAKE PROTECTION CLASS IP64; | - | 0 | 0
1FK7080-2AF71-1AA1 |  | 1FK7080-2AF71-1AA1 | 1 | UN | 1 | 15 | C | D | N | N | 85015220 | 1 |  | 10.301 | KG | 1465.74 | 1465.74 | MC05 | MC05 | SIMOTICS S Synchronous motor 1FK7-CT PN=2.1kW; UDC=600V M0=8Nm (100K); NN=3000rpm; Naturally cooled FRAME SIZE IMB 5 (IM V1, IM V3) FLANGE 1, WITH KTY TEMPERATURESENSOR POWER CONNECTOR ROTATABLE INCREMENTAL ENCODER SIN/COS 1VPP;2048 S/R W. C-AND D-SPUR (ENCODER IC2048S/R) SHAFT WITH FITTED KEY, TOLERANCE N; W/O HOLDING BRAKE PROTECTION CLASS IP65, | - | 0 | 0
1FK7080-2AF71-1AA2 |  | 1FK7080-2AF71-1AA2 | 1 | UN | 1 | 15 | C | D | N | N | 85015220 | 1 |  | 10.301 | KG | 1465.74 | 1465.74 | MC05 | MC05 | SIMOTICS S Synchronous motor 1FK7-CT PN=2.1kW; UDC=600V M0=8Nm (100K); NN=3000rpm; Naturally cooled FRAME SIZE IMB 5 (IM V1, IM V3) FLANGE 1, WITH KTY TEMPERATURESENSOR POWER CONNECTOR ROTATABLE INCREMENTAL ENCODER SIN/COS 1VPP;2048 S/R W. C-AND D-SPUR (ENCODER IC2048S/R) SHAFT WITH FITTED KEY, TOLERANCE N; W/O HOLDING BRAKE PROTECTION CLASS IP65, FLANGE ON DRIVE END IP67; | - | 0 | 0
1FK7080-2AF71-1AB0 |  | 1FK7080-2AF71-1AB0 | 1 | UN | 1 | 15 | C | D | N | N | 85015220 | 1 |  | 10.6 | KG | 1677.6 | 1677.6 | MC05 | MC05 | SIMOTICS S Synchronous motor 1FK7-CT PN=2.1kW; UDC=600V M0=8Nm (100K); NN=3000rpm; Naturally cooled FRAME SIZE IMB 5 (IM V1, IM V3) FLANGE 1, WITH KTY TEMPERATURESENSOR POWER CONNECTOR ROTATABLE INCREMENTAL ENCODER SIN/COS 1VPP;2048 S/R W. C-AND D-SPUR (ENCODER IC2048S/R) SHAFT WITH FITTED KEY, TOLERANCE N; WITH HOLDING BRAKE PROTECTION CLASS IP64; | - | 0 | 0
1FK7080-2AF71-1AB1 |  | 1FK7080-2AF71-1AB1 | 1 | UN | 1 | 15 | C | D | N | N | 85015220 | 1 |  | 10.6 | KG | 1739.94 | 1739.94 | MC05 | MC05 | SIMOTICS S Synchronous motor 1FK7-CT PN=2.1kW; UDC=600V M0=8Nm (100K); NN=3000rpm; Naturally cooled FRAME SIZE IMB 5 (IM V1, IM V3) FLANGE 1, WITH KTY TEMPERATURESENSOR POWER CONNECTOR ROTATABLE INCREMENTAL ENCODER SIN/COS 1VPP;2048 S/R W. C-AND D-SPUR (ENCODER IC2048S/R) SHAFT WITH FITTED KEY, TOLERANCE N; WITH HOLDING BRAKE PROTECTION CLASS IP65, | - | 0 | 0
1FK7080-2AF71-1AB2 |  | 1FK7080-2AF71-1AB2 | 1 | UN | 1 | 15 | C | D | N | N | 85015220 | 1 |  | 10.6 | KG | 1739.94 | 1739.94 | MC05 | MC05 | SIMOTICS S Synchronous motor 1FK7-CT PN=2.1kW; UDC=600V M0=8Nm (100K); NN=3000rpm; Naturally cooled FRAME SIZE IMB 5 (IM V1, IM V3) FLANGE 1, WITH KTY TEMPERATURESENSOR POWER CONNECTOR ROTATABLE INCREMENTAL ENCODER SIN/COS 1VPP;2048 S/R W. C-AND D-SPUR (ENCODER IC2048S/R) SHAFT WITH FITTED KEY, TOLERANCE N; WITH HOLDING BRAKE PROTECTION CLASS IP65, FLANGE ON DRIVE END IP67; | - | 0 | 0
1FK7080-2AF71-1AG0 |  | 1FK7080-2AF71-1AG0 | 1 | UN | 1 | 15 | C | D | N | N | 85015220 | 1 |  | 10.301 | KG | 1345.91 | 1345.91 | MC05 | MC05 | SIMOTICS S Synchronous motor 1FK7-CT PN=2.1kW; UDC=600V M0=8Nm (100K); NN=3000rpm; Naturally cooled FRAME SIZE IMB 5 (IM V1, IM V3) FLANGE 1, WITH KTY TEMPERATURESENSOR POWER CONNECTOR ROTATABLE INCREMENTAL ENCODER SIN/COS 1VPP;2048 S/R W. C-AND D-SPUR (ENCODER IC2048S/R) PLAIN SHAFT, TOLERANCE N; W/O HOLDING BRAKE PROTECTION CLASS IP64; | - | 0 | 0
1FK7080-2AF71-1AG1 |  | 1FK7080-2AF71-1AG1 | 1 | UN | 1 | 15 | C | D | N | N | 85015220 | 1 |  | 10.301 | KG | 1408.25 | 1408.25 | MC05 | MC05 | SIMOTICS S Synchronous motor 1FK7-CT PN=2.1kW; UDC=600V M0=8Nm (100K); NN=3000rpm; Naturally cooled FRAME SIZE IMB 5 (IM V1, IM V3) FLANGE 1, WITH KTY TEMPERATURESENSOR POWER CONNECTOR ROTATABLE INCREMENTAL ENCODER SIN/COS 1VPP;2048 S/R W. C-AND D-SPUR (ENCODER IC2048S/R) PLAIN SHAFT, TOLERANCE N; W/O HOLDING BRAKE PROTECTION CLASS IP65, | - | 0 | 0
1FK7080-2AF71-1AG2 |  | 1FK7080-2AF71-1AG2 | 1 | UN | 1 | 15 | C | D | N | N | 85015220 | 1 |  | 10.301 | KG | 1408.25 | 1408.25 | MC05 | MC05 | SIMOTICS S Synchronous motor 1FK7-CT PN=2.1kW; UDC=600V M0=8Nm (100K); NN=3000rpm; Naturally cooled FRAME SIZE IMB 5 (IM V1, IM V3) FLANGE 1, WITH KTY TEMPERATURESENSOR POWER CONNECTOR ROTATABLE INCREMENTAL ENCODER SIN/COS 1VPP;2048 S/R W. C-AND D-SPUR (ENCODER IC2048S/R) PLAIN SHAFT, TOLERANCE N; W/O HOLDING BRAKE PROTECTION CLASS IP65, FLANGE ON DRIVE END IP67; | - | 0 | 0
1FK7080-2AF71-1AH0 |  | 1FK7080-2AF71-1AH0 | 1 | UN | 1 | 15 | C | D | N | N | 85015220 | 1 |  | 10.6 | KG | 1620.1 | 1620.1 | MC05 | MC05 | SIMOTICS S Synchronous motor 1FK7-CT PN=2.1kW; UDC=600V M0=8Nm (100K); NN=3000rpm; Naturally cooled FRAME SIZE IMB 5 (IM V1, IM V3) FLANGE 1, WITH KTY TEMPERATURESENSOR POWER CONNECTOR ROTATABLE INCREMENTAL ENCODER SIN/COS 1VPP;2048 S/R W. C-AND D-SPUR (ENCODER IC2048S/R) PLAIN SHAFT, TOLERANCE N; WITH HOLDING BRAKE PROTECTION CLASS IP64; | - | 0 | 0
1FK7080-2AF71-1AH1 |  | 1FK7080-2AF71-1AH1 | 1 | UN | 1 | 15 | C | D | N | N | 85015220 | 1 |  | 10.6 | KG | 1682.44 | 1682.44 | MC05 | MC05 | SIMOTICS S Synchronous motor 1FK7-CT PN=2.1kW; UDC=600V M0=8Nm (100K); NN=3000rpm; Naturally cooled FRAME SIZE IMB 5 (IM V1, IM V3) FLANGE 1, WITH KTY TEMPERATURESENSOR POWER CONNECTOR ROTATABLE INCREMENTAL ENCODER SIN/COS 1VPP;2048 S/R W. C-AND D-SPUR (ENCODER IC2048S/R) PLAIN SHAFT, TOLERANCE N; WITH HOLDING BRAKE PROTECTION CLASS IP65, | - | 0 | 0
1FK7080-2AF71-1AH2 |  | 1FK7080-2AF71-1AH2 | 1 | UN | 1 | 15 | C | D | N | N | 85015220 | 1 |  | 10.6 | KG | 1682.44 | 1682.44 | MC05 | MC05 | SIMOTICS S Synchronous motor 1FK7-CT PN=2.1kW; UDC=600V M0=8Nm (100K); NN=3000rpm; Naturally cooled FRAME SIZE IMB 5 (IM V1, IM V3) FLANGE 1, WITH KTY TEMPERATURESENSOR POWER CONNECTOR ROTATABLE INCREMENTAL ENCODER SIN/COS 1VPP;2048 S/R W. C-AND D-SPUR (ENCODER IC2048S/R) PLAIN SHAFT, TOLERANCE N; WITH HOLDING BRAKE PROTECTION CLASS IP65, FLANGE ON DRIVE END IP67; | - | 0 | 0
1FK7080-2AF71-1BA0 |  | 1FK7080-2AF71-1BA0 | 1 | UN | 1 | 15 | C | D | N | N | 85015220 | 1 |  | 10.301 | KG | 1564.1 | 1564.1 | MC05 | MC05 | SIMOTICS S Synchronous motor 1FK7-CT PN=2.1kW; UDC=600V M0=8Nm (100K); NN=3000rpm; Naturally cooled FRAME SIZE IMB 5 (IM V1, IM V3) FLANGE 1 POWER CONNECTOR ROTATABLE ABSOLUTE ENCODER SINGLETURN 24 BIT WITH DRIVE CLIQ INTERFACE (ENCODER AS24DQI) SHAFT WITH FITTED KEY, TOLERANCE N; W/O HOLDING BRAKE PROTECTION CLASS IP64; | - | 0 | 0
1FK7080-2AF71-1BA1 |  | 1FK7080-2AF71-1BA1 | 1 | UN | 1 | 15 | C | D | N | N | 85015220 | 1 |  | 10.301 | KG | 1626.44 | 1626.44 | MC05 | MC05 | SIMOTICS S Synchronous motor 1FK7-CT PN=2.1kW; UDC=600V M0=8Nm (100K); NN=3000rpm; Naturally cooled FRAME SIZE IMB 5 (IM V1, IM V3) FLANGE 1 POWER CONNECTOR ROTATABLE ABSOLUTE ENCODER SINGLETURN 24 BIT WITH DRIVE CLIQ INTERFACE (ENCODER AS24DQI) SHAFT WITH FITTED KEY, TOLERANCE N; W/O HOLDING BRAKE PROTECTION CLASS IP65, | - | 0 | 0
1FK7080-2AF71-1BA2 |  | 1FK7080-2AF71-1BA2 | 1 | UN | 1 | 15 | C | D | N | N | 85015220 | 1 |  | 10.301 | KG | 1626.44 | 1626.44 | MC05 | MC05 | SIMOTICS S Synchronous motor 1FK7-CT PN=2.1kW; UDC=600V M0=8Nm (100K); NN=3000rpm; Naturally cooled FRAME SIZE IMB 5 (IM V1, IM V3) FLANGE 1 POWER CONNECTOR ROTATABLE ABSOLUTE ENCODER SINGLETURN 24 BIT WITH DRIVE CLIQ INTERFACE (ENCODER AS24DQI) SHAFT WITH FITTED KEY, TOLERANCE N; W/O HOLDING BRAKE PROTECTION CLASS IP65, FLANGE ON DRIVE END IP67; | - | 0 | 0
1FK7080-2AF71-1BB0 |  | 1FK7080-2AF71-1BB0 | 1 | UN | 1 | 15 | C | D | N | N | 85015220 | 1 |  | 10.6 | KG | 1838.3 | 1838.3 | MC05 | MC05 | SIMOTICS S Synchronous motor 1FK7-CT PN=2.1kW; UDC=600V M0=8Nm (100K); NN=3000rpm; Naturally cooled FRAME SIZE IMB 5 (IM V1, IM V3) FLANGE 1 POWER CONNECTOR ROTATABLE ABSOLUTE ENCODER SINGLETURN 24 BIT WITH DRIVE CLIQ INTERFACE (ENCODER AS24DQI) SHAFT WITH FITTED KEY, TOLERANCE N; WITH HOLDING BRAKE PROTECTION CLASS IP64; | - | 0 | 0
1FK7080-2AF71-1BB1 |  | 1FK7080-2AF71-1BB1 | 1 | UN | 1 | 15 | C | D | N | N | 85015220 | 1 |  | 10.6 | KG | 1900.64 | 1900.64 | MC05 | MC05 | SIMOTICS S Synchronous motor 1FK7-CT PN=2.1kW; UDC=600V M0=8Nm (100K); NN=3000rpm; Naturally cooled FRAME SIZE IMB 5 (IM V1, IM V3) FLANGE 1 POWER CONNECTOR ROTATABLE ABSOLUTE ENCODER SINGLETURN 24 BIT WITH DRIVE CLIQ INTERFACE (ENCODER AS24DQI) SHAFT WITH FITTED KEY, TOLERANCE N; WITH HOLDING BRAKE PROTECTION CLASS IP65, | - | 0 | 0
1FK7080-2AF71-1BB2 |  | 1FK7080-2AF71-1BB2 | 1 | UN | 1 | 15 | C | D | N | N | 85015220 | 1 |  | 10.6 | KG | 1900.64 | 1900.64 | MC05 | MC05 | SIMOTICS S Synchronous motor 1FK7-CT PN=2.1kW; UDC=600V M0=8Nm (100K); NN=3000rpm; Naturally cooled FRAME SIZE IMB 5 (IM V1, IM V3) FLANGE 1 POWER CONNECTOR ROTATABLE ABSOLUTE ENCODER SINGLETURN 24 BIT WITH DRIVE CLIQ INTERFACE (ENCODER AS24DQI) SHAFT WITH FITTED KEY, TOLERANCE N; WITH HOLDING BRAKE PROTECTION CLASS IP65, FLANGE ON DRIVE END IP67; | - | 0 | 0
1FK7080-2AF71-1BG0 |  | 1FK7080-2AF71-1BG0 | 1 | UN | 1 | 15 | C | D | N | N | 85015220 | 1 |  | 10.301 | KG | 1506.61 | 1506.61 | MC05 | MC05 | SIMOTICS S Synchronous motor 1FK7-CT PN=2.1kW; UDC=600V M0=8Nm (100K); NN=3000rpm; Naturally cooled FRAME SIZE IMB 5 (IM V1, IM V3) FLANGE 1 POWER CONNECTOR ROTATABLE ABSOLUTE ENCODER SINGLETURN 24 BIT WITH DRIVE CLIQ INTERFACE (ENCODER AS24DQI) PLAIN SHAFT, TOLERANCE N; W/O HOLDING BRAKE PROTECTION CLASS IP64; | - | 0 | 0
1FK7080-2AF71-1BG1 |  | 1FK7080-2AF71-1BG1 | 1 | UN | 1 | 15 | C | D | N | N | 85015220 | 1 |  | 10.301 | KG | 1568.95 | 1568.95 | MC05 | MC05 | SIMOTICS S Synchronous motor 1FK7-CT PN=2.1kW; UDC=600V M0=8Nm (100K); NN=3000rpm; Naturally cooled FRAME SIZE IMB 5 (IM V1, IM V3) FLANGE 1 POWER CONNECTOR ROTATABLE ABSOLUTE ENCODER SINGLETURN 24 BIT WITH DRIVE CLIQ INTERFACE (ENCODER AS24DQI) PLAIN SHAFT, TOLERANCE N; W/O HOLDING BRAKE PROTECTION CLASS IP65, | - | 0 | 0
1FK7080-2AF71-1BG2 |  | 1FK7080-2AF71-1BG2 | 1 | UN | 1 | 15 | C | D | N | N | 85015220 | 1 |  | 10.301 | KG | 1568.95 | 1568.95 | MC05 | MC05 | SIMOTICS S Synchronous motor 1FK7-CT PN=2.1kW; UDC=600V M0=8Nm (100K); NN=3000rpm; Naturally cooled FRAME SIZE IMB 5 (IM V1, IM V3) FLANGE 1 POWER CONNECTOR ROTATABLE ABSOLUTE ENCODER SINGLETURN 24 BIT WITH DRIVE CLIQ INTERFACE (ENCODER AS24DQI) PLAIN SHAFT, TOLERANCE N; W/O HOLDING BRAKE PROTECTION CLASS IP65, FLANGE ON DRIVE END IP67; | - | 0 | 0
1FK7080-2AF71-1BH0 |  | 1FK7080-2AF71-1BH0 | 1 | UN | 1 | 15 | C | D | N | N | 85015220 | 1 |  | 10.6 | KG | 1780.8 | 1780.8 | MC05 | MC05 | SIMOTICS S Synchronous motor 1FK7-CT PN=2.1kW; UDC=600V M0=8Nm (100K); NN=3000rpm; Naturally cooled FRAME SIZE IMB 5 (IM V1, IM V3) FLANGE 1 POWER CONNECTOR ROTATABLE ABSOLUTE ENCODER SINGLETURN 24 BIT WITH DRIVE CLIQ INTERFACE (ENCODER AS24DQI) PLAIN SHAFT, TOLERANCE N; WITH HOLDING BRAKE PROTECTION CLASS IP64; | - | 0 | 0
1FK7080-2AF71-1BH1 |  | 1FK7080-2AF71-1BH1 | 1 | UN | 1 | 15 | C | D | N | N | 85015220 | 1 |  | 10.6 | KG | 1843.14 | 1843.14 | MC05 | MC05 | SIMOTICS S Synchronous motor 1FK7-CT PN=2.1kW; UDC=600V M0=8Nm (100K); NN=3000rpm; Naturally cooled FRAME SIZE IMB 5 (IM V1, IM V3) FLANGE 1 POWER CONNECTOR ROTATABLE ABSOLUTE ENCODER SINGLETURN 24 BIT WITH DRIVE CLIQ INTERFACE (ENCODER AS24DQI) PLAIN SHAFT, TOLERANCE N; WITH HOLDING BRAKE PROTECTION CLASS IP65, | - | 0 | 0
1FK7080-2AF71-1BH2 |  | 1FK7080-2AF71-1BH2 | 1 | UN | 1 | 15 | C | D | N | N | 85015220 | 1 |  | 10.6 | KG | 1843.14 | 1843.14 | MC05 | MC05 | SIMOTICS S Synchronous motor 1FK7-CT PN=2.1kW; UDC=600V M0=8Nm (100K); NN=3000rpm; Naturally cooled FRAME SIZE IMB 5 (IM V1, IM V3) FLANGE 1 POWER CONNECTOR ROTATABLE ABSOLUTE ENCODER SINGLETURN 24 BIT WITH DRIVE CLIQ INTERFACE (ENCODER AS24DQI) PLAIN SHAFT, TOLERANCE N; WITH HOLDING BRAKE PROTECTION CLASS IP65, FLANGE ON DRIVE END IP67; | - | 0 | 0
1FK7080-2AF71-1CA0 |  | 1FK7080-2AF71-1CA0 | 1 | UN | 1 | 15 | C | D | N | N | 85015220 | 1 |  | 10.301 | KG | 1810.26 | 1810.26 | MC05 | MC05 | SIMOTICS S Synchronous motor 1FK7-CT PN=2.1kW; UDC=600V M0=8Nm (100K); NN=3000rpm; Naturally cooled FRAME SIZE IMB 5 (IM V1, IM V3) FLANGE 1 POWER CONNECTOR ROTATABLE ABSOLUTE ENCODER 24 BIT + 12 BIT MULTITURN WITH DRIVE-CLIQ INTERFACE (ENCODER AM24DQI) SHAFT WITH FITTED KEY, TOLERANCE N; W/O HOLDING BRAKE PROTECTION CLASS IP64; | - | 0 | 0
1FK7080-2AF71-1CA1 |  | 1FK7080-2AF71-1CA1 | 1 | UN | 1 | 15 | C | D | N | N | 85015220 | 1 |  | 10.301 | KG | 1872.6 | 1872.6 | MC05 | MC05 | SIMOTICS S Synchronous motor 1FK7-CT PN=2.1kW; UDC=600V M0=8Nm (100K); NN=3000rpm; Naturally cooled FRAME SIZE IMB 5 (IM V1, IM V3) FLANGE 1 POWER CONNECTOR ROTATABLE ABSOLUTE ENCODER 24 BIT + 12 BIT MULTITURN WITH DRIVE-CLIQ INTERFACE (ENCODER AM24DQI) SHAFT WITH FITTED KEY, TOLERANCE N; W/O HOLDING BRAKE PROTECTION CLASS IP65, | - | 0 | 0
1FK7080-2AF71-1CA2 |  | 1FK7080-2AF71-1CA2 | 1 | UN | 1 | 15 | C | D | N | N | 85015220 | 1 |  | 10.301 | KG | 1872.6 | 1872.6 | MC05 | MC05 | SIMOTICS S Synchronous motor 1FK7-CT PN=2.1kW; UDC=600V M0=8Nm (100K); NN=3000rpm; Naturally cooled FRAME SIZE IMB 5 (IM V1, IM V3) FLANGE 1 POWER CONNECTOR ROTATABLE ABSOLUTE ENCODER 24 BIT + 12 BIT MULTITURN WITH DRIVE-CLIQ INTERFACE (ENCODER AM24DQI) SHAFT WITH FITTED KEY, TOLERANCE N; W/O HOLDING BRAKE PROTECTION CLASS IP65, FLANGE ON DRIVE END IP67; | - | 0 | 0
1FK7080-2AF71-1CB0 |  | 1FK7080-2AF71-1CB0 | 1 | UN | 1 | 15 | C | D | N | N | 85015220 | 1 |  | 10.6 | KG | 2084.46 | 2084.46 | MC05 | MC05 | SIMOTICS S Synchronous motor 1FK7-CT PN=2.1kW; UDC=600V M0=8Nm (100K); NN=3000rpm; Naturally cooled FRAME SIZE IMB 5 (IM V1, IM V3) FLANGE 1 POWER CONNECTOR ROTATABLE ABSOLUTE ENCODER 24 BIT + 12 BIT MULTITURN WITH DRIVE-CLIQ INTERFACE (ENCODER AM24DQI) SHAFT WITH FITTED KEY, TOLERANCE N; WITH HOLDING BRAKE PROTECTION CLASS IP64; | - | 0 | 0
1FK7080-2AF71-1CB1 |  | 1FK7080-2AF71-1CB1 | 1 | UN | 1 | 15 | C | D | N | N | 85015220 | 1 |  | 10.6 | KG | 2146.8 | 2146.8 | MC05 | MC05 | SIMOTICS S Synchronous motor 1FK7-CT PN=2.1kW; UDC=600V M0=8Nm (100K); NN=3000rpm; Naturally cooled FRAME SIZE IMB 5 (IM V1, IM V3) FLANGE 1 POWER CONNECTOR ROTATABLE ABSOLUTE ENCODER 24 BIT + 12 BIT MULTITURN WITH DRIVE-CLIQ INTERFACE (ENCODER AM24DQI) SHAFT WITH FITTED KEY, TOLERANCE N; WITH HOLDING BRAKE PROTECTION CLASS IP65, | - | 0 | 0
1FK7080-2AF71-1CB2 |  | 1FK7080-2AF71-1CB2 | 1 | UN | 1 | 15 | C | D | N | N | 85015220 | 1 |  | 10.6 | KG | 2146.8 | 2146.8 | MC05 | MC05 | SIMOTICS S Synchronous motor 1FK7-CT PN=2.1kW; UDC=600V M0=8Nm (100K); NN=3000rpm; Naturally cooled FRAME SIZE IMB 5 (IM V1, IM V3) FLANGE 1 POWER CONNECTOR ROTATABLE ABSOLUTE ENCODER 24 BIT + 12 BIT MULTITURN WITH DRIVE-CLIQ INTERFACE (ENCODER AM24DQI) SHAFT WITH FITTED KEY, TOLERANCE N; WITH HOLDING BRAKE PROTECTION CLASS IP65, FLANGE ON DRIVE END IP67; | - | 0 | 0
1FK7080-2AF71-1CG0 |  | 1FK7080-2AF71-1CG0 | 1 | UN | 1 | 15 | C | D | N | N | 85015220 | 1 |  | 10.301 | KG | 1752.77 | 1752.77 | MC05 | MC05 | SIMOTICS S Synchronous motor 1FK7-CT PN=2.1kW; UDC=600V M0=8Nm (100K); NN=3000rpm; Naturally cooled FRAME SIZE IMB 5 (IM V1, IM V3) FLANGE 1 POWER CONNECTOR ROTATABLE ABSOLUTE ENCODER 24 BIT + 12 BIT MULTITURN WITH DRIVE-CLIQ INTERFACE (ENCODER AM24DQI) PLAIN SHAFT, TOLERANCE N; W/O HOLDING BRAKE PROTECTION CLASS IP64; | - | 0 | 0
1FK7080-2AF71-1CG1 |  | 1FK7080-2AF71-1CG1 | 1 | UN | 1 | 15 | C | D | N | N | 85015220 | 1 |  | 10.301 | KG | 1815.11 | 1815.11 | MC05 | MC05 | SIMOTICS S Synchronous motor 1FK7-CT PN=2.1kW; UDC=600V M0=8Nm (100K); NN=3000rpm; Naturally cooled FRAME SIZE IMB 5 (IM V1, IM V3) FLANGE 1 POWER CONNECTOR ROTATABLE ABSOLUTE ENCODER 24 BIT + 12 BIT MULTITURN WITH DRIVE-CLIQ INTERFACE (ENCODER AM24DQI) PLAIN SHAFT, TOLERANCE N; W/O HOLDING BRAKE PROTECTION CLASS IP65, | - | 0 | 0
1FK7080-2AF71-1CG2 |  | 1FK7080-2AF71-1CG2 | 1 | UN | 1 | 15 | C | D | N | N | 85015220 | 1 |  | 10.301 | KG | 1815.11 | 1815.11 | MC05 | MC05 | SIMOTICS S Synchronous motor 1FK7-CT PN=2.1kW; UDC=600V M0=8Nm (100K); NN=3000rpm; Naturally cooled FRAME SIZE IMB 5 (IM V1, IM V3) FLANGE 1 POWER CONNECTOR ROTATABLE ABSOLUTE ENCODER 24 BIT + 12 BIT MULTITURN WITH DRIVE-CLIQ INTERFACE (ENCODER AM24DQI) PLAIN SHAFT, TOLERANCE N; W/O HOLDING BRAKE PROTECTION CLASS IP65, FLANGE ON DRIVE END IP67; | - | 0 | 0
1FK7080-2AF71-1CH0 |  | 1FK7080-2AF71-1CH0 | 1 | UN | 1 | 15 | C | D | N | N | 85015220 | 1 |  | 10.6 | KG | 2026.96 | 2026.96 | MC05 | MC05 | SIMOTICS S Synchronous motor 1FK7-CT PN=2.1kW; UDC=600V M0=8Nm (100K); NN=3000rpm; Naturally cooled FRAME SIZE IMB 5 (IM V1, IM V3) FLANGE 1 POWER CONNECTOR ROTATABLE ABSOLUTE ENCODER 24 BIT + 12 BIT MULTITURN WITH DRIVE-CLIQ INTERFACE (ENCODER AM24DQI) PLAIN SHAFT, TOLERANCE N; WITH HOLDING BRAKE PROTECTION CLASS IP64; | - | 0 | 0
1FK7080-2AF71-1CH1 |  | 1FK7080-2AF71-1CH1 | 1 | UN | 1 | 15 | C | D | N | N | 85015220 | 1 |  | 10.6 | KG | 2089.3 | 2089.3 | MC05 | MC05 | SIMOTICS S Synchronous motor 1FK7-CT PN=2.1kW; UDC=600V M0=8Nm (100K); NN=3000rpm; Naturally cooled FRAME SIZE IMB 5 (IM V1, IM V3) FLANGE 1 POWER CONNECTOR ROTATABLE ABSOLUTE ENCODER 24 BIT + 12 BIT MULTITURN WITH DRIVE-CLIQ INTERFACE (ENCODER AM24DQI) PLAIN SHAFT, TOLERANCE N; WITH HOLDING BRAKE PROTECTION CLASS IP65, | - | 0 | 0
1FK7080-2AF71-1CH1-Z | Q31 | 1FK7080-2AF71-1CH1-ZQ31 | 1 | UN | 1 | 15 | C | D | N | N | 85015220 | 1 |  | 10.65 | KG | 2151.8 | 2151.8 | MC05 | MC05 | SIMOTICS S Synchronous motor 1FK7-CT PN=2.1kW; UDC=600V M0=8Nm (100K); NN=3000rpm; Naturally cooled FRAME SIZE IMB 5 (IM V1, IM V3) FLANGE 1 POWER CONNECTOR ROTATABLE ABSOLUTE ENCODER 24 BIT + 12 BIT MULTITURN WITH DRIVE-CLIQ INTERFACE (ENCODER AM24DQI) PLAIN SHAFT, TOLERANCE N; WITH HOLDING BRAKE PROTECTION CLASS IP65, Q31: METALLIC RATING PLATE ON MOTOR | - | 0 | 0
1FK7080-2AF71-1CH2 |  | 1FK7080-2AF71-1CH2 | 1 | UN | 1 | 15 | C | D | N | N | 85015220 | 1 |  | 10.6 | KG | 2089.3 | 2089.3 | MC05 | MC05 | SIMOTICS S Synchronous motor 1FK7-CT PN=2.1kW; UDC=600V M0=8Nm (100K); NN=3000rpm; Naturally cooled FRAME SIZE IMB 5 (IM V1, IM V3) FLANGE 1 POWER CONNECTOR ROTATABLE ABSOLUTE ENCODER 24 BIT + 12 BIT MULTITURN WITH DRIVE-CLIQ INTERFACE (ENCODER AM24DQI) PLAIN SHAFT, TOLERANCE N; WITH HOLDING BRAKE PROTECTION CLASS IP65, FLANGE ON DRIVE END IP67; | - | 0 | 0
1FK7080-2AF71-1DA0 |  | 1FK7080-2AF71-1DA0 | 1 | UN | 1 | 15 | C | D | N | N | 85015220 | 1 |  | 10.302 | KG | 1617.53 | 1617.53 | MC05 | MC05 | SIMOTICS S Synchronous motor 1FK7-CT PN=2.1kW; UDC=600V M0=8Nm (100K); NN=3000rpm; Naturally cooled FRAME SIZE IMB 5 (IM V1, IM V3) FLANGE 1 POWER CONNECTOR ROTATABLE INCREMENTAL ENCODER 22 BIT WITH DRIVE-CLIQ INTERFACE (ENCODER IC22DQ) SHAFT WITH FITTED KEY, TOLERANCE N; W/O HOLDING BRAKE PROTECTION CLASS IP64; | - | 0 | 0
1FK7080-2AF71-1DB2 |  | 1FK7080-2AF71-1DB2 | 1 | UN | 1 | 15 | C | D | N | N | 85015220 | 1 |  | 10.601 | KG | 1954.07 | 1954.07 | MC05 | MC05 | SIMOTICS S Synchronous motor 1FK7-CT PN=2.1kW; UDC=600V M0=8Nm (100K); NN=3000rpm; Naturally cooled FRAME SIZE IMB 5 (IM V1, IM V3) FLANGE 1 POWER CONNECTOR ROTATABLE INCREMENTAL ENCODER 22 BIT WITH DRIVE-CLIQ INTERFACE (ENCODER IC22DQ) SHAFT WITH FITTED KEY, TOLERANCE N; WITH HOLDING BRAKE PROTECTION CLASS IP65, FLANGE ON DRIVE END IP67; | - | 0 | 0
1FK7080-2AF71-1DG0 |  | 1FK7080-2AF71-1DG0 | 1 | UN | 1 | 15 | C | D | N | N | 85015220 | 1 |  | 10.302 | KG | 1560.04 | 1560.04 | MC05 | MC05 | SIMOTICS S Synchronous motor 1FK7-CT PN=2.1kW; UDC=600V M0=8Nm (100K); NN=3000rpm; Naturally cooled FRAME SIZE IMB 5 (IM V1, IM V3) FLANGE 1 POWER CONNECTOR ROTATABLE INCREMENTAL ENCODER 22 BIT WITH DRIVE-CLIQ INTERFACE (ENCODER IC22DQ) PLAIN SHAFT, TOLERANCE N; W/O HOLDING BRAKE PROTECTION CLASS IP64; | - | 0 | 0
1FK7080-2AF71-1DG2 |  | 1FK7080-2AF71-1DG2 | 1 | UN | 1 | 15 | C | D | N | N | 85015220 | 1 |  | 10.302 | KG | 1622.38 | 1622.38 | MC05 | MC05 | SIMOTICS S Synchronous motor 1FK7-CT PN=2.1kW; UDC=600V M0=8Nm (100K); NN=3000rpm; Naturally cooled FRAME SIZE IMB 5 (IM V1, IM V3) FLANGE 1 POWER CONNECTOR ROTATABLE INCREMENTAL ENCODER 22 BIT WITH DRIVE-CLIQ INTERFACE (ENCODER IC22DQ) PLAIN SHAFT, TOLERANCE N; W/O HOLDING BRAKE PROTECTION CLASS IP65, FLANGE ON DRIVE END IP67; | - | 0 | 0
1FK7080-2AF71-1DH0 |  | 1FK7080-2AF71-1DH0 | 1 | UN | 1 | 15 | C | D | N | N | 85015220 | 1 |  | 10.601 | KG | 1834.23 | 1834.23 | MC05 | MC05 | SIMOTICS S Synchronous motor 1FK7-CT PN=2.1kW; UDC=600V M0=8Nm (100K); NN=3000rpm; Naturally cooled FRAME SIZE IMB 5 (IM V1, IM V3) FLANGE 1 POWER CONNECTOR ROTATABLE INCREMENTAL ENCODER 22 BIT WITH DRIVE-CLIQ INTERFACE (ENCODER IC22DQ) PLAIN SHAFT, TOLERANCE N; WITH HOLDING BRAKE PROTECTION CLASS IP64; | - | 0 | 0
1FK7080-2AF71-1EA0 |  | 1FK7080-2AF71-1EA0 | 1 | UN | 1 | 15 | C | D | N | N | 85015220 | 1 |  | 10.301 | KG | 1651.08 | 1651.08 | MC05 | MC05 | SIMOTICS S Synchronous motor 1FK7-CT PN=2.1kW; UDC=600V M0=8Nm (100K); NN=3000rpm; Naturally cooled FRAME SIZE IMB 5 (IM V1, IM V3) FLANGE 1, WITH KTY TEMPERATURESENSOR POWER CONNECTOR ROTATABLE ABSOLUTE ENCODERR 2048 S/R + 4096 UMDREHUNGEN MULTITURN, WITH ENDAT-SCHNITTSTELLE (ENCODER AM2048S/R) SHAFT WITH FITTED KEY, TOLERANCE N; W/O HOLDING BRAKE PROTECTION CLASS IP64; | - | 0 | 0
1FK7080-2AF71-1EA1 |  | 1FK7080-2AF71-1EA1 | 1 | UN | 1 | 15 | C | D | N | N | 85015220 | 1 |  | 10.301 | KG | 1713.42 | 1713.42 | MC05 | MC05 | SIMOTICS S Synchronous motor 1FK7-CT PN=2.1kW; UDC=600V M0=8Nm (100K); NN=3000rpm; Naturally cooled FRAME SIZE IMB 5 (IM V1, IM V3) FLANGE 1, WITH KTY TEMPERATURESENSOR POWER CONNECTOR ROTATABLE ABSOLUTE ENCODERR 2048 S/R + 4096 UMDREHUNGEN MULTITURN, WITH ENDAT-SCHNITTSTELLE (ENCODER AM2048S/R) SHAFT WITH FITTED KEY, TOLERANCE N; W/O HOLDING BRAKE PROTECTION CLASS IP65, | - | 0 | 0
1FK7080-2AF71-1EA2 |  | 1FK7080-2AF71-1EA2 | 1 | UN | 1 | 15 | C | D | N | N | 85015220 | 1 |  | 10.301 | KG | 1713.42 | 1713.42 | MC05 | MC05 | SIMOTICS S Synchronous motor 1FK7-CT PN=2.1kW; UDC=600V M0=8Nm (100K); NN=3000rpm; Naturally cooled FRAME SIZE IMB 5 (IM V1, IM V3) FLANGE 1, WITH KTY TEMPERATURESENSOR POWER CONNECTOR ROTATABLE ABSOLUTE ENCODERR 2048 S/R + 4096 UMDREHUNGEN MULTITURN, WITH ENDAT-SCHNITTSTELLE (ENCODER AM2048S/R) SHAFT WITH FITTED KEY, TOLERANCE N; W/O HOLDING BRAKE PROTECTION CLASS IP65, FLANGE ON DRIVE END IP67; | - | 0 | 0
1FK7080-2AF71-1EB0 |  | 1FK7080-2AF71-1EB0 | 1 | UN | 1 | 15 | C | D | N | N | 85015220 | 1 |  | 10.6 | KG | 1925.28 | 1925.28 | MC05 | MC05 | SIMOTICS S Synchronous motor 1FK7-CT PN=2.1kW; UDC=600V M0=8Nm (100K); NN=3000rpm; Naturally cooled FRAME SIZE IMB 5 (IM V1, IM V3) FLANGE 1, WITH KTY TEMPERATURESENSOR POWER CONNECTOR ROTATABLE ABSOLUTE ENCODERR 2048 S/R + 4096 UMDREHUNGEN MULTITURN, WITH ENDAT-SCHNITTSTELLE (ENCODER AM2048S/R) SHAFT WITH FITTED KEY, TOLERANCE N; WITH HOLDING BRAKE PROTECTION CLASS IP64; | - | 0 | 0
1FK7080-2AF71-1EB1 |  | 1FK7080-2AF71-1EB1 | 1 | UN | 1 | 15 | C | D | N | N | 85015220 | 1 |  | 10.6 | KG | 1987.62 | 1987.62 | MC05 | MC05 | SIMOTICS S Synchronous motor 1FK7-CT PN=2.1kW; UDC=600V M0=8Nm (100K); NN=3000rpm; Naturally cooled FRAME SIZE IMB 5 (IM V1, IM V3) FLANGE 1, WITH KTY TEMPERATURESENSOR POWER CONNECTOR ROTATABLE ABSOLUTE ENCODERR 2048 S/R + 4096 UMDREHUNGEN MULTITURN, WITH ENDAT-SCHNITTSTELLE (ENCODER AM2048S/R) SHAFT WITH FITTED KEY, TOLERANCE N; WITH HOLDING BRAKE PROTECTION CLASS IP65, | - | 0 | 0
1FK7080-2AF71-1EB2 |  | 1FK7080-2AF71-1EB2 | 1 | UN | 1 | 15 | C | D | N | N | 85015220 | 1 |  | 10.6 | KG | 1987.62 | 1987.62 | MC05 | MC05 | SIMOTICS S Synchronous motor 1FK7-CT PN=2.1kW; UDC=600V M0=8Nm (100K); NN=3000rpm; Naturally cooled FRAME SIZE IMB 5 (IM V1, IM V3) FLANGE 1, WITH KTY TEMPERATURESENSOR POWER CONNECTOR ROTATABLE ABSOLUTE ENCODERR 2048 S/R + 4096 UMDREHUNGEN MULTITURN, WITH ENDAT-SCHNITTSTELLE (ENCODER AM2048S/R) SHAFT WITH FITTED KEY, TOLERANCE N; WITH HOLDING BRAKE PROTECTION CLASS IP65, FLANGE ON DRIVE END IP67; | - | 0 | 0
1FK7080-2AF71-1EG0 |  | 1FK7080-2AF71-1EG0 | 1 | UN | 1 | 15 | C | D | N | N | 85015220 | 1 |  | 10.301 | KG | 1593.59 | 1593.59 | MC05 | MC05 | SIMOTICS S Synchronous motor 1FK7-CT PN=2.1kW; UDC=600V M0=8Nm (100K); NN=3000rpm; Naturally cooled FRAME SIZE IMB 5 (IM V1, IM V3) FLANGE 1, WITH KTY TEMPERATURESENSOR POWER CONNECTOR ROTATABLE ABSOLUTE ENCODERR 2048 S/R + 4096 UMDREHUNGEN MULTITURN, WITH ENDAT-SCHNITTSTELLE (ENCODER AM2048S/R) PLAIN SHAFT, TOLERANCE N; W/O HOLDING BRAKE PROTECTION CLASS IP64; | - | 0 | 0
1FK7080-2AF71-1EG1 |  | 1FK7080-2AF71-1EG1 | 1 | UN | 1 | 15 | C | D | N | N | 85015220 | 1 |  | 10.301 | KG | 1655.93 | 1655.93 | MC05 | MC05 | SIMOTICS S Synchronous motor 1FK7-CT PN=2.1kW; UDC=600V M0=8Nm (100K); NN=3000rpm; Naturally cooled FRAME SIZE IMB 5 (IM V1, IM V3) FLANGE 1, WITH KTY TEMPERATURESENSOR POWER CONNECTOR ROTATABLE ABSOLUTE ENCODERR 2048 S/R + 4096 UMDREHUNGEN MULTITURN, WITH ENDAT-SCHNITTSTELLE (ENCODER AM2048S/R) PLAIN SHAFT, TOLERANCE N; W/O HOLDING BRAKE PROTECTION CLASS IP65, | - | 0 | 0
1FK7080-2AF71-1EG2 |  | 1FK7080-2AF71-1EG2 | 1 | UN | 1 | 15 | C | D | N | N | 85015220 | 1 |  | 10.301 | KG | 1655.93 | 1655.93 | MC05 | MC05 | SIMOTICS S Synchronous motor 1FK7-CT PN=2.1kW; UDC=600V M0=8Nm (100K); NN=3000rpm; Naturally cooled FRAME SIZE IMB 5 (IM V1, IM V3) FLANGE 1, WITH KTY TEMPERATURESENSOR POWER CONNECTOR ROTATABLE ABSOLUTE ENCODERR 2048 S/R + 4096 UMDREHUNGEN MULTITURN, WITH ENDAT-SCHNITTSTELLE (ENCODER AM2048S/R) PLAIN SHAFT, TOLERANCE N; W/O HOLDING BRAKE PROTECTION CLASS IP65, FLANGE ON DRIVE END IP67; | - | 0 | 0
1FK7080-2AF71-1EH0 |  | 1FK7080-2AF71-1EH0 | 1 | UN | 1 | 15 | C | D | N | N | 85015220 | 1 |  | 10.6 | KG | 1867.78 | 1867.78 | MC05 | MC05 | SIMOTICS S Synchronous motor 1FK7-CT PN=2.1kW; UDC=600V M0=8Nm (100K); NN=3000rpm; Naturally cooled FRAME SIZE IMB 5 (IM V1, IM V3) FLANGE 1, WITH KTY TEMPERATURESENSOR POWER CONNECTOR ROTATABLE ABSOLUTE ENCODERR 2048 S/R + 4096 UMDREHUNGEN MULTITURN, WITH ENDAT-SCHNITTSTELLE (ENCODER AM2048S/R) PLAIN SHAFT, TOLERANCE N; WITH HOLDING BRAKE PROTECTION CLASS IP64; | - | 0 | 0
1FK7080-2AF71-1EH1 |  | 1FK7080-2AF71-1EH1 | 1 | UN | 1 | 15 | C | D | N | N | 85015220 | 1 |  | 10.6 | KG | 1930.12 | 1930.12 | MC05 | MC05 | SIMOTICS S Synchronous motor 1FK7-CT PN=2.1kW; UDC=600V M0=8Nm (100K); NN=3000rpm; Naturally cooled FRAME SIZE IMB 5 (IM V1, IM V3) FLANGE 1, WITH KTY TEMPERATURESENSOR POWER CONNECTOR ROTATABLE ABSOLUTE ENCODERR 2048 S/R + 4096 UMDREHUNGEN MULTITURN, WITH ENDAT-SCHNITTSTELLE (ENCODER AM2048S/R) PLAIN SHAFT, TOLERANCE N; WITH HOLDING BRAKE PROTECTION CLASS IP65, | - | 0 | 0
1FK7080-2AF71-1EH2 |  | 1FK7080-2AF71-1EH2 | 1 | UN | 1 | 15 | C | D | N | N | 85015220 | 1 |  | 10.6 | KG | 1930.12 | 1930.12 | MC05 | MC05 | SIMOTICS S Synchronous motor 1FK7-CT PN=2.1kW; UDC=600V M0=8Nm (100K); NN=3000rpm; Naturally cooled FRAME SIZE IMB 5 (IM V1, IM V3) FLANGE 1, WITH KTY TEMPERATURESENSOR POWER CONNECTOR ROTATABLE ABSOLUTE ENCODERR 2048 S/R + 4096 UMDREHUNGEN MULTITURN, WITH ENDAT-SCHNITTSTELLE (ENCODER AM2048S/R) PLAIN SHAFT, TOLERANCE N; WITH HOLDING BRAKE PROTECTION CLASS IP65, FLANGE ON DRIVE END IP67; | - | 0 | 0
1FK7080-2AF71-1FB0 |  | 1FK7080-2AF71-1FB0 | 1 | UN | 1 | 15 | C | D | N | N | 85015220 | 1 |  | 10.6 | KG | 2137.9 | 2137.9 | MC05 | MC05 | SIMOTICS S Synchronous motor 1FK7-CT PN=2.1kW; UDC=600V M0=8Nm (100K); NN=3000rpm; Naturally cooled FRAME SIZE IMB 5 (IM V1, IM V3) FLANGE 1 POWER CONNECTOR ROTATABLE ABSOLUTE ENCODER 22BIT + 12 BIT MULTITURN, WITH DRIVE-CLIQ INTERFACE (ENCODER AM22DQ) SHAFT WITH FITTED KEY, TOLERANCE N; WITH HOLDING BRAKE PROTECTION CLASS IP64; | - | 0 | 0
1FK7080-2AF71-1FB2 |  | 1FK7080-2AF71-1FB2 | 1 | UN | 1 | 15 | C | D | N | N | 85015220 | 1 |  | 10.6 | KG | 2200.24 | 2200.24 | MC05 | MC05 | SIMOTICS S Synchronous motor 1FK7-CT PN=2.1kW; UDC=600V M0=8Nm (100K); NN=3000rpm; Naturally cooled FRAME SIZE IMB 5 (IM V1, IM V3) FLANGE 1 POWER CONNECTOR ROTATABLE ABSOLUTE ENCODER 22BIT + 12 BIT MULTITURN, WITH DRIVE-CLIQ INTERFACE (ENCODER AM22DQ) SHAFT WITH FITTED KEY, TOLERANCE N; WITH HOLDING BRAKE PROTECTION CLASS IP65, FLANGE ON DRIVE END IP67; | - | 0 | 0
1FK7080-2AF71-1FG2 |  | 1FK7080-2AF71-1FG2 | 1 | UN | 1 | 15 | C | D | N | N | 85015220 | 1 |  | 10.301 | KG | 1868.55 | 1868.55 | MC05 | MC05 | SIMOTICS S Synchronous motor 1FK7-CT PN=2.1kW; UDC=600V M0=8Nm (100K); NN=3000rpm; Naturally cooled FRAME SIZE IMB 5 (IM V1, IM V3) FLANGE 1 POWER CONNECTOR ROTATABLE ABSOLUTE ENCODER 22BIT + 12 BIT MULTITURN, WITH DRIVE-CLIQ INTERFACE (ENCODER AM22DQ) PLAIN SHAFT, TOLERANCE N; W/O HOLDING BRAKE PROTECTION CLASS IP65, FLANGE ON DRIVE END IP67; | - | 0 | 0
1FK7080-2AF71-1PA0 |  | 1FK7080-2AF71-1PA0 | 1 | UN | 1 | 15 | C | D | N | N | 85015220 | 1 |  | 10.401 | KG | 1173.46 | 1173.46 | MC05 | MC05 | SIMOTICS S Synchronous motor 1FK7-CT PN=2.1kW; UDC=600V M0=8Nm (100K); NN=3000rpm; Naturally cooled FRAME SIZE IMB 5 (IM V1, IM V3) FLANGE 1 POWER CONNECTOR ROTATABLE RESOLVER 2-POLE, WITH DRIVE CLIQ-INTERFACE SHAFT WITH FITTED KEY, TOLERANCE N; W/O HOLDING BRAKE PROTECTION CLASS IP64; | - | 0 | 0
1FK7080-2AF71-1PA1 |  | 1FK7080-2AF71-1PA1 | 1 | UN | 1 | 15 | C | D | N | N | 85015220 | 1 |  | 10.401 | KG | 1235.8 | 1235.8 | MC05 | MC05 | SIMOTICS S Synchronous motor 1FK7-CT PN=2.1kW; UDC=600V M0=8Nm (100K); NN=3000rpm; Naturally cooled FRAME SIZE IMB 5 (IM V1, IM V3) FLANGE 1 POWER CONNECTOR ROTATABLE RESOLVER 2-POLE, WITH DRIVE CLIQ-INTERFACE SHAFT WITH FITTED KEY, TOLERANCE N; W/O HOLDING BRAKE PROTECTION CLASS IP65, | - | 0 | 0
1FK7080-2AF71-1PA2 |  | 1FK7080-2AF71-1PA2 | 1 | UN | 1 | 15 | C | D | N | N | 85015220 | 1 |  | 10.401 | KG | 1235.8 | 1235.8 | MC05 | MC05 | SIMOTICS S Synchronous motor 1FK7-CT PN=2.1kW; UDC=600V M0=8Nm (100K); NN=3000rpm; Naturally cooled FRAME SIZE IMB 5 (IM V1, IM V3) FLANGE 1 POWER CONNECTOR ROTATABLE RESOLVER 2-POLE, WITH DRIVE CLIQ-INTERFACE SHAFT WITH FITTED KEY, TOLERANCE N; W/O HOLDING BRAKE PROTECTION CLASS IP65, FLANGE ON DRIVE END IP67; | - | 0 | 0
1FK7080-2AF71-1PB0 |  | 1FK7080-2AF71-1PB0 | 1 | UN | 1 | 15 | C | D | N | N | 85015220 | 1 |  | 10.7 | KG | 1447.66 | 1447.66 | MC05 | MC05 | SIMOTICS S Synchronous motor 1FK7-CT PN=2.1kW; UDC=600V M0=8Nm (100K); NN=3000rpm; Naturally cooled FRAME SIZE IMB 5 (IM V1, IM V3) FLANGE 1 POWER CONNECTOR ROTATABLE RESOLVER 2-POLE, WITH DRIVE CLIQ-INTERFACE SHAFT WITH FITTED KEY, TOLERANCE N; WITH HOLDING BRAKE PROTECTION CLASS IP64; | - | 0 | 0
1FK7080-2AF71-1PB1 |  | 1FK7080-2AF71-1PB1 | 1 | UN | 1 | 15 | C | D | N | N | 85015220 | 1 |  | 10.7 | KG | 1510 | 1510 | MC05 | MC05 | SIMOTICS S Synchronous motor 1FK7-CT PN=2.1kW; UDC=600V M0=8Nm (100K); NN=3000rpm; Naturally cooled FRAME SIZE IMB 5 (IM V1, IM V3) FLANGE 1 POWER CONNECTOR ROTATABLE RESOLVER 2-POLE, WITH DRIVE CLIQ-INTERFACE SHAFT WITH FITTED KEY, TOLERANCE N; WITH HOLDING BRAKE PROTECTION CLASS IP65, | - | 0 | 0
1FK7080-2AF71-1PB2 |  | 1FK7080-2AF71-1PB2 | 1 | UN | 1 | 15 | C | D | N | N | 85015220 | 1 |  | 10.7 | KG | 1510 | 1510 | MC05 | MC05 | SIMOTICS S Synchronous motor 1FK7-CT PN=2.1kW; UDC=600V M0=8Nm (100K); NN=3000rpm; Naturally cooled FRAME SIZE IMB 5 (IM V1, IM V3) FLANGE 1 POWER CONNECTOR ROTATABLE RESOLVER 2-POLE, WITH DRIVE CLIQ-INTERFACE SHAFT WITH FITTED KEY, TOLERANCE N; WITH HOLDING BRAKE PROTECTION CLASS IP65, FLANGE ON DRIVE END IP67; | - | 0 | 0
1FK7080-2AF71-1PG0 |  | 1FK7080-2AF71-1PG0 | 1 | UN | 1 | 15 | C | D | N | N | 85015220 | 1 |  | 10.401 | KG | 1115.97 | 1115.97 | MC05 | MC05 | SIMOTICS S Synchronous motor 1FK7-CT PN=2.1kW; UDC=600V M0=8Nm (100K); NN=3000rpm; Naturally cooled FRAME SIZE IMB 5 (IM V1, IM V3) FLANGE 1 POWER CONNECTOR ROTATABLE RESOLVER 2-POLE, WITH DRIVE CLIQ-INTERFACE PLAIN SHAFT, TOLERANCE N; W/O HOLDING BRAKE PROTECTION CLASS IP64; | - | 0 | 0
1FK7080-2AF71-1PG1 |  | 1FK7080-2AF71-1PG1 | 1 | UN | 1 | 15 | C | D | N | N | 85015220 | 1 |  | 10.401 | KG | 1178.31 | 1178.31 | MC05 | MC05 | SIMOTICS S Synchronous motor 1FK7-CT PN=2.1kW; UDC=600V M0=8Nm (100K); NN=3000rpm; Naturally cooled FRAME SIZE IMB 5 (IM V1, IM V3) FLANGE 1 POWER CONNECTOR ROTATABLE RESOLVER 2-POLE, WITH DRIVE CLIQ-INTERFACE PLAIN SHAFT, TOLERANCE N; W/O HOLDING BRAKE PROTECTION CLASS IP65, | - | 0 | 0
1FK7080-2AF71-1PG2 |  | 1FK7080-2AF71-1PG2 | 1 | UN | 1 | 15 | C | D | N | N | 85015220 | 1 |  | 10.401 | KG | 1178.31 | 1178.31 | MC05 | MC05 | SIMOTICS S Synchronous motor 1FK7-CT PN=2.1kW; UDC=600V M0=8Nm (100K); NN=3000rpm; Naturally cooled FRAME SIZE IMB 5 (IM V1, IM V3) FLANGE 1 POWER CONNECTOR ROTATABLE RESOLVER 2-POLE, WITH DRIVE CLIQ-INTERFACE PLAIN SHAFT, TOLERANCE N; W/O HOLDING BRAKE PROTECTION CLASS IP65, FLANGE ON DRIVE END IP67; | - | 0 | 0
1FK7080-2AF71-1PH0 |  | 1FK7080-2AF71-1PH0 | 1 | UN | 1 | 15 | C | D | N | N | 85015220 | 1 |  | 10.7 | KG | 1390.16 | 1390.16 | MC05 | MC05 | SIMOTICS S Synchronous motor 1FK7-CT PN=2.1kW; UDC=600V M0=8Nm (100K); NN=3000rpm; Naturally cooled FRAME SIZE IMB 5 (IM V1, IM V3) FLANGE 1 POWER CONNECTOR ROTATABLE RESOLVER 2-POLE, WITH DRIVE CLIQ-INTERFACE PLAIN SHAFT, TOLERANCE N; WITH HOLDING BRAKE PROTECTION CLASS IP64; | - | 0 | 0
1FK7080-2AF71-1PH1 |  | 1FK7080-2AF71-1PH1 | 1 | UN | 1 | 15 | C | D | N | N | 85015220 | 1 |  | 10.7 | KG | 1452.5 | 1452.5 | MC05 | MC05 | SIMOTICS S Synchronous motor 1FK7-CT PN=2.1kW; UDC=600V M0=8Nm (100K); NN=3000rpm; Naturally cooled FRAME SIZE IMB 5 (IM V1, IM V3) FLANGE 1 POWER CONNECTOR ROTATABLE RESOLVER 2-POLE, WITH DRIVE CLIQ-INTERFACE PLAIN SHAFT, TOLERANCE N; WITH HOLDING BRAKE PROTECTION CLASS IP65, | - | 0 | 0
1FK7080-2AF71-1PH2 |  | 1FK7080-2AF71-1PH2 | 1 | UN | 1 | 15 | C | D | N | N | 85015220 | 1 |  | 10.7 | KG | 1452.5 | 1452.5 | MC05 | MC05 | SIMOTICS S Synchronous motor 1FK7-CT PN=2.1kW; UDC=600V M0=8Nm (100K); NN=3000rpm; Naturally cooled FRAME SIZE IMB 5 (IM V1, IM V3) FLANGE 1 POWER CONNECTOR ROTATABLE RESOLVER 2-POLE, WITH DRIVE CLIQ-INTERFACE PLAIN SHAFT, TOLERANCE N; WITH HOLDING BRAKE PROTECTION CLASS IP65, FLANGE ON DRIVE END IP67; | - | 0 | 0
1FK7080-2AF71-1QA0 |  | 1FK7080-2AF71-1QA0 | 1 | UN | 1 | 15 | C | D | N | N | 85015220 | 1 |  | 10.301 | KG | 1242.16 | 1242.16 | MC05 | MC05 | SIMOTICS S Synchronous motor 1FK7-CT PN=2.1kW; UDC=600V M0=8Nm (100K); NN=3000rpm; Naturally cooled FRAME SIZE IMB 5 (IM V1, IM V3) FLANGE 1 POWER CONNECTOR ROTATABLE ABSOLUTE ENCODER SINGLETURN 20 BIT WITH DRIVE-CLIQ INTERFACE (ENCODER AS20DQI) SHAFT WITH FITTED KEY, TOLERANCE N; W/O HOLDING BRAKE PROTECTION CLASS IP64; | - | 0 | 0
1FK7080-2AF71-1QA1 |  | 1FK7080-2AF71-1QA1 | 1 | UN | 1 | 15 | C | D | N | N | 85015220 | 1 |  | 10.301 | KG | 1304.5 | 1304.5 | MC05 | MC05 | SIMOTICS S Synchronous motor 1FK7-CT PN=2.1kW; UDC=600V M0=8Nm (100K); NN=3000rpm; Naturally cooled FRAME SIZE IMB 5 (IM V1, IM V3) FLANGE 1 POWER CONNECTOR ROTATABLE ABSOLUTE ENCODER SINGLETURN 20 BIT WITH DRIVE-CLIQ INTERFACE (ENCODER AS20DQI) SHAFT WITH FITTED KEY, TOLERANCE N; W/O HOLDING BRAKE PROTECTION CLASS IP65, | - | 0 | 0
1FK7080-2AF71-1QA2 |  | 1FK7080-2AF71-1QA2 | 1 | UN | 1 | 15 | C | D | N | N | 85015220 | 1 |  | 10.301 | KG | 1304.5 | 1304.5 | MC05 | MC05 | SIMOTICS S Synchronous motor 1FK7-CT PN=2.1kW; UDC=600V M0=8Nm (100K); NN=3000rpm; Naturally cooled FRAME SIZE IMB 5 (IM V1, IM V3) FLANGE 1 POWER CONNECTOR ROTATABLE ABSOLUTE ENCODER SINGLETURN 20 BIT WITH DRIVE-CLIQ INTERFACE (ENCODER AS20DQI) SHAFT WITH FITTED KEY, TOLERANCE N; W/O HOLDING BRAKE PROTECTION CLASS IP65, FLANGE ON DRIVE END IP67; | - | 0 | 0
1FK7080-2AF71-1QB0 |  | 1FK7080-2AF71-1QB0 | 1 | UN | 1 | 15 | C | D | N | N | 85015220 | 1 |  | 10.6 | KG | 1516.36 | 1516.36 | MC05 | MC05 | SIMOTICS S Synchronous motor 1FK7-CT PN=2.1kW; UDC=600V M0=8Nm (100K); NN=3000rpm; Naturally cooled FRAME SIZE IMB 5 (IM V1, IM V3) FLANGE 1 POWER CONNECTOR ROTATABLE ABSOLUTE ENCODER SINGLETURN 20 BIT WITH DRIVE-CLIQ INTERFACE (ENCODER AS20DQI) SHAFT WITH FITTED KEY, TOLERANCE N; WITH HOLDING BRAKE PROTECTION CLASS IP64; | - | 0 | 0
1FK7080-2AF71-1QB1 |  | 1FK7080-2AF71-1QB1 | 1 | UN | 1 | 15 | C | D | N | N | 85015220 | 1 |  | 10.6 | KG | 1578.7 | 1578.7 | MC05 | MC05 | SIMOTICS S Synchronous motor 1FK7-CT PN=2.1kW; UDC=600V M0=8Nm (100K); NN=3000rpm; Naturally cooled FRAME SIZE IMB 5 (IM V1, IM V3) FLANGE 1 POWER CONNECTOR ROTATABLE ABSOLUTE ENCODER SINGLETURN 20 BIT WITH DRIVE-CLIQ INTERFACE (ENCODER AS20DQI) SHAFT WITH FITTED KEY, TOLERANCE N; WITH HOLDING BRAKE PROTECTION CLASS IP65, | - | 0 | 0
1FK7080-2AF71-1QB2 |  | 1FK7080-2AF71-1QB2 | 1 | UN | 1 | 15 | C | D | N | N | 85015220 | 1 |  | 10.6 | KG | 1578.7 | 1578.7 | MC05 | MC05 | SIMOTICS S Synchronous motor 1FK7-CT PN=2.1kW; UDC=600V M0=8Nm (100K); NN=3000rpm; Naturally cooled FRAME SIZE IMB 5 (IM V1, IM V3) FLANGE 1 POWER CONNECTOR ROTATABLE ABSOLUTE ENCODER SINGLETURN 20 BIT WITH DRIVE-CLIQ INTERFACE (ENCODER AS20DQI) SHAFT WITH FITTED KEY, TOLERANCE N; WITH HOLDING BRAKE PROTECTION CLASS IP65, FLANGE ON DRIVE END IP67; | - | 0 | 0
1FK7080-2AF71-1QG0 |  | 1FK7080-2AF71-1QG0 | 1 | UN | 1 | 15 | C | D | N | N | 85015220 | 1 |  | 10.301 | KG | 1184.67 | 1184.67 | MC05 | MC05 | SIMOTICS S Synchronous motor 1FK7-CT PN=2.1kW; UDC=600V M0=8Nm (100K); NN=3000rpm; Naturally cooled FRAME SIZE IMB 5 (IM V1, IM V3) FLANGE 1 POWER CONNECTOR ROTATABLE ABSOLUTE ENCODER SINGLETURN 20 BIT WITH DRIVE-CLIQ INTERFACE (ENCODER AS20DQI) PLAIN SHAFT, TOLERANCE N; W/O HOLDING BRAKE PROTECTION CLASS IP64; | - | 0 | 0
1FK7080-2AF71-1QG1 |  | 1FK7080-2AF71-1QG1 | 1 | UN | 1 | 15 | C | D | N | N | 85015220 | 1 |  | 10.301 | KG | 1247.01 | 1247.01 | MC05 | MC05 | SIMOTICS S Synchronous motor 1FK7-CT PN=2.1kW; UDC=600V M0=8Nm (100K); NN=3000rpm; Naturally cooled FRAME SIZE IMB 5 (IM V1, IM V3) FLANGE 1 POWER CONNECTOR ROTATABLE ABSOLUTE ENCODER SINGLETURN 20 BIT WITH DRIVE-CLIQ INTERFACE (ENCODER AS20DQI) PLAIN SHAFT, TOLERANCE N; W/O HOLDING BRAKE PROTECTION CLASS IP65, | - | 0 | 0
1FK7080-2AF71-1QG2 |  | 1FK7080-2AF71-1QG2 | 1 | UN | 1 | 15 | C | D | N | N | 85015220 | 1 |  | 10.301 | KG | 1247.01 | 1247.01 | MC05 | MC05 | SIMOTICS S Synchronous motor 1FK7-CT PN=2.1kW; UDC=600V M0=8Nm (100K); NN=3000rpm; Naturally cooled FRAME SIZE IMB 5 (IM V1, IM V3) FLANGE 1 POWER CONNECTOR ROTATABLE ABSOLUTE ENCODER SINGLETURN 20 BIT WITH DRIVE-CLIQ INTERFACE (ENCODER AS20DQI) PLAIN SHAFT, TOLERANCE N; W/O HOLDING BRAKE PROTECTION CLASS IP65, FLANGE ON DRIVE END IP67; | - | 0 | 0
1FK7080-2AF71-1QH0 |  | 1FK7080-2AF71-1QH0 | 1 | UN | 1 | 15 | C | D | N | N | 85015220 | 1 |  | 10.6 | KG | 1458.86 | 1458.86 | MC05 | MC05 | SIMOTICS S Synchronous motor 1FK7-CT PN=2.1kW; UDC=600V M0=8Nm (100K); NN=3000rpm; Naturally cooled FRAME SIZE IMB 5 (IM V1, IM V3) FLANGE 1 POWER CONNECTOR ROTATABLE ABSOLUTE ENCODER SINGLETURN 20 BIT WITH DRIVE-CLIQ INTERFACE (ENCODER AS20DQI) PLAIN SHAFT, TOLERANCE N; WITH HOLDING BRAKE PROTECTION CLASS IP64; | - | 0 | 0
1FK7080-2AF71-1QH1 |  | 1FK7080-2AF71-1QH1 | 1 | UN | 1 | 15 | C | D | N | N | 85015220 | 1 |  | 10.6 | KG | 1521.2 | 1521.2 | MC05 | MC05 | SIMOTICS S Synchronous motor 1FK7-CT PN=2.1kW; UDC=600V M0=8Nm (100K); NN=3000rpm; Naturally cooled FRAME SIZE IMB 5 (IM V1, IM V3) FLANGE 1 POWER CONNECTOR ROTATABLE ABSOLUTE ENCODER SINGLETURN 20 BIT WITH DRIVE-CLIQ INTERFACE (ENCODER AS20DQI) PLAIN SHAFT, TOLERANCE N; WITH HOLDING BRAKE PROTECTION CLASS IP65, | - | 0 | 0
1FK7080-2AF71-1QH2 |  | 1FK7080-2AF71-1QH2 | 1 | UN | 1 | 15 | C | D | N | N | 85015220 | 1 |  | 10.6 | KG | 1521.2 | 1521.2 | MC05 | MC05 | SIMOTICS S Synchronous motor 1FK7-CT PN=2.1kW; UDC=600V M0=8Nm (100K); NN=3000rpm; Naturally cooled FRAME SIZE IMB 5 (IM V1, IM V3) FLANGE 1 POWER CONNECTOR ROTATABLE ABSOLUTE ENCODER SINGLETURN 20 BIT WITH DRIVE-CLIQ INTERFACE (ENCODER AS20DQI) PLAIN SHAFT, TOLERANCE N; WITH HOLDING BRAKE PROTECTION CLASS IP65, FLANGE ON DRIVE END IP67; | - | 0 | 0
1FK7080-2AF71-1RA0 |  | 1FK7080-2AF71-1RA0 | 1 | UN | 1 | 15 | C | D | N | N | 85015220 | 1 |  | 10.301 | KG | 1491.53 | 1491.53 | MC05 | MC05 | SIMOTICS S Synchronous motor 1FK7-CT PN=2.1kW; UDC=600V M0=8Nm (100K); NN=3000rpm; Naturally cooled FRAME SIZE IMB 5 (IM V1, IM V3) FLANGE 1 POWER CONNECTOR ROTATABLE ABSOLUTE ENCODER 20 BIT + 12 BIT MULTITURN WITH DRIVE-CLIQ INTERFACE (ENCODER AM20DQI) SHAFT WITH FITTED KEY, TOLERANCE N; W/O HOLDING BRAKE PROTECTION CLASS IP64; | - | 0 | 0
1FK7080-2AF71-1RA1 |  | 1FK7080-2AF71-1RA1 | 1 | UN | 1 | 15 | C | D | N | N | 85015220 | 1 |  | 10.301 | KG | 1553.87 | 1553.87 | MC05 | MC05 | SIMOTICS S Synchronous motor 1FK7-CT PN=2.1kW; UDC=600V M0=8Nm (100K); NN=3000rpm; Naturally cooled FRAME SIZE IMB 5 (IM V1, IM V3) FLANGE 1 POWER CONNECTOR ROTATABLE ABSOLUTE ENCODER 20 BIT + 12 BIT MULTITURN WITH DRIVE-CLIQ INTERFACE (ENCODER AM20DQI) SHAFT WITH FITTED KEY, TOLERANCE N; W/O HOLDING BRAKE PROTECTION CLASS IP65, | - | 0 | 0
1FK7080-2AF71-1RA2 |  | 1FK7080-2AF71-1RA2 | 1 | UN | 1 | 15 | C | D | N | N | 85015220 | 1 |  | 10.301 | KG | 1553.87 | 1553.87 | MC05 | MC05 | SIMOTICS S Synchronous motor 1FK7-CT PN=2.1kW; UDC=600V M0=8Nm (100K); NN=3000rpm; Naturally cooled FRAME SIZE IMB 5 (IM V1, IM V3) FLANGE 1 POWER CONNECTOR ROTATABLE ABSOLUTE ENCODER 20 BIT + 12 BIT MULTITURN WITH DRIVE-CLIQ INTERFACE (ENCODER AM20DQI) SHAFT WITH FITTED KEY, TOLERANCE N; W/O HOLDING BRAKE PROTECTION CLASS IP65, FLANGE ON DRIVE END IP67; | - | 0 | 0
1FK7080-2AF71-1RB0 |  | 1FK7080-2AF71-1RB0 | 1 | UN | 1 | 15 | C | D | N | N | 85015220 | 1 |  | 10.6 | KG | 1765.73 | 1765.73 | MC05 | MC05 | SIMOTICS S Synchronous motor 1FK7-CT PN=2.1kW; UDC=600V M0=8Nm (100K); NN=3000rpm; Naturally cooled FRAME SIZE IMB 5 (IM V1, IM V3) FLANGE 1 POWER CONNECTOR ROTATABLE ABSOLUTE ENCODER 20 BIT + 12 BIT MULTITURN WITH DRIVE-CLIQ INTERFACE (ENCODER AM20DQI) SHAFT WITH FITTED KEY, TOLERANCE N; WITH HOLDING BRAKE PROTECTION CLASS IP64; | - | 0 | 0
1FK7080-2AF71-1RB1 |  | 1FK7080-2AF71-1RB1 | 1 | UN | 1 | 15 | C | D | N | N | 85015220 | 1 |  | 10.6 | KG | 1828.07 | 1828.07 | MC05 | MC05 | SIMOTICS S Synchronous motor 1FK7-CT PN=2.1kW; UDC=600V M0=8Nm (100K); NN=3000rpm; Naturally cooled FRAME SIZE IMB 5 (IM V1, IM V3) FLANGE 1 POWER CONNECTOR ROTATABLE ABSOLUTE ENCODER 20 BIT + 12 BIT MULTITURN WITH DRIVE-CLIQ INTERFACE (ENCODER AM20DQI) SHAFT WITH FITTED KEY, TOLERANCE N; WITH HOLDING BRAKE PROTECTION CLASS IP65, | - | 0 | 0
1FK7080-2AF71-1RB2 |  | 1FK7080-2AF71-1RB2 | 1 | UN | 1 | 15 | C | D | N | N | 85015220 | 1 |  | 10.6 | KG | 1828.07 | 1828.07 | MC05 | MC05 | SIMOTICS S Synchronous motor 1FK7-CT PN=2.1kW; UDC=600V M0=8Nm (100K); NN=3000rpm; Naturally cooled FRAME SIZE IMB 5 (IM V1, IM V3) FLANGE 1 POWER CONNECTOR ROTATABLE ABSOLUTE ENCODER 20 BIT + 12 BIT MULTITURN WITH DRIVE-CLIQ INTERFACE (ENCODER AM20DQI) SHAFT WITH FITTED KEY, TOLERANCE N; WITH HOLDING BRAKE PROTECTION CLASS IP65, FLANGE ON DRIVE END IP67; | - | 0 | 0
1FK7080-2AF71-1RG0 |  | 1FK7080-2AF71-1RG0 | 1 | UN | 1 | 15 | C | D | N | N | 85015220 | 1 |  | 10.301 | KG | 1434.04 | 1434.04 | MC05 | MC05 | SIMOTICS S Synchronous motor 1FK7-CT PN=2.1kW; UDC=600V M0=8Nm (100K); NN=3000rpm; Naturally cooled FRAME SIZE IMB 5 (IM V1, IM V3) FLANGE 1 POWER CONNECTOR ROTATABLE ABSOLUTE ENCODER 20 BIT + 12 BIT MULTITURN WITH DRIVE-CLIQ INTERFACE (ENCODER AM20DQI) PLAIN SHAFT, TOLERANCE N; W/O HOLDING BRAKE PROTECTION CLASS IP64; | - | 0 | 0
1FK7080-2AF71-1RG1 |  | 1FK7080-2AF71-1RG1 | 1 | UN | 1 | 15 | C | D | N | N | 85015220 | 1 |  | 10.301 | KG | 1496.38 | 1496.38 | MC05 | MC05 | SIMOTICS S Synchronous motor 1FK7-CT PN=2.1kW; UDC=600V M0=8Nm (100K); NN=3000rpm; Naturally cooled FRAME SIZE IMB 5 (IM V1, IM V3) FLANGE 1 POWER CONNECTOR ROTATABLE ABSOLUTE ENCODER 20 BIT + 12 BIT MULTITURN WITH DRIVE-CLIQ INTERFACE (ENCODER AM20DQI) PLAIN SHAFT, TOLERANCE N; W/O HOLDING BRAKE PROTECTION CLASS IP65, | - | 0 | 0
1FK7080-2AF71-1RG2 |  | 1FK7080-2AF71-1RG2 | 1 | UN | 1 | 15 | C | D | N | N | 85015220 | 1 |  | 10.301 | KG | 1496.38 | 1496.38 | MC05 | MC05 | SIMOTICS S Synchronous motor 1FK7-CT PN=2.1kW; UDC=600V M0=8Nm (100K); NN=3000rpm; Naturally cooled FRAME SIZE IMB 5 (IM V1, IM V3) FLANGE 1 POWER CONNECTOR ROTATABLE ABSOLUTE ENCODER 20 BIT + 12 BIT MULTITURN WITH DRIVE-CLIQ INTERFACE (ENCODER AM20DQI) PLAIN SHAFT, TOLERANCE N; W/O HOLDING BRAKE PROTECTION CLASS IP65, FLANGE ON DRIVE END IP67; | - | 0 | 0
1FK7080-2AF71-1RH0 |  | 1FK7080-2AF71-1RH0 | 1 | UN | 1 | 15 | C | D | N | N | 85015220 | 1 |  | 10.6 | KG | 1708.23 | 1708.23 | MC05 | MC05 | SIMOTICS S Synchronous motor 1FK7-CT PN=2.1kW; UDC=600V M0=8Nm (100K); NN=3000rpm; Naturally cooled FRAME SIZE IMB 5 (IM V1, IM V3) FLANGE 1 POWER CONNECTOR ROTATABLE ABSOLUTE ENCODER 20 BIT + 12 BIT MULTITURN WITH DRIVE-CLIQ INTERFACE (ENCODER AM20DQI) PLAIN SHAFT, TOLERANCE N; WITH HOLDING BRAKE PROTECTION CLASS IP64; | - | 0 | 0
1FK7080-2AF71-1RH1 |  | 1FK7080-2AF71-1RH1 | 1 | UN | 1 | 15 | C | D | N | N | 85015220 | 1 |  | 10.6 | KG | 1770.57 | 1770.57 | MC05 | MC05 | SIMOTICS S Synchronous motor 1FK7-CT PN=2.1kW; UDC=600V M0=8Nm (100K); NN=3000rpm; Naturally cooled FRAME SIZE IMB 5 (IM V1, IM V3) FLANGE 1 POWER CONNECTOR ROTATABLE ABSOLUTE ENCODER 20 BIT + 12 BIT MULTITURN WITH DRIVE-CLIQ INTERFACE (ENCODER AM20DQI) PLAIN SHAFT, TOLERANCE N; WITH HOLDING BRAKE PROTECTION CLASS IP65, | - | 0 | 0
1FK7080-2AF71-1RH2 |  | 1FK7080-2AF71-1RH2 | 1 | UN | 1 | 15 | C | D | N | N | 85015220 | 1 |  | 10.6 | KG | 1770.57 | 1770.57 | MC05 | MC05 | SIMOTICS S Synchronous motor 1FK7-CT PN=2.1kW; UDC=600V M0=8Nm (100K); NN=3000rpm; Naturally cooled FRAME SIZE IMB 5 (IM V1, IM V3) FLANGE 1 POWER CONNECTOR ROTATABLE ABSOLUTE ENCODER 20 BIT + 12 BIT MULTITURN WITH DRIVE-CLIQ INTERFACE (ENCODER AM20DQI) PLAIN SHAFT, TOLERANCE N; WITH HOLDING BRAKE PROTECTION CLASS IP65, FLANGE ON DRIVE END IP67; | - | 0 | 0
1FK7080-2AF71-1SA0 |  | 1FK7080-2AF71-1SA0 | 1 | UN | 1 | 15 | C | D | N | N | 85015220 | 1 |  | 10.302 | KG | 1012.76 | 1012.76 | MC05 | MC05 | SIMOTICS S Synchronous motor 1FK7-CT PN=2.1kW; UDC=600V M0=8Nm (100K); NN=3000rpm; Naturally cooled FRAME SIZE IMB 5 (IM V1, IM V3) FLANGE 1, WITH KTY TEMPERATURESENSOR POWER CONNECTOR ROTATABLE RESOLVER MULTI-POLE (RESOLVER P=4); SHAFT WITH FITTED KEY, TOLERANCE N; W/O HOLDING BRAKE PROTECTION CLASS IP64; | - | 0 | 0
1FK7080-2AF71-1SA1 |  | 1FK7080-2AF71-1SA1 | 1 | UN | 1 | 15 | C | D | N | N | 85015220 | 1 |  | 10.302 | KG | 1075.1 | 1075.1 | MC05 | MC05 | SIMOTICS S Synchronous motor 1FK7-CT PN=2.1kW; UDC=600V M0=8Nm (100K); NN=3000rpm; Naturally cooled FRAME SIZE IMB 5 (IM V1, IM V3) FLANGE 1, WITH KTY TEMPERATURESENSOR POWER CONNECTOR ROTATABLE RESOLVER MULTI-POLE (RESOLVER P=4); SHAFT WITH FITTED KEY, TOLERANCE N; W/O HOLDING BRAKE PROTECTION CLASS IP65, | - | 0 | 0
1FK7080-2AF71-1SA2 |  | 1FK7080-2AF71-1SA2 | 1 | UN | 1 | 15 | C | D | N | N | 85015220 | 1 |  | 10.302 | KG | 1075.1 | 1075.1 | MC05 | MC05 | SIMOTICS S Synchronous motor 1FK7-CT PN=2.1kW; UDC=600V M0=8Nm (100K); NN=3000rpm; Naturally cooled FRAME SIZE IMB 5 (IM V1, IM V3) FLANGE 1, WITH KTY TEMPERATURESENSOR POWER CONNECTOR ROTATABLE RESOLVER MULTI-POLE (RESOLVER P=4); SHAFT WITH FITTED KEY, TOLERANCE N; W/O HOLDING BRAKE PROTECTION CLASS IP65, FLANGE ON DRIVE END IP67; | - | 0 | 0
1FK7080-2AF71-1SB0 |  | 1FK7080-2AF71-1SB0 | 1 | UN | 1 | 15 | C | D | N | N | 85015220 | 1 |  | 10.601 | KG | 1286.96 | 1286.96 | MC05 | MC05 | SIMOTICS S Synchronous motor 1FK7-CT PN=2.1kW; UDC=600V M0=8Nm (100K); NN=3000rpm; Naturally cooled FRAME SIZE IMB 5 (IM V1, IM V3) FLANGE 1, WITH KTY TEMPERATURESENSOR POWER CONNECTOR ROTATABLE RESOLVER MULTI-POLE (RESOLVER P=4); SHAFT WITH FITTED KEY, TOLERANCE N; WITH HOLDING BRAKE PROTECTION CLASS IP64; | - | 0 | 0
1FK7080-2AF71-1SB1 |  | 1FK7080-2AF71-1SB1 | 1 | UN | 1 | 15 | C | D | N | N | 85015220 | 1 |  | 10.601 | KG | 1349.3 | 1349.3 | MC05 | MC05 | SIMOTICS S Synchronous motor 1FK7-CT PN=2.1kW; UDC=600V M0=8Nm (100K); NN=3000rpm; Naturally cooled FRAME SIZE IMB 5 (IM V1, IM V3) FLANGE 1, WITH KTY TEMPERATURESENSOR POWER CONNECTOR ROTATABLE RESOLVER MULTI-POLE (RESOLVER P=4); SHAFT WITH FITTED KEY, TOLERANCE N; WITH HOLDING BRAKE PROTECTION CLASS IP65, | - | 0 | 0
1FK7080-2AF71-1SB2 |  | 1FK7080-2AF71-1SB2 | 1 | UN | 1 | 15 | C | D | N | N | 85015220 | 1 |  | 10.601 | KG | 1349.3 | 1349.3 | MC05 | MC05 | SIMOTICS S Synchronous motor 1FK7-CT PN=2.1kW; UDC=600V M0=8Nm (100K); NN=3000rpm; Naturally cooled FRAME SIZE IMB 5 (IM V1, IM V3) FLANGE 1, WITH KTY TEMPERATURESENSOR POWER CONNECTOR ROTATABLE RESOLVER MULTI-POLE (RESOLVER P=4); SHAFT WITH FITTED KEY, TOLERANCE N; WITH HOLDING BRAKE PROTECTION CLASS IP65, FLANGE ON DRIVE END IP67; | - | 0 | 0
1FK7080-2AF71-1SG0 |  | 1FK7080-2AF71-1SG0 | 1 | UN | 1 | 15 | C | D | N | N | 85015220 | 1 |  | 10.302 | KG | 955.27 | 955.27 | MC05 | MC05 | SIMOTICS S Synchronous motor 1FK7-CT PN=2.1kW; UDC=600V M0=8Nm (100K); NN=3000rpm; Naturally cooled FRAME SIZE IMB 5 (IM V1, IM V3) FLANGE 1, WITH KTY TEMPERATURESENSOR POWER CONNECTOR ROTATABLE RESOLVER MULTI-POLE (RESOLVER P=4); PLAIN SHAFT, TOLERANCE N; W/O HOLDING BRAKE PROTECTION CLASS IP64; | - | 0 | 0
1FK7080-2AF71-1SG1 |  | 1FK7080-2AF71-1SG1 | 1 | UN | 1 | 15 | C | D | N | N | 85015220 | 1 |  | 10.302 | KG | 1017.61 | 1017.61 | MC05 | MC05 | SIMOTICS S Synchronous motor 1FK7-CT PN=2.1kW; UDC=600V M0=8Nm (100K); NN=3000rpm; Naturally cooled FRAME SIZE IMB 5 (IM V1, IM V3) FLANGE 1, WITH KTY TEMPERATURESENSOR POWER CONNECTOR ROTATABLE RESOLVER MULTI-POLE (RESOLVER P=4); PLAIN SHAFT, TOLERANCE N; W/O HOLDING BRAKE PROTECTION CLASS IP65, | - | 0 | 0
1FK7080-2AF71-1SG2 |  | 1FK7080-2AF71-1SG2 | 1 | UN | 1 | 15 | C | D | N | N | 85015220 | 1 |  | 10.302 | KG | 1017.61 | 1017.61 | MC05 | MC05 | SIMOTICS S Synchronous motor 1FK7-CT PN=2.1kW; UDC=600V M0=8Nm (100K); NN=3000rpm; Naturally cooled FRAME SIZE IMB 5 (IM V1, IM V3) FLANGE 1, WITH KTY TEMPERATURESENSOR POWER CONNECTOR ROTATABLE RESOLVER MULTI-POLE (RESOLVER P=4); PLAIN SHAFT, TOLERANCE N; W/O HOLDING BRAKE PROTECTION CLASS IP65, FLANGE ON DRIVE END IP67; | - | 0 | 0
1FK7080-2AF71-1SH0 |  | 1FK7080-2AF71-1SH0 | 1 | UN | 1 | 15 | C | D | N | N | 85015220 | 1 |  | 10.601 | KG | 1229.46 | 1229.46 | MC05 | MC05 | SIMOTICS S Synchronous motor 1FK7-CT PN=2.1kW; UDC=600V M0=8Nm (100K); NN=3000rpm; Naturally cooled FRAME SIZE IMB 5 (IM V1, IM V3) FLANGE 1, WITH KTY TEMPERATURESENSOR POWER CONNECTOR ROTATABLE RESOLVER MULTI-POLE (RESOLVER P=4); PLAIN SHAFT, TOLERANCE N; WITH HOLDING BRAKE PROTECTION CLASS IP64; | - | 0 | 0
1FK7080-2AF71-1SH1 |  | 1FK7080-2AF71-1SH1 | 1 | UN | 1 | 15 | C | D | N | N | 85015220 | 1 |  | 10.601 | KG | 1291.8 | 1291.8 | MC05 | MC05 | SIMOTICS S Synchronous motor 1FK7-CT PN=2.1kW; UDC=600V M0=8Nm (100K); NN=3000rpm; Naturally cooled FRAME SIZE IMB 5 (IM V1, IM V3) FLANGE 1, WITH KTY TEMPERATURESENSOR POWER CONNECTOR ROTATABLE RESOLVER MULTI-POLE (RESOLVER P=4); PLAIN SHAFT, TOLERANCE N; WITH HOLDING BRAKE PROTECTION CLASS IP65, | - | 0 | 0
1FK7080-2AF71-1SH2 |  | 1FK7080-2AF71-1SH2 | 1 | UN | 1 | 15 | C | D | N | N | 85015220 | 1 |  | 10.601 | KG | 1291.8 | 1291.8 | MC05 | MC05 | SIMOTICS S Synchronous motor 1FK7-CT PN=2.1kW; UDC=600V M0=8Nm (100K); NN=3000rpm; Naturally cooled FRAME SIZE IMB 5 (IM V1, IM V3) FLANGE 1, WITH KTY TEMPERATURESENSOR POWER CONNECTOR ROTATABLE RESOLVER MULTI-POLE (RESOLVER P=4); PLAIN SHAFT, TOLERANCE N; WITH HOLDING BRAKE PROTECTION CLASS IP65, FLANGE ON DRIVE END IP67; | - | 0 | 0
1FK7080-2AF71-1TA0 |  | 1FK7080-2AF71-1TA0 | 1 | UN | 1 | 15 | C | D | N | N | 85015220 | 1 |  | 10.302 | KG | 1012.76 | 1012.76 | MC05 | MC05 | SIMOTICS S Synchronous motor 1FK7-CT PN=2.1kW; UDC=600V M0=8Nm (100K); NN=3000rpm; Naturally cooled FRAME SIZE IMB 5 (IM V1, IM V3) FLANGE 1, WITH KTY TEMPERATURESENSOR POWER CONNECTOR ROTATABLE RESOLVER 2-POLE (RESOLVER P=1); SHAFT WITH FITTED KEY, TOLERANCE N; W/O HOLDING BRAKE PROTECTION CLASS IP64; | - | 0 | 0
1FK7080-2AF71-1TA1 |  | 1FK7080-2AF71-1TA1 | 1 | UN | 1 | 15 | C | D | N | N | 85015220 | 1 |  | 10.302 | KG | 1075.1 | 1075.1 | MC05 | MC05 | SIMOTICS S Synchronous motor 1FK7-CT PN=2.1kW; UDC=600V M0=8Nm (100K); NN=3000rpm; Naturally cooled FRAME SIZE IMB 5 (IM V1, IM V3) FLANGE 1, WITH KTY TEMPERATURESENSOR POWER CONNECTOR ROTATABLE RESOLVER 2-POLE (RESOLVER P=1); SHAFT WITH FITTED KEY, TOLERANCE N; W/O HOLDING BRAKE PROTECTION CLASS IP65, | - | 0 | 0
1FK7080-2AF71-1TA2 |  | 1FK7080-2AF71-1TA2 | 1 | UN | 1 | 15 | C | D | N | N | 85015220 | 1 |  | 10.302 | KG | 1075.1 | 1075.1 | MC05 | MC05 | SIMOTICS S Synchronous motor 1FK7-CT PN=2.1kW; UDC=600V M0=8Nm (100K); NN=3000rpm; Naturally cooled FRAME SIZE IMB 5 (IM V1, IM V3) FLANGE 1, WITH KTY TEMPERATURESENSOR POWER CONNECTOR ROTATABLE RESOLVER 2-POLE (RESOLVER P=1); SHAFT WITH FITTED KEY, TOLERANCE N; W/O HOLDING BRAKE PROTECTION CLASS IP65, FLANGE ON DRIVE END IP67; | - | 0 | 0
1FK7080-2AF71-1TB0 |  | 1FK7080-2AF71-1TB0 | 1 | UN | 1 | 15 | C | D | N | N | 85015220 | 1 |  | 10.601 | KG | 1286.96 | 1286.96 | MC05 | MC05 | SIMOTICS S Synchronous motor 1FK7-CT PN=2.1kW; UDC=600V M0=8Nm (100K); NN=3000rpm; Naturally cooled FRAME SIZE IMB 5 (IM V1, IM V3) FLANGE 1, WITH KTY TEMPERATURESENSOR POWER CONNECTOR ROTATABLE RESOLVER 2-POLE (RESOLVER P=1); SHAFT WITH FITTED KEY, TOLERANCE N; WITH HOLDING BRAKE PROTECTION CLASS IP64; | - | 0 | 0
1FK7080-2AF71-1TB1 |  | 1FK7080-2AF71-1TB1 | 1 | UN | 1 | 15 | C | D | N | N | 85015220 | 1 |  | 10.601 | KG | 1349.3 | 1349.3 | MC05 | MC05 | SIMOTICS S Synchronous motor 1FK7-CT PN=2.1kW; UDC=600V M0=8Nm (100K); NN=3000rpm; Naturally cooled FRAME SIZE IMB 5 (IM V1, IM V3) FLANGE 1, WITH KTY TEMPERATURESENSOR POWER CONNECTOR ROTATABLE RESOLVER 2-POLE (RESOLVER P=1); SHAFT WITH FITTED KEY, TOLERANCE N; WITH HOLDING BRAKE PROTECTION CLASS IP65, | - | 0 | 0
1FK7080-2AF71-1TB2 |  | 1FK7080-2AF71-1TB2 | 1 | UN | 1 | 15 | C | D | N | N | 85015220 | 1 |  | 10.601 | KG | 1349.3 | 1349.3 | MC05 | MC05 | SIMOTICS S Synchronous motor 1FK7-CT PN=2.1kW; UDC=600V M0=8Nm (100K); NN=3000rpm; Naturally cooled FRAME SIZE IMB 5 (IM V1, IM V3) FLANGE 1, WITH KTY TEMPERATURESENSOR POWER CONNECTOR ROTATABLE RESOLVER 2-POLE (RESOLVER P=1); SHAFT WITH FITTED KEY, TOLERANCE N; WITH HOLDING BRAKE PROTECTION CLASS IP65, FLANGE ON DRIVE END IP67; | - | 0 | 0
1FK7080-2AF71-1TG0 |  | 1FK7080-2AF71-1TG0 | 1 | UN | 1 | 15 | C | D | N | N | 85015220 | 1 |  | 10.302 | KG | 955.27 | 955.27 | MC05 | MC05 | SIMOTICS S Synchronous motor 1FK7-CT PN=2.1kW; UDC=600V M0=8Nm (100K); NN=3000rpm; Naturally cooled FRAME SIZE IMB 5 (IM V1, IM V3) FLANGE 1, WITH KTY TEMPERATURESENSOR POWER CONNECTOR ROTATABLE RESOLVER 2-POLE (RESOLVER P=1); PLAIN SHAFT, TOLERANCE N; W/O HOLDING BRAKE PROTECTION CLASS IP64; | - | 0 | 0
1FK7080-2AF71-1TG1 |  | 1FK7080-2AF71-1TG1 | 1 | UN | 1 | 15 | C | D | N | N | 85015220 | 1 |  | 10.302 | KG | 1017.61 | 1017.61 | MC05 | MC05 | SIMOTICS S Synchronous motor 1FK7-CT PN=2.1kW; UDC=600V M0=8Nm (100K); NN=3000rpm; Naturally cooled FRAME SIZE IMB 5 (IM V1, IM V3) FLANGE 1, WITH KTY TEMPERATURESENSOR POWER CONNECTOR ROTATABLE RESOLVER 2-POLE (RESOLVER P=1); PLAIN SHAFT, TOLERANCE N; W/O HOLDING BRAKE PROTECTION CLASS IP65, | - | 0 | 0
1FK7080-2AF71-1TG2 |  | 1FK7080-2AF71-1TG2 | 1 | UN | 1 | 15 | C | D | N | N | 85015220 | 1 |  | 10.302 | KG | 1017.61 | 1017.61 | MC05 | MC05 | SIMOTICS S Synchronous motor 1FK7-CT PN=2.1kW; UDC=600V M0=8Nm (100K); NN=3000rpm; Naturally cooled FRAME SIZE IMB 5 (IM V1, IM V3) FLANGE 1, WITH KTY TEMPERATURESENSOR POWER CONNECTOR ROTATABLE RESOLVER 2-POLE (RESOLVER P=1); PLAIN SHAFT, TOLERANCE N; W/O HOLDING BRAKE PROTECTION CLASS IP65, FLANGE ON DRIVE END IP67; | - | 0 | 0
1FK7080-2AF71-1TH0 |  | 1FK7080-2AF71-1TH0 | 1 | UN | 1 | 15 | C | D | N | N | 85015220 | 1 |  | 10.601 | KG | 1229.46 | 1229.46 | MC05 | MC05 | SIMOTICS S Synchronous motor 1FK7-CT PN=2.1kW; UDC=600V M0=8Nm (100K); NN=3000rpm; Naturally cooled FRAME SIZE IMB 5 (IM V1, IM V3) FLANGE 1, WITH KTY TEMPERATURESENSOR POWER CONNECTOR ROTATABLE RESOLVER 2-POLE (RESOLVER P=1); PLAIN SHAFT, TOLERANCE N; WITH HOLDING BRAKE PROTECTION CLASS IP64; | - | 0 | 0
1FK7080-2AF71-1TH1 |  | 1FK7080-2AF71-1TH1 | 1 | UN | 1 | 15 | C | D | N | N | 85015220 | 1 |  | 10.601 | KG | 1291.8 | 1291.8 | MC05 | MC05 | SIMOTICS S Synchronous motor 1FK7-CT PN=2.1kW; UDC=600V M0=8Nm (100K); NN=3000rpm; Naturally cooled FRAME SIZE IMB 5 (IM V1, IM V3) FLANGE 1, WITH KTY TEMPERATURESENSOR POWER CONNECTOR ROTATABLE RESOLVER 2-POLE (RESOLVER P=1); PLAIN SHAFT, TOLERANCE N; WITH HOLDING BRAKE PROTECTION CLASS IP65, | - | 0 | 0
1FK7080-2AF71-1TH2 |  | 1FK7080-2AF71-1TH2 | 1 | UN | 1 | 15 | C | D | N | N | 85015220 | 1 |  | 10.601 | KG | 1291.8 | 1291.8 | MC05 | MC05 | SIMOTICS S Synchronous motor 1FK7-CT PN=2.1kW; UDC=600V M0=8Nm (100K); NN=3000rpm; Naturally cooled FRAME SIZE IMB 5 (IM V1, IM V3) FLANGE 1, WITH KTY TEMPERATURESENSOR POWER CONNECTOR ROTATABLE RESOLVER 2-POLE (RESOLVER P=1); PLAIN SHAFT, TOLERANCE N; WITH HOLDING BRAKE PROTECTION CLASS IP65, FLANGE ON DRIVE END IP67; | - | 0 | 0
1FK7080-2AF71-1UA0 |  | 1FK7080-2AF71-1UA0 | 1 | UN | 1 | 15 | C | D | N | N | 85015220 | 1 |  | 10.302 | KG | 1173.46 | 1173.46 | MC05 | MC05 | SIMOTICS S Synchronous motor 1FK7-CT PN=2.1kW; UDC=600V M0=8Nm (100K); NN=3000rpm; Naturally cooled FRAME SIZE IMB 5 (IM V1, IM V3) FLANGE 1 POWER CONNECTOR ROTATABLE RESOLVER MULTI-POLE WITH DRIVE-CLIQ INTERFACE; SHAFT WITH FITTED KEY, TOLERANCE N; W/O HOLDING BRAKE PROTECTION CLASS IP64; | - | 0 | 0
1FK7080-2AF71-1UA1 |  | 1FK7080-2AF71-1UA1 | 1 | UN | 1 | 15 | C | D | N | N | 85015220 | 1 |  | 10.302 | KG | 1235.8 | 1235.8 | MC05 | MC05 | SIMOTICS S Synchronous motor 1FK7-CT PN=2.1kW; UDC=600V M0=8Nm (100K); NN=3000rpm; Naturally cooled FRAME SIZE IMB 5 (IM V1, IM V3) FLANGE 1 POWER CONNECTOR ROTATABLE RESOLVER MULTI-POLE WITH DRIVE-CLIQ INTERFACE; SHAFT WITH FITTED KEY, TOLERANCE N; W/O HOLDING BRAKE PROTECTION CLASS IP65, | - | 0 | 0
1FK7080-2AF71-1UA2 |  | 1FK7080-2AF71-1UA2 | 1 | UN | 1 | 15 | C | D | N | N | 85015220 | 1 |  | 10.302 | KG | 1235.8 | 1235.8 | MC05 | MC05 | SIMOTICS S Synchronous motor 1FK7-CT PN=2.1kW; UDC=600V M0=8Nm (100K); NN=3000rpm; Naturally cooled FRAME SIZE IMB 5 (IM V1, IM V3) FLANGE 1 POWER CONNECTOR ROTATABLE RESOLVER MULTI-POLE WITH DRIVE-CLIQ INTERFACE; SHAFT WITH FITTED KEY, TOLERANCE N; W/O HOLDING BRAKE PROTECTION CLASS IP65, FLANGE ON DRIVE END IP67; | - | 0 | 0
1FK7080-2AF71-1UB0 |  | 1FK7080-2AF71-1UB0 | 1 | UN | 1 | 15 | C | D | N | N | 85015220 | 1 |  | 10.601 | KG | 1447.66 | 1447.66 | MC05 | MC05 | SIMOTICS S Synchronous motor 1FK7-CT PN=2.1kW; UDC=600V M0=8Nm (100K); NN=3000rpm; Naturally cooled FRAME SIZE IMB 5 (IM V1, IM V3) FLANGE 1 POWER CONNECTOR ROTATABLE RESOLVER MULTI-POLE WITH DRIVE-CLIQ INTERFACE; SHAFT WITH FITTED KEY, TOLERANCE N; WITH HOLDING BRAKE PROTECTION CLASS IP64; | - | 0 | 0
1FK7080-2AF71-1UB1 |  | 1FK7080-2AF71-1UB1 | 1 | UN | 1 | 15 | C | D | N | N | 85015220 | 1 |  | 10.601 | KG | 1510 | 1510 | MC05 | MC05 | SIMOTICS S Synchronous motor 1FK7-CT PN=2.1kW; UDC=600V M0=8Nm (100K); NN=3000rpm; Naturally cooled FRAME SIZE IMB 5 (IM V1, IM V3) FLANGE 1 POWER CONNECTOR ROTATABLE RESOLVER MULTI-POLE WITH DRIVE-CLIQ INTERFACE; SHAFT WITH FITTED KEY, TOLERANCE N; WITH HOLDING BRAKE PROTECTION CLASS IP65, | - | 0 | 0
1FK7080-2AF71-1UB2 |  | 1FK7080-2AF71-1UB2 | 1 | UN | 1 | 15 | C | D | N | N | 85015220 | 1 |  | 10.601 | KG | 1510 | 1510 | MC05 | MC05 | SIMOTICS S Synchronous motor 1FK7-CT PN=2.1kW; UDC=600V M0=8Nm (100K); NN=3000rpm; Naturally cooled FRAME SIZE IMB 5 (IM V1, IM V3) FLANGE 1 POWER CONNECTOR ROTATABLE RESOLVER MULTI-POLE WITH DRIVE-CLIQ INTERFACE; SHAFT WITH FITTED KEY, TOLERANCE N; WITH HOLDING BRAKE PROTECTION CLASS IP65, FLANGE ON DRIVE END IP67; | - | 0 | 0
1FK7080-2AF71-1UG0 |  | 1FK7080-2AF71-1UG0 | 1 | UN | 1 | 15 | C | D | N | N | 85015220 | 1 |  | 10.302 | KG | 1115.97 | 1115.97 | MC05 | MC05 | SIMOTICS S Synchronous motor 1FK7-CT PN=2.1kW; UDC=600V M0=8Nm (100K); NN=3000rpm; Naturally cooled FRAME SIZE IMB 5 (IM V1, IM V3) FLANGE 1 POWER CONNECTOR ROTATABLE RESOLVER MULTI-POLE WITH DRIVE-CLIQ INTERFACE; PLAIN SHAFT, TOLERANCE N; W/O HOLDING BRAKE PROTECTION CLASS IP64; | - | 0 | 0
1FK7080-2AF71-1UG1 |  | 1FK7080-2AF71-1UG1 | 1 | UN | 1 | 15 | C | D | N | N | 85015220 | 1 |  | 10.302 | KG | 1178.31 | 1178.31 | MC05 | MC05 | SIMOTICS S Synchronous motor 1FK7-CT PN=2.1kW; UDC=600V M0=8Nm (100K); NN=3000rpm; Naturally cooled FRAME SIZE IMB 5 (IM V1, IM V3) FLANGE 1 POWER CONNECTOR ROTATABLE RESOLVER MULTI-POLE WITH DRIVE-CLIQ INTERFACE; PLAIN SHAFT, TOLERANCE N; W/O HOLDING BRAKE PROTECTION CLASS IP65, | - | 0 | 0
1FK7080-2AF71-1UG2 |  | 1FK7080-2AF71-1UG2 | 1 | UN | 1 | 15 | C | D | N | N | 85015220 | 1 |  | 10.302 | KG | 1178.31 | 1178.31 | MC05 | MC05 | SIMOTICS S Synchronous motor 1FK7-CT PN=2.1kW; UDC=600V M0=8Nm (100K); NN=3000rpm; Naturally cooled FRAME SIZE IMB 5 (IM V1, IM V3) FLANGE 1 POWER CONNECTOR ROTATABLE RESOLVER MULTI-POLE WITH DRIVE-CLIQ INTERFACE; PLAIN SHAFT, TOLERANCE N; W/O HOLDING BRAKE PROTECTION CLASS IP65, FLANGE ON DRIVE END IP67; | - | 0 | 0
1FK7080-2AF71-1UH0 |  | 1FK7080-2AF71-1UH0 | 1 | UN | 1 | 15 | C | D | N | N | 85015220 | 1 |  | 10.601 | KG | 1390.16 | 1390.16 | MC05 | MC05 | SIMOTICS S Synchronous motor 1FK7-CT PN=2.1kW; UDC=600V M0=8Nm (100K); NN=3000rpm; Naturally cooled FRAME SIZE IMB 5 (IM V1, IM V3) FLANGE 1 POWER CONNECTOR ROTATABLE RESOLVER MULTI-POLE WITH DRIVE-CLIQ INTERFACE; PLAIN SHAFT, TOLERANCE N; WITH HOLDING BRAKE PROTECTION CLASS IP64; | - | 0 | 0
1FK7080-2AF71-1UH1 |  | 1FK7080-2AF71-1UH1 | 1 | UN | 1 | 15 | C | D | N | N | 85015220 | 1 |  | 10.601 | KG | 1452.5 | 1452.5 | MC05 | MC05 | SIMOTICS S Synchronous motor 1FK7-CT PN=2.1kW; UDC=600V M0=8Nm (100K); NN=3000rpm; Naturally cooled FRAME SIZE IMB 5 (IM V1, IM V3) FLANGE 1 POWER CONNECTOR ROTATABLE RESOLVER MULTI-POLE WITH DRIVE-CLIQ INTERFACE; PLAIN SHAFT, TOLERANCE N; WITH HOLDING BRAKE PROTECTION CLASS IP65, | - | 0 | 0
1FK7080-2AF71-1UH2 |  | 1FK7080-2AF71-1UH2 | 1 | UN | 1 | 15 | C | D | N | N | 85015220 | 1 |  | 10.601 | KG | 1452.5 | 1452.5 | MC05 | MC05 | SIMOTICS S Synchronous motor 1FK7-CT PN=2.1kW; UDC=600V M0=8Nm (100K); NN=3000rpm; Naturally cooled FRAME SIZE IMB 5 (IM V1, IM V3) FLANGE 1 POWER CONNECTOR ROTATABLE RESOLVER MULTI-POLE WITH DRIVE-CLIQ INTERFACE; PLAIN SHAFT, TOLERANCE N; WITH HOLDING BRAKE PROTECTION CLASS IP65, FLANGE ON DRIVE END IP67; | - | 0 | 0
1FK7080-2AF74-1AA0 |  | 1FK7080-2AF74-1AA0 | 1 | UN | 1 | 15 | C | D | N | N | 85015220 | 1 |  | 10.301 | KG | 1403.4 | 1403.4 | MC05 | MC05 | SIMOTICS S Synchronous motor 1FK7-CT PN=2.1kW; UDC=600V M0=8Nm (100K); NN=3000rpm; Naturally cooled FRAME SIZE IMB 5 (IM V1, IM V3) FLANGE 1, WITH PT1000 TEMPERATURESENSOR POWER CONNECTOR ROTATABLE INCREMENTAL ENCODER SIN/COS 1VPP;2048 S/R W. C-AND D-SPUR (ENCODER IC2048S/R) SHAFT WITH FITTED KEY, TOLERANCE N; W/O HOLDING BRAKE PROTECTION CLASS IP64; | - | 0 | 0
1FK7080-2AF74-1AA1 |  | 1FK7080-2AF74-1AA1 | 1 | UN | 1 | 15 | C | D | N | N | 85015220 | 1 |  | 10.301 | KG | 1465.74 | 1465.74 | MC05 | MC05 | SIMOTICS S Synchronous motor 1FK7-CT PN=2.1kW; UDC=600V M0=8Nm (100K); NN=3000rpm; Naturally cooled FRAME SIZE IMB 5 (IM V1, IM V3) FLANGE 1, WITH PT1000 TEMPERATURESENSOR POWER CONNECTOR ROTATABLE INCREMENTAL ENCODER SIN/COS 1VPP;2048 S/R W. C-AND D-SPUR (ENCODER IC2048S/R) SHAFT WITH FITTED KEY, TOLERANCE N; W/O HOLDING BRAKE PROTECTION CLASS IP65, | - | 0 | 0
1FK7080-2AF74-1AA2 |  | 1FK7080-2AF74-1AA2 | 1 | UN | 1 | 15 | C | D | N | N | 85015220 | 1 |  | 10.301 | KG | 1465.74 | 1465.74 | MC05 | MC05 | SIMOTICS S Synchronous motor 1FK7-CT PN=2.1kW; UDC=600V M0=8Nm (100K); NN=3000rpm; Naturally cooled FRAME SIZE IMB 5 (IM V1, IM V3) FLANGE 1, WITH PT1000 TEMPERATURESENSOR POWER CONNECTOR ROTATABLE INCREMENTAL ENCODER SIN/COS 1VPP;2048 S/R W. C-AND D-SPUR (ENCODER IC2048S/R) SHAFT WITH FITTED KEY, TOLERANCE N; W/O HOLDING BRAKE PROTECTION CLASS IP65, FLANGE ON DRIVE END IP67; | - | 0 | 0
1FK7080-2AF74-1AB0 |  | 1FK7080-2AF74-1AB0 | 1 | UN | 1 | 15 | C | D | N | N | 85015220 | 1 |  | 10.6 | KG | 1677.6 | 1677.6 | MC05 | MC05 | SIMOTICS S Synchronous motor 1FK7-CT PN=2.1kW; UDC=600V M0=8Nm (100K); NN=3000rpm; Naturally cooled FRAME SIZE IMB 5 (IM V1, IM V3) FLANGE 1, WITH PT1000 TEMPERATURESENSOR POWER CONNECTOR ROTATABLE INCREMENTAL ENCODER SIN/COS 1VPP;2048 S/R W. C-AND D-SPUR (ENCODER IC2048S/R) SHAFT WITH FITTED KEY, TOLERANCE N; WITH HOLDING BRAKE PROTECTION CLASS IP64; | - | 0 | 0
1FK7080-2AF74-1AB1 |  | 1FK7080-2AF74-1AB1 | 1 | UN | 1 | 15 | C | D | N | N | 85015220 | 1 |  | 10.6 | KG | 1739.94 | 1739.94 | MC05 | MC05 | SIMOTICS S Synchronous motor 1FK7-CT PN=2.1kW; UDC=600V M0=8Nm (100K); NN=3000rpm; Naturally cooled FRAME SIZE IMB 5 (IM V1, IM V3) FLANGE 1, WITH PT1000 TEMPERATURESENSOR POWER CONNECTOR ROTATABLE INCREMENTAL ENCODER SIN/COS 1VPP;2048 S/R W. C-AND D-SPUR (ENCODER IC2048S/R) SHAFT WITH FITTED KEY, TOLERANCE N; WITH HOLDING BRAKE PROTECTION CLASS IP65, | - | 0 | 0
1FK7080-2AF74-1AB2 |  | 1FK7080-2AF74-1AB2 | 1 | UN | 1 | 15 | C | D | N | N | 85015220 | 1 |  | 10.6 | KG | 1739.94 | 1739.94 | MC05 | MC05 | SIMOTICS S Synchronous motor 1FK7-CT PN=2.1kW; UDC=600V M0=8Nm (100K); NN=3000rpm; Naturally cooled FRAME SIZE IMB 5 (IM V1, IM V3) FLANGE 1, WITH PT1000 TEMPERATURESENSOR POWER CONNECTOR ROTATABLE INCREMENTAL ENCODER SIN/COS 1VPP;2048 S/R W. C-AND D-SPUR (ENCODER IC2048S/R) SHAFT WITH FITTED KEY, TOLERANCE N; WITH HOLDING BRAKE PROTECTION CLASS IP65, FLANGE ON DRIVE END IP67; | - | 0 | 0
1FK7080-2AF74-1AG0 |  | 1FK7080-2AF74-1AG0 | 1 | UN | 1 | 15 | C | D | N | N | 85015220 | 1 |  | 10.301 | KG | 1345.91 | 1345.91 | MC05 | MC05 | SIMOTICS S Synchronous motor 1FK7-CT PN=2.1kW; UDC=600V M0=8Nm (100K); NN=3000rpm; Naturally cooled FRAME SIZE IMB 5 (IM V1, IM V3) FLANGE 1, WITH PT1000 TEMPERATURESENSOR POWER CONNECTOR ROTATABLE INCREMENTAL ENCODER SIN/COS 1VPP;2048 S/R W. C-AND D-SPUR (ENCODER IC2048S/R) PLAIN SHAFT, TOLERANCE N; W/O HOLDING BRAKE PROTECTION CLASS IP64; | - | 0 | 0
1FK7080-2AF74-1AG1 |  | 1FK7080-2AF74-1AG1 | 1 | UN | 1 | 15 | C | D | N | N | 85015220 | 1 |  | 10.301 | KG | 1408.25 | 1408.25 | MC05 | MC05 | SIMOTICS S Synchronous motor 1FK7-CT PN=2.1kW; UDC=600V M0=8Nm (100K); NN=3000rpm; Naturally cooled FRAME SIZE IMB 5 (IM V1, IM V3) FLANGE 1, WITH PT1000 TEMPERATURESENSOR POWER CONNECTOR ROTATABLE INCREMENTAL ENCODER SIN/COS 1VPP;2048 S/R W. C-AND D-SPUR (ENCODER IC2048S/R) PLAIN SHAFT, TOLERANCE N; W/O HOLDING BRAKE PROTECTION CLASS IP65, | - | 0 | 0
1FK7080-2AF74-1AG2 |  | 1FK7080-2AF74-1AG2 | 1 | UN | 1 | 15 | C | D | N | N | 85015220 | 1 |  | 10.301 | KG | 1408.25 | 1408.25 | MC05 | MC05 | SIMOTICS S Synchronous motor 1FK7-CT PN=2.1kW; UDC=600V M0=8Nm (100K); NN=3000rpm; Naturally cooled FRAME SIZE IMB 5 (IM V1, IM V3) FLANGE 1, WITH PT1000 TEMPERATURESENSOR POWER CONNECTOR ROTATABLE INCREMENTAL ENCODER SIN/COS 1VPP;2048 S/R W. C-AND D-SPUR (ENCODER IC2048S/R) PLAIN SHAFT, TOLERANCE N; W/O HOLDING BRAKE PROTECTION CLASS IP65, FLANGE ON DRIVE END IP67; | - | 0 | 0
1FK7080-2AF74-1AH0 |  | 1FK7080-2AF74-1AH0 | 1 | UN | 1 | 15 | C | D | N | N | 85015220 | 1 |  | 10.6 | KG | 1620.1 | 1620.1 | MC05 | MC05 | SIMOTICS S Synchronous motor 1FK7-CT PN=2.1kW; UDC=600V M0=8Nm (100K); NN=3000rpm; Naturally cooled FRAME SIZE IMB 5 (IM V1, IM V3) FLANGE 1, WITH PT1000 TEMPERATURESENSOR POWER CONNECTOR ROTATABLE INCREMENTAL ENCODER SIN/COS 1VPP;2048 S/R W. C-AND D-SPUR (ENCODER IC2048S/R) PLAIN SHAFT, TOLERANCE N; WITH HOLDING BRAKE PROTECTION CLASS IP64; | - | 0 | 0
1FK7080-2AF74-1AH1 |  | 1FK7080-2AF74-1AH1 | 1 | UN | 1 | 15 | C | D | N | N | 85015220 | 1 |  | 10.6 | KG | 1682.44 | 1682.44 | MC05 | MC05 | SIMOTICS S Synchronous motor 1FK7-CT PN=2.1kW; UDC=600V M0=8Nm (100K); NN=3000rpm; Naturally cooled FRAME SIZE IMB 5 (IM V1, IM V3) FLANGE 1, WITH PT1000 TEMPERATURESENSOR POWER CONNECTOR ROTATABLE INCREMENTAL ENCODER SIN/COS 1VPP;2048 S/R W. C-AND D-SPUR (ENCODER IC2048S/R) PLAIN SHAFT, TOLERANCE N; WITH HOLDING BRAKE PROTECTION CLASS IP65, | - | 0 | 0
1FK7080-2AF74-1AH2 |  | 1FK7080-2AF74-1AH2 | 1 | UN | 1 | 15 | C | D | N | N | 85015220 | 1 |  | 10.6 | KG | 1682.44 | 1682.44 | MC05 | MC05 | SIMOTICS S Synchronous motor 1FK7-CT PN=2.1kW; UDC=600V M0=8Nm (100K); NN=3000rpm; Naturally cooled FRAME SIZE IMB 5 (IM V1, IM V3) FLANGE 1, WITH PT1000 TEMPERATURESENSOR POWER CONNECTOR ROTATABLE INCREMENTAL ENCODER SIN/COS 1VPP;2048 S/R W. C-AND D-SPUR (ENCODER IC2048S/R) PLAIN SHAFT, TOLERANCE N; WITH HOLDING BRAKE PROTECTION CLASS IP65, FLANGE ON DRIVE END IP67; | - | 0 | 0
1FK7080-2AF74-1EA0 |  | 1FK7080-2AF74-1EA0 | 1 | UN | 1 | 15 | C | D | N | N | 85015220 | 1 |  | 10.301 | KG | 1651.08 | 1651.08 | MC05 | MC05 | SIMOTICS S Synchronous motor 1FK7-CT PN=2.1kW; UDC=600V M0=8Nm (100K); NN=3000rpm; Naturally cooled FRAME SIZE IMB 5 (IM V1, IM V3) FLANGE 1, WITH PT1000 TEMPERATURESENSOR POWER CONNECTOR ROTATABLE ABSOLUTE ENCODERR 2048 S/R + 4096 UMDREHUNGEN MULTITURN, WITH ENDAT-SCHNITTSTELLE (ENCODER AM2048S/R) SHAFT WITH FITTED KEY, TOLERANCE N; W/O HOLDING BRAKE PROTECTION CLASS IP64; | - | 0 | 0
1FK7080-2AF74-1EA1 |  | 1FK7080-2AF74-1EA1 | 1 | UN | 1 | 15 | C | D | N | N | 85015220 | 1 |  | 10.301 | KG | 1713.42 | 1713.42 | MC05 | MC05 | SIMOTICS S Synchronous motor 1FK7-CT PN=2.1kW; UDC=600V M0=8Nm (100K); NN=3000rpm; Naturally cooled FRAME SIZE IMB 5 (IM V1, IM V3) FLANGE 1, WITH PT1000 TEMPERATURESENSOR POWER CONNECTOR ROTATABLE ABSOLUTE ENCODERR 2048 S/R + 4096 UMDREHUNGEN MULTITURN, WITH ENDAT-SCHNITTSTELLE (ENCODER AM2048S/R) SHAFT WITH FITTED KEY, TOLERANCE N; W/O HOLDING BRAKE PROTECTION CLASS IP65, | - | 0 | 0
1FK7080-2AF74-1EA2 |  | 1FK7080-2AF74-1EA2 | 1 | UN | 1 | 15 | C | D | N | N | 85015220 | 1 |  | 10.301 | KG | 1713.42 | 1713.42 | MC05 | MC05 | SIMOTICS S Synchronous motor 1FK7-CT PN=2.1kW; UDC=600V M0=8Nm (100K); NN=3000rpm; Naturally cooled FRAME SIZE IMB 5 (IM V1, IM V3) FLANGE 1, WITH PT1000 TEMPERATURESENSOR POWER CONNECTOR ROTATABLE ABSOLUTE ENCODERR 2048 S/R + 4096 UMDREHUNGEN MULTITURN, WITH ENDAT-SCHNITTSTELLE (ENCODER AM2048S/R) SHAFT WITH FITTED KEY, TOLERANCE N; W/O HOLDING BRAKE PROTECTION CLASS IP65, FLANGE ON DRIVE END IP67; | - | 0 | 0
1FK7080-2AF74-1EB0 |  | 1FK7080-2AF74-1EB0 | 1 | UN | 1 | 15 | C | D | N | N | 85015220 | 1 |  | 10.6 | KG | 1925.28 | 1925.28 | MC05 | MC05 | SIMOTICS S Synchronous motor 1FK7-CT PN=2.1kW; UDC=600V M0=8Nm (100K); NN=3000rpm; Naturally cooled FRAME SIZE IMB 5 (IM V1, IM V3) FLANGE 1, WITH PT1000 TEMPERATURESENSOR POWER CONNECTOR ROTATABLE ABSOLUTE ENCODERR 2048 S/R + 4096 UMDREHUNGEN MULTITURN, WITH ENDAT-SCHNITTSTELLE (ENCODER AM2048S/R) SHAFT WITH FITTED KEY, TOLERANCE N; WITH HOLDING BRAKE PROTECTION CLASS IP64; | - | 0 | 0
1FK7080-2AF74-1EB1 |  | 1FK7080-2AF74-1EB1 | 1 | UN | 1 | 15 | C | D | N | N | 85015220 | 1 |  | 10.6 | KG | 1987.62 | 1987.62 | MC05 | MC05 | SIMOTICS S Synchronous motor 1FK7-CT PN=2.1kW; UDC=600V M0=8Nm (100K); NN=3000rpm; Naturally cooled FRAME SIZE IMB 5 (IM V1, IM V3) FLANGE 1, WITH PT1000 TEMPERATURESENSOR POWER CONNECTOR ROTATABLE ABSOLUTE ENCODERR 2048 S/R + 4096 UMDREHUNGEN MULTITURN, WITH ENDAT-SCHNITTSTELLE (ENCODER AM2048S/R) SHAFT WITH FITTED KEY, TOLERANCE N; WITH HOLDING BRAKE PROTECTION CLASS IP65, | - | 0 | 0
1FK7080-2AF74-1EB2 |  | 1FK7080-2AF74-1EB2 | 1 | UN | 1 | 15 | C | D | N | N | 85015220 | 1 |  | 10.6 | KG | 1987.62 | 1987.62 | MC05 | MC05 | SIMOTICS S Synchronous motor 1FK7-CT PN=2.1kW; UDC=600V M0=8Nm (100K); NN=3000rpm; Naturally cooled FRAME SIZE IMB 5 (IM V1, IM V3) FLANGE 1, WITH PT1000 TEMPERATURESENSOR POWER CONNECTOR ROTATABLE ABSOLUTE ENCODERR 2048 S/R + 4096 UMDREHUNGEN MULTITURN, WITH ENDAT-SCHNITTSTELLE (ENCODER AM2048S/R) SHAFT WITH FITTED KEY, TOLERANCE N; WITH HOLDING BRAKE PROTECTION CLASS IP65, FLANGE ON DRIVE END IP67; | - | 0 | 0
1FK7080-2AF74-1EG0 |  | 1FK7080-2AF74-1EG0 | 1 | UN | 1 | 15 | C | D | N | N | 85015220 | 1 |  | 10.301 | KG | 1593.59 | 1593.59 | MC05 | MC05 | SIMOTICS S Synchronous motor 1FK7-CT PN=2.1kW; UDC=600V M0=8Nm (100K); NN=3000rpm; Naturally cooled FRAME SIZE IMB 5 (IM V1, IM V3) FLANGE 1, WITH PT1000 TEMPERATURESENSOR POWER CONNECTOR ROTATABLE ABSOLUTE ENCODERR 2048 S/R + 4096 UMDREHUNGEN MULTITURN, WITH ENDAT-SCHNITTSTELLE (ENCODER AM2048S/R) PLAIN SHAFT, TOLERANCE N; W/O HOLDING BRAKE PROTECTION CLASS IP64; | - | 0 | 0
1FK7080-2AF74-1EG1 |  | 1FK7080-2AF74-1EG1 | 1 | UN | 1 | 15 | C | D | N | N | 85015220 | 1 |  | 10.301 | KG | 1655.93 | 1655.93 | MC05 | MC05 | SIMOTICS S Synchronous motor 1FK7-CT PN=2.1kW; UDC=600V M0=8Nm (100K); NN=3000rpm; Naturally cooled FRAME SIZE IMB 5 (IM V1, IM V3) FLANGE 1, WITH PT1000 TEMPERATURESENSOR POWER CONNECTOR ROTATABLE ABSOLUTE ENCODERR 2048 S/R + 4096 UMDREHUNGEN MULTITURN, WITH ENDAT-SCHNITTSTELLE (ENCODER AM2048S/R) PLAIN SHAFT, TOLERANCE N; W/O HOLDING BRAKE PROTECTION CLASS IP65, | - | 0 | 0
1FK7080-2AF74-1EG2 |  | 1FK7080-2AF74-1EG2 | 1 | UN | 1 | 15 | C | D | N | N | 85015220 | 1 |  | 10.301 | KG | 1655.93 | 1655.93 | MC05 | MC05 | SIMOTICS S Synchronous motor 1FK7-CT PN=2.1kW; UDC=600V M0=8Nm (100K); NN=3000rpm; Naturally cooled FRAME SIZE IMB 5 (IM V1, IM V3) FLANGE 1, WITH PT1000 TEMPERATURESENSOR POWER CONNECTOR ROTATABLE ABSOLUTE ENCODERR 2048 S/R + 4096 UMDREHUNGEN MULTITURN, WITH ENDAT-SCHNITTSTELLE (ENCODER AM2048S/R) PLAIN SHAFT, TOLERANCE N; W/O HOLDING BRAKE PROTECTION CLASS IP65, FLANGE ON DRIVE END IP67; | - | 0 | 0
1FK7080-2AF74-1EH0 |  | 1FK7080-2AF74-1EH0 | 1 | UN | 1 | 15 | C | D | N | N | 85015220 | 1 |  | 10.6 | KG | 1867.78 | 1867.78 | MC05 | MC05 | SIMOTICS S Synchronous motor 1FK7-CT PN=2.1kW; UDC=600V M0=8Nm (100K); NN=3000rpm; Naturally cooled FRAME SIZE IMB 5 (IM V1, IM V3) FLANGE 1, WITH PT1000 TEMPERATURESENSOR POWER CONNECTOR ROTATABLE ABSOLUTE ENCODERR 2048 S/R + 4096 UMDREHUNGEN MULTITURN, WITH ENDAT-SCHNITTSTELLE (ENCODER AM2048S/R) PLAIN SHAFT, TOLERANCE N; WITH HOLDING BRAKE PROTECTION CLASS IP64; | - | 0 | 0
1FK7080-2AF74-1EH1 |  | 1FK7080-2AF74-1EH1 | 1 | UN | 1 | 15 | C | D | N | N | 85015220 | 1 |  | 10.6 | KG | 1930.12 | 1930.12 | MC05 | MC05 | SIMOTICS S Synchronous motor 1FK7-CT PN=2.1kW; UDC=600V M0=8Nm (100K); NN=3000rpm; Naturally cooled FRAME SIZE IMB 5 (IM V1, IM V3) FLANGE 1, WITH PT1000 TEMPERATURESENSOR POWER CONNECTOR ROTATABLE ABSOLUTE ENCODERR 2048 S/R + 4096 UMDREHUNGEN MULTITURN, WITH ENDAT-SCHNITTSTELLE (ENCODER AM2048S/R) PLAIN SHAFT, TOLERANCE N; WITH HOLDING BRAKE PROTECTION CLASS IP65, | - | 0 | 0
1FK7080-2AF74-1EH2 |  | 1FK7080-2AF74-1EH2 | 1 | UN | 1 | 15 | C | D | N | N | 85015220 | 1 |  | 10.6 | KG | 1930.12 | 1930.12 | MC05 | MC05 | SIMOTICS S Synchronous motor 1FK7-CT PN=2.1kW; UDC=600V M0=8Nm (100K); NN=3000rpm; Naturally cooled FRAME SIZE IMB 5 (IM V1, IM V3) FLANGE 1, WITH PT1000 TEMPERATURESENSOR POWER CONNECTOR ROTATABLE ABSOLUTE ENCODERR 2048 S/R + 4096 UMDREHUNGEN MULTITURN, WITH ENDAT-SCHNITTSTELLE (ENCODER AM2048S/R) PLAIN SHAFT, TOLERANCE N; WITH HOLDING BRAKE PROTECTION CLASS IP65, FLANGE ON DRIVE END IP67; | - | 0 | 0
1FK7080-2AF74-1SA0 |  | 1FK7080-2AF74-1SA0 | 1 | UN | 1 | 15 | C | D | N | N | 85015220 | 1 |  | 10.302 | KG | 1012.76 | 1012.76 | MC05 | MC05 | SIMOTICS S Synchronous motor 1FK7-CT PN=2.1kW; UDC=600V M0=8Nm (100K); NN=3000rpm; Naturally cooled FRAME SIZE IMB 5 (IM V1, IM V3) FLANGE 1, WITH PT1000 TEMPERATURESENSOR POWER CONNECTOR ROTATABLE RESOLVER MULTI-POLE (RESOLVER P=4); SHAFT WITH FITTED KEY, TOLERANCE N; W/O HOLDING BRAKE PROTECTION CLASS IP64; | - | 0 | 0
1FK7080-2AF74-1SA1 |  | 1FK7080-2AF74-1SA1 | 1 | UN | 1 | 15 | C | D | N | N | 85015220 | 1 |  | 10.302 | KG | 1075.1 | 1075.1 | MC05 | MC05 | SIMOTICS S Synchronous motor 1FK7-CT PN=2.1kW; UDC=600V M0=8Nm (100K); NN=3000rpm; Naturally cooled FRAME SIZE IMB 5 (IM V1, IM V3) FLANGE 1, WITH PT1000 TEMPERATURESENSOR POWER CONNECTOR ROTATABLE RESOLVER MULTI-POLE (RESOLVER P=4); SHAFT WITH FITTED KEY, TOLERANCE N; W/O HOLDING BRAKE PROTECTION CLASS IP65, | - | 0 | 0
1FK7080-2AF74-1SA2 |  | 1FK7080-2AF74-1SA2 | 1 | UN | 1 | 15 | C | D | N | N | 85015220 | 1 |  | 10.302 | KG | 1075.1 | 1075.1 | MC05 | MC05 | SIMOTICS S Synchronous motor 1FK7-CT PN=2.1kW; UDC=600V M0=8Nm (100K); NN=3000rpm; Naturally cooled FRAME SIZE IMB 5 (IM V1, IM V3) FLANGE 1, WITH PT1000 TEMPERATURESENSOR POWER CONNECTOR ROTATABLE RESOLVER MULTI-POLE (RESOLVER P=4); SHAFT WITH FITTED KEY, TOLERANCE N; W/O HOLDING BRAKE PROTECTION CLASS IP65, FLANGE ON DRIVE END IP67; | - | 0 | 0
1FK7080-2AF74-1SB0 |  | 1FK7080-2AF74-1SB0 | 1 | UN | 1 | 15 | C | D | N | N | 85015220 | 1 |  | 10.601 | KG | 1286.96 | 1286.96 | MC05 | MC05 | SIMOTICS S Synchronous motor 1FK7-CT PN=2.1kW; UDC=600V M0=8Nm (100K); NN=3000rpm; Naturally cooled FRAME SIZE IMB 5 (IM V1, IM V3) FLANGE 1, WITH PT1000 TEMPERATURESENSOR POWER CONNECTOR ROTATABLE RESOLVER MULTI-POLE (RESOLVER P=4); SHAFT WITH FITTED KEY, TOLERANCE N; WITH HOLDING BRAKE PROTECTION CLASS IP64; | - | 0 | 0
1FK7080-2AF74-1SB1 |  | 1FK7080-2AF74-1SB1 | 1 | UN | 1 | 15 | C | D | N | N | 85015220 | 1 |  | 10.601 | KG | 1349.3 | 1349.3 | MC05 | MC05 | SIMOTICS S Synchronous motor 1FK7-CT PN=2.1kW; UDC=600V M0=8Nm (100K); NN=3000rpm; Naturally cooled FRAME SIZE IMB 5 (IM V1, IM V3) FLANGE 1, WITH PT1000 TEMPERATURESENSOR POWER CONNECTOR ROTATABLE RESOLVER MULTI-POLE (RESOLVER P=4); SHAFT WITH FITTED KEY, TOLERANCE N; WITH HOLDING BRAKE PROTECTION CLASS IP65, | - | 0 | 0
1FK7080-2AF74-1SB2 |  | 1FK7080-2AF74-1SB2 | 1 | UN | 1 | 15 | C | D | N | N | 85015220 | 1 |  | 10.601 | KG | 1349.3 | 1349.3 | MC05 | MC05 | SIMOTICS S Synchronous motor 1FK7-CT PN=2.1kW; UDC=600V M0=8Nm (100K); NN=3000rpm; Naturally cooled FRAME SIZE IMB 5 (IM V1, IM V3) FLANGE 1, WITH PT1000 TEMPERATURESENSOR POWER CONNECTOR ROTATABLE RESOLVER MULTI-POLE (RESOLVER P=4); SHAFT WITH FITTED KEY, TOLERANCE N; WITH HOLDING BRAKE PROTECTION CLASS IP65, FLANGE ON DRIVE END IP67; | - | 0 | 0
1FK7080-2AF74-1SG0 |  | 1FK7080-2AF74-1SG0 | 1 | UN | 1 | 15 | C | D | N | N | 85015220 | 1 |  | 10.302 | KG | 955.27 | 955.27 | MC05 | MC05 | SIMOTICS S Synchronous motor 1FK7-CT PN=2.1kW; UDC=600V M0=8Nm (100K); NN=3000rpm; Naturally cooled FRAME SIZE IMB 5 (IM V1, IM V3) FLANGE 1, WITH PT1000 TEMPERATURESENSOR POWER CONNECTOR ROTATABLE RESOLVER MULTI-POLE (RESOLVER P=4); PLAIN SHAFT, TOLERANCE N; W/O HOLDING BRAKE PROTECTION CLASS IP64; | - | 0 | 0
1FK7080-2AF74-1SG1 |  | 1FK7080-2AF74-1SG1 | 1 | UN | 1 | 15 | C | D | N | N | 85015220 | 1 |  | 10.302 | KG | 1017.61 | 1017.61 | MC05 | MC05 | SIMOTICS S Synchronous motor 1FK7-CT PN=2.1kW; UDC=600V M0=8Nm (100K); NN=3000rpm; Naturally cooled FRAME SIZE IMB 5 (IM V1, IM V3) FLANGE 1, WITH PT1000 TEMPERATURESENSOR POWER CONNECTOR ROTATABLE RESOLVER MULTI-POLE (RESOLVER P=4); PLAIN SHAFT, TOLERANCE N; W/O HOLDING BRAKE PROTECTION CLASS IP65, | - | 0 | 0
1FK7080-2AF74-1SG2 |  | 1FK7080-2AF74-1SG2 | 1 | UN | 1 | 15 | C | D | N | N | 85015220 | 1 |  | 10.302 | KG | 1017.61 | 1017.61 | MC05 | MC05 | SIMOTICS S Synchronous motor 1FK7-CT PN=2.1kW; UDC=600V M0=8Nm (100K); NN=3000rpm; Naturally cooled FRAME SIZE IMB 5 (IM V1, IM V3) FLANGE 1, WITH PT1000 TEMPERATURESENSOR POWER CONNECTOR ROTATABLE RESOLVER MULTI-POLE (RESOLVER P=4); PLAIN SHAFT, TOLERANCE N; W/O HOLDING BRAKE PROTECTION CLASS IP65, FLANGE ON DRIVE END IP67; | - | 0 | 0
1FK7080-2AF74-1SH0 |  | 1FK7080-2AF74-1SH0 | 1 | UN | 1 | 15 | C | D | N | N | 85015220 | 1 |  | 10.601 | KG | 1229.46 | 1229.46 | MC05 | MC05 | SIMOTICS S Synchronous motor 1FK7-CT PN=2.1kW; UDC=600V M0=8Nm (100K); NN=3000rpm; Naturally cooled FRAME SIZE IMB 5 (IM V1, IM V3) FLANGE 1, WITH PT1000 TEMPERATURESENSOR POWER CONNECTOR ROTATABLE RESOLVER MULTI-POLE (RESOLVER P=4); PLAIN SHAFT, TOLERANCE N; WITH HOLDING BRAKE PROTECTION CLASS IP64; | - | 0 | 0
1FK7080-2AF74-1SH1 |  | 1FK7080-2AF74-1SH1 | 1 | UN | 1 | 15 | C | D | N | N | 85015220 | 1 |  | 10.601 | KG | 1291.8 | 1291.8 | MC05 | MC05 | SIMOTICS S Synchronous motor 1FK7-CT PN=2.1kW; UDC=600V M0=8Nm (100K); NN=3000rpm; Naturally cooled FRAME SIZE IMB 5 (IM V1, IM V3) FLANGE 1, WITH PT1000 TEMPERATURESENSOR POWER CONNECTOR ROTATABLE RESOLVER MULTI-POLE (RESOLVER P=4); PLAIN SHAFT, TOLERANCE N; WITH HOLDING BRAKE PROTECTION CLASS IP65, | - | 0 | 0
1FK7080-2AF74-1SH2 |  | 1FK7080-2AF74-1SH2 | 1 | UN | 1 | 15 | C | D | N | N | 85015220 | 1 |  | 10.601 | KG | 1291.8 | 1291.8 | MC05 | MC05 | SIMOTICS S Synchronous motor 1FK7-CT PN=2.1kW; UDC=600V M0=8Nm (100K); NN=3000rpm; Naturally cooled FRAME SIZE IMB 5 (IM V1, IM V3) FLANGE 1, WITH PT1000 TEMPERATURESENSOR POWER CONNECTOR ROTATABLE RESOLVER MULTI-POLE (RESOLVER P=4); PLAIN SHAFT, TOLERANCE N; WITH HOLDING BRAKE PROTECTION CLASS IP65, FLANGE ON DRIVE END IP67; | - | 0 | 0
1FK7080-2AF74-1TA0 |  | 1FK7080-2AF74-1TA0 | 1 | UN | 1 | 15 | C | D | N | N | 85015220 | 1 |  | 10.302 | KG | 1012.76 | 1012.76 | MC05 | MC05 | SIMOTICS S Synchronous motor 1FK7-CT PN=2.1kW; UDC=600V M0=8Nm (100K); NN=3000rpm; Naturally cooled FRAME SIZE IMB 5 (IM V1, IM V3) FLANGE 1, WITH PT1000 TEMPERATURESENSOR POWER CONNECTOR ROTATABLE RESOLVER 2-POLE (RESOLVER P=1); SHAFT WITH FITTED KEY, TOLERANCE N; W/O HOLDING BRAKE PROTECTION CLASS IP64; | - | 0 | 0
1FK7080-2AF74-1TA1 |  | 1FK7080-2AF74-1TA1 | 1 | UN | 1 | 15 | C | D | N | N | 85015220 | 1 |  | 10.302 | KG | 1075.1 | 1075.1 | MC05 | MC05 | SIMOTICS S Synchronous motor 1FK7-CT PN=2.1kW; UDC=600V M0=8Nm (100K); NN=3000rpm; Naturally cooled FRAME SIZE IMB 5 (IM V1, IM V3) FLANGE 1, WITH PT1000 TEMPERATURESENSOR POWER CONNECTOR ROTATABLE RESOLVER 2-POLE (RESOLVER P=1); SHAFT WITH FITTED KEY, TOLERANCE N; W/O HOLDING BRAKE PROTECTION CLASS IP65, | - | 0 | 0
1FK7080-2AF74-1TA2 |  | 1FK7080-2AF74-1TA2 | 1 | UN | 1 | 15 | C | D | N | N | 85015220 | 1 |  | 10.302 | KG | 1075.1 | 1075.1 | MC05 | MC05 | SIMOTICS S Synchronous motor 1FK7-CT PN=2.1kW; UDC=600V M0=8Nm (100K); NN=3000rpm; Naturally cooled FRAME SIZE IMB 5 (IM V1, IM V3) FLANGE 1, WITH PT1000 TEMPERATURESENSOR POWER CONNECTOR ROTATABLE RESOLVER 2-POLE (RESOLVER P=1); SHAFT WITH FITTED KEY, TOLERANCE N; W/O HOLDING BRAKE PROTECTION CLASS IP65, FLANGE ON DRIVE END IP67; | - | 0 | 0
1FK7080-2AF74-1TB0 |  | 1FK7080-2AF74-1TB0 | 1 | UN | 1 | 15 | C | D | N | N | 85015220 | 1 |  | 10.601 | KG | 1286.96 | 1286.96 | MC05 | MC05 | SIMOTICS S Synchronous motor 1FK7-CT PN=2.1kW; UDC=600V M0=8Nm (100K); NN=3000rpm; Naturally cooled FRAME SIZE IMB 5 (IM V1, IM V3) FLANGE 1, WITH PT1000 TEMPERATURESENSOR POWER CONNECTOR ROTATABLE RESOLVER 2-POLE (RESOLVER P=1); SHAFT WITH FITTED KEY, TOLERANCE N; WITH HOLDING BRAKE PROTECTION CLASS IP64; | - | 0 | 0
1FK7080-2AF74-1TB1 |  | 1FK7080-2AF74-1TB1 | 1 | UN | 1 | 15 | C | D | N | N | 85015220 | 1 |  | 10.601 | KG | 1349.3 | 1349.3 | MC05 | MC05 | SIMOTICS S Synchronous motor 1FK7-CT PN=2.1kW; UDC=600V M0=8Nm (100K); NN=3000rpm; Naturally cooled FRAME SIZE IMB 5 (IM V1, IM V3) FLANGE 1, WITH PT1000 TEMPERATURESENSOR POWER CONNECTOR ROTATABLE RESOLVER 2-POLE (RESOLVER P=1); SHAFT WITH FITTED KEY, TOLERANCE N; WITH HOLDING BRAKE PROTECTION CLASS IP65, | - | 0 | 0
1FK7080-2AF74-1TB2 |  | 1FK7080-2AF74-1TB2 | 1 | UN | 1 | 15 | C | D | N | N | 85015220 | 1 |  | 10.601 | KG | 1349.3 | 1349.3 | MC05 | MC05 | SIMOTICS S Synchronous motor 1FK7-CT PN=2.1kW; UDC=600V M0=8Nm (100K); NN=3000rpm; Naturally cooled FRAME SIZE IMB 5 (IM V1, IM V3) FLANGE 1, WITH PT1000 TEMPERATURESENSOR POWER CONNECTOR ROTATABLE RESOLVER 2-POLE (RESOLVER P=1); SHAFT WITH FITTED KEY, TOLERANCE N; WITH HOLDING BRAKE PROTECTION CLASS IP65, FLANGE ON DRIVE END IP67; | - | 0 | 0
1FK7080-2AF74-1TG0 |  | 1FK7080-2AF74-1TG0 | 1 | UN | 1 | 15 | C | D | N | N | 85015220 | 1 |  | 10.302 | KG | 955.27 | 955.27 | MC05 | MC05 | SIMOTICS S Synchronous motor 1FK7-CT PN=2.1kW; UDC=600V M0=8Nm (100K); NN=3000rpm; Naturally cooled FRAME SIZE IMB 5 (IM V1, IM V3) FLANGE 1, WITH PT1000 TEMPERATURESENSOR POWER CONNECTOR ROTATABLE RESOLVER 2-POLE (RESOLVER P=1); PLAIN SHAFT, TOLERANCE N; W/O HOLDING BRAKE PROTECTION CLASS IP64; | - | 0 | 0
1FK7080-2AF74-1TG1 |  | 1FK7080-2AF74-1TG1 | 1 | UN | 1 | 15 | C | D | N | N | 85015220 | 1 |  | 10.302 | KG | 1017.61 | 1017.61 | MC05 | MC05 | SIMOTICS S Synchronous motor 1FK7-CT PN=2.1kW; UDC=600V M0=8Nm (100K); NN=3000rpm; Naturally cooled FRAME SIZE IMB 5 (IM V1, IM V3) FLANGE 1, WITH PT1000 TEMPERATURESENSOR POWER CONNECTOR ROTATABLE RESOLVER 2-POLE (RESOLVER P=1); PLAIN SHAFT, TOLERANCE N; W/O HOLDING BRAKE PROTECTION CLASS IP65, | - | 0 | 0
1FK7080-2AF74-1TG2 |  | 1FK7080-2AF74-1TG2 | 1 | UN | 1 | 15 | C | D | N | N | 85015220 | 1 |  | 10.302 | KG | 1017.61 | 1017.61 | MC05 | MC05 | SIMOTICS S Synchronous motor 1FK7-CT PN=2.1kW; UDC=600V M0=8Nm (100K); NN=3000rpm; Naturally cooled FRAME SIZE IMB 5 (IM V1, IM V3) FLANGE 1, WITH PT1000 TEMPERATURESENSOR POWER CONNECTOR ROTATABLE RESOLVER 2-POLE (RESOLVER P=1); PLAIN SHAFT, TOLERANCE N; W/O HOLDING BRAKE PROTECTION CLASS IP65, FLANGE ON DRIVE END IP67; | - | 0 | 0
1FK7080-2AF74-1TH0 |  | 1FK7080-2AF74-1TH0 | 1 | UN | 1 | 15 | C | D | N | N | 85015220 | 1 |  | 10.601 | KG | 1229.46 | 1229.46 | MC05 | MC05 | SIMOTICS S Synchronous motor 1FK7-CT PN=2.1kW; UDC=600V M0=8Nm (100K); NN=3000rpm; Naturally cooled FRAME SIZE IMB 5 (IM V1, IM V3) FLANGE 1, WITH PT1000 TEMPERATURESENSOR POWER CONNECTOR ROTATABLE RESOLVER 2-POLE (RESOLVER P=1); PLAIN SHAFT, TOLERANCE N; WITH HOLDING BRAKE PROTECTION CLASS IP64; | - | 0 | 0
1FK7080-2AF74-1TH1 |  | 1FK7080-2AF74-1TH1 | 1 | UN | 1 | 15 | C | D | N | N | 85015220 | 1 |  | 10.601 | KG | 1291.8 | 1291.8 | MC05 | MC05 | SIMOTICS S Synchronous motor 1FK7-CT PN=2.1kW; UDC=600V M0=8Nm (100K); NN=3000rpm; Naturally cooled FRAME SIZE IMB 5 (IM V1, IM V3) FLANGE 1, WITH PT1000 TEMPERATURESENSOR POWER CONNECTOR ROTATABLE RESOLVER 2-POLE (RESOLVER P=1); PLAIN SHAFT, TOLERANCE N; WITH HOLDING BRAKE PROTECTION CLASS IP65, | - | 0 | 0
1FK7080-2AF74-1TH2 |  | 1FK7080-2AF74-1TH2 | 1 | UN | 1 | 15 | C | D | N | N | 85015220 | 1 |  | 10.601 | KG | 1291.8 | 1291.8 | MC05 | MC05 | SIMOTICS S Synchronous motor 1FK7-CT PN=2.1kW; UDC=600V M0=8Nm (100K); NN=3000rpm; Naturally cooled FRAME SIZE IMB 5 (IM V1, IM V3) FLANGE 1, WITH PT1000 TEMPERATURESENSOR POWER CONNECTOR ROTATABLE RESOLVER 2-POLE (RESOLVER P=1); PLAIN SHAFT, TOLERANCE N; WITH HOLDING BRAKE PROTECTION CLASS IP65, FLANGE ON DRIVE END IP67; | - | 0 | 0
1FK7080-2AH71-1AA0 |  | 1FK7080-2AH71-1AA0 | 1 | UN | 1 | 15 | C | D | N | N | 85015220 | 1 |  | 10.301 | KG | 1403.4 | 1403.4 | MC05 | MC05 | SIMOTICS S Synchronous motor 1FK7-CT PN=2.1kW; UDC=600V M0=8Nm (100K); NN=4500rpm; Naturally cooled FRAME SIZE IMB 5 (IM V1, IM V3) FLANGE 1, WITH KTY TEMPERATURESENSOR POWER CONNECTOR ROTATABLE INCREMENTAL ENCODER SIN/COS 1VPP;2048 S/R W. C-AND D-SPUR (ENCODER IC2048S/R) SHAFT WITH FITTED KEY, TOLERANCE N; W/O HOLDING BRAKE PROTECTION CLASS IP64; | - | 0 | 0
1FK7080-2AH71-1AA1 |  | 1FK7080-2AH71-1AA1 | 1 | UN | 1 | 15 | C | D | N | N | 85015220 | 1 |  | 10.301 | KG | 1465.74 | 1465.74 | MC05 | MC05 | SIMOTICS S Synchronous motor 1FK7-CT PN=2.1kW; UDC=600V M0=8Nm (100K); NN=4500rpm; Naturally cooled FRAME SIZE IMB 5 (IM V1, IM V3) FLANGE 1, WITH KTY TEMPERATURESENSOR POWER CONNECTOR ROTATABLE INCREMENTAL ENCODER SIN/COS 1VPP;2048 S/R W. C-AND D-SPUR (ENCODER IC2048S/R) SHAFT WITH FITTED KEY, TOLERANCE N; W/O HOLDING BRAKE PROTECTION CLASS IP65, | - | 0 | 0
1FK7080-2AH71-1AA2 |  | 1FK7080-2AH71-1AA2 | 1 | UN | 1 | 15 | C | D | N | N | 85015220 | 1 |  | 10.301 | KG | 1465.74 | 1465.74 | MC05 | MC05 | SIMOTICS S Synchronous motor 1FK7-CT PN=2.1kW; UDC=600V M0=8Nm (100K); NN=4500rpm; Naturally cooled FRAME SIZE IMB 5 (IM V1, IM V3) FLANGE 1, WITH KTY TEMPERATURESENSOR POWER CONNECTOR ROTATABLE INCREMENTAL ENCODER SIN/COS 1VPP;2048 S/R W. C-AND D-SPUR (ENCODER IC2048S/R) SHAFT WITH FITTED KEY, TOLERANCE N; W/O HOLDING BRAKE PROTECTION CLASS IP65, FLANGE ON DRIVE END IP67; | - | 0 | 0
1FK7080-2AH71-1AB0 |  | 1FK7080-2AH71-1AB0 | 1 | UN | 1 | 15 | C | D | N | N | 85015220 | 1 |  | 10.6 | KG | 1677.6 | 1677.6 | MC05 | MC05 | SIMOTICS S Synchronous motor 1FK7-CT PN=2.1kW; UDC=600V M0=8Nm (100K); NN=4500rpm; Naturally cooled FRAME SIZE IMB 5 (IM V1, IM V3) FLANGE 1, WITH KTY TEMPERATURESENSOR POWER CONNECTOR ROTATABLE INCREMENTAL ENCODER SIN/COS 1VPP;2048 S/R W. C-AND D-SPUR (ENCODER IC2048S/R) SHAFT WITH FITTED KEY, TOLERANCE N; WITH HOLDING BRAKE PROTECTION CLASS IP64; | - | 0 | 0
1FK7080-2AH71-1AB1 |  | 1FK7080-2AH71-1AB1 | 1 | UN | 1 | 15 | C | D | N | N | 85015220 | 1 |  | 10.6 | KG | 1739.94 | 1739.94 | MC05 | MC05 | SIMOTICS S Synchronous motor 1FK7-CT PN=2.1kW; UDC=600V M0=8Nm (100K); NN=4500rpm; Naturally cooled FRAME SIZE IMB 5 (IM V1, IM V3) FLANGE 1, WITH KTY TEMPERATURESENSOR POWER CONNECTOR ROTATABLE INCREMENTAL ENCODER SIN/COS 1VPP;2048 S/R W. C-AND D-SPUR (ENCODER IC2048S/R) SHAFT WITH FITTED KEY, TOLERANCE N; WITH HOLDING BRAKE PROTECTION CLASS IP65, | - | 0 | 0
1FK7080-2AH71-1AB2 |  | 1FK7080-2AH71-1AB2 | 1 | UN | 1 | 15 | C | D | N | N | 85015220 | 1 |  | 10.6 | KG | 1739.94 | 1739.94 | MC05 | MC05 | SIMOTICS S Synchronous motor 1FK7-CT PN=2.1kW; UDC=600V M0=8Nm (100K); NN=4500rpm; Naturally cooled FRAME SIZE IMB 5 (IM V1, IM V3) FLANGE 1, WITH KTY TEMPERATURESENSOR POWER CONNECTOR ROTATABLE INCREMENTAL ENCODER SIN/COS 1VPP;2048 S/R W. C-AND D-SPUR (ENCODER IC2048S/R) SHAFT WITH FITTED KEY, TOLERANCE N; WITH HOLDING BRAKE PROTECTION CLASS IP65, FLANGE ON DRIVE END IP67; | - | 0 | 0
1FK7080-2AH71-1AG0 |  | 1FK7080-2AH71-1AG0 | 1 | UN | 1 | 15 | C | D | N | N | 85015220 | 1 |  | 10.301 | KG | 1345.91 | 1345.91 | MC05 | MC05 | SIMOTICS S Synchronous motor 1FK7-CT PN=2.1kW; UDC=600V M0=8Nm (100K); NN=4500rpm; Naturally cooled FRAME SIZE IMB 5 (IM V1, IM V3) FLANGE 1, WITH KTY TEMPERATURESENSOR POWER CONNECTOR ROTATABLE INCREMENTAL ENCODER SIN/COS 1VPP;2048 S/R W. C-AND D-SPUR (ENCODER IC2048S/R) PLAIN SHAFT, TOLERANCE N; W/O HOLDING BRAKE PROTECTION CLASS IP64; | - | 0 | 0
1FK7080-2AH71-1AG1 |  | 1FK7080-2AH71-1AG1 | 1 | UN | 1 | 15 | C | D | N | N | 85015220 | 1 |  | 10.301 | KG | 1408.25 | 1408.25 | MC05 | MC05 | SIMOTICS S Synchronous motor 1FK7-CT PN=2.1kW; UDC=600V M0=8Nm (100K); NN=4500rpm; Naturally cooled FRAME SIZE IMB 5 (IM V1, IM V3) FLANGE 1, WITH KTY TEMPERATURESENSOR POWER CONNECTOR ROTATABLE INCREMENTAL ENCODER SIN/COS 1VPP;2048 S/R W. C-AND D-SPUR (ENCODER IC2048S/R) PLAIN SHAFT, TOLERANCE N; W/O HOLDING BRAKE PROTECTION CLASS IP65, | - | 0 | 0
1FK7080-2AH71-1AG2 |  | 1FK7080-2AH71-1AG2 | 1 | UN | 1 | 15 | C | D | N | N | 85015220 | 1 |  | 10.301 | KG | 1408.25 | 1408.25 | MC05 | MC05 | SIMOTICS S Synchronous motor 1FK7-CT PN=2.1kW; UDC=600V M0=8Nm (100K); NN=4500rpm; Naturally cooled FRAME SIZE IMB 5 (IM V1, IM V3) FLANGE 1, WITH KTY TEMPERATURESENSOR POWER CONNECTOR ROTATABLE INCREMENTAL ENCODER SIN/COS 1VPP;2048 S/R W. C-AND D-SPUR (ENCODER IC2048S/R) PLAIN SHAFT, TOLERANCE N; W/O HOLDING BRAKE PROTECTION CLASS IP65, FLANGE ON DRIVE END IP67; | - | 0 | 0
1FK7080-2AH71-1AH0 |  | 1FK7080-2AH71-1AH0 | 1 | UN | 1 | 15 | C | D | N | N | 85015220 | 1 |  | 10.6 | KG | 1620.1 | 1620.1 | MC05 | MC05 | SIMOTICS S Synchronous motor 1FK7-CT PN=2.1kW; UDC=600V M0=8Nm (100K); NN=4500rpm; Naturally cooled FRAME SIZE IMB 5 (IM V1, IM V3) FLANGE 1, WITH KTY TEMPERATURESENSOR POWER CONNECTOR ROTATABLE INCREMENTAL ENCODER SIN/COS 1VPP;2048 S/R W. C-AND D-SPUR (ENCODER IC2048S/R) PLAIN SHAFT, TOLERANCE N; WITH HOLDING BRAKE PROTECTION CLASS IP64; | - | 0 | 0
1FK7080-2AH71-1AH1 |  | 1FK7080-2AH71-1AH1 | 1 | UN | 1 | 15 | C | D | N | N | 85015220 | 1 |  | 10.6 | KG | 1682.44 | 1682.44 | MC05 | MC05 | SIMOTICS S Synchronous motor 1FK7-CT PN=2.1kW; UDC=600V M0=8Nm (100K); NN=4500rpm; Naturally cooled FRAME SIZE IMB 5 (IM V1, IM V3) FLANGE 1, WITH KTY TEMPERATURESENSOR POWER CONNECTOR ROTATABLE INCREMENTAL ENCODER SIN/COS 1VPP;2048 S/R W. C-AND D-SPUR (ENCODER IC2048S/R) PLAIN SHAFT, TOLERANCE N; WITH HOLDING BRAKE PROTECTION CLASS IP65, | - | 0 | 0
1FK7080-2AH71-1AH2 |  | 1FK7080-2AH71-1AH2 | 1 | UN | 1 | 15 | C | D | N | N | 85015220 | 1 |  | 10.6 | KG | 1682.44 | 1682.44 | MC05 | MC05 | SIMOTICS S Synchronous motor 1FK7-CT PN=2.1kW; UDC=600V M0=8Nm (100K); NN=4500rpm; Naturally cooled FRAME SIZE IMB 5 (IM V1, IM V3) FLANGE 1, WITH KTY TEMPERATURESENSOR POWER CONNECTOR ROTATABLE INCREMENTAL ENCODER SIN/COS 1VPP;2048 S/R W. C-AND D-SPUR (ENCODER IC2048S/R) PLAIN SHAFT, TOLERANCE N; WITH HOLDING BRAKE PROTECTION CLASS IP65, FLANGE ON DRIVE END IP67; | - | 0 | 0
1FK7080-2AH71-1BA0 |  | 1FK7080-2AH71-1BA0 | 1 | UN | 1 | 15 | C | D | N | N | 85015220 | 1 |  | 10.301 | KG | 1564.1 | 1564.1 | MC05 | MC05 | SIMOTICS S Synchronous motor 1FK7-CT PN=2.1kW; UDC=600V M0=8Nm (100K); NN=4500rpm; Naturally cooled FRAME SIZE IMB 5 (IM V1, IM V3) FLANGE 1 POWER CONNECTOR ROTATABLE ABSOLUTE ENCODER SINGLETURN 24 BIT WITH DRIVE CLIQ INTERFACE (ENCODER AS24DQI) SHAFT WITH FITTED KEY, TOLERANCE N; W/O HOLDING BRAKE PROTECTION CLASS IP64; | - | 0 | 0
1FK7080-2AH71-1BA1 |  | 1FK7080-2AH71-1BA1 | 1 | UN | 1 | 15 | C | D | N | N | 85015220 | 1 |  | 10.301 | KG | 1626.44 | 1626.44 | MC05 | MC05 | SIMOTICS S Synchronous motor 1FK7-CT PN=2.1kW; UDC=600V M0=8Nm (100K); NN=4500rpm; Naturally cooled FRAME SIZE IMB 5 (IM V1, IM V3) FLANGE 1 POWER CONNECTOR ROTATABLE ABSOLUTE ENCODER SINGLETURN 24 BIT WITH DRIVE CLIQ INTERFACE (ENCODER AS24DQI) SHAFT WITH FITTED KEY, TOLERANCE N; W/O HOLDING BRAKE PROTECTION CLASS IP65, | - | 0 | 0
1FK7080-2AH71-1BA2 |  | 1FK7080-2AH71-1BA2 | 1 | UN | 1 | 15 | C | D | N | N | 85015220 | 1 |  | 10.301 | KG | 1626.44 | 1626.44 | MC05 | MC05 | SIMOTICS S Synchronous motor 1FK7-CT PN=2.1kW; UDC=600V M0=8Nm (100K); NN=4500rpm; Naturally cooled FRAME SIZE IMB 5 (IM V1, IM V3) FLANGE 1 POWER CONNECTOR ROTATABLE ABSOLUTE ENCODER SINGLETURN 24 BIT WITH DRIVE CLIQ INTERFACE (ENCODER AS24DQI) SHAFT WITH FITTED KEY, TOLERANCE N; W/O HOLDING BRAKE PROTECTION CLASS IP65, FLANGE ON DRIVE END IP67; | - | 0 | 0
1FK7080-2AH71-1BB0 |  | 1FK7080-2AH71-1BB0 | 1 | UN | 1 | 15 | C | D | N | N | 85015220 | 1 |  | 10.6 | KG | 1838.3 | 1838.3 | MC05 | MC05 | SIMOTICS S Synchronous motor 1FK7-CT PN=2.1kW; UDC=600V M0=8Nm (100K); NN=4500rpm; Naturally cooled FRAME SIZE IMB 5 (IM V1, IM V3) FLANGE 1 POWER CONNECTOR ROTATABLE ABSOLUTE ENCODER SINGLETURN 24 BIT WITH DRIVE CLIQ INTERFACE (ENCODER AS24DQI) SHAFT WITH FITTED KEY, TOLERANCE N; WITH HOLDING BRAKE PROTECTION CLASS IP64; | - | 0 | 0
1FK7080-2AH71-1BB1 |  | 1FK7080-2AH71-1BB1 | 1 | UN | 1 | 15 | C | D | N | N | 85015220 | 1 |  | 10.6 | KG | 1900.64 | 1900.64 | MC05 | MC05 | SIMOTICS S Synchronous motor 1FK7-CT PN=2.1kW; UDC=600V M0=8Nm (100K); NN=4500rpm; Naturally cooled FRAME SIZE IMB 5 (IM V1, IM V3) FLANGE 1 POWER CONNECTOR ROTATABLE ABSOLUTE ENCODER SINGLETURN 24 BIT WITH DRIVE CLIQ INTERFACE (ENCODER AS24DQI) SHAFT WITH FITTED KEY, TOLERANCE N; WITH HOLDING BRAKE PROTECTION CLASS IP65, | - | 0 | 0
1FK7080-2AH71-1BB2 |  | 1FK7080-2AH71-1BB2 | 1 | UN | 1 | 15 | C | D | N | N | 85015220 | 1 |  | 10.6 | KG | 1900.64 | 1900.64 | MC05 | MC05 | SIMOTICS S Synchronous motor 1FK7-CT PN=2.1kW; UDC=600V M0=8Nm (100K); NN=4500rpm; Naturally cooled FRAME SIZE IMB 5 (IM V1, IM V3) FLANGE 1 POWER CONNECTOR ROTATABLE ABSOLUTE ENCODER SINGLETURN 24 BIT WITH DRIVE CLIQ INTERFACE (ENCODER AS24DQI) SHAFT WITH FITTED KEY, TOLERANCE N; WITH HOLDING BRAKE PROTECTION CLASS IP65, FLANGE ON DRIVE END IP67; | - | 0 | 0
1FK7080-2AH71-1BG0 |  | 1FK7080-2AH71-1BG0 | 1 | UN | 1 | 15 | C | D | N | N | 85015220 | 1 |  | 10.301 | KG | 1506.61 | 1506.61 | MC05 | MC05 | SIMOTICS S Synchronous motor 1FK7-CT PN=2.1kW; UDC=600V M0=8Nm (100K); NN=4500rpm; Naturally cooled FRAME SIZE IMB 5 (IM V1, IM V3) FLANGE 1 POWER CONNECTOR ROTATABLE ABSOLUTE ENCODER SINGLETURN 24 BIT WITH DRIVE CLIQ INTERFACE (ENCODER AS24DQI) PLAIN SHAFT, TOLERANCE N; W/O HOLDING BRAKE PROTECTION CLASS IP64; | - | 0 | 0
1FK7080-2AH71-1BG1 |  | 1FK7080-2AH71-1BG1 | 1 | UN | 1 | 15 | C | D | N | N | 85015220 | 1 |  | 10.301 | KG | 1568.95 | 1568.95 | MC05 | MC05 | SIMOTICS S Synchronous motor 1FK7-CT PN=2.1kW; UDC=600V M0=8Nm (100K); NN=4500rpm; Naturally cooled FRAME SIZE IMB 5 (IM V1, IM V3) FLANGE 1 POWER CONNECTOR ROTATABLE ABSOLUTE ENCODER SINGLETURN 24 BIT WITH DRIVE CLIQ INTERFACE (ENCODER AS24DQI) PLAIN SHAFT, TOLERANCE N; W/O HOLDING BRAKE PROTECTION CLASS IP65, | - | 0 | 0
1FK7080-2AH71-1BG2 |  | 1FK7080-2AH71-1BG2 | 1 | UN | 1 | 15 | C | D | N | N | 85015220 | 1 |  | 10.301 | KG | 1568.95 | 1568.95 | MC05 | MC05 | SIMOTICS S Synchronous motor 1FK7-CT PN=2.1kW; UDC=600V M0=8Nm (100K); NN=4500rpm; Naturally cooled FRAME SIZE IMB 5 (IM V1, IM V3) FLANGE 1 POWER CONNECTOR ROTATABLE ABSOLUTE ENCODER SINGLETURN 24 BIT WITH DRIVE CLIQ INTERFACE (ENCODER AS24DQI) PLAIN SHAFT, TOLERANCE N; W/O HOLDING BRAKE PROTECTION CLASS IP65, FLANGE ON DRIVE END IP67; | - | 0 | 0
1FK7080-2AH71-1BH0 |  | 1FK7080-2AH71-1BH0 | 1 | UN | 1 | 15 | C | D | N | N | 85015220 | 1 |  | 10.6 | KG | 1780.8 | 1780.8 | MC05 | MC05 | SIMOTICS S Synchronous motor 1FK7-CT PN=2.1kW; UDC=600V M0=8Nm (100K); NN=4500rpm; Naturally cooled FRAME SIZE IMB 5 (IM V1, IM V3) FLANGE 1 POWER CONNECTOR ROTATABLE ABSOLUTE ENCODER SINGLETURN 24 BIT WITH DRIVE CLIQ INTERFACE (ENCODER AS24DQI) PLAIN SHAFT, TOLERANCE N; WITH HOLDING BRAKE PROTECTION CLASS IP64; | - | 0 | 0
1FK7080-2AH71-1BH1 |  | 1FK7080-2AH71-1BH1 | 1 | UN | 1 | 15 | C | D | N | N | 85015220 | 1 |  | 10.6 | KG | 1843.14 | 1843.14 | MC05 | MC05 | SIMOTICS S Synchronous motor 1FK7-CT PN=2.1kW; UDC=600V M0=8Nm (100K); NN=4500rpm; Naturally cooled FRAME SIZE IMB 5 (IM V1, IM V3) FLANGE 1 POWER CONNECTOR ROTATABLE ABSOLUTE ENCODER SINGLETURN 24 BIT WITH DRIVE CLIQ INTERFACE (ENCODER AS24DQI) PLAIN SHAFT, TOLERANCE N; WITH HOLDING BRAKE PROTECTION CLASS IP65, | - | 0 | 0
1FK7080-2AH71-1BH2 |  | 1FK7080-2AH71-1BH2 | 1 | UN | 1 | 15 | C | D | N | N | 85015220 | 1 |  | 10.6 | KG | 1843.14 | 1843.14 | MC05 | MC05 | SIMOTICS S Synchronous motor 1FK7-CT PN=2.1kW; UDC=600V M0=8Nm (100K); NN=4500rpm; Naturally cooled FRAME SIZE IMB 5 (IM V1, IM V3) FLANGE 1 POWER CONNECTOR ROTATABLE ABSOLUTE ENCODER SINGLETURN 24 BIT WITH DRIVE CLIQ INTERFACE (ENCODER AS24DQI) PLAIN SHAFT, TOLERANCE N; WITH HOLDING BRAKE PROTECTION CLASS IP65, FLANGE ON DRIVE END IP67; | - | 0 | 0
1FK7080-2AH71-1CA0 |  | 1FK7080-2AH71-1CA0 | 1 | UN | 1 | 15 | C | D | N | N | 85015220 | 1 |  | 10.301 | KG | 1810.26 | 1810.26 | MC05 | MC05 | SIMOTICS S Synchronous motor 1FK7-CT PN=2.1kW; UDC=600V M0=8Nm (100K); NN=4500rpm; Naturally cooled FRAME SIZE IMB 5 (IM V1, IM V3) FLANGE 1 POWER CONNECTOR ROTATABLE ABSOLUTE ENCODER 24 BIT + 12 BIT MULTITURN WITH DRIVE-CLIQ INTERFACE (ENCODER AM24DQI) SHAFT WITH FITTED KEY, TOLERANCE N; W/O HOLDING BRAKE PROTECTION CLASS IP64; | - | 0 | 0
1FK7080-2AH71-1CA1 |  | 1FK7080-2AH71-1CA1 | 1 | UN | 1 | 15 | C | D | N | N | 85015220 | 1 |  | 10.301 | KG | 1872.6 | 1872.6 | MC05 | MC05 | SIMOTICS S Synchronous motor 1FK7-CT PN=2.1kW; UDC=600V M0=8Nm (100K); NN=4500rpm; Naturally cooled FRAME SIZE IMB 5 (IM V1, IM V3) FLANGE 1 POWER CONNECTOR ROTATABLE ABSOLUTE ENCODER 24 BIT + 12 BIT MULTITURN WITH DRIVE-CLIQ INTERFACE (ENCODER AM24DQI) SHAFT WITH FITTED KEY, TOLERANCE N; W/O HOLDING BRAKE PROTECTION CLASS IP65, | - | 0 | 0
1FK7080-2AH71-1CA2 |  | 1FK7080-2AH71-1CA2 | 1 | UN | 1 | 15 | C | D | N | N | 85015220 | 1 |  | 10.301 | KG | 1872.6 | 1872.6 | MC05 | MC05 | SIMOTICS S Synchronous motor 1FK7-CT PN=2.1kW; UDC=600V M0=8Nm (100K); NN=4500rpm; Naturally cooled FRAME SIZE IMB 5 (IM V1, IM V3) FLANGE 1 POWER CONNECTOR ROTATABLE ABSOLUTE ENCODER 24 BIT + 12 BIT MULTITURN WITH DRIVE-CLIQ INTERFACE (ENCODER AM24DQI) SHAFT WITH FITTED KEY, TOLERANCE N; W/O HOLDING BRAKE PROTECTION CLASS IP65, FLANGE ON DRIVE END IP67; | - | 0 | 0
1FK7080-2AH71-1CB0 |  | 1FK7080-2AH71-1CB0 | 1 | UN | 1 | 15 | C | D | N | N | 85015220 | 1 |  | 10.6 | KG | 2084.46 | 2084.46 | MC05 | MC05 | SIMOTICS S Synchronous motor 1FK7-CT PN=2.1kW; UDC=600V M0=8Nm (100K); NN=4500rpm; Naturally cooled FRAME SIZE IMB 5 (IM V1, IM V3) FLANGE 1 POWER CONNECTOR ROTATABLE ABSOLUTE ENCODER 24 BIT + 12 BIT MULTITURN WITH DRIVE-CLIQ INTERFACE (ENCODER AM24DQI) SHAFT WITH FITTED KEY, TOLERANCE N; WITH HOLDING BRAKE PROTECTION CLASS IP64; | - | 0 | 0
1FK7080-2AH71-1CB1 |  | 1FK7080-2AH71-1CB1 | 1 | UN | 1 | 15 | C | D | N | N | 85015220 | 1 |  | 10.6 | KG | 2146.8 | 2146.8 | MC05 | MC05 | SIMOTICS S Synchronous motor 1FK7-CT PN=2.1kW; UDC=600V M0=8Nm (100K); NN=4500rpm; Naturally cooled FRAME SIZE IMB 5 (IM V1, IM V3) FLANGE 1 POWER CONNECTOR ROTATABLE ABSOLUTE ENCODER 24 BIT + 12 BIT MULTITURN WITH DRIVE-CLIQ INTERFACE (ENCODER AM24DQI) SHAFT WITH FITTED KEY, TOLERANCE N; WITH HOLDING BRAKE PROTECTION CLASS IP65, | - | 0 | 0
1FK7080-2AH71-1CB2 |  | 1FK7080-2AH71-1CB2 | 1 | UN | 1 | 15 | C | D | N | N | 85015220 | 1 |  | 10.6 | KG | 2146.8 | 2146.8 | MC05 | MC05 | SIMOTICS S Synchronous motor 1FK7-CT PN=2.1kW; UDC=600V M0=8Nm (100K); NN=4500rpm; Naturally cooled FRAME SIZE IMB 5 (IM V1, IM V3) FLANGE 1 POWER CONNECTOR ROTATABLE ABSOLUTE ENCODER 24 BIT + 12 BIT MULTITURN WITH DRIVE-CLIQ INTERFACE (ENCODER AM24DQI) SHAFT WITH FITTED KEY, TOLERANCE N; WITH HOLDING BRAKE PROTECTION CLASS IP65, FLANGE ON DRIVE END IP67; | - | 0 | 0
1FK7080-2AH71-1CG0 |  | 1FK7080-2AH71-1CG0 | 1 | UN | 1 | 15 | C | D | N | N | 85015220 | 1 |  | 10.301 | KG | 1752.77 | 1752.77 | MC05 | MC05 | SIMOTICS S Synchronous motor 1FK7-CT PN=2.1kW; UDC=600V M0=8Nm (100K); NN=4500rpm; Naturally cooled FRAME SIZE IMB 5 (IM V1, IM V3) FLANGE 1 POWER CONNECTOR ROTATABLE ABSOLUTE ENCODER 24 BIT + 12 BIT MULTITURN WITH DRIVE-CLIQ INTERFACE (ENCODER AM24DQI) PLAIN SHAFT, TOLERANCE N; W/O HOLDING BRAKE PROTECTION CLASS IP64; | - | 0 | 0
1FK7080-2AH71-1CG1 |  | 1FK7080-2AH71-1CG1 | 1 | UN | 1 | 15 | C | D | N | N | 85015220 | 1 |  | 10.301 | KG | 1815.11 | 1815.11 | MC05 | MC05 | SIMOTICS S Synchronous motor 1FK7-CT PN=2.1kW; UDC=600V M0=8Nm (100K); NN=4500rpm; Naturally cooled FRAME SIZE IMB 5 (IM V1, IM V3) FLANGE 1 POWER CONNECTOR ROTATABLE ABSOLUTE ENCODER 24 BIT + 12 BIT MULTITURN WITH DRIVE-CLIQ INTERFACE (ENCODER AM24DQI) PLAIN SHAFT, TOLERANCE N; W/O HOLDING BRAKE PROTECTION CLASS IP65, | - | 0 | 0
1FK7080-2AH71-1CG2 |  | 1FK7080-2AH71-1CG2 | 1 | UN | 1 | 15 | C | D | N | N | 85015220 | 1 |  | 10.301 | KG | 1815.11 | 1815.11 | MC05 | MC05 | SIMOTICS S Synchronous motor 1FK7-CT PN=2.1kW; UDC=600V M0=8Nm (100K); NN=4500rpm; Naturally cooled FRAME SIZE IMB 5 (IM V1, IM V3) FLANGE 1 POWER CONNECTOR ROTATABLE ABSOLUTE ENCODER 24 BIT + 12 BIT MULTITURN WITH DRIVE-CLIQ INTERFACE (ENCODER AM24DQI) PLAIN SHAFT, TOLERANCE N; W/O HOLDING BRAKE PROTECTION CLASS IP65, FLANGE ON DRIVE END IP67; | - | 0 | 0
1FK7080-2AH71-1CH0 |  | 1FK7080-2AH71-1CH0 | 1 | UN | 1 | 15 | C | D | N | N | 85015220 | 1 |  | 10.6 | KG | 2026.96 | 2026.96 | MC05 | MC05 | SIMOTICS S Synchronous motor 1FK7-CT PN=2.1kW; UDC=600V M0=8Nm (100K); NN=4500rpm; Naturally cooled FRAME SIZE IMB 5 (IM V1, IM V3) FLANGE 1 POWER CONNECTOR ROTATABLE ABSOLUTE ENCODER 24 BIT + 12 BIT MULTITURN WITH DRIVE-CLIQ INTERFACE (ENCODER AM24DQI) PLAIN SHAFT, TOLERANCE N; WITH HOLDING BRAKE PROTECTION CLASS IP64; | - | 0 | 0
1FK7080-2AH71-1CH1 |  | 1FK7080-2AH71-1CH1 | 1 | UN | 1 | 15 | C | D | N | N | 85015220 | 1 |  | 10.6 | KG | 2089.3 | 2089.3 | MC05 | MC05 | SIMOTICS S Synchronous motor 1FK7-CT PN=2.1kW; UDC=600V M0=8Nm (100K); NN=4500rpm; Naturally cooled FRAME SIZE IMB 5 (IM V1, IM V3) FLANGE 1 POWER CONNECTOR ROTATABLE ABSOLUTE ENCODER 24 BIT + 12 BIT MULTITURN WITH DRIVE-CLIQ INTERFACE (ENCODER AM24DQI) PLAIN SHAFT, TOLERANCE N; WITH HOLDING BRAKE PROTECTION CLASS IP65, | - | 0 | 0
1FK7080-2AH71-1CH2 |  | 1FK7080-2AH71-1CH2 | 1 | UN | 1 | 15 | C | D | N | N | 85015220 | 1 |  | 10.6 | KG | 2089.3 | 2089.3 | MC05 | MC05 | SIMOTICS S Synchronous motor 1FK7-CT PN=2.1kW; UDC=600V M0=8Nm (100K); NN=4500rpm; Naturally cooled FRAME SIZE IMB 5 (IM V1, IM V3) FLANGE 1 POWER CONNECTOR ROTATABLE ABSOLUTE ENCODER 24 BIT + 12 BIT MULTITURN WITH DRIVE-CLIQ INTERFACE (ENCODER AM24DQI) PLAIN SHAFT, TOLERANCE N; WITH HOLDING BRAKE PROTECTION CLASS IP65, FLANGE ON DRIVE END IP67; | - | 0 | 0
1FK7080-2AH71-1DG0 |  | 1FK7080-2AH71-1DG0 | 1 | UN | 1 | 15 | C | D | N | N | 85015220 | 1 |  | 10.302 | KG | 1560.04 | 1560.04 | MC05 | MC05 | SIMOTICS S Synchronous motor 1FK7-CT PN=2.1kW; UDC=600V M0=8Nm (100K); NN=4500rpm; Naturally cooled FRAME SIZE IMB 5 (IM V1, IM V3) FLANGE 1 POWER CONNECTOR ROTATABLE INCREMENTAL ENCODER 22 BIT WITH DRIVE-CLIQ INTERFACE (ENCODER IC22DQ) PLAIN SHAFT, TOLERANCE N; W/O HOLDING BRAKE PROTECTION CLASS IP64; | - | 0 | 0
1FK7080-2AH71-1DG1 |  | 1FK7080-2AH71-1DG1 | 1 | UN | 1 | 15 | C | D | N | N | 85015220 | 1 |  | 10.302 | KG | 1622.38 | 1622.38 | MC05 | MC05 | SIMOTICS S Synchronous motor 1FK7-CT PN=2.1kW; UDC=600V M0=8Nm (100K); NN=4500rpm; Naturally cooled FRAME SIZE IMB 5 (IM V1, IM V3) FLANGE 1 POWER CONNECTOR ROTATABLE INCREMENTAL ENCODER 22 BIT WITH DRIVE-CLIQ INTERFACE (ENCODER IC22DQ) PLAIN SHAFT, TOLERANCE N; W/O HOLDING BRAKE PROTECTION CLASS IP65, | - | 0 | 0
1FK7080-2AH71-1DH0 |  | 1FK7080-2AH71-1DH0 | 1 | UN | 1 | 15 | C | D | N | N | 85015220 | 1 |  | 10.601 | KG | 1834.23 | 1834.23 | MC05 | MC05 | SIMOTICS S Synchronous motor 1FK7-CT PN=2.1kW; UDC=600V M0=8Nm (100K); NN=4500rpm; Naturally cooled FRAME SIZE IMB 5 (IM V1, IM V3) FLANGE 1 POWER CONNECTOR ROTATABLE INCREMENTAL ENCODER 22 BIT WITH DRIVE-CLIQ INTERFACE (ENCODER IC22DQ) PLAIN SHAFT, TOLERANCE N; WITH HOLDING BRAKE PROTECTION CLASS IP64; | - | 0 | 0
1FK7080-2AH71-1DH1 |  | 1FK7080-2AH71-1DH1 | 1 | UN | 1 | 15 | C | D | N | N | 85015220 | 1 |  | 10.601 | KG | 1896.57 | 1896.57 | MC05 | MC05 | SIMOTICS S Synchronous motor 1FK7-CT PN=2.1kW; UDC=600V M0=8Nm (100K); NN=4500rpm; Naturally cooled FRAME SIZE IMB 5 (IM V1, IM V3) FLANGE 1 POWER CONNECTOR ROTATABLE INCREMENTAL ENCODER 22 BIT WITH DRIVE-CLIQ INTERFACE (ENCODER IC22DQ) PLAIN SHAFT, TOLERANCE N; WITH HOLDING BRAKE PROTECTION CLASS IP65, | - | 0 | 0
1FK7080-2AH71-1EA0 |  | 1FK7080-2AH71-1EA0 | 1 | UN | 1 | 15 | C | D | N | N | 85015220 | 1 |  | 10.301 | KG | 1651.08 | 1651.08 | MC05 | MC05 | SIMOTICS S Synchronous motor 1FK7-CT PN=2.1kW; UDC=600V M0=8Nm (100K); NN=4500rpm; Naturally cooled FRAME SIZE IMB 5 (IM V1, IM V3) FLANGE 1, WITH KTY TEMPERATURESENSOR POWER CONNECTOR ROTATABLE ABSOLUTE ENCODERR 2048 S/R + 4096 UMDREHUNGEN MULTITURN, WITH ENDAT-SCHNITTSTELLE (ENCODER AM2048S/R) SHAFT WITH FITTED KEY, TOLERANCE N; W/O HOLDING BRAKE PROTECTION CLASS IP64; | - | 0 | 0
1FK7080-2AH71-1EA1 |  | 1FK7080-2AH71-1EA1 | 1 | UN | 1 | 15 | C | D | N | N | 85015220 | 1 |  | 10.301 | KG | 1713.42 | 1713.42 | MC05 | MC05 | SIMOTICS S Synchronous motor 1FK7-CT PN=2.1kW; UDC=600V M0=8Nm (100K); NN=4500rpm; Naturally cooled FRAME SIZE IMB 5 (IM V1, IM V3) FLANGE 1, WITH KTY TEMPERATURESENSOR POWER CONNECTOR ROTATABLE ABSOLUTE ENCODERR 2048 S/R + 4096 UMDREHUNGEN MULTITURN, WITH ENDAT-SCHNITTSTELLE (ENCODER AM2048S/R) SHAFT WITH FITTED KEY, TOLERANCE N; W/O HOLDING BRAKE PROTECTION CLASS IP65, | - | 0 | 0
1FK7080-2AH71-1EA2 |  | 1FK7080-2AH71-1EA2 | 1 | UN | 1 | 15 | C | D | N | N | 85015220 | 1 |  | 10.301 | KG | 1713.42 | 1713.42 | MC05 | MC05 | SIMOTICS S Synchronous motor 1FK7-CT PN=2.1kW; UDC=600V M0=8Nm (100K); NN=4500rpm; Naturally cooled FRAME SIZE IMB 5 (IM V1, IM V3) FLANGE 1, WITH KTY TEMPERATURESENSOR POWER CONNECTOR ROTATABLE ABSOLUTE ENCODERR 2048 S/R + 4096 UMDREHUNGEN MULTITURN, WITH ENDAT-SCHNITTSTELLE (ENCODER AM2048S/R) SHAFT WITH FITTED KEY, TOLERANCE N; W/O HOLDING BRAKE PROTECTION CLASS IP65, FLANGE ON DRIVE END IP67; | - | 0 | 0
1FK7080-2AH71-1EB0 |  | 1FK7080-2AH71-1EB0 | 1 | UN | 1 | 15 | C | D | N | N | 85015220 | 1 |  | 10.6 | KG | 1925.28 | 1925.28 | MC05 | MC05 | SIMOTICS S Synchronous motor 1FK7-CT PN=2.1kW; UDC=600V M0=8Nm (100K); NN=4500rpm; Naturally cooled FRAME SIZE IMB 5 (IM V1, IM V3) FLANGE 1, WITH KTY TEMPERATURESENSOR POWER CONNECTOR ROTATABLE ABSOLUTE ENCODERR 2048 S/R + 4096 UMDREHUNGEN MULTITURN, WITH ENDAT-SCHNITTSTELLE (ENCODER AM2048S/R) SHAFT WITH FITTED KEY, TOLERANCE N; WITH HOLDING BRAKE PROTECTION CLASS IP64; | - | 0 | 0
1FK7080-2AH71-1EB1 |  | 1FK7080-2AH71-1EB1 | 1 | UN | 1 | 15 | C | D | N | N | 85015220 | 1 |  | 10.6 | KG | 1987.62 | 1987.62 | MC05 | MC05 | SIMOTICS S Synchronous motor 1FK7-CT PN=2.1kW; UDC=600V M0=8Nm (100K); NN=4500rpm; Naturally cooled FRAME SIZE IMB 5 (IM V1, IM V3) FLANGE 1, WITH KTY TEMPERATURESENSOR POWER CONNECTOR ROTATABLE ABSOLUTE ENCODERR 2048 S/R + 4096 UMDREHUNGEN MULTITURN, WITH ENDAT-SCHNITTSTELLE (ENCODER AM2048S/R) SHAFT WITH FITTED KEY, TOLERANCE N; WITH HOLDING BRAKE PROTECTION CLASS IP65, | - | 0 | 0
1FK7080-2AH71-1EB2 |  | 1FK7080-2AH71-1EB2 | 1 | UN | 1 | 15 | C | D | N | N | 85015220 | 1 |  | 10.6 | KG | 1987.62 | 1987.62 | MC05 | MC05 | SIMOTICS S Synchronous motor 1FK7-CT PN=2.1kW; UDC=600V M0=8Nm (100K); NN=4500rpm; Naturally cooled FRAME SIZE IMB 5 (IM V1, IM V3) FLANGE 1, WITH KTY TEMPERATURESENSOR POWER CONNECTOR ROTATABLE ABSOLUTE ENCODERR 2048 S/R + 4096 UMDREHUNGEN MULTITURN, WITH ENDAT-SCHNITTSTELLE (ENCODER AM2048S/R) SHAFT WITH FITTED KEY, TOLERANCE N; WITH HOLDING BRAKE PROTECTION CLASS IP65, FLANGE ON DRIVE END IP67; | - | 0 | 0
1FK7080-2AH71-1EG0 |  | 1FK7080-2AH71-1EG0 | 1 | UN | 1 | 15 | C | D | N | N | 85015220 | 1 |  | 10.301 | KG | 1593.59 | 1593.59 | MC05 | MC05 | SIMOTICS S Synchronous motor 1FK7-CT PN=2.1kW; UDC=600V M0=8Nm (100K); NN=4500rpm; Naturally cooled FRAME SIZE IMB 5 (IM V1, IM V3) FLANGE 1, WITH KTY TEMPERATURESENSOR POWER CONNECTOR ROTATABLE ABSOLUTE ENCODERR 2048 S/R + 4096 UMDREHUNGEN MULTITURN, WITH ENDAT-SCHNITTSTELLE (ENCODER AM2048S/R) PLAIN SHAFT, TOLERANCE N; W/O HOLDING BRAKE PROTECTION CLASS IP64; | - | 0 | 0
1FK7080-2AH71-1EG1 |  | 1FK7080-2AH71-1EG1 | 1 | UN | 1 | 15 | C | D | N | N | 85015220 | 1 |  | 10.301 | KG | 1655.93 | 1655.93 | MC05 | MC05 | SIMOTICS S Synchronous motor 1FK7-CT PN=2.1kW; UDC=600V M0=8Nm (100K); NN=4500rpm; Naturally cooled FRAME SIZE IMB 5 (IM V1, IM V3) FLANGE 1, WITH KTY TEMPERATURESENSOR POWER CONNECTOR ROTATABLE ABSOLUTE ENCODERR 2048 S/R + 4096 UMDREHUNGEN MULTITURN, WITH ENDAT-SCHNITTSTELLE (ENCODER AM2048S/R) PLAIN SHAFT, TOLERANCE N; W/O HOLDING BRAKE PROTECTION CLASS IP65, | - | 0 | 0
1FK7080-2AH71-1EG2 |  | 1FK7080-2AH71-1EG2 | 1 | UN | 1 | 15 | C | D | N | N | 85015220 | 1 |  | 10.301 | KG | 1655.93 | 1655.93 | MC05 | MC05 | SIMOTICS S Synchronous motor 1FK7-CT PN=2.1kW; UDC=600V M0=8Nm (100K); NN=4500rpm; Naturally cooled FRAME SIZE IMB 5 (IM V1, IM V3) FLANGE 1, WITH KTY TEMPERATURESENSOR POWER CONNECTOR ROTATABLE ABSOLUTE ENCODERR 2048 S/R + 4096 UMDREHUNGEN MULTITURN, WITH ENDAT-SCHNITTSTELLE (ENCODER AM2048S/R) PLAIN SHAFT, TOLERANCE N; W/O HOLDING BRAKE PROTECTION CLASS IP65, FLANGE ON DRIVE END IP67; | - | 0 | 0
1FK7080-2AH71-1EH0 |  | 1FK7080-2AH71-1EH0 | 1 | UN | 1 | 15 | C | D | N | N | 85015220 | 1 |  | 10.6 | KG | 1867.78 | 1867.78 | MC05 | MC05 | SIMOTICS S Synchronous motor 1FK7-CT PN=2.1kW; UDC=600V M0=8Nm (100K); NN=4500rpm; Naturally cooled FRAME SIZE IMB 5 (IM V1, IM V3) FLANGE 1, WITH KTY TEMPERATURESENSOR POWER CONNECTOR ROTATABLE ABSOLUTE ENCODERR 2048 S/R + 4096 UMDREHUNGEN MULTITURN, WITH ENDAT-SCHNITTSTELLE (ENCODER AM2048S/R) PLAIN SHAFT, TOLERANCE N; WITH HOLDING BRAKE PROTECTION CLASS IP64; | - | 0 | 0
1FK7080-2AH71-1EH1 |  | 1FK7080-2AH71-1EH1 | 1 | UN | 1 | 15 | C | D | N | N | 85015220 | 1 |  | 10.6 | KG | 1930.12 | 1930.12 | MC05 | MC05 | SIMOTICS S Synchronous motor 1FK7-CT PN=2.1kW; UDC=600V M0=8Nm (100K); NN=4500rpm; Naturally cooled FRAME SIZE IMB 5 (IM V1, IM V3) FLANGE 1, WITH KTY TEMPERATURESENSOR POWER CONNECTOR ROTATABLE ABSOLUTE ENCODERR 2048 S/R + 4096 UMDREHUNGEN MULTITURN, WITH ENDAT-SCHNITTSTELLE (ENCODER AM2048S/R) PLAIN SHAFT, TOLERANCE N; WITH HOLDING BRAKE PROTECTION CLASS IP65, | - | 0 | 0
1FK7080-2AH71-1EH2 |  | 1FK7080-2AH71-1EH2 | 1 | UN | 1 | 15 | C | D | N | N | 85015220 | 1 |  | 10.6 | KG | 1930.12 | 1930.12 | MC05 | MC05 | SIMOTICS S Synchronous motor 1FK7-CT PN=2.1kW; UDC=600V M0=8Nm (100K); NN=4500rpm; Naturally cooled FRAME SIZE IMB 5 (IM V1, IM V3) FLANGE 1, WITH KTY TEMPERATURESENSOR POWER CONNECTOR ROTATABLE ABSOLUTE ENCODERR 2048 S/R + 4096 UMDREHUNGEN MULTITURN, WITH ENDAT-SCHNITTSTELLE (ENCODER AM2048S/R) PLAIN SHAFT, TOLERANCE N; WITH HOLDING BRAKE PROTECTION CLASS IP65, FLANGE ON DRIVE END IP67; | - | 0 | 0
1FK7080-2AH71-1PA0 |  | 1FK7080-2AH71-1PA0 | 1 | UN | 1 | 15 | C | D | N | N | 85015220 | 1 |  | 10.401 | KG | 1173.46 | 1173.46 | MC05 | MC05 | SIMOTICS S Synchronous motor 1FK7-CT PN=2.1kW; UDC=600V M0=8Nm (100K); NN=4500rpm; Naturally cooled FRAME SIZE IMB 5 (IM V1, IM V3) FLANGE 1 POWER CONNECTOR ROTATABLE RESOLVER 2-POLE, WITH DRIVE CLIQ-INTERFACE SHAFT WITH FITTED KEY, TOLERANCE N; W/O HOLDING BRAKE PROTECTION CLASS IP64; | - | 0 | 0
1FK7080-2AH71-1PA1 |  | 1FK7080-2AH71-1PA1 | 1 | UN | 1 | 15 | C | D | N | N | 85015220 | 1 |  | 10.401 | KG | 1235.8 | 1235.8 | MC05 | MC05 | SIMOTICS S Synchronous motor 1FK7-CT PN=2.1kW; UDC=600V M0=8Nm (100K); NN=4500rpm; Naturally cooled FRAME SIZE IMB 5 (IM V1, IM V3) FLANGE 1 POWER CONNECTOR ROTATABLE RESOLVER 2-POLE, WITH DRIVE CLIQ-INTERFACE SHAFT WITH FITTED KEY, TOLERANCE N; W/O HOLDING BRAKE PROTECTION CLASS IP65, | - | 0 | 0
1FK7080-2AH71-1PA2 |  | 1FK7080-2AH71-1PA2 | 1 | UN | 1 | 15 | C | D | N | N | 85015220 | 1 |  | 10.401 | KG | 1235.8 | 1235.8 | MC05 | MC05 | SIMOTICS S Synchronous motor 1FK7-CT PN=2.1kW; UDC=600V M0=8Nm (100K); NN=4500rpm; Naturally cooled FRAME SIZE IMB 5 (IM V1, IM V3) FLANGE 1 POWER CONNECTOR ROTATABLE RESOLVER 2-POLE, WITH DRIVE CLIQ-INTERFACE SHAFT WITH FITTED KEY, TOLERANCE N; W/O HOLDING BRAKE PROTECTION CLASS IP65, FLANGE ON DRIVE END IP67; | - | 0 | 0
1FK7080-2AH71-1PB0 |  | 1FK7080-2AH71-1PB0 | 1 | UN | 1 | 15 | C | D | N | N | 85015220 | 1 |  | 10.7 | KG | 1447.66 | 1447.66 | MC05 | MC05 | SIMOTICS S Synchronous motor 1FK7-CT PN=2.1kW; UDC=600V M0=8Nm (100K); NN=4500rpm; Naturally cooled FRAME SIZE IMB 5 (IM V1, IM V3) FLANGE 1 POWER CONNECTOR ROTATABLE RESOLVER 2-POLE, WITH DRIVE CLIQ-INTERFACE SHAFT WITH FITTED KEY, TOLERANCE N; WITH HOLDING BRAKE PROTECTION CLASS IP64; | - | 0 | 0
1FK7080-2AH71-1PB1 |  | 1FK7080-2AH71-1PB1 | 1 | UN | 1 | 15 | C | D | N | N | 85015220 | 1 |  | 10.7 | KG | 1510 | 1510 | MC05 | MC05 | SIMOTICS S Synchronous motor 1FK7-CT PN=2.1kW; UDC=600V M0=8Nm (100K); NN=4500rpm; Naturally cooled FRAME SIZE IMB 5 (IM V1, IM V3) FLANGE 1 POWER CONNECTOR ROTATABLE RESOLVER 2-POLE, WITH DRIVE CLIQ-INTERFACE SHAFT WITH FITTED KEY, TOLERANCE N; WITH HOLDING BRAKE PROTECTION CLASS IP65, | - | 0 | 0
1FK7080-2AH71-1PB2 |  | 1FK7080-2AH71-1PB2 | 1 | UN | 1 | 15 | C | D | N | N | 85015220 | 1 |  | 10.7 | KG | 1510 | 1510 | MC05 | MC05 | SIMOTICS S Synchronous motor 1FK7-CT PN=2.1kW; UDC=600V M0=8Nm (100K); NN=4500rpm; Naturally cooled FRAME SIZE IMB 5 (IM V1, IM V3) FLANGE 1 POWER CONNECTOR ROTATABLE RESOLVER 2-POLE, WITH DRIVE CLIQ-INTERFACE SHAFT WITH FITTED KEY, TOLERANCE N; WITH HOLDING BRAKE PROTECTION CLASS IP65, FLANGE ON DRIVE END IP67; | - | 0 | 0
1FK7080-2AH71-1PG0 |  | 1FK7080-2AH71-1PG0 | 1 | UN | 1 | 15 | C | D | N | N | 85015220 | 1 |  | 10.401 | KG | 1115.97 | 1115.97 | MC05 | MC05 | SIMOTICS S Synchronous motor 1FK7-CT PN=2.1kW; UDC=600V M0=8Nm (100K); NN=4500rpm; Naturally cooled FRAME SIZE IMB 5 (IM V1, IM V3) FLANGE 1 POWER CONNECTOR ROTATABLE RESOLVER 2-POLE, WITH DRIVE CLIQ-INTERFACE PLAIN SHAFT, TOLERANCE N; W/O HOLDING BRAKE PROTECTION CLASS IP64; | - | 0 | 0
1FK7080-2AH71-1PG1 |  | 1FK7080-2AH71-1PG1 | 1 | UN | 1 | 15 | C | D | N | N | 85015220 | 1 |  | 10.401 | KG | 1178.31 | 1178.31 | MC05 | MC05 | SIMOTICS S Synchronous motor 1FK7-CT PN=2.1kW; UDC=600V M0=8Nm (100K); NN=4500rpm; Naturally cooled FRAME SIZE IMB 5 (IM V1, IM V3) FLANGE 1 POWER CONNECTOR ROTATABLE RESOLVER 2-POLE, WITH DRIVE CLIQ-INTERFACE PLAIN SHAFT, TOLERANCE N; W/O HOLDING BRAKE PROTECTION CLASS IP65, | - | 0 | 0
1FK7080-2AH71-1PG2 |  | 1FK7080-2AH71-1PG2 | 1 | UN | 1 | 15 | C | D | N | N | 85015220 | 1 |  | 10.401 | KG | 1178.31 | 1178.31 | MC05 | MC05 | SIMOTICS S Synchronous motor 1FK7-CT PN=2.1kW; UDC=600V M0=8Nm (100K); NN=4500rpm; Naturally cooled FRAME SIZE IMB 5 (IM V1, IM V3) FLANGE 1 POWER CONNECTOR ROTATABLE RESOLVER 2-POLE, WITH DRIVE CLIQ-INTERFACE PLAIN SHAFT, TOLERANCE N; W/O HOLDING BRAKE PROTECTION CLASS IP65, FLANGE ON DRIVE END IP67; | - | 0 | 0
1FK7080-2AH71-1PH0 |  | 1FK7080-2AH71-1PH0 | 1 | UN | 1 | 15 | C | D | N | N | 85015220 | 1 |  | 10.7 | KG | 1390.16 | 1390.16 | MC05 | MC05 | SIMOTICS S Synchronous motor 1FK7-CT PN=2.1kW; UDC=600V M0=8Nm (100K); NN=4500rpm; Naturally cooled FRAME SIZE IMB 5 (IM V1, IM V3) FLANGE 1 POWER CONNECTOR ROTATABLE RESOLVER 2-POLE, WITH DRIVE CLIQ-INTERFACE PLAIN SHAFT, TOLERANCE N; WITH HOLDING BRAKE PROTECTION CLASS IP64; | - | 0 | 0
1FK7080-2AH71-1PH1 |  | 1FK7080-2AH71-1PH1 | 1 | UN | 1 | 15 | C | D | N | N | 85015220 | 1 |  | 10.7 | KG | 1452.5 | 1452.5 | MC05 | MC05 | SIMOTICS S Synchronous motor 1FK7-CT PN=2.1kW; UDC=600V M0=8Nm (100K); NN=4500rpm; Naturally cooled FRAME SIZE IMB 5 (IM V1, IM V3) FLANGE 1 POWER CONNECTOR ROTATABLE RESOLVER 2-POLE, WITH DRIVE CLIQ-INTERFACE PLAIN SHAFT, TOLERANCE N; WITH HOLDING BRAKE PROTECTION CLASS IP65, | - | 0 | 0
1FK7080-2AH71-1PH2 |  | 1FK7080-2AH71-1PH2 | 1 | UN | 1 | 15 | C | D | N | N | 85015220 | 1 |  | 10.7 | KG | 1452.5 | 1452.5 | MC05 | MC05 | SIMOTICS S Synchronous motor 1FK7-CT PN=2.1kW; UDC=600V M0=8Nm (100K); NN=4500rpm; Naturally cooled FRAME SIZE IMB 5 (IM V1, IM V3) FLANGE 1 POWER CONNECTOR ROTATABLE RESOLVER 2-POLE, WITH DRIVE CLIQ-INTERFACE PLAIN SHAFT, TOLERANCE N; WITH HOLDING BRAKE PROTECTION CLASS IP65, FLANGE ON DRIVE END IP67; | - | 0 | 0
1FK7080-2AH71-1QA0 |  | 1FK7080-2AH71-1QA0 | 1 | UN | 1 | 15 | C | D | N | N | 85015220 | 1 |  | 10.301 | KG | 1242.16 | 1242.16 | MC05 | MC05 | SIMOTICS S Synchronous motor 1FK7-CT PN=2.1kW; UDC=600V M0=8Nm (100K); NN=4500rpm; Naturally cooled FRAME SIZE IMB 5 (IM V1, IM V3) FLANGE 1 POWER CONNECTOR ROTATABLE ABSOLUTE ENCODER SINGLETURN 20 BIT WITH DRIVE-CLIQ INTERFACE (ENCODER AS20DQI) SHAFT WITH FITTED KEY, TOLERANCE N; W/O HOLDING BRAKE PROTECTION CLASS IP64; | - | 0 | 0
1FK7080-2AH71-1QA1 |  | 1FK7080-2AH71-1QA1 | 1 | UN | 1 | 15 | C | D | N | N | 85015220 | 1 |  | 10.301 | KG | 1304.5 | 1304.5 | MC05 | MC05 | SIMOTICS S Synchronous motor 1FK7-CT PN=2.1kW; UDC=600V M0=8Nm (100K); NN=4500rpm; Naturally cooled FRAME SIZE IMB 5 (IM V1, IM V3) FLANGE 1 POWER CONNECTOR ROTATABLE ABSOLUTE ENCODER SINGLETURN 20 BIT WITH DRIVE-CLIQ INTERFACE (ENCODER AS20DQI) SHAFT WITH FITTED KEY, TOLERANCE N; W/O HOLDING BRAKE PROTECTION CLASS IP65, | - | 0 | 0
1FK7080-2AH71-1QA2 |  | 1FK7080-2AH71-1QA2 | 1 | UN | 1 | 15 | C | D | N | N | 85015220 | 1 |  | 10.301 | KG | 1304.5 | 1304.5 | MC05 | MC05 | SIMOTICS S Synchronous motor 1FK7-CT PN=2.1kW; UDC=600V M0=8Nm (100K); NN=4500rpm; Naturally cooled FRAME SIZE IMB 5 (IM V1, IM V3) FLANGE 1 POWER CONNECTOR ROTATABLE ABSOLUTE ENCODER SINGLETURN 20 BIT WITH DRIVE-CLIQ INTERFACE (ENCODER AS20DQI) SHAFT WITH FITTED KEY, TOLERANCE N; W/O HOLDING BRAKE PROTECTION CLASS IP65, FLANGE ON DRIVE END IP67; | - | 0 | 0
1FK7080-2AH71-1QB0 |  | 1FK7080-2AH71-1QB0 | 1 | UN | 1 | 15 | C | D | N | N | 85015220 | 1 |  | 10.6 | KG | 1516.36 | 1516.36 | MC05 | MC05 | SIMOTICS S Synchronous motor 1FK7-CT PN=2.1kW; UDC=600V M0=8Nm (100K); NN=4500rpm; Naturally cooled FRAME SIZE IMB 5 (IM V1, IM V3) FLANGE 1 POWER CONNECTOR ROTATABLE ABSOLUTE ENCODER SINGLETURN 20 BIT WITH DRIVE-CLIQ INTERFACE (ENCODER AS20DQI) SHAFT WITH FITTED KEY, TOLERANCE N; WITH HOLDING BRAKE PROTECTION CLASS IP64; | - | 0 | 0
1FK7080-2AH71-1QB1 |  | 1FK7080-2AH71-1QB1 | 1 | UN | 1 | 15 | C | D | N | N | 85015220 | 1 |  | 10.6 | KG | 1578.7 | 1578.7 | MC05 | MC05 | SIMOTICS S Synchronous motor 1FK7-CT PN=2.1kW; UDC=600V M0=8Nm (100K); NN=4500rpm; Naturally cooled FRAME SIZE IMB 5 (IM V1, IM V3) FLANGE 1 POWER CONNECTOR ROTATABLE ABSOLUTE ENCODER SINGLETURN 20 BIT WITH DRIVE-CLIQ INTERFACE (ENCODER AS20DQI) SHAFT WITH FITTED KEY, TOLERANCE N; WITH HOLDING BRAKE PROTECTION CLASS IP65, | - | 0 | 0
1FK7080-2AH71-1QB2 |  | 1FK7080-2AH71-1QB2 | 1 | UN | 1 | 15 | C | D | N | N | 85015220 | 1 |  | 10.6 | KG | 1578.7 | 1578.7 | MC05 | MC05 | SIMOTICS S Synchronous motor 1FK7-CT PN=2.1kW; UDC=600V M0=8Nm (100K); NN=4500rpm; Naturally cooled FRAME SIZE IMB 5 (IM V1, IM V3) FLANGE 1 POWER CONNECTOR ROTATABLE ABSOLUTE ENCODER SINGLETURN 20 BIT WITH DRIVE-CLIQ INTERFACE (ENCODER AS20DQI) SHAFT WITH FITTED KEY, TOLERANCE N; WITH HOLDING BRAKE PROTECTION CLASS IP65, FLANGE ON DRIVE END IP67; | - | 0 | 0
1FK7080-2AH71-1QG0 |  | 1FK7080-2AH71-1QG0 | 1 | UN | 1 | 15 | C | D | N | N | 85015220 | 1 |  | 10.301 | KG | 1184.67 | 1184.67 | MC05 | MC05 | SIMOTICS S Synchronous motor 1FK7-CT PN=2.1kW; UDC=600V M0=8Nm (100K); NN=4500rpm; Naturally cooled FRAME SIZE IMB 5 (IM V1, IM V3) FLANGE 1 POWER CONNECTOR ROTATABLE ABSOLUTE ENCODER SINGLETURN 20 BIT WITH DRIVE-CLIQ INTERFACE (ENCODER AS20DQI) PLAIN SHAFT, TOLERANCE N; W/O HOLDING BRAKE PROTECTION CLASS IP64; | - | 0 | 0
1FK7080-2AH71-1QG1 |  | 1FK7080-2AH71-1QG1 | 1 | UN | 1 | 15 | C | D | N | N | 85015220 | 1 |  | 10.301 | KG | 1247.01 | 1247.01 | MC05 | MC05 | SIMOTICS S Synchronous motor 1FK7-CT PN=2.1kW; UDC=600V M0=8Nm (100K); NN=4500rpm; Naturally cooled FRAME SIZE IMB 5 (IM V1, IM V3) FLANGE 1 POWER CONNECTOR ROTATABLE ABSOLUTE ENCODER SINGLETURN 20 BIT WITH DRIVE-CLIQ INTERFACE (ENCODER AS20DQI) PLAIN SHAFT, TOLERANCE N; W/O HOLDING BRAKE PROTECTION CLASS IP65, | - | 0 | 0
1FK7080-2AH71-1QG2 |  | 1FK7080-2AH71-1QG2 | 1 | UN | 1 | 15 | C | D | N | N | 85015220 | 1 |  | 10.301 | KG | 1247.01 | 1247.01 | MC05 | MC05 | SIMOTICS S Synchronous motor 1FK7-CT PN=2.1kW; UDC=600V M0=8Nm (100K); NN=4500rpm; Naturally cooled FRAME SIZE IMB 5 (IM V1, IM V3) FLANGE 1 POWER CONNECTOR ROTATABLE ABSOLUTE ENCODER SINGLETURN 20 BIT WITH DRIVE-CLIQ INTERFACE (ENCODER AS20DQI) PLAIN SHAFT, TOLERANCE N; W/O HOLDING BRAKE PROTECTION CLASS IP65, FLANGE ON DRIVE END IP67; | - | 0 | 0
1FK7080-2AH71-1QH0 |  | 1FK7080-2AH71-1QH0 | 1 | UN | 1 | 15 | C | D | N | N | 85015220 | 1 |  | 10.6 | KG | 1458.86 | 1458.86 | MC05 | MC05 | SIMOTICS S Synchronous motor 1FK7-CT PN=2.1kW; UDC=600V M0=8Nm (100K); NN=4500rpm; Naturally cooled FRAME SIZE IMB 5 (IM V1, IM V3) FLANGE 1 POWER CONNECTOR ROTATABLE ABSOLUTE ENCODER SINGLETURN 20 BIT WITH DRIVE-CLIQ INTERFACE (ENCODER AS20DQI) PLAIN SHAFT, TOLERANCE N; WITH HOLDING BRAKE PROTECTION CLASS IP64; | - | 0 | 0
1FK7080-2AH71-1QH1 |  | 1FK7080-2AH71-1QH1 | 1 | UN | 1 | 15 | C | D | N | N | 85015220 | 1 |  | 10.6 | KG | 1521.2 | 1521.2 | MC05 | MC05 | SIMOTICS S Synchronous motor 1FK7-CT PN=2.1kW; UDC=600V M0=8Nm (100K); NN=4500rpm; Naturally cooled FRAME SIZE IMB 5 (IM V1, IM V3) FLANGE 1 POWER CONNECTOR ROTATABLE ABSOLUTE ENCODER SINGLETURN 20 BIT WITH DRIVE-CLIQ INTERFACE (ENCODER AS20DQI) PLAIN SHAFT, TOLERANCE N; WITH HOLDING BRAKE PROTECTION CLASS IP65, | - | 0 | 0
1FK7080-2AH71-1QH2 |  | 1FK7080-2AH71-1QH2 | 1 | UN | 1 | 15 | C | D | N | N | 85015220 | 1 |  | 10.6 | KG | 1521.2 | 1521.2 | MC05 | MC05 | SIMOTICS S Synchronous motor 1FK7-CT PN=2.1kW; UDC=600V M0=8Nm (100K); NN=4500rpm; Naturally cooled FRAME SIZE IMB 5 (IM V1, IM V3) FLANGE 1 POWER CONNECTOR ROTATABLE ABSOLUTE ENCODER SINGLETURN 20 BIT WITH DRIVE-CLIQ INTERFACE (ENCODER AS20DQI) PLAIN SHAFT, TOLERANCE N; WITH HOLDING BRAKE PROTECTION CLASS IP65, FLANGE ON DRIVE END IP67; | - | 0 | 0
1FK7080-2AH71-1RA0 |  | 1FK7080-2AH71-1RA0 | 1 | UN | 1 | 15 | C | D | N | N | 85015220 | 1 |  | 10.301 | KG | 1491.53 | 1491.53 | MC05 | MC05 | SIMOTICS S Synchronous motor 1FK7-CT PN=2.1kW; UDC=600V M0=8Nm (100K); NN=4500rpm; Naturally cooled FRAME SIZE IMB 5 (IM V1, IM V3) FLANGE 1 POWER CONNECTOR ROTATABLE ABSOLUTE ENCODER 20 BIT + 12 BIT MULTITURN WITH DRIVE-CLIQ INTERFACE (ENCODER AM20DQI) SHAFT WITH FITTED KEY, TOLERANCE N; W/O HOLDING BRAKE PROTECTION CLASS IP64; | - | 0 | 0
1FK7080-2AH71-1RA1 |  | 1FK7080-2AH71-1RA1 | 1 | UN | 1 | 15 | C | D | N | N | 85015220 | 1 |  | 10.301 | KG | 1553.87 | 1553.87 | MC05 | MC05 | SIMOTICS S Synchronous motor 1FK7-CT PN=2.1kW; UDC=600V M0=8Nm (100K); NN=4500rpm; Naturally cooled FRAME SIZE IMB 5 (IM V1, IM V3) FLANGE 1 POWER CONNECTOR ROTATABLE ABSOLUTE ENCODER 20 BIT + 12 BIT MULTITURN WITH DRIVE-CLIQ INTERFACE (ENCODER AM20DQI) SHAFT WITH FITTED KEY, TOLERANCE N; W/O HOLDING BRAKE PROTECTION CLASS IP65, | - | 0 | 0
1FK7080-2AH71-1RA2 |  | 1FK7080-2AH71-1RA2 | 1 | UN | 1 | 15 | C | D | N | N | 85015220 | 1 |  | 10.301 | KG | 1553.87 | 1553.87 | MC05 | MC05 | SIMOTICS S Synchronous motor 1FK7-CT PN=2.1kW; UDC=600V M0=8Nm (100K); NN=4500rpm; Naturally cooled FRAME SIZE IMB 5 (IM V1, IM V3) FLANGE 1 POWER CONNECTOR ROTATABLE ABSOLUTE ENCODER 20 BIT + 12 BIT MULTITURN WITH DRIVE-CLIQ INTERFACE (ENCODER AM20DQI) SHAFT WITH FITTED KEY, TOLERANCE N; W/O HOLDING BRAKE PROTECTION CLASS IP65, FLANGE ON DRIVE END IP67; | - | 0 | 0
1FK7080-2AH71-1RA2-Z | N16 | 1FK7080-2AH71-1RA2-ZN16 | 1 | UN | 1 | 15 | C | D | N | N | 85015220 | 1 |  | 10.301 | KG | 1897.78 | 1897.78 | MC05 | MC05 | SIMOTICS S Synchronous motor 1FK7-CT PN=2.1kW; UDC=600V M0=8Nm (100K); NN=4500rpm; Naturally cooled FRAME SIZE IMB 5 (IM V1, IM V3) FLANGE 1 POWER CONNECTOR ROTATABLE ABSOLUTE ENCODER 20 BIT + 12 BIT MULTITURN WITH DRIVE-CLIQ INTERFACE (ENCODER AM20DQI) SHAFT WITH FITTED KEY, TOLERANCE N; W/O HOLDING BRAKE PROTECTION CLASS IP65, FLANGE ON DRIVE END IP67; N16: EXECUTION FOR INCREASED CHEMICAL RESISTANCE | - | 0 | 0
1FK7080-2AH71-1RB0 |  | 1FK7080-2AH71-1RB0 | 1 | UN | 1 | 15 | C | D | N | N | 85015220 | 1 |  | 10.6 | KG | 1765.73 | 1765.73 | MC05 | MC05 | SIMOTICS S Synchronous motor 1FK7-CT PN=2.1kW; UDC=600V M0=8Nm (100K); NN=4500rpm; Naturally cooled FRAME SIZE IMB 5 (IM V1, IM V3) FLANGE 1 POWER CONNECTOR ROTATABLE ABSOLUTE ENCODER 20 BIT + 12 BIT MULTITURN WITH DRIVE-CLIQ INTERFACE (ENCODER AM20DQI) SHAFT WITH FITTED KEY, TOLERANCE N; WITH HOLDING BRAKE PROTECTION CLASS IP64; | - | 0 | 0
1FK7080-2AH71-1RB1 |  | 1FK7080-2AH71-1RB1 | 1 | UN | 1 | 15 | C | D | N | N | 85015220 | 1 |  | 10.6 | KG | 1828.07 | 1828.07 | MC05 | MC05 | SIMOTICS S Synchronous motor 1FK7-CT PN=2.1kW; UDC=600V M0=8Nm (100K); NN=4500rpm; Naturally cooled FRAME SIZE IMB 5 (IM V1, IM V3) FLANGE 1 POWER CONNECTOR ROTATABLE ABSOLUTE ENCODER 20 BIT + 12 BIT MULTITURN WITH DRIVE-CLIQ INTERFACE (ENCODER AM20DQI) SHAFT WITH FITTED KEY, TOLERANCE N; WITH HOLDING BRAKE PROTECTION CLASS IP65, | - | 0 | 0
1FK7080-2AH71-1RB2 |  | 1FK7080-2AH71-1RB2 | 1 | UN | 1 | 15 | C | D | N | N | 85015220 | 1 |  | 10.6 | KG | 1828.07 | 1828.07 | MC05 | MC05 | SIMOTICS S Synchronous motor 1FK7-CT PN=2.1kW; UDC=600V M0=8Nm (100K); NN=4500rpm; Naturally cooled FRAME SIZE IMB 5 (IM V1, IM V3) FLANGE 1 POWER CONNECTOR ROTATABLE ABSOLUTE ENCODER 20 BIT + 12 BIT MULTITURN WITH DRIVE-CLIQ INTERFACE (ENCODER AM20DQI) SHAFT WITH FITTED KEY, TOLERANCE N; WITH HOLDING BRAKE PROTECTION CLASS IP65, FLANGE ON DRIVE END IP67; | - | 0 | 0
1FK7080-2AH71-1RG0 |  | 1FK7080-2AH71-1RG0 | 1 | UN | 1 | 15 | C | D | N | N | 85015220 | 1 |  | 10.301 | KG | 1434.04 | 1434.04 | MC05 | MC05 | SIMOTICS S Synchronous motor 1FK7-CT PN=2.1kW; UDC=600V M0=8Nm (100K); NN=4500rpm; Naturally cooled FRAME SIZE IMB 5 (IM V1, IM V3) FLANGE 1 POWER CONNECTOR ROTATABLE ABSOLUTE ENCODER 20 BIT + 12 BIT MULTITURN WITH DRIVE-CLIQ INTERFACE (ENCODER AM20DQI) PLAIN SHAFT, TOLERANCE N; W/O HOLDING BRAKE PROTECTION CLASS IP64; | - | 0 | 0
1FK7080-2AH71-1RG1 |  | 1FK7080-2AH71-1RG1 | 1 | UN | 1 | 15 | C | D | N | N | 85015220 | 1 |  | 10.301 | KG | 1496.38 | 1496.38 | MC05 | MC05 | SIMOTICS S Synchronous motor 1FK7-CT PN=2.1kW; UDC=600V M0=8Nm (100K); NN=4500rpm; Naturally cooled FRAME SIZE IMB 5 (IM V1, IM V3) FLANGE 1 POWER CONNECTOR ROTATABLE ABSOLUTE ENCODER 20 BIT + 12 BIT MULTITURN WITH DRIVE-CLIQ INTERFACE (ENCODER AM20DQI) PLAIN SHAFT, TOLERANCE N; W/O HOLDING BRAKE PROTECTION CLASS IP65, | - | 0 | 0
1FK7080-2AH71-1RG2 |  | 1FK7080-2AH71-1RG2 | 1 | UN | 1 | 15 | C | D | N | N | 85015220 | 1 |  | 10.301 | KG | 1496.38 | 1496.38 | MC05 | MC05 | SIMOTICS S Synchronous motor 1FK7-CT PN=2.1kW; UDC=600V M0=8Nm (100K); NN=4500rpm; Naturally cooled FRAME SIZE IMB 5 (IM V1, IM V3) FLANGE 1 POWER CONNECTOR ROTATABLE ABSOLUTE ENCODER 20 BIT + 12 BIT MULTITURN WITH DRIVE-CLIQ INTERFACE (ENCODER AM20DQI) PLAIN SHAFT, TOLERANCE N; W/O HOLDING BRAKE PROTECTION CLASS IP65, FLANGE ON DRIVE END IP67; | - | 0 | 0
1FK7080-2AH71-1RH0 |  | 1FK7080-2AH71-1RH0 | 1 | UN | 1 | 15 | C | D | N | N | 85015220 | 1 |  | 10.6 | KG | 1708.23 | 1708.23 | MC05 | MC05 | SIMOTICS S Synchronous motor 1FK7-CT PN=2.1kW; UDC=600V M0=8Nm (100K); NN=4500rpm; Naturally cooled FRAME SIZE IMB 5 (IM V1, IM V3) FLANGE 1 POWER CONNECTOR ROTATABLE ABSOLUTE ENCODER 20 BIT + 12 BIT MULTITURN WITH DRIVE-CLIQ INTERFACE (ENCODER AM20DQI) PLAIN SHAFT, TOLERANCE N; WITH HOLDING BRAKE PROTECTION CLASS IP64; | - | 0 | 0
1FK7080-2AH71-1RH1 |  | 1FK7080-2AH71-1RH1 | 1 | UN | 1 | 15 | C | D | N | N | 85015220 | 1 |  | 10.6 | KG | 1770.57 | 1770.57 | MC05 | MC05 | SIMOTICS S Synchronous motor 1FK7-CT PN=2.1kW; UDC=600V M0=8Nm (100K); NN=4500rpm; Naturally cooled FRAME SIZE IMB 5 (IM V1, IM V3) FLANGE 1 POWER CONNECTOR ROTATABLE ABSOLUTE ENCODER 20 BIT + 12 BIT MULTITURN WITH DRIVE-CLIQ INTERFACE (ENCODER AM20DQI) PLAIN SHAFT, TOLERANCE N; WITH HOLDING BRAKE PROTECTION CLASS IP65, | - | 0 | 0
1FK7080-2AH71-1RH2 |  | 1FK7080-2AH71-1RH2 | 1 | UN | 1 | 15 | C | D | N | N | 85015220 | 1 |  | 10.6 | KG | 1770.57 | 1770.57 | MC05 | MC05 | SIMOTICS S Synchronous motor 1FK7-CT PN=2.1kW; UDC=600V M0=8Nm (100K); NN=4500rpm; Naturally cooled FRAME SIZE IMB 5 (IM V1, IM V3) FLANGE 1 POWER CONNECTOR ROTATABLE ABSOLUTE ENCODER 20 BIT + 12 BIT MULTITURN WITH DRIVE-CLIQ INTERFACE (ENCODER AM20DQI) PLAIN SHAFT, TOLERANCE N; WITH HOLDING BRAKE PROTECTION CLASS IP65, FLANGE ON DRIVE END IP67; | - | 0 | 0
1FK7080-2AH71-1SA0 |  | 1FK7080-2AH71-1SA0 | 1 | UN | 1 | 15 | C | D | N | N | 85015220 | 1 |  | 10.302 | KG | 1012.76 | 1012.76 | MC05 | MC05 | SIMOTICS S Synchronous motor 1FK7-CT PN=2.1kW; UDC=600V M0=8Nm (100K); NN=4500rpm; Naturally cooled FRAME SIZE IMB 5 (IM V1, IM V3) FLANGE 1, WITH KTY TEMPERATURESENSOR POWER CONNECTOR ROTATABLE RESOLVER MULTI-POLE (RESOLVER P=4); SHAFT WITH FITTED KEY, TOLERANCE N; W/O HOLDING BRAKE PROTECTION CLASS IP64; | - | 0 | 0
1FK7080-2AH71-1SA1 |  | 1FK7080-2AH71-1SA1 | 1 | UN | 1 | 15 | C | D | N | N | 85015220 | 1 |  | 10.302 | KG | 1075.1 | 1075.1 | MC05 | MC05 | SIMOTICS S Synchronous motor 1FK7-CT PN=2.1kW; UDC=600V M0=8Nm (100K); NN=4500rpm; Naturally cooled FRAME SIZE IMB 5 (IM V1, IM V3) FLANGE 1, WITH KTY TEMPERATURESENSOR POWER CONNECTOR ROTATABLE RESOLVER MULTI-POLE (RESOLVER P=4); SHAFT WITH FITTED KEY, TOLERANCE N; W/O HOLDING BRAKE PROTECTION CLASS IP65, | - | 0 | 0
1FK7080-2AH71-1SA2 |  | 1FK7080-2AH71-1SA2 | 1 | UN | 1 | 15 | C | D | N | N | 85015220 | 1 |  | 10.302 | KG | 1075.1 | 1075.1 | MC05 | MC05 | SIMOTICS S Synchronous motor 1FK7-CT PN=2.1kW; UDC=600V M0=8Nm (100K); NN=4500rpm; Naturally cooled FRAME SIZE IMB 5 (IM V1, IM V3) FLANGE 1, WITH KTY TEMPERATURESENSOR POWER CONNECTOR ROTATABLE RESOLVER MULTI-POLE (RESOLVER P=4); SHAFT WITH FITTED KEY, TOLERANCE N; W/O HOLDING BRAKE PROTECTION CLASS IP65, FLANGE ON DRIVE END IP67; | - | 0 | 0
1FK7080-2AH71-1SB0 |  | 1FK7080-2AH71-1SB0 | 1 | UN | 1 | 15 | C | D | N | N | 85015220 | 1 |  | 10.601 | KG | 1286.96 | 1286.96 | MC05 | MC05 | SIMOTICS S Synchronous motor 1FK7-CT PN=2.1kW; UDC=600V M0=8Nm (100K); NN=4500rpm; Naturally cooled FRAME SIZE IMB 5 (IM V1, IM V3) FLANGE 1, WITH KTY TEMPERATURESENSOR POWER CONNECTOR ROTATABLE RESOLVER MULTI-POLE (RESOLVER P=4); SHAFT WITH FITTED KEY, TOLERANCE N; WITH HOLDING BRAKE PROTECTION CLASS IP64; | - | 0 | 0
1FK7080-2AH71-1SB1 |  | 1FK7080-2AH71-1SB1 | 1 | UN | 1 | 15 | C | D | N | N | 85015220 | 1 |  | 10.601 | KG | 1349.3 | 1349.3 | MC05 | MC05 | SIMOTICS S Synchronous motor 1FK7-CT PN=2.1kW; UDC=600V M0=8Nm (100K); NN=4500rpm; Naturally cooled FRAME SIZE IMB 5 (IM V1, IM V3) FLANGE 1, WITH KTY TEMPERATURESENSOR POWER CONNECTOR ROTATABLE RESOLVER MULTI-POLE (RESOLVER P=4); SHAFT WITH FITTED KEY, TOLERANCE N; WITH HOLDING BRAKE PROTECTION CLASS IP65, | - | 0 | 0
1FK7080-2AH71-1SB2 |  | 1FK7080-2AH71-1SB2 | 1 | UN | 1 | 15 | C | D | N | N | 85015220 | 1 |  | 10.601 | KG | 1349.3 | 1349.3 | MC05 | MC05 | SIMOTICS S Synchronous motor 1FK7-CT PN=2.1kW; UDC=600V M0=8Nm (100K); NN=4500rpm; Naturally cooled FRAME SIZE IMB 5 (IM V1, IM V3) FLANGE 1, WITH KTY TEMPERATURESENSOR POWER CONNECTOR ROTATABLE RESOLVER MULTI-POLE (RESOLVER P=4); SHAFT WITH FITTED KEY, TOLERANCE N; WITH HOLDING BRAKE PROTECTION CLASS IP65, FLANGE ON DRIVE END IP67; | - | 0 | 0
1FK7080-2AH71-1SG0 |  | 1FK7080-2AH71-1SG0 | 1 | UN | 1 | 15 | C | D | N | N | 85015220 | 1 |  | 10.302 | KG | 955.27 | 955.27 | MC05 | MC05 | SIMOTICS S Synchronous motor 1FK7-CT PN=2.1kW; UDC=600V M0=8Nm (100K); NN=4500rpm; Naturally cooled FRAME SIZE IMB 5 (IM V1, IM V3) FLANGE 1, WITH KTY TEMPERATURESENSOR POWER CONNECTOR ROTATABLE RESOLVER MULTI-POLE (RESOLVER P=4); PLAIN SHAFT, TOLERANCE N; W/O HOLDING BRAKE PROTECTION CLASS IP64; | - | 0 | 0
1FK7080-2AH71-1SG1 |  | 1FK7080-2AH71-1SG1 | 1 | UN | 1 | 15 | C | D | N | N | 85015220 | 1 |  | 10.302 | KG | 1017.61 | 1017.61 | MC05 | MC05 | SIMOTICS S Synchronous motor 1FK7-CT PN=2.1kW; UDC=600V M0=8Nm (100K); NN=4500rpm; Naturally cooled FRAME SIZE IMB 5 (IM V1, IM V3) FLANGE 1, WITH KTY TEMPERATURESENSOR POWER CONNECTOR ROTATABLE RESOLVER MULTI-POLE (RESOLVER P=4); PLAIN SHAFT, TOLERANCE N; W/O HOLDING BRAKE PROTECTION CLASS IP65, | - | 0 | 0
1FK7080-2AH71-1SG2 |  | 1FK7080-2AH71-1SG2 | 1 | UN | 1 | 15 | C | D | N | N | 85015220 | 1 |  | 10.302 | KG | 1017.61 | 1017.61 | MC05 | MC05 | SIMOTICS S Synchronous motor 1FK7-CT PN=2.1kW; UDC=600V M0=8Nm (100K); NN=4500rpm; Naturally cooled FRAME SIZE IMB 5 (IM V1, IM V3) FLANGE 1, WITH KTY TEMPERATURESENSOR POWER CONNECTOR ROTATABLE RESOLVER MULTI-POLE (RESOLVER P=4); PLAIN SHAFT, TOLERANCE N; W/O HOLDING BRAKE PROTECTION CLASS IP65, FLANGE ON DRIVE END IP67; | - | 0 | 0
1FK7080-2AH71-1SH0 |  | 1FK7080-2AH71-1SH0 | 1 | UN | 1 | 15 | C | D | N | N | 85015220 | 1 |  | 10.601 | KG | 1229.46 | 1229.46 | MC05 | MC05 | SIMOTICS S Synchronous motor 1FK7-CT PN=2.1kW; UDC=600V M0=8Nm (100K); NN=4500rpm; Naturally cooled FRAME SIZE IMB 5 (IM V1, IM V3) FLANGE 1, WITH KTY TEMPERATURESENSOR POWER CONNECTOR ROTATABLE RESOLVER MULTI-POLE (RESOLVER P=4); PLAIN SHAFT, TOLERANCE N; WITH HOLDING BRAKE PROTECTION CLASS IP64; | - | 0 | 0
1FK7080-2AH71-1SH1 |  | 1FK7080-2AH71-1SH1 | 1 | UN | 1 | 15 | C | D | N | N | 85015220 | 1 |  | 10.601 | KG | 1291.8 | 1291.8 | MC05 | MC05 | SIMOTICS S Synchronous motor 1FK7-CT PN=2.1kW; UDC=600V M0=8Nm (100K); NN=4500rpm; Naturally cooled FRAME SIZE IMB 5 (IM V1, IM V3) FLANGE 1, WITH KTY TEMPERATURESENSOR POWER CONNECTOR ROTATABLE RESOLVER MULTI-POLE (RESOLVER P=4); PLAIN SHAFT, TOLERANCE N; WITH HOLDING BRAKE PROTECTION CLASS IP65, | - | 0 | 0
1FK7080-2AH71-1SH2 |  | 1FK7080-2AH71-1SH2 | 1 | UN | 1 | 15 | C | D | N | N | 85015220 | 1 |  | 10.601 | KG | 1291.8 | 1291.8 | MC05 | MC05 | SIMOTICS S Synchronous motor 1FK7-CT PN=2.1kW; UDC=600V M0=8Nm (100K); NN=4500rpm; Naturally cooled FRAME SIZE IMB 5 (IM V1, IM V3) FLANGE 1, WITH KTY TEMPERATURESENSOR POWER CONNECTOR ROTATABLE RESOLVER MULTI-POLE (RESOLVER P=4); PLAIN SHAFT, TOLERANCE N; WITH HOLDING BRAKE PROTECTION CLASS IP65, FLANGE ON DRIVE END IP67; | - | 0 | 0
1FK7080-2AH71-1TA0 |  | 1FK7080-2AH71-1TA0 | 1 | UN | 1 | 15 | C | D | N | N | 85015220 | 1 |  | 10.302 | KG | 1012.76 | 1012.76 | MC05 | MC05 | SIMOTICS S Synchronous motor 1FK7-CT PN=2.1kW; UDC=600V M0=8Nm (100K); NN=4500rpm; Naturally cooled FRAME SIZE IMB 5 (IM V1, IM V3) FLANGE 1, WITH KTY TEMPERATURESENSOR POWER CONNECTOR ROTATABLE RESOLVER 2-POLE (RESOLVER P=1); SHAFT WITH FITTED KEY, TOLERANCE N; W/O HOLDING BRAKE PROTECTION CLASS IP64; | - | 0 | 0
1FK7080-2AH71-1TA1 |  | 1FK7080-2AH71-1TA1 | 1 | UN | 1 | 15 | C | D | N | N | 85015220 | 1 |  | 10.302 | KG | 1075.1 | 1075.1 | MC05 | MC05 | SIMOTICS S Synchronous motor 1FK7-CT PN=2.1kW; UDC=600V M0=8Nm (100K); NN=4500rpm; Naturally cooled FRAME SIZE IMB 5 (IM V1, IM V3) FLANGE 1, WITH KTY TEMPERATURESENSOR POWER CONNECTOR ROTATABLE RESOLVER 2-POLE (RESOLVER P=1); SHAFT WITH FITTED KEY, TOLERANCE N; W/O HOLDING BRAKE PROTECTION CLASS IP65, | - | 0 | 0
1FK7080-2AH71-1TA2 |  | 1FK7080-2AH71-1TA2 | 1 | UN | 1 | 15 | C | D | N | N | 85015220 | 1 |  | 10.302 | KG | 1075.1 | 1075.1 | MC05 | MC05 | SIMOTICS S Synchronous motor 1FK7-CT PN=2.1kW; UDC=600V M0=8Nm (100K); NN=4500rpm; Naturally cooled FRAME SIZE IMB 5 (IM V1, IM V3) FLANGE 1, WITH KTY TEMPERATURESENSOR POWER CONNECTOR ROTATABLE RESOLVER 2-POLE (RESOLVER P=1); SHAFT WITH FITTED KEY, TOLERANCE N; W/O HOLDING BRAKE PROTECTION CLASS IP65, FLANGE ON DRIVE END IP67; | - | 0 | 0
1FK7080-2AH71-1TB0 |  | 1FK7080-2AH71-1TB0 | 1 | UN | 1 | 15 | C | D | N | N | 85015220 | 1 |  | 10.601 | KG | 1286.96 | 1286.96 | MC05 | MC05 | SIMOTICS S Synchronous motor 1FK7-CT PN=2.1kW; UDC=600V M0=8Nm (100K); NN=4500rpm; Naturally cooled FRAME SIZE IMB 5 (IM V1, IM V3) FLANGE 1, WITH KTY TEMPERATURESENSOR POWER CONNECTOR ROTATABLE RESOLVER 2-POLE (RESOLVER P=1); SHAFT WITH FITTED KEY, TOLERANCE N; WITH HOLDING BRAKE PROTECTION CLASS IP64; | - | 0 | 0
1FK7080-2AH71-1TB1 |  | 1FK7080-2AH71-1TB1 | 1 | UN | 1 | 15 | C | D | N | N | 85015220 | 1 |  | 10.601 | KG | 1349.3 | 1349.3 | MC05 | MC05 | SIMOTICS S Synchronous motor 1FK7-CT PN=2.1kW; UDC=600V M0=8Nm (100K); NN=4500rpm; Naturally cooled FRAME SIZE IMB 5 (IM V1, IM V3) FLANGE 1, WITH KTY TEMPERATURESENSOR POWER CONNECTOR ROTATABLE RESOLVER 2-POLE (RESOLVER P=1); SHAFT WITH FITTED KEY, TOLERANCE N; WITH HOLDING BRAKE PROTECTION CLASS IP65, | - | 0 | 0
1FK7080-2AH71-1TB2 |  | 1FK7080-2AH71-1TB2 | 1 | UN | 1 | 15 | C | D | N | N | 85015220 | 1 |  | 10.601 | KG | 1349.3 | 1349.3 | MC05 | MC05 | SIMOTICS S Synchronous motor 1FK7-CT PN=2.1kW; UDC=600V M0=8Nm (100K); NN=4500rpm; Naturally cooled FRAME SIZE IMB 5 (IM V1, IM V3) FLANGE 1, WITH KTY TEMPERATURESENSOR POWER CONNECTOR ROTATABLE RESOLVER 2-POLE (RESOLVER P=1); SHAFT WITH FITTED KEY, TOLERANCE N; WITH HOLDING BRAKE PROTECTION CLASS IP65, FLANGE ON DRIVE END IP67; | - | 0 | 0
1FK7080-2AH71-1TG0 |  | 1FK7080-2AH71-1TG0 | 1 | UN | 1 | 15 | C | D | N | N | 85015220 | 1 |  | 10.302 | KG | 955.27 | 955.27 | MC05 | MC05 | SIMOTICS S Synchronous motor 1FK7-CT PN=2.1kW; UDC=600V M0=8Nm (100K); NN=4500rpm; Naturally cooled FRAME SIZE IMB 5 (IM V1, IM V3) FLANGE 1, WITH KTY TEMPERATURESENSOR POWER CONNECTOR ROTATABLE RESOLVER 2-POLE (RESOLVER P=1); PLAIN SHAFT, TOLERANCE N; W/O HOLDING BRAKE PROTECTION CLASS IP64; | - | 0 | 0
1FK7080-2AH71-1TG1 |  | 1FK7080-2AH71-1TG1 | 1 | UN | 1 | 15 | C | D | N | N | 85015220 | 1 |  | 10.302 | KG | 1017.61 | 1017.61 | MC05 | MC05 | SIMOTICS S Synchronous motor 1FK7-CT PN=2.1kW; UDC=600V M0=8Nm (100K); NN=4500rpm; Naturally cooled FRAME SIZE IMB 5 (IM V1, IM V3) FLANGE 1, WITH KTY TEMPERATURESENSOR POWER CONNECTOR ROTATABLE RESOLVER 2-POLE (RESOLVER P=1); PLAIN SHAFT, TOLERANCE N; W/O HOLDING BRAKE PROTECTION CLASS IP65, | - | 0 | 0
1FK7080-2AH71-1TG2 |  | 1FK7080-2AH71-1TG2 | 1 | UN | 1 | 15 | C | D | N | N | 85015220 | 1 |  | 10.302 | KG | 1017.61 | 1017.61 | MC05 | MC05 | SIMOTICS S Synchronous motor 1FK7-CT PN=2.1kW; UDC=600V M0=8Nm (100K); NN=4500rpm; Naturally cooled FRAME SIZE IMB 5 (IM V1, IM V3) FLANGE 1, WITH KTY TEMPERATURESENSOR POWER CONNECTOR ROTATABLE RESOLVER 2-POLE (RESOLVER P=1); PLAIN SHAFT, TOLERANCE N; W/O HOLDING BRAKE PROTECTION CLASS IP65, FLANGE ON DRIVE END IP67; | - | 0 | 0
1FK7080-2AH71-1TH0 |  | 1FK7080-2AH71-1TH0 | 1 | UN | 1 | 15 | C | D | N | N | 85015220 | 1 |  | 10.601 | KG | 1229.46 | 1229.46 | MC05 | MC05 | SIMOTICS S Synchronous motor 1FK7-CT PN=2.1kW; UDC=600V M0=8Nm (100K); NN=4500rpm; Naturally cooled FRAME SIZE IMB 5 (IM V1, IM V3) FLANGE 1, WITH KTY TEMPERATURESENSOR POWER CONNECTOR ROTATABLE RESOLVER 2-POLE (RESOLVER P=1); PLAIN SHAFT, TOLERANCE N; WITH HOLDING BRAKE PROTECTION CLASS IP64; | - | 0 | 0
1FK7080-2AH71-1TH1 |  | 1FK7080-2AH71-1TH1 | 1 | UN | 1 | 15 | C | D | N | N | 85015220 | 1 |  | 10.601 | KG | 1291.8 | 1291.8 | MC05 | MC05 | SIMOTICS S Synchronous motor 1FK7-CT PN=2.1kW; UDC=600V M0=8Nm (100K); NN=4500rpm; Naturally cooled FRAME SIZE IMB 5 (IM V1, IM V3) FLANGE 1, WITH KTY TEMPERATURESENSOR POWER CONNECTOR ROTATABLE RESOLVER 2-POLE (RESOLVER P=1); PLAIN SHAFT, TOLERANCE N; WITH HOLDING BRAKE PROTECTION CLASS IP65, | - | 0 | 0
1FK7080-2AH71-1TH2 |  | 1FK7080-2AH71-1TH2 | 1 | UN | 1 | 15 | C | D | N | N | 85015220 | 1 |  | 10.601 | KG | 1291.8 | 1291.8 | MC05 | MC05 | SIMOTICS S Synchronous motor 1FK7-CT PN=2.1kW; UDC=600V M0=8Nm (100K); NN=4500rpm; Naturally cooled FRAME SIZE IMB 5 (IM V1, IM V3) FLANGE 1, WITH KTY TEMPERATURESENSOR POWER CONNECTOR ROTATABLE RESOLVER 2-POLE (RESOLVER P=1); PLAIN SHAFT, TOLERANCE N; WITH HOLDING BRAKE PROTECTION CLASS IP65, FLANGE ON DRIVE END IP67; | - | 0 | 0
1FK7080-2AH71-1UA0 |  | 1FK7080-2AH71-1UA0 | 1 | UN | 1 | 15 | C | D | N | N | 85015220 | 1 |  | 10.302 | KG | 1173.46 | 1173.46 | MC05 | MC05 | SIMOTICS S Synchronous motor 1FK7-CT PN=2.1kW; UDC=600V M0=8Nm (100K); NN=4500rpm; Naturally cooled FRAME SIZE IMB 5 (IM V1, IM V3) FLANGE 1 POWER CONNECTOR ROTATABLE RESOLVER MULTI-POLE WITH DRIVE-CLIQ INTERFACE; SHAFT WITH FITTED KEY, TOLERANCE N; W/O HOLDING BRAKE PROTECTION CLASS IP64; | - | 0 | 0
1FK7080-2AH71-1UA1 |  | 1FK7080-2AH71-1UA1 | 1 | UN | 1 | 15 | C | D | N | N | 85015220 | 1 |  | 10.302 | KG | 1235.8 | 1235.8 | MC05 | MC05 | SIMOTICS S Synchronous motor 1FK7-CT PN=2.1kW; UDC=600V M0=8Nm (100K); NN=4500rpm; Naturally cooled FRAME SIZE IMB 5 (IM V1, IM V3) FLANGE 1 POWER CONNECTOR ROTATABLE RESOLVER MULTI-POLE WITH DRIVE-CLIQ INTERFACE; SHAFT WITH FITTED KEY, TOLERANCE N; W/O HOLDING BRAKE PROTECTION CLASS IP65, | - | 0 | 0
1FK7080-2AH71-1UA2 |  | 1FK7080-2AH71-1UA2 | 1 | UN | 1 | 15 | C | D | N | N | 85015220 | 1 |  | 10.302 | KG | 1235.8 | 1235.8 | MC05 | MC05 | SIMOTICS S Synchronous motor 1FK7-CT PN=2.1kW; UDC=600V M0=8Nm (100K); NN=4500rpm; Naturally cooled FRAME SIZE IMB 5 (IM V1, IM V3) FLANGE 1 POWER CONNECTOR ROTATABLE RESOLVER MULTI-POLE WITH DRIVE-CLIQ INTERFACE; SHAFT WITH FITTED KEY, TOLERANCE N; W/O HOLDING BRAKE PROTECTION CLASS IP65, FLANGE ON DRIVE END IP67; | - | 0 | 0
1FK7080-2AH71-1UB0 |  | 1FK7080-2AH71-1UB0 | 1 | UN | 1 | 15 | C | D | N | N | 85015220 | 1 |  | 10.601 | KG | 1447.66 | 1447.66 | MC05 | MC05 | SIMOTICS S Synchronous motor 1FK7-CT PN=2.1kW; UDC=600V M0=8Nm (100K); NN=4500rpm; Naturally cooled FRAME SIZE IMB 5 (IM V1, IM V3) FLANGE 1 POWER CONNECTOR ROTATABLE RESOLVER MULTI-POLE WITH DRIVE-CLIQ INTERFACE; SHAFT WITH FITTED KEY, TOLERANCE N; WITH HOLDING BRAKE PROTECTION CLASS IP64; | - | 0 | 0
1FK7080-2AH71-1UB1 |  | 1FK7080-2AH71-1UB1 | 1 | UN | 1 | 15 | C | D | N | N | 85015220 | 1 |  | 10.601 | KG | 1510 | 1510 | MC05 | MC05 | SIMOTICS S Synchronous motor 1FK7-CT PN=2.1kW; UDC=600V M0=8Nm (100K); NN=4500rpm; Naturally cooled FRAME SIZE IMB 5 (IM V1, IM V3) FLANGE 1 POWER CONNECTOR ROTATABLE RESOLVER MULTI-POLE WITH DRIVE-CLIQ INTERFACE; SHAFT WITH FITTED KEY, TOLERANCE N; WITH HOLDING BRAKE PROTECTION CLASS IP65, | - | 0 | 0
1FK7080-2AH71-1UB2 |  | 1FK7080-2AH71-1UB2 | 1 | UN | 1 | 15 | C | D | N | N | 85015220 | 1 |  | 10.601 | KG | 1510 | 1510 | MC05 | MC05 | SIMOTICS S Synchronous motor 1FK7-CT PN=2.1kW; UDC=600V M0=8Nm (100K); NN=4500rpm; Naturally cooled FRAME SIZE IMB 5 (IM V1, IM V3) FLANGE 1 POWER CONNECTOR ROTATABLE RESOLVER MULTI-POLE WITH DRIVE-CLIQ INTERFACE; SHAFT WITH FITTED KEY, TOLERANCE N; WITH HOLDING BRAKE PROTECTION CLASS IP65, FLANGE ON DRIVE END IP67; | - | 0 | 0
1FK7080-2AH71-1UG0 |  | 1FK7080-2AH71-1UG0 | 1 | UN | 1 | 15 | C | D | N | N | 85015220 | 1 |  | 10.302 | KG | 1115.97 | 1115.97 | MC05 | MC05 | SIMOTICS S Synchronous motor 1FK7-CT PN=2.1kW; UDC=600V M0=8Nm (100K); NN=4500rpm; Naturally cooled FRAME SIZE IMB 5 (IM V1, IM V3) FLANGE 1 POWER CONNECTOR ROTATABLE RESOLVER MULTI-POLE WITH DRIVE-CLIQ INTERFACE; PLAIN SHAFT, TOLERANCE N; W/O HOLDING BRAKE PROTECTION CLASS IP64; | - | 0 | 0
1FK7080-2AH71-1UG1 |  | 1FK7080-2AH71-1UG1 | 1 | UN | 1 | 15 | C | D | N | N | 85015220 | 1 |  | 10.302 | KG | 1178.31 | 1178.31 | MC05 | MC05 | SIMOTICS S Synchronous motor 1FK7-CT PN=2.1kW; UDC=600V M0=8Nm (100K); NN=4500rpm; Naturally cooled FRAME SIZE IMB 5 (IM V1, IM V3) FLANGE 1 POWER CONNECTOR ROTATABLE RESOLVER MULTI-POLE WITH DRIVE-CLIQ INTERFACE; PLAIN SHAFT, TOLERANCE N; W/O HOLDING BRAKE PROTECTION CLASS IP65, | - | 0 | 0
1FK7080-2AH71-1UG2 |  | 1FK7080-2AH71-1UG2 | 1 | UN | 1 | 15 | C | D | N | N | 85015220 | 1 |  | 10.302 | KG | 1178.31 | 1178.31 | MC05 | MC05 | SIMOTICS S Synchronous motor 1FK7-CT PN=2.1kW; UDC=600V M0=8Nm (100K); NN=4500rpm; Naturally cooled FRAME SIZE IMB 5 (IM V1, IM V3) FLANGE 1 POWER CONNECTOR ROTATABLE RESOLVER MULTI-POLE WITH DRIVE-CLIQ INTERFACE; PLAIN SHAFT, TOLERANCE N; W/O HOLDING BRAKE PROTECTION CLASS IP65, FLANGE ON DRIVE END IP67; | - | 0 | 0
1FK7080-2AH71-1UH0 |  | 1FK7080-2AH71-1UH0 | 1 | UN | 1 | 15 | C | D | N | N | 85015220 | 1 |  | 10.601 | KG | 1390.16 | 1390.16 | MC05 | MC05 | SIMOTICS S Synchronous motor 1FK7-CT PN=2.1kW; UDC=600V M0=8Nm (100K); NN=4500rpm; Naturally cooled FRAME SIZE IMB 5 (IM V1, IM V3) FLANGE 1 POWER CONNECTOR ROTATABLE RESOLVER MULTI-POLE WITH DRIVE-CLIQ INTERFACE; PLAIN SHAFT, TOLERANCE N; WITH HOLDING BRAKE PROTECTION CLASS IP64; | - | 0 | 0
1FK7080-2AH71-1UH1 |  | 1FK7080-2AH71-1UH1 | 1 | UN | 1 | 15 | C | D | N | N | 85015220 | 1 |  | 10.601 | KG | 1452.5 | 1452.5 | MC05 | MC05 | SIMOTICS S Synchronous motor 1FK7-CT PN=2.1kW; UDC=600V M0=8Nm (100K); NN=4500rpm; Naturally cooled FRAME SIZE IMB 5 (IM V1, IM V3) FLANGE 1 POWER CONNECTOR ROTATABLE RESOLVER MULTI-POLE WITH DRIVE-CLIQ INTERFACE; PLAIN SHAFT, TOLERANCE N; WITH HOLDING BRAKE PROTECTION CLASS IP65, | - | 0 | 0
1FK7080-2AH71-1UH2 |  | 1FK7080-2AH71-1UH2 | 1 | UN | 1 | 15 | C | D | N | N | 85015220 | 1 |  | 10.601 | KG | 1452.5 | 1452.5 | MC05 | MC05 | SIMOTICS S Synchronous motor 1FK7-CT PN=2.1kW; UDC=600V M0=8Nm (100K); NN=4500rpm; Naturally cooled FRAME SIZE IMB 5 (IM V1, IM V3) FLANGE 1 POWER CONNECTOR ROTATABLE RESOLVER MULTI-POLE WITH DRIVE-CLIQ INTERFACE; PLAIN SHAFT, TOLERANCE N; WITH HOLDING BRAKE PROTECTION CLASS IP65, FLANGE ON DRIVE END IP67; | - | 0 | 0
1FK7080-2AH74-1AA0 |  | 1FK7080-2AH74-1AA0 | 1 | UN | 1 | 15 | C | D | N | N | 85015220 | 1 |  | 10.301 | KG | 1403.4 | 1403.4 | MC05 | MC05 | SIMOTICS S Synchronous motor 1FK7-CT PN=2.1kW; UDC=600V M0=8Nm (100K); NN=4500rpm; Naturally cooled FRAME SIZE IMB 5 (IM V1, IM V3) FLANGE 1, WITH PT1000 TEMPERATURESENSOR POWER CONNECTOR ROTATABLE INCREMENTAL ENCODER SIN/COS 1VPP;2048 S/R W. C-AND D-SPUR (ENCODER IC2048S/R) SHAFT WITH FITTED KEY, TOLERANCE N; W/O HOLDING BRAKE PROTECTION CLASS IP64; | - | 0 | 0
1FK7080-2AH74-1AA1 |  | 1FK7080-2AH74-1AA1 | 1 | UN | 1 | 15 | C | D | N | N | 85015220 | 1 |  | 10.301 | KG | 1465.74 | 1465.74 | MC05 | MC05 | SIMOTICS S Synchronous motor 1FK7-CT PN=2.1kW; UDC=600V M0=8Nm (100K); NN=4500rpm; Naturally cooled FRAME SIZE IMB 5 (IM V1, IM V3) FLANGE 1, WITH PT1000 TEMPERATURESENSOR POWER CONNECTOR ROTATABLE INCREMENTAL ENCODER SIN/COS 1VPP;2048 S/R W. C-AND D-SPUR (ENCODER IC2048S/R) SHAFT WITH FITTED KEY, TOLERANCE N; W/O HOLDING BRAKE PROTECTION CLASS IP65, | - | 0 | 0
1FK7080-2AH74-1AA2 |  | 1FK7080-2AH74-1AA2 | 1 | UN | 1 | 15 | C | D | N | N | 85015220 | 1 |  | 10.301 | KG | 1465.74 | 1465.74 | MC05 | MC05 | SIMOTICS S Synchronous motor 1FK7-CT PN=2.1kW; UDC=600V M0=8Nm (100K); NN=4500rpm; Naturally cooled FRAME SIZE IMB 5 (IM V1, IM V3) FLANGE 1, WITH PT1000 TEMPERATURESENSOR POWER CONNECTOR ROTATABLE INCREMENTAL ENCODER SIN/COS 1VPP;2048 S/R W. C-AND D-SPUR (ENCODER IC2048S/R) SHAFT WITH FITTED KEY, TOLERANCE N; W/O HOLDING BRAKE PROTECTION CLASS IP65, FLANGE ON DRIVE END IP67; | - | 0 | 0
1FK7080-2AH74-1AB0 |  | 1FK7080-2AH74-1AB0 | 1 | UN | 1 | 15 | C | D | N | N | 85015220 | 1 |  | 10.6 | KG | 1677.6 | 1677.6 | MC05 | MC05 | SIMOTICS S Synchronous motor 1FK7-CT PN=2.1kW; UDC=600V M0=8Nm (100K); NN=4500rpm; Naturally cooled FRAME SIZE IMB 5 (IM V1, IM V3) FLANGE 1, WITH PT1000 TEMPERATURESENSOR POWER CONNECTOR ROTATABLE INCREMENTAL ENCODER SIN/COS 1VPP;2048 S/R W. C-AND D-SPUR (ENCODER IC2048S/R) SHAFT WITH FITTED KEY, TOLERANCE N; WITH HOLDING BRAKE PROTECTION CLASS IP64; | - | 0 | 0
1FK7080-2AH74-1AB1 |  | 1FK7080-2AH74-1AB1 | 1 | UN | 1 | 15 | C | D | N | N | 85015220 | 1 |  | 10.6 | KG | 1739.94 | 1739.94 | MC05 | MC05 | SIMOTICS S Synchronous motor 1FK7-CT PN=2.1kW; UDC=600V M0=8Nm (100K); NN=4500rpm; Naturally cooled FRAME SIZE IMB 5 (IM V1, IM V3) FLANGE 1, WITH PT1000 TEMPERATURESENSOR POWER CONNECTOR ROTATABLE INCREMENTAL ENCODER SIN/COS 1VPP;2048 S/R W. C-AND D-SPUR (ENCODER IC2048S/R) SHAFT WITH FITTED KEY, TOLERANCE N; WITH HOLDING BRAKE PROTECTION CLASS IP65, | - | 0 | 0
1FK7080-2AH74-1AB2 |  | 1FK7080-2AH74-1AB2 | 1 | UN | 1 | 15 | C | D | N | N | 85015220 | 1 |  | 10.6 | KG | 1739.94 | 1739.94 | MC05 | MC05 | SIMOTICS S Synchronous motor 1FK7-CT PN=2.1kW; UDC=600V M0=8Nm (100K); NN=4500rpm; Naturally cooled FRAME SIZE IMB 5 (IM V1, IM V3) FLANGE 1, WITH PT1000 TEMPERATURESENSOR POWER CONNECTOR ROTATABLE INCREMENTAL ENCODER SIN/COS 1VPP;2048 S/R W. C-AND D-SPUR (ENCODER IC2048S/R) SHAFT WITH FITTED KEY, TOLERANCE N; WITH HOLDING BRAKE PROTECTION CLASS IP65, FLANGE ON DRIVE END IP67; | - | 0 | 0
1FK7080-2AH74-1AG0 |  | 1FK7080-2AH74-1AG0 | 1 | UN | 1 | 15 | C | D | N | N | 85015220 | 1 |  | 10.301 | KG | 1345.91 | 1345.91 | MC05 | MC05 | SIMOTICS S Synchronous motor 1FK7-CT PN=2.1kW; UDC=600V M0=8Nm (100K); NN=4500rpm; Naturally cooled FRAME SIZE IMB 5 (IM V1, IM V3) FLANGE 1, WITH PT1000 TEMPERATURESENSOR POWER CONNECTOR ROTATABLE INCREMENTAL ENCODER SIN/COS 1VPP;2048 S/R W. C-AND D-SPUR (ENCODER IC2048S/R) PLAIN SHAFT, TOLERANCE N; W/O HOLDING BRAKE PROTECTION CLASS IP64; | - | 0 | 0
1FK7080-2AH74-1AG1 |  | 1FK7080-2AH74-1AG1 | 1 | UN | 1 | 15 | C | D | N | N | 85015220 | 1 |  | 10.301 | KG | 1408.25 | 1408.25 | MC05 | MC05 | SIMOTICS S Synchronous motor 1FK7-CT PN=2.1kW; UDC=600V M0=8Nm (100K); NN=4500rpm; Naturally cooled FRAME SIZE IMB 5 (IM V1, IM V3) FLANGE 1, WITH PT1000 TEMPERATURESENSOR POWER CONNECTOR ROTATABLE INCREMENTAL ENCODER SIN/COS 1VPP;2048 S/R W. C-AND D-SPUR (ENCODER IC2048S/R) PLAIN SHAFT, TOLERANCE N; W/O HOLDING BRAKE PROTECTION CLASS IP65, | - | 0 | 0
1FK7080-2AH74-1AG2 |  | 1FK7080-2AH74-1AG2 | 1 | UN | 1 | 15 | C | D | N | N | 85015220 | 1 |  | 10.301 | KG | 1408.25 | 1408.25 | MC05 | MC05 | SIMOTICS S Synchronous motor 1FK7-CT PN=2.1kW; UDC=600V M0=8Nm (100K); NN=4500rpm; Naturally cooled FRAME SIZE IMB 5 (IM V1, IM V3) FLANGE 1, WITH PT1000 TEMPERATURESENSOR POWER CONNECTOR ROTATABLE INCREMENTAL ENCODER SIN/COS 1VPP;2048 S/R W. C-AND D-SPUR (ENCODER IC2048S/R) PLAIN SHAFT, TOLERANCE N; W/O HOLDING BRAKE PROTECTION CLASS IP65, FLANGE ON DRIVE END IP67; | - | 0 | 0
1FK7080-2AH74-1AH0 |  | 1FK7080-2AH74-1AH0 | 1 | UN | 1 | 15 | C | D | N | N | 85015220 | 1 |  | 10.6 | KG | 1620.1 | 1620.1 | MC05 | MC05 | SIMOTICS S Synchronous motor 1FK7-CT PN=2.1kW; UDC=600V M0=8Nm (100K); NN=4500rpm; Naturally cooled FRAME SIZE IMB 5 (IM V1, IM V3) FLANGE 1, WITH PT1000 TEMPERATURESENSOR POWER CONNECTOR ROTATABLE INCREMENTAL ENCODER SIN/COS 1VPP;2048 S/R W. C-AND D-SPUR (ENCODER IC2048S/R) PLAIN SHAFT, TOLERANCE N; WITH HOLDING BRAKE PROTECTION CLASS IP64; | - | 0 | 0
1FK7080-2AH74-1AH1 |  | 1FK7080-2AH74-1AH1 | 1 | UN | 1 | 15 | C | D | N | N | 85015220 | 1 |  | 10.6 | KG | 1682.44 | 1682.44 | MC05 | MC05 | SIMOTICS S Synchronous motor 1FK7-CT PN=2.1kW; UDC=600V M0=8Nm (100K); NN=4500rpm; Naturally cooled FRAME SIZE IMB 5 (IM V1, IM V3) FLANGE 1, WITH PT1000 TEMPERATURESENSOR POWER CONNECTOR ROTATABLE INCREMENTAL ENCODER SIN/COS 1VPP;2048 S/R W. C-AND D-SPUR (ENCODER IC2048S/R) PLAIN SHAFT, TOLERANCE N; WITH HOLDING BRAKE PROTECTION CLASS IP65, | - | 0 | 0
1FK7080-2AH74-1AH2 |  | 1FK7080-2AH74-1AH2 | 1 | UN | 1 | 15 | C | D | N | N | 85015220 | 1 |  | 10.6 | KG | 1682.44 | 1682.44 | MC05 | MC05 | SIMOTICS S Synchronous motor 1FK7-CT PN=2.1kW; UDC=600V M0=8Nm (100K); NN=4500rpm; Naturally cooled FRAME SIZE IMB 5 (IM V1, IM V3) FLANGE 1, WITH PT1000 TEMPERATURESENSOR POWER CONNECTOR ROTATABLE INCREMENTAL ENCODER SIN/COS 1VPP;2048 S/R W. C-AND D-SPUR (ENCODER IC2048S/R) PLAIN SHAFT, TOLERANCE N; WITH HOLDING BRAKE PROTECTION CLASS IP65, FLANGE ON DRIVE END IP67; | - | 0 | 0
1FK7080-2AH74-1EA0 |  | 1FK7080-2AH74-1EA0 | 1 | UN | 1 | 15 | C | D | N | N | 85015220 | 1 |  | 10.301 | KG | 1651.08 | 1651.08 | MC05 | MC05 | SIMOTICS S Synchronous motor 1FK7-CT PN=2.1kW; UDC=600V M0=8Nm (100K); NN=4500rpm; Naturally cooled FRAME SIZE IMB 5 (IM V1, IM V3) FLANGE 1, WITH PT1000 TEMPERATURESENSOR POWER CONNECTOR ROTATABLE ABSOLUTE ENCODERR 2048 S/R + 4096 UMDREHUNGEN MULTITURN, WITH ENDAT-SCHNITTSTELLE (ENCODER AM2048S/R) SHAFT WITH FITTED KEY, TOLERANCE N; W/O HOLDING BRAKE PROTECTION CLASS IP64; | - | 0 | 0
1FK7080-2AH74-1EA1 |  | 1FK7080-2AH74-1EA1 | 1 | UN | 1 | 15 | C | D | N | N | 85015220 | 1 |  | 10.301 | KG | 1713.42 | 1713.42 | MC05 | MC05 | SIMOTICS S Synchronous motor 1FK7-CT PN=2.1kW; UDC=600V M0=8Nm (100K); NN=4500rpm; Naturally cooled FRAME SIZE IMB 5 (IM V1, IM V3) FLANGE 1, WITH PT1000 TEMPERATURESENSOR POWER CONNECTOR ROTATABLE ABSOLUTE ENCODERR 2048 S/R + 4096 UMDREHUNGEN MULTITURN, WITH ENDAT-SCHNITTSTELLE (ENCODER AM2048S/R) SHAFT WITH FITTED KEY, TOLERANCE N; W/O HOLDING BRAKE PROTECTION CLASS IP65, | - | 0 | 0
1FK7080-2AH74-1EA2 |  | 1FK7080-2AH74-1EA2 | 1 | UN | 1 | 15 | C | D | N | N | 85015220 | 1 |  | 10.301 | KG | 1713.42 | 1713.42 | MC05 | MC05 | SIMOTICS S Synchronous motor 1FK7-CT PN=2.1kW; UDC=600V M0=8Nm (100K); NN=4500rpm; Naturally cooled FRAME SIZE IMB 5 (IM V1, IM V3) FLANGE 1, WITH PT1000 TEMPERATURESENSOR POWER CONNECTOR ROTATABLE ABSOLUTE ENCODERR 2048 S/R + 4096 UMDREHUNGEN MULTITURN, WITH ENDAT-SCHNITTSTELLE (ENCODER AM2048S/R) SHAFT WITH FITTED KEY, TOLERANCE N; W/O HOLDING BRAKE PROTECTION CLASS IP65, FLANGE ON DRIVE END IP67; | - | 0 | 0
1FK7080-2AH74-1EB0 |  | 1FK7080-2AH74-1EB0 | 1 | UN | 1 | 15 | C | D | N | N | 85015220 | 1 |  | 10.6 | KG | 1925.28 | 1925.28 | MC05 | MC05 | SIMOTICS S Synchronous motor 1FK7-CT PN=2.1kW; UDC=600V M0=8Nm (100K); NN=4500rpm; Naturally cooled FRAME SIZE IMB 5 (IM V1, IM V3) FLANGE 1, WITH PT1000 TEMPERATURESENSOR POWER CONNECTOR ROTATABLE ABSOLUTE ENCODERR 2048 S/R + 4096 UMDREHUNGEN MULTITURN, WITH ENDAT-SCHNITTSTELLE (ENCODER AM2048S/R) SHAFT WITH FITTED KEY, TOLERANCE N; WITH HOLDING BRAKE PROTECTION CLASS IP64; | - | 0 | 0
1FK7080-2AH74-1EB1 |  | 1FK7080-2AH74-1EB1 | 1 | UN | 1 | 15 | C | D | N | N | 85015220 | 1 |  | 10.6 | KG | 1987.62 | 1987.62 | MC05 | MC05 | SIMOTICS S Synchronous motor 1FK7-CT PN=2.1kW; UDC=600V M0=8Nm (100K); NN=4500rpm; Naturally cooled FRAME SIZE IMB 5 (IM V1, IM V3) FLANGE 1, WITH PT1000 TEMPERATURESENSOR POWER CONNECTOR ROTATABLE ABSOLUTE ENCODERR 2048 S/R + 4096 UMDREHUNGEN MULTITURN, WITH ENDAT-SCHNITTSTELLE (ENCODER AM2048S/R) SHAFT WITH FITTED KEY, TOLERANCE N; WITH HOLDING BRAKE PROTECTION CLASS IP65, | - | 0 | 0
1FK7080-2AH74-1EB2 |  | 1FK7080-2AH74-1EB2 | 1 | UN | 1 | 15 | C | D | N | N | 85015220 | 1 |  | 10.6 | KG | 1987.62 | 1987.62 | MC05 | MC05 | SIMOTICS S Synchronous motor 1FK7-CT PN=2.1kW; UDC=600V M0=8Nm (100K); NN=4500rpm; Naturally cooled FRAME SIZE IMB 5 (IM V1, IM V3) FLANGE 1, WITH PT1000 TEMPERATURESENSOR POWER CONNECTOR ROTATABLE ABSOLUTE ENCODERR 2048 S/R + 4096 UMDREHUNGEN MULTITURN, WITH ENDAT-SCHNITTSTELLE (ENCODER AM2048S/R) SHAFT WITH FITTED KEY, TOLERANCE N; WITH HOLDING BRAKE PROTECTION CLASS IP65, FLANGE ON DRIVE END IP67; | - | 0 | 0
1FK7080-2AH74-1EG0 |  | 1FK7080-2AH74-1EG0 | 1 | UN | 1 | 15 | C | D | N | N | 85015220 | 1 |  | 10.301 | KG | 1593.59 | 1593.59 | MC05 | MC05 | SIMOTICS S Synchronous motor 1FK7-CT PN=2.1kW; UDC=600V M0=8Nm (100K); NN=4500rpm; Naturally cooled FRAME SIZE IMB 5 (IM V1, IM V3) FLANGE 1, WITH PT1000 TEMPERATURESENSOR POWER CONNECTOR ROTATABLE ABSOLUTE ENCODERR 2048 S/R + 4096 UMDREHUNGEN MULTITURN, WITH ENDAT-SCHNITTSTELLE (ENCODER AM2048S/R) PLAIN SHAFT, TOLERANCE N; W/O HOLDING BRAKE PROTECTION CLASS IP64; | - | 0 | 0
1FK7080-2AH74-1EG1 |  | 1FK7080-2AH74-1EG1 | 1 | UN | 1 | 15 | C | D | N | N | 85015220 | 1 |  | 10.301 | KG | 1655.93 | 1655.93 | MC05 | MC05 | SIMOTICS S Synchronous motor 1FK7-CT PN=2.1kW; UDC=600V M0=8Nm (100K); NN=4500rpm; Naturally cooled FRAME SIZE IMB 5 (IM V1, IM V3) FLANGE 1, WITH PT1000 TEMPERATURESENSOR POWER CONNECTOR ROTATABLE ABSOLUTE ENCODERR 2048 S/R + 4096 UMDREHUNGEN MULTITURN, WITH ENDAT-SCHNITTSTELLE (ENCODER AM2048S/R) PLAIN SHAFT, TOLERANCE N; W/O HOLDING BRAKE PROTECTION CLASS IP65, | - | 0 | 0
1FK7080-2AH74-1EG2 |  | 1FK7080-2AH74-1EG2 | 1 | UN | 1 | 15 | C | D | N | N | 85015220 | 1 |  | 10.301 | KG | 1655.93 | 1655.93 | MC05 | MC05 | SIMOTICS S Synchronous motor 1FK7-CT PN=2.1kW; UDC=600V M0=8Nm (100K); NN=4500rpm; Naturally cooled FRAME SIZE IMB 5 (IM V1, IM V3) FLANGE 1, WITH PT1000 TEMPERATURESENSOR POWER CONNECTOR ROTATABLE ABSOLUTE ENCODERR 2048 S/R + 4096 UMDREHUNGEN MULTITURN, WITH ENDAT-SCHNITTSTELLE (ENCODER AM2048S/R) PLAIN SHAFT, TOLERANCE N; W/O HOLDING BRAKE PROTECTION CLASS IP65, FLANGE ON DRIVE END IP67; | - | 0 | 0
1FK7080-2AH74-1EH0 |  | 1FK7080-2AH74-1EH0 | 1 | UN | 1 | 15 | C | D | N | N | 85015220 | 1 |  | 10.6 | KG | 1867.78 | 1867.78 | MC05 | MC05 | SIMOTICS S Synchronous motor 1FK7-CT PN=2.1kW; UDC=600V M0=8Nm (100K); NN=4500rpm; Naturally cooled FRAME SIZE IMB 5 (IM V1, IM V3) FLANGE 1, WITH PT1000 TEMPERATURESENSOR POWER CONNECTOR ROTATABLE ABSOLUTE ENCODERR 2048 S/R + 4096 UMDREHUNGEN MULTITURN, WITH ENDAT-SCHNITTSTELLE (ENCODER AM2048S/R) PLAIN SHAFT, TOLERANCE N; WITH HOLDING BRAKE PROTECTION CLASS IP64; | - | 0 | 0
1FK7080-2AH74-1EH1 |  | 1FK7080-2AH74-1EH1 | 1 | UN | 1 | 15 | C | D | N | N | 85015220 | 1 |  | 10.6 | KG | 1930.12 | 1930.12 | MC05 | MC05 | SIMOTICS S Synchronous motor 1FK7-CT PN=2.1kW; UDC=600V M0=8Nm (100K); NN=4500rpm; Naturally cooled FRAME SIZE IMB 5 (IM V1, IM V3) FLANGE 1, WITH PT1000 TEMPERATURESENSOR POWER CONNECTOR ROTATABLE ABSOLUTE ENCODERR 2048 S/R + 4096 UMDREHUNGEN MULTITURN, WITH ENDAT-SCHNITTSTELLE (ENCODER AM2048S/R) PLAIN SHAFT, TOLERANCE N; WITH HOLDING BRAKE PROTECTION CLASS IP65, | - | 0 | 0
1FK7080-2AH74-1EH2 |  | 1FK7080-2AH74-1EH2 | 1 | UN | 1 | 15 | C | D | N | N | 85015220 | 1 |  | 10.6 | KG | 1930.12 | 1930.12 | MC05 | MC05 | SIMOTICS S Synchronous motor 1FK7-CT PN=2.1kW; UDC=600V M0=8Nm (100K); NN=4500rpm; Naturally cooled FRAME SIZE IMB 5 (IM V1, IM V3) FLANGE 1, WITH PT1000 TEMPERATURESENSOR POWER CONNECTOR ROTATABLE ABSOLUTE ENCODERR 2048 S/R + 4096 UMDREHUNGEN MULTITURN, WITH ENDAT-SCHNITTSTELLE (ENCODER AM2048S/R) PLAIN SHAFT, TOLERANCE N; WITH HOLDING BRAKE PROTECTION CLASS IP65, FLANGE ON DRIVE END IP67; | - | 0 | 0
1FK7080-2AH74-1SA0 |  | 1FK7080-2AH74-1SA0 | 1 | UN | 1 | 15 | C | D | N | N | 85015220 | 1 |  | 10.302 | KG | 1012.76 | 1012.76 | MC05 | MC05 | SIMOTICS S Synchronous motor 1FK7-CT PN=2.1kW; UDC=600V M0=8Nm (100K); NN=4500rpm; Naturally cooled FRAME SIZE IMB 5 (IM V1, IM V3) FLANGE 1, WITH PT1000 TEMPERATURESENSOR POWER CONNECTOR ROTATABLE RESOLVER MULTI-POLE (RESOLVER P=4); SHAFT WITH FITTED KEY, TOLERANCE N; W/O HOLDING BRAKE PROTECTION CLASS IP64; | - | 0 | 0
1FK7080-2AH74-1SA1 |  | 1FK7080-2AH74-1SA1 | 1 | UN | 1 | 15 | C | D | N | N | 85015220 | 1 |  | 10.302 | KG | 1075.1 | 1075.1 | MC05 | MC05 | SIMOTICS S Synchronous motor 1FK7-CT PN=2.1kW; UDC=600V M0=8Nm (100K); NN=4500rpm; Naturally cooled FRAME SIZE IMB 5 (IM V1, IM V3) FLANGE 1, WITH PT1000 TEMPERATURESENSOR POWER CONNECTOR ROTATABLE RESOLVER MULTI-POLE (RESOLVER P=4); SHAFT WITH FITTED KEY, TOLERANCE N; W/O HOLDING BRAKE PROTECTION CLASS IP65, | - | 0 | 0
1FK7080-2AH74-1SA2 |  | 1FK7080-2AH74-1SA2 | 1 | UN | 1 | 15 | C | D | N | N | 85015220 | 1 |  | 10.302 | KG | 1075.1 | 1075.1 | MC05 | MC05 | SIMOTICS S Synchronous motor 1FK7-CT PN=2.1kW; UDC=600V M0=8Nm (100K); NN=4500rpm; Naturally cooled FRAME SIZE IMB 5 (IM V1, IM V3) FLANGE 1, WITH PT1000 TEMPERATURESENSOR POWER CONNECTOR ROTATABLE RESOLVER MULTI-POLE (RESOLVER P=4); SHAFT WITH FITTED KEY, TOLERANCE N; W/O HOLDING BRAKE PROTECTION CLASS IP65, FLANGE ON DRIVE END IP67; | - | 0 | 0
1FK7080-2AH74-1SB0 |  | 1FK7080-2AH74-1SB0 | 1 | UN | 1 | 15 | C | D | N | N | 85015220 | 1 |  | 10.601 | KG | 1286.96 | 1286.96 | MC05 | MC05 | SIMOTICS S Synchronous motor 1FK7-CT PN=2.1kW; UDC=600V M0=8Nm (100K); NN=4500rpm; Naturally cooled FRAME SIZE IMB 5 (IM V1, IM V3) FLANGE 1, WITH PT1000 TEMPERATURESENSOR POWER CONNECTOR ROTATABLE RESOLVER MULTI-POLE (RESOLVER P=4); SHAFT WITH FITTED KEY, TOLERANCE N; WITH HOLDING BRAKE PROTECTION CLASS IP64; | - | 0 | 0
1FK7080-2AH74-1SB1 |  | 1FK7080-2AH74-1SB1 | 1 | UN | 1 | 15 | C | D | N | N | 85015220 | 1 |  | 10.601 | KG | 1349.3 | 1349.3 | MC05 | MC05 | SIMOTICS S Synchronous motor 1FK7-CT PN=2.1kW; UDC=600V M0=8Nm (100K); NN=4500rpm; Naturally cooled FRAME SIZE IMB 5 (IM V1, IM V3) FLANGE 1, WITH PT1000 TEMPERATURESENSOR POWER CONNECTOR ROTATABLE RESOLVER MULTI-POLE (RESOLVER P=4); SHAFT WITH FITTED KEY, TOLERANCE N; WITH HOLDING BRAKE PROTECTION CLASS IP65, | - | 0 | 0
1FK7080-2AH74-1SB2 |  | 1FK7080-2AH74-1SB2 | 1 | UN | 1 | 15 | C | D | N | N | 85015220 | 1 |  | 10.601 | KG | 1349.3 | 1349.3 | MC05 | MC05 | SIMOTICS S Synchronous motor 1FK7-CT PN=2.1kW; UDC=600V M0=8Nm (100K); NN=4500rpm; Naturally cooled FRAME SIZE IMB 5 (IM V1, IM V3) FLANGE 1, WITH PT1000 TEMPERATURESENSOR POWER CONNECTOR ROTATABLE RESOLVER MULTI-POLE (RESOLVER P=4); SHAFT WITH FITTED KEY, TOLERANCE N; WITH HOLDING BRAKE PROTECTION CLASS IP65, FLANGE ON DRIVE END IP67; | - | 0 | 0
1FK7080-2AH74-1SG0 |  | 1FK7080-2AH74-1SG0 | 1 | UN | 1 | 15 | C | D | N | N | 85015220 | 1 |  | 10.302 | KG | 955.27 | 955.27 | MC05 | MC05 | SIMOTICS S Synchronous motor 1FK7-CT PN=2.1kW; UDC=600V M0=8Nm (100K); NN=4500rpm; Naturally cooled FRAME SIZE IMB 5 (IM V1, IM V3) FLANGE 1, WITH PT1000 TEMPERATURESENSOR POWER CONNECTOR ROTATABLE RESOLVER MULTI-POLE (RESOLVER P=4); PLAIN SHAFT, TOLERANCE N; W/O HOLDING BRAKE PROTECTION CLASS IP64; | - | 0 | 0
1FK7080-2AH74-1SG1 |  | 1FK7080-2AH74-1SG1 | 1 | UN | 1 | 15 | C | D | N | N | 85015220 | 1 |  | 10.302 | KG | 1017.61 | 1017.61 | MC05 | MC05 | SIMOTICS S Synchronous motor 1FK7-CT PN=2.1kW; UDC=600V M0=8Nm (100K); NN=4500rpm; Naturally cooled FRAME SIZE IMB 5 (IM V1, IM V3) FLANGE 1, WITH PT1000 TEMPERATURESENSOR POWER CONNECTOR ROTATABLE RESOLVER MULTI-POLE (RESOLVER P=4); PLAIN SHAFT, TOLERANCE N; W/O HOLDING BRAKE PROTECTION CLASS IP65, | - | 0 | 0
1FK7080-2AH74-1SG2 |  | 1FK7080-2AH74-1SG2 | 1 | UN | 1 | 15 | C | D | N | N | 85015220 | 1 |  | 10.302 | KG | 1017.61 | 1017.61 | MC05 | MC05 | SIMOTICS S Synchronous motor 1FK7-CT PN=2.1kW; UDC=600V M0=8Nm (100K); NN=4500rpm; Naturally cooled FRAME SIZE IMB 5 (IM V1, IM V3) FLANGE 1, WITH PT1000 TEMPERATURESENSOR POWER CONNECTOR ROTATABLE RESOLVER MULTI-POLE (RESOLVER P=4); PLAIN SHAFT, TOLERANCE N; W/O HOLDING BRAKE PROTECTION CLASS IP65, FLANGE ON DRIVE END IP67; | - | 0 | 0
1FK7080-2AH74-1SH0 |  | 1FK7080-2AH74-1SH0 | 1 | UN | 1 | 15 | C | D | N | N | 85015220 | 1 |  | 10.601 | KG | 1229.46 | 1229.46 | MC05 | MC05 | SIMOTICS S Synchronous motor 1FK7-CT PN=2.1kW; UDC=600V M0=8Nm (100K); NN=4500rpm; Naturally cooled FRAME SIZE IMB 5 (IM V1, IM V3) FLANGE 1, WITH PT1000 TEMPERATURESENSOR POWER CONNECTOR ROTATABLE RESOLVER MULTI-POLE (RESOLVER P=4); PLAIN SHAFT, TOLERANCE N; WITH HOLDING BRAKE PROTECTION CLASS IP64; | - | 0 | 0
1FK7080-2AH74-1SH1 |  | 1FK7080-2AH74-1SH1 | 1 | UN | 1 | 15 | C | D | N | N | 85015220 | 1 |  | 10.601 | KG | 1291.8 | 1291.8 | MC05 | MC05 | SIMOTICS S Synchronous motor 1FK7-CT PN=2.1kW; UDC=600V M0=8Nm (100K); NN=4500rpm; Naturally cooled FRAME SIZE IMB 5 (IM V1, IM V3) FLANGE 1, WITH PT1000 TEMPERATURESENSOR POWER CONNECTOR ROTATABLE RESOLVER MULTI-POLE (RESOLVER P=4); PLAIN SHAFT, TOLERANCE N; WITH HOLDING BRAKE PROTECTION CLASS IP65, | - | 0 | 0
1FK7080-2AH74-1SH2 |  | 1FK7080-2AH74-1SH2 | 1 | UN | 1 | 15 | C | D | N | N | 85015220 | 1 |  | 10.601 | KG | 1291.8 | 1291.8 | MC05 | MC05 | SIMOTICS S Synchronous motor 1FK7-CT PN=2.1kW; UDC=600V M0=8Nm (100K); NN=4500rpm; Naturally cooled FRAME SIZE IMB 5 (IM V1, IM V3) FLANGE 1, WITH PT1000 TEMPERATURESENSOR POWER CONNECTOR ROTATABLE RESOLVER MULTI-POLE (RESOLVER P=4); PLAIN SHAFT, TOLERANCE N; WITH HOLDING BRAKE PROTECTION CLASS IP65, FLANGE ON DRIVE END IP67; | - | 0 | 0
1FK7080-2AH74-1TA0 |  | 1FK7080-2AH74-1TA0 | 1 | UN | 1 | 15 | C | D | N | N | 85015220 | 1 |  | 10.302 | KG | 1012.76 | 1012.76 | MC05 | MC05 | SIMOTICS S Synchronous motor 1FK7-CT PN=2.1kW; UDC=600V M0=8Nm (100K); NN=4500rpm; Naturally cooled FRAME SIZE IMB 5 (IM V1, IM V3) FLANGE 1, WITH PT1000 TEMPERATURESENSOR POWER CONNECTOR ROTATABLE RESOLVER 2-POLE (RESOLVER P=1); SHAFT WITH FITTED KEY, TOLERANCE N; W/O HOLDING BRAKE PROTECTION CLASS IP64; | - | 0 | 0
1FK7080-2AH74-1TA1 |  | 1FK7080-2AH74-1TA1 | 1 | UN | 1 | 15 | C | D | N | N | 85015220 | 1 |  | 10.302 | KG | 1075.1 | 1075.1 | MC05 | MC05 | SIMOTICS S Synchronous motor 1FK7-CT PN=2.1kW; UDC=600V M0=8Nm (100K); NN=4500rpm; Naturally cooled FRAME SIZE IMB 5 (IM V1, IM V3) FLANGE 1, WITH PT1000 TEMPERATURESENSOR POWER CONNECTOR ROTATABLE RESOLVER 2-POLE (RESOLVER P=1); SHAFT WITH FITTED KEY, TOLERANCE N; W/O HOLDING BRAKE PROTECTION CLASS IP65, | - | 0 | 0
1FK7080-2AH74-1TA2 |  | 1FK7080-2AH74-1TA2 | 1 | UN | 1 | 15 | C | D | N | N | 85015220 | 1 |  | 10.302 | KG | 1075.1 | 1075.1 | MC05 | MC05 | SIMOTICS S Synchronous motor 1FK7-CT PN=2.1kW; UDC=600V M0=8Nm (100K); NN=4500rpm; Naturally cooled FRAME SIZE IMB 5 (IM V1, IM V3) FLANGE 1, WITH PT1000 TEMPERATURESENSOR POWER CONNECTOR ROTATABLE RESOLVER 2-POLE (RESOLVER P=1); SHAFT WITH FITTED KEY, TOLERANCE N; W/O HOLDING BRAKE PROTECTION CLASS IP65, FLANGE ON DRIVE END IP67; | - | 0 | 0
1FK7080-2AH74-1TB0 |  | 1FK7080-2AH74-1TB0 | 1 | UN | 1 | 15 | C | D | N | N | 85015220 | 1 |  | 10.601 | KG | 1286.96 | 1286.96 | MC05 | MC05 | SIMOTICS S Synchronous motor 1FK7-CT PN=2.1kW; UDC=600V M0=8Nm (100K); NN=4500rpm; Naturally cooled FRAME SIZE IMB 5 (IM V1, IM V3) FLANGE 1, WITH PT1000 TEMPERATURESENSOR POWER CONNECTOR ROTATABLE RESOLVER 2-POLE (RESOLVER P=1); SHAFT WITH FITTED KEY, TOLERANCE N; WITH HOLDING BRAKE PROTECTION CLASS IP64; | - | 0 | 0
1FK7080-2AH74-1TB1 |  | 1FK7080-2AH74-1TB1 | 1 | UN | 1 | 15 | C | D | N | N | 85015220 | 1 |  | 10.601 | KG | 1349.3 | 1349.3 | MC05 | MC05 | SIMOTICS S Synchronous motor 1FK7-CT PN=2.1kW; UDC=600V M0=8Nm (100K); NN=4500rpm; Naturally cooled FRAME SIZE IMB 5 (IM V1, IM V3) FLANGE 1, WITH PT1000 TEMPERATURESENSOR POWER CONNECTOR ROTATABLE RESOLVER 2-POLE (RESOLVER P=1); SHAFT WITH FITTED KEY, TOLERANCE N; WITH HOLDING BRAKE PROTECTION CLASS IP65, | - | 0 | 0
1FK7080-2AH74-1TB2 |  | 1FK7080-2AH74-1TB2 | 1 | UN | 1 | 15 | C | D | N | N | 85015220 | 1 |  | 10.601 | KG | 1349.3 | 1349.3 | MC05 | MC05 | SIMOTICS S Synchronous motor 1FK7-CT PN=2.1kW; UDC=600V M0=8Nm (100K); NN=4500rpm; Naturally cooled FRAME SIZE IMB 5 (IM V1, IM V3) FLANGE 1, WITH PT1000 TEMPERATURESENSOR POWER CONNECTOR ROTATABLE RESOLVER 2-POLE (RESOLVER P=1); SHAFT WITH FITTED KEY, TOLERANCE N; WITH HOLDING BRAKE PROTECTION CLASS IP65, FLANGE ON DRIVE END IP67; | - | 0 | 0
1FK7080-2AH74-1TG0 |  | 1FK7080-2AH74-1TG0 | 1 | UN | 1 | 15 | C | D | N | N | 85015220 | 1 |  | 10.302 | KG | 955.27 | 955.27 | MC05 | MC05 | SIMOTICS S Synchronous motor 1FK7-CT PN=2.1kW; UDC=600V M0=8Nm (100K); NN=4500rpm; Naturally cooled FRAME SIZE IMB 5 (IM V1, IM V3) FLANGE 1, WITH PT1000 TEMPERATURESENSOR POWER CONNECTOR ROTATABLE RESOLVER 2-POLE (RESOLVER P=1); PLAIN SHAFT, TOLERANCE N; W/O HOLDING BRAKE PROTECTION CLASS IP64; | - | 0 | 0
1FK7080-2AH74-1TG1 |  | 1FK7080-2AH74-1TG1 | 1 | UN | 1 | 15 | C | D | N | N | 85015220 | 1 |  | 10.302 | KG | 1017.61 | 1017.61 | MC05 | MC05 | SIMOTICS S Synchronous motor 1FK7-CT PN=2.1kW; UDC=600V M0=8Nm (100K); NN=4500rpm; Naturally cooled FRAME SIZE IMB 5 (IM V1, IM V3) FLANGE 1, WITH PT1000 TEMPERATURESENSOR POWER CONNECTOR ROTATABLE RESOLVER 2-POLE (RESOLVER P=1); PLAIN SHAFT, TOLERANCE N; W/O HOLDING BRAKE PROTECTION CLASS IP65, | - | 0 | 0
1FK7080-2AH74-1TG2 |  | 1FK7080-2AH74-1TG2 | 1 | UN | 1 | 15 | C | D | N | N | 85015220 | 1 |  | 10.302 | KG | 1017.61 | 1017.61 | MC05 | MC05 | SIMOTICS S Synchronous motor 1FK7-CT PN=2.1kW; UDC=600V M0=8Nm (100K); NN=4500rpm; Naturally cooled FRAME SIZE IMB 5 (IM V1, IM V3) FLANGE 1, WITH PT1000 TEMPERATURESENSOR POWER CONNECTOR ROTATABLE RESOLVER 2-POLE (RESOLVER P=1); PLAIN SHAFT, TOLERANCE N; W/O HOLDING BRAKE PROTECTION CLASS IP65, FLANGE ON DRIVE END IP67; | - | 0 | 0
1FK7080-2AH74-1TH0 |  | 1FK7080-2AH74-1TH0 | 1 | UN | 1 | 15 | C | D | N | N | 85015220 | 1 |  | 10.601 | KG | 1229.46 | 1229.46 | MC05 | MC05 | SIMOTICS S Synchronous motor 1FK7-CT PN=2.1kW; UDC=600V M0=8Nm (100K); NN=4500rpm; Naturally cooled FRAME SIZE IMB 5 (IM V1, IM V3) FLANGE 1, WITH PT1000 TEMPERATURESENSOR POWER CONNECTOR ROTATABLE RESOLVER 2-POLE (RESOLVER P=1); PLAIN SHAFT, TOLERANCE N; WITH HOLDING BRAKE PROTECTION CLASS IP64; | - | 0 | 0
1FK7080-2AH74-1TH1 |  | 1FK7080-2AH74-1TH1 | 1 | UN | 1 | 15 | C | D | N | N | 85015220 | 1 |  | 10.601 | KG | 1291.8 | 1291.8 | MC05 | MC05 | SIMOTICS S Synchronous motor 1FK7-CT PN=2.1kW; UDC=600V M0=8Nm (100K); NN=4500rpm; Naturally cooled FRAME SIZE IMB 5 (IM V1, IM V3) FLANGE 1, WITH PT1000 TEMPERATURESENSOR POWER CONNECTOR ROTATABLE RESOLVER 2-POLE (RESOLVER P=1); PLAIN SHAFT, TOLERANCE N; WITH HOLDING BRAKE PROTECTION CLASS IP65, | - | 0 | 0
1FK7080-2AH74-1TH2 |  | 1FK7080-2AH74-1TH2 | 1 | UN | 1 | 15 | C | D | N | N | 85015220 | 1 |  | 10.601 | KG | 1291.8 | 1291.8 | MC05 | MC05 | SIMOTICS S Synchronous motor 1FK7-CT PN=2.1kW; UDC=600V M0=8Nm (100K); NN=4500rpm; Naturally cooled FRAME SIZE IMB 5 (IM V1, IM V3) FLANGE 1, WITH PT1000 TEMPERATURESENSOR POWER CONNECTOR ROTATABLE RESOLVER 2-POLE (RESOLVER P=1); PLAIN SHAFT, TOLERANCE N; WITH HOLDING BRAKE PROTECTION CLASS IP65, FLANGE ON DRIVE END IP67; | - | 0 | 0
1FK7080-5AF71-1AA0 |  | 1FK7080-5AF71-1AA0 | 1 | UN | 1 | 60 | X | D | N | N | 85015220 | 1 |  | 10.003 | KG | 1760.13 | 1760.13 | MC05 | MC05 | SIMOTICS S Synchronous servo motor 1FK7 Compact 8Nm, 100K, 3000rpm, 2.14kW Naturally cooled IM B5 (IM V1, IM V3) power/signal connectors Connector can be rotated by 270Â° INCREM. ENCODER, SIN/COS 1 VPP 2048 P/REV (ENCODER I-2048); SHAFT WITH FITTED KEY, TOLERANCE N, WITHOUT HOLDING BRAKE; DEGREE OF PROTECTION IP64 | - | 0 | 0
1FK7080-5AF71-1AA2 |  | 1FK7080-5AF71-1AA2 | 1 | UN | 1 | 60 | X | D | N | N | 85015220 | 1 |  | 10.003 | KG | 1836.1 | 1836.1 | MC05 | MC05 | SIMOTICS S Synchronous servo motor 1FK7 Compact 8Nm, 100K, 3000rpm, 2.14kW Naturally cooled IM B5 (IM V1, IM V3) power/signal connectors Connector can be rotated by 270Â° INCREM. ENCODER, SIN/COS 1 VPP 2048 P/REV (ENCODER I-2048); SHAFT WITH FITTED KEY, TOLERANCE N, WITHOUT HOLDING BRAKE; DEGREE OF PROTECTION IP65 FLANGE ON DRIVE END IP67 | - | 0 | 0
1FK7080-5AF71-1AA3 |  | 1FK7080-5AF71-1AA3 | 1 | UN | 1 | 60 | X | D | N | N | 85015220 | 1 |  | 10.003 | KG | 1796.94 | 1796.94 | MC05 | MC05 | SIMOTICS S Synchronous servo motor 1FK7 Compact 8Nm, 100K, 3000rpm, 2.14kW Naturally cooled IM B5 (IM V1, IM V3) power/signal connectors Connector can be rotated by 270Â° INCREM. ENCODER, SIN/COS 1 VPP 2048 P/REV (ENCODER I-2048); SHAFT WITH FITTED KEY, TOLERANCE N, WITHOUT HOLDING BRAKE; DEGREE OF PROTECTION IP64; PAINT FINISH RAL7016 | - | 0 | 0
1FK7080-5AF71-1AA5 |  | 1FK7080-5AF71-1AA5 | 1 | UN | 1 | 60 | X | D | N | N | 85015220 | 1 |  | 10.003 | KG | 1872.89 | 1872.89 | MC05 | MC05 | SIMOTICS S Synchronous servo motor 1FK7 Compact 8Nm, 100K, 3000rpm, 2.14kW Naturally cooled IM B5 (IM V1, IM V3) power/signal connectors Connector can be rotated by 270Â° INCREM. ENCODER, SIN/COS 1 VPP 2048 P/REV (ENCODER I-2048); SHAFT WITH FITTED KEY, TOLERANCE N, WITHOUT HOLDING BRAKE; DEGREE OF PROTECTION IP65 AS FLANGE IP67; PAINT FINISH RAL7016 | - | 0 | 0
1FK7080-5AF71-1AA8 |  | 1FK7080-5AF71-1AA8 | 1 | UN | 1 | 60 | X | D | N | N | 85015220 | 1 |  | 10.003 | KG | 1954.1 | 1954.1 | MC05 | MC05 | SIMOTICS S Synchronous servo motor 1FK7 Compact 8Nm, 100K, 3000rpm, 2.14kW Naturally cooled IM B5 (IM V1, IM V3) power/signal connectors Connector can be rotated by 270Â° INCREM. ENCODER, SIN/COS 1 VPP 2048 P/REV (ENCODER I-2048); SHAFT WITH FITTED KEY, TOLERANCE N, WITHOUT HOLDING BRAKE; DEGREE OF PROTECTION IP65 IP67 D-END FLANGE; RAL7016 COATING; METALLIC RATING PLATE AT MOTOR | - | 0 | 0
1FK7080-5AF71-1AB0 |  | 1FK7080-5AF71-1AB0 | 1 | UN | 1 | 60 | X | D | N | N | 85015220 | 1 | 4019169392754 | 12.502 | KG | 2043.86 | 2043.86 | MC05 | MC05 | SIMOTICS S Synchronous servo motor 1FK7 Compact 8Nm, 100K, 3000rpm, 2.14kW Naturally cooled IM B5 (IM V1, IM V3) power/signal connectors Connector can be rotated by 270Â° INCREM. ENCODER, SIN/COS 1 VPP 2048 P/REV (ENCODER I-2048); SHAFT WITH FITTED KEY, TOLERANCE N, WITH HOLDING BRAKE; DEGREE OF PROTECTION IP64 | - | 0 | 7
1FK7080-5AF71-1AB2 |  | 1FK7080-5AF71-1AB2 | 1 | UN | 1 | 60 | X | D | N | N | 85015220 | 1 |  | 12.502 | KG | 2119.83 | 2119.83 | MC05 | MC05 | SIMOTICS S Synchronous servo motor 1FK7 Compact 8Nm, 100K, 3000rpm, 2.14kW Naturally cooled IM B5 (IM V1, IM V3) power/signal connectors Connector can be rotated by 270Â° INCREM. ENCODER, SIN/COS 1 VPP 2048 P/REV (ENCODER I-2048); SHAFT WITH FITTED KEY, TOLERANCE N, WITH HOLDING BRAKE; DEGREE OF PROTECTION IP65 FLANGE ON DRIVE END IP67 | - | 0 | 0
1FK7080-5AF71-1AB3 |  | 1FK7080-5AF71-1AB3 | 1 | UN | 1 | 60 | X | D | N | N | 85015220 | 1 |  | 12.502 | KG | 2080.67 | 2080.67 | MC05 | MC05 | SIMOTICS S Synchronous servo motor 1FK7 Compact 8Nm, 100K, 3000rpm, 2.14kW Naturally cooled IM B5 (IM V1, IM V3) power/signal connectors Connector can be rotated by 270Â° INCREM. ENCODER, SIN/COS 1 VPP 2048 P/REV (ENCODER I-2048); SHAFT WITH FITTED KEY, TOLERANCE N, WITH HOLDING BRAKE; DEGREE OF PROTECTION IP64; PAINT FINISH RAL7016 | - | 0 | 0
1FK7080-5AF71-1AB5 |  | 1FK7080-5AF71-1AB5 | 1 | UN | 1 | 60 | X | D | N | N | 85015220 | 1 |  | 12.502 | KG | 2156.62 | 2156.62 | MC05 | MC05 | SIMOTICS S Synchronous servo motor 1FK7 Compact 8Nm, 100K, 3000rpm, 2.14kW Naturally cooled IM B5 (IM V1, IM V3) power/signal connectors Connector can be rotated by 270Â° INCREM. ENCODER, SIN/COS 1 VPP 2048 P/REV (ENCODER I-2048); SHAFT WITH FITTED KEY, TOLERANCE N, WITH HOLDING BRAKE; DEGREE OF PROTECTION IP65 AS FLANGE IP67; PAINT FINISH RAL7016 | - | 0 | 0
1FK7080-5AF71-1AB8 |  | 1FK7080-5AF71-1AB8 | 1 | UN | 1 | 60 | X | D | N | N | 85015220 | 1 |  | 12.502 | KG | 2237.83 | 2237.83 | MC05 | MC05 | SIMOTICS S Synchronous servo motor 1FK7 Compact 8Nm, 100K, 3000rpm, 2.14kW Naturally cooled IM B5 (IM V1, IM V3) power/signal connectors Connector can be rotated by 270Â° INCREM. ENCODER, SIN/COS 1 VPP 2048 P/REV (ENCODER I-2048); SHAFT WITH FITTED KEY, TOLERANCE N, WITH HOLDING BRAKE; DEGREE OF PROTECTION IP65 IP67 D-END FLANGE; RAL7016 COATING; METALLIC RATING PLATE AT MOTOR | - | 0 | 0
1FK7080-5AF71-1AG0 |  | 1FK7080-5AF71-1AG0 | 1 | UN | 1 | 60 | X | D | N | N | 85015220 | 1 |  | 10.003 | KG | 1690.08 | 1690.08 | MC05 | MC05 | SIMOTICS S Synchronous servo motor 1FK7 Compact 8Nm, 100K, 3000rpm, 2.14kW Naturally cooled IM B5 (IM V1, IM V3) power/signal connectors Connector can be rotated by 270Â° INCREM. ENCODER, SIN/COS 1 VPP 2048 P/REV (ENCODER I-2048); PLAIN SHAFT, TOLERANCE N WITHOUT HOLDING BRAKE; DEGREE OF PROTECTION IP64 | - | 0 | 0
1FK7080-5AF71-1AG2 |  | 1FK7080-5AF71-1AG2 | 1 | UN | 1 | 60 | X | D | N | N | 85015220 | 1 |  | 10.003 | KG | 1766.05 | 1766.05 | MC05 | MC05 | SIMOTICS S Synchronous servo motor 1FK7 Compact 8Nm, 100K, 3000rpm, 2.14kW Naturally cooled IM B5 (IM V1, IM V3) power/signal connectors Connector can be rotated by 270Â° INCREM. ENCODER, SIN/COS 1 VPP 2048 P/REV (ENCODER I-2048); PLAIN SHAFT, TOLERANCE N WITHOUT HOLDING BRAKE; DEGREE OF PROTECTION IP65 FLANGE ON DRIVE END IP67 | - | 0 | 0
1FK7080-5AF71-1AG3 |  | 1FK7080-5AF71-1AG3 | 1 | UN | 1 | 60 | X | D | N | N | 85015220 | 1 |  | 10.003 | KG | 1726.89 | 1726.89 | MC05 | MC05 | SIMOTICS S Synchronous servo motor 1FK7 Compact 8Nm, 100K, 3000rpm, 2.14kW Naturally cooled IM B5 (IM V1, IM V3) power/signal connectors Connector can be rotated by 270Â° INCREM. ENCODER, SIN/COS 1 VPP 2048 P/REV (ENCODER I-2048); PLAIN SHAFT, TOLERANCE N WITHOUT HOLDING BRAKE; DEGREE OF PROTECTION IP64; PAINT FINISH RAL7016 | - | 0 | 0
1FK7080-5AF71-1AG5 |  | 1FK7080-5AF71-1AG5 | 1 | UN | 1 | 60 | X | D | N | N | 85015220 | 1 |  | 10.003 | KG | 1802.84 | 1802.84 | MC05 | MC05 | SIMOTICS S Synchronous servo motor 1FK7 Compact 8Nm, 100K, 3000rpm, 2.14kW Naturally cooled IM B5 (IM V1, IM V3) power/signal connectors Connector can be rotated by 270Â° INCREM. ENCODER, SIN/COS 1 VPP 2048 P/REV (ENCODER I-2048); PLAIN SHAFT, TOLERANCE N WITHOUT HOLDING BRAKE; DEGREE OF PROTECTION IP65 AS FLANGE IP67; PAINT FINISH RAL7016 | - | 0 | 0
1FK7080-5AF71-1AG8 |  | 1FK7080-5AF71-1AG8 | 1 | UN | 1 | 60 | X | D | N | N | 85015220 | 1 |  | 10.003 | KG | 1884.05 | 1884.05 | MC05 | MC05 | SIMOTICS S Synchronous servo motor 1FK7 Compact 8Nm, 100K, 3000rpm, 2.14kW Naturally cooled IM B5 (IM V1, IM V3) power/signal connectors Connector can be rotated by 270Â° INCREM. ENCODER, SIN/COS 1 VPP 2048 P/REV (ENCODER I-2048); PLAIN SHAFT, TOLERANCE N WITHOUT HOLDING BRAKE; DEGREE OF PROTECTION IP65 IP67 D-END FLANGE; RAL7016 COATING; METALLIC RATING PLATE AT MOTOR | - | 0 | 0
1FK7080-5AF71-1AH0 |  | 1FK7080-5AF71-1AH0 | 1 | UN | 1 | 60 | X | D | N | N | 85015220 | 1 | 4025515002062 | 12.502 | KG | 1973.85 | 1973.85 | MC05 | MC05 | SIMOTICS S Synchronous servo motor 1FK7 Compact 8Nm, 100K, 3000rpm, 2.14kW Naturally cooled IM B5 (IM V1, IM V3) power/signal connectors Connector can be rotated by 270Â° INCREM. ENCODER, SIN/COS 1 VPP 2048 P/REV (ENCODER I-2048); PLAIN SHAFT, TOLERANCE N WITH HOLDING BRAKE; DEGREE OF PROTECTION IP64 | - | 0 | 7
1FK7080-5AF71-1AH2 |  | 1FK7080-5AF71-1AH2 | 1 | UN | 1 | 60 | X | D | N | N | 85015220 | 1 |  | 12.502 | KG | 2049.82 | 2049.82 | MC05 | MC05 | SIMOTICS S Synchronous servo motor 1FK7 Compact 8Nm, 100K, 3000rpm, 2.14kW Naturally cooled IM B5 (IM V1, IM V3) power/signal connectors Connector can be rotated by 270Â° INCREM. ENCODER, SIN/COS 1 VPP 2048 P/REV (ENCODER I-2048); PLAIN SHAFT, TOLERANCE N WITH HOLDING BRAKE; DEGREE OF PROTECTION IP65 FLANGE ON DRIVE END IP67 | - | 0 | 0
1FK7080-5AF71-1AH3 |  | 1FK7080-5AF71-1AH3 | 1 | UN | 1 | 60 | X | D | N | N | 85015220 | 1 |  | 12.502 | KG | 2010.66 | 2010.66 | MC05 | MC05 | SIMOTICS S Synchronous servo motor 1FK7 Compact 8Nm, 100K, 3000rpm, 2.14kW Naturally cooled IM B5 (IM V1, IM V3) power/signal connectors Connector can be rotated by 270Â° INCREM. ENCODER, SIN/COS 1 VPP 2048 P/REV (ENCODER I-2048); PLAIN SHAFT, TOLERANCE N WITH HOLDING BRAKE; DEGREE OF PROTECTION IP64; PAINT FINISH RAL7016 | - | 0 | 0
1FK7080-5AF71-1AH5 |  | 1FK7080-5AF71-1AH5 | 1 | UN | 1 | 60 | X | D | N | N | 85015220 | 1 |  | 12.502 | KG | 2086.61 | 2086.61 | MC05 | MC05 | SIMOTICS S Synchronous servo motor 1FK7 Compact 8Nm, 100K, 3000rpm, 2.14kW Naturally cooled IM B5 (IM V1, IM V3) power/signal connectors Connector can be rotated by 270Â° INCREM. ENCODER, SIN/COS 1 VPP 2048 P/REV (ENCODER I-2048); PLAIN SHAFT, TOLERANCE N WITH HOLDING BRAKE; DEGREE OF PROTECTION IP65 AS FLANGE IP67; PAINT FINISH RAL7016 | - | 0 | 0
1FK7080-5AF71-1AH8 |  | 1FK7080-5AF71-1AH8 | 1 | UN | 1 | 60 | X | D | N | N | 85015220 | 1 |  | 12.502 | KG | 2167.82 | 2167.82 | MC05 | MC05 | SIMOTICS S Synchronous servo motor 1FK7 Compact 8Nm, 100K, 3000rpm, 2.14kW Naturally cooled IM B5 (IM V1, IM V3) power/signal connectors Connector can be rotated by 270Â° INCREM. ENCODER, SIN/COS 1 VPP 2048 P/REV (ENCODER I-2048); PLAIN SHAFT, TOLERANCE N WITH HOLDING BRAKE; DEGREE OF PROTECTION IP65 IP67 D-END FLANGE; RAL7016 COATING; METALLIC RATING PLATE AT MOTOR | - | 0 | 0
1FK7080-5AF71-1DA0 |  | 1FK7080-5AF71-1DA0 | 1 | UN | 1 | 60 | X | D | N | N | 85015220 | 1 |  | 10.003 | KG | 1955.92 | 1955.92 | MC05 | MC05 | SIMOTICS S Synchronous servo motor 1FK7 Compact 8Nm, 100K, 3000rpm, 2.14kW Naturally cooled IM B5 (IM V1, IM V3) power/signal connectors Connector can be rotated by 270Â° INCREMENTAL ENCODER 2048 P/REV (ENCODER I-2048) WITH DRIVE-CLIQ INTERFACE; SHAFT WITH FITTED KEY, TOLERANCE N, WITHOUT HOLDING BRAKE; DEGREE OF PROTECTION IP64 | - | 0 | 0
1FK7080-5AF71-1DA2 |  | 1FK7080-5AF71-1DA2 | 1 | UN | 1 | 60 | X | D | N | N | 85015220 | 1 |  | 10.003 | KG | 2031.89 | 2031.89 | MC05 | MC05 | SIMOTICS S Synchronous servo motor 1FK7 Compact 8Nm, 100K, 3000rpm, 2.14kW Naturally cooled IM B5 (IM V1, IM V3) power/signal connectors Connector can be rotated by 270Â° INCREMENTAL ENCODER 2048 P/REV (ENCODER I-2048) WITH DRIVE-CLIQ INTERFACE; SHAFT WITH FITTED KEY, TOLERANCE N, WITHOUT HOLDING BRAKE; DEGREE OF PROTECTION IP65 FLANGE ON DRIVE END IP67 | - | 0 | 0
1FK7080-5AF71-1DA3 |  | 1FK7080-5AF71-1DA3 | 1 | UN | 1 | 60 | X | D | N | N | 85015220 | 1 |  | 10.003 | KG | 1992.73 | 1992.73 | MC05 | MC05 | SIMOTICS S Synchronous servo motor 1FK7 Compact 8Nm, 100K, 3000rpm, 2.14kW Naturally cooled IM B5 (IM V1, IM V3) power/signal connectors Connector can be rotated by 270Â° INCREMENTAL ENCODER 2048 P/REV (ENCODER I-2048) WITH DRIVE-CLIQ INTERFACE; SHAFT WITH FITTED KEY, TOLERANCE N, WITHOUT HOLDING BRAKE; DEGREE OF PROTECTION IP64; PAINT FINISH RAL7016 | - | 0 | 0
1FK7080-5AF71-1DA5 |  | 1FK7080-5AF71-1DA5 | 1 | UN | 1 | 60 | X | D | N | N | 85015220 | 1 |  | 10.003 | KG | 2068.68 | 2068.68 | MC05 | MC05 | SIMOTICS S Synchronous servo motor 1FK7 Compact 8Nm, 100K, 3000rpm, 2.14kW Naturally cooled IM B5 (IM V1, IM V3) power/signal connectors Connector can be rotated by 270Â° INCREMENTAL ENCODER 2048 P/REV (ENCODER I-2048) WITH DRIVE-CLIQ INTERFACE; SHAFT WITH FITTED KEY, TOLERANCE N, WITHOUT HOLDING BRAKE; DEGREE OF PROTECTION IP65 AS FLANGE IP67; PAINT FINISH RAL7016 | - | 0 | 0
1FK7080-5AF71-1DA8 |  | 1FK7080-5AF71-1DA8 | 1 | UN | 1 | 60 | X | D | N | N | 85015220 | 1 |  | 10.003 | KG | 2149.89 | 2149.89 | MC05 | MC05 | SIMOTICS S Synchronous servo motor 1FK7 Compact 8Nm, 100K, 3000rpm, 2.14kW Naturally cooled IM B5 (IM V1, IM V3) power/signal connectors Connector can be rotated by 270Â° INCREMENTAL ENCODER 2048 P/REV (ENCODER I-2048) WITH DRIVE-CLIQ INTERFACE; SHAFT WITH FITTED KEY, TOLERANCE N, WITHOUT HOLDING BRAKE; DEGREE OF PROTECTION IP65 IP67 D-END FLANGE; RAL7016 COATING; METALLIC RATING PLATE AT MOTOR | - | 0 | 0
1FK7080-5AF71-1DB0 |  | 1FK7080-5AF71-1DB0 | 1 | UN | 1 | 60 | X | D | N | N | 85015220 | 1 |  | 12.502 | KG | 2239.65 | 2239.65 | MC05 | MC05 | SIMOTICS S Synchronous servo motor 1FK7 Compact 8Nm, 100K, 3000rpm, 2.14kW Naturally cooled IM B5 (IM V1, IM V3) power/signal connectors Connector can be rotated by 270Â° INCREMENTAL ENCODER 2048 P/REV (ENCODER I-2048) WITH DRIVE-CLIQ INTERFACE; SHAFT WITH FITTED KEY, TOLERANCE N, WITH HOLDING BRAKE; DEGREE OF PROTECTION IP64 | - | 0 | 0
1FK7080-5AF71-1DB2 |  | 1FK7080-5AF71-1DB2 | 1 | UN | 1 | 60 | X | D | N | N | 85015220 | 1 |  | 12.502 | KG | 2315.62 | 2315.62 | MC05 | MC05 | SIMOTICS S Synchronous servo motor 1FK7 Compact 8Nm, 100K, 3000rpm, 2.14kW Naturally cooled IM B5 (IM V1, IM V3) power/signal connectors Connector can be rotated by 270Â° INCREMENTAL ENCODER 2048 P/REV (ENCODER I-2048) WITH DRIVE-CLIQ INTERFACE; SHAFT WITH FITTED KEY, TOLERANCE N, WITH HOLDING BRAKE; DEGREE OF PROTECTION IP65 FLANGE ON DRIVE END IP67 | - | 0 | 0
1FK7080-5AF71-1DB3 |  | 1FK7080-5AF71-1DB3 | 1 | UN | 1 | 60 | X | D | N | N | 85015220 | 1 |  | 12.502 | KG | 2276.46 | 2276.46 | MC05 | MC05 | SIMOTICS S Synchronous servo motor 1FK7 Compact 8Nm, 100K, 3000rpm, 2.14kW Naturally cooled IM B5 (IM V1, IM V3) power/signal connectors Connector can be rotated by 270Â° INCREMENTAL ENCODER 2048 P/REV (ENCODER I-2048) WITH DRIVE-CLIQ INTERFACE; SHAFT WITH FITTED KEY, TOLERANCE N, WITH HOLDING BRAKE; DEGREE OF PROTECTION IP64; PAINT FINISH RAL7016 | - | 0 | 0
1FK7080-5AF71-1DB5 |  | 1FK7080-5AF71-1DB5 | 1 | UN | 1 | 60 | X | D | N | N | 85015220 | 1 |  | 12.502 | KG | 2352.41 | 2352.41 | MC05 | MC05 | SIMOTICS S Synchronous servo motor 1FK7 Compact 8Nm, 100K, 3000rpm, 2.14kW Naturally cooled IM B5 (IM V1, IM V3) power/signal connectors Connector can be rotated by 270Â° INCREMENTAL ENCODER 2048 P/REV (ENCODER I-2048) WITH DRIVE-CLIQ INTERFACE; SHAFT WITH FITTED KEY, TOLERANCE N, WITH HOLDING BRAKE; DEGREE OF PROTECTION IP65 AS FLANGE IP67; PAINT FINISH RAL7016 | - | 0 | 0
1FK7080-5AF71-1DB8 |  | 1FK7080-5AF71-1DB8 | 1 | UN | 1 | 60 | X | D | N | N | 85015220 | 1 |  | 12.502 | KG | 2433.62 | 2433.62 | MC05 | MC05 | SIMOTICS S Synchronous servo motor 1FK7 Compact 8Nm, 100K, 3000rpm, 2.14kW Naturally cooled IM B5 (IM V1, IM V3) power/signal connectors Connector can be rotated by 270Â° INCREMENTAL ENCODER 2048 P/REV (ENCODER I-2048) WITH DRIVE-CLIQ INTERFACE; SHAFT WITH FITTED KEY, TOLERANCE N, WITH HOLDING BRAKE; DEGREE OF PROTECTION IP65 IP67 D-END FLANGE; RAL7016 COATING; METALLIC RATING PLATE AT MOTOR | - | 0 | 0
1FK7080-5AF71-1DG0 |  | 1FK7080-5AF71-1DG0 | 1 | UN | 1 | 60 | X | D | N | N | 85015220 | 1 |  | 10.003 | KG | 1885.87 | 1885.87 | MC05 | MC05 | SIMOTICS S Synchronous servo motor 1FK7 Compact 8Nm, 100K, 3000rpm, 2.14kW Naturally cooled IM B5 (IM V1, IM V3) power/signal connectors Connector can be rotated by 270Â° INCREMENTAL ENCODER 2048 P/REV (ENCODER I-2048) WITH DRIVE-CLIQ INTERFACE; PLAIN SHAFT, TOLERANCE N WITHOUT HOLDING BRAKE; DEGREE OF PROTECTION IP64 | - | 0 | 0
1FK7080-5AF71-1DG2 |  | 1FK7080-5AF71-1DG2 | 1 | UN | 1 | 60 | X | D | N | N | 85015220 | 1 |  | 10.003 | KG | 1961.84 | 1961.84 | MC05 | MC05 | SIMOTICS S Synchronous servo motor 1FK7 Compact 8Nm, 100K, 3000rpm, 2.14kW Naturally cooled IM B5 (IM V1, IM V3) power/signal connectors Connector can be rotated by 270Â° INCREMENTAL ENCODER 2048 P/REV (ENCODER I-2048) WITH DRIVE-CLIQ INTERFACE; PLAIN SHAFT, TOLERANCE N WITHOUT HOLDING BRAKE; DEGREE OF PROTECTION IP65 FLANGE ON DRIVE END IP67 | - | 0 | 0
1FK7080-5AF71-1DG3 |  | 1FK7080-5AF71-1DG3 | 1 | UN | 1 | 60 | X | D | N | N | 85015220 | 1 |  | 10.003 | KG | 1922.68 | 1922.68 | MC05 | MC05 | SIMOTICS S Synchronous servo motor 1FK7 Compact 8Nm, 100K, 3000rpm, 2.14kW Naturally cooled IM B5 (IM V1, IM V3) power/signal connectors Connector can be rotated by 270Â° INCREMENTAL ENCODER 2048 P/REV (ENCODER I-2048) WITH DRIVE-CLIQ INTERFACE; PLAIN SHAFT, TOLERANCE N WITHOUT HOLDING BRAKE; DEGREE OF PROTECTION IP64; PAINT FINISH RAL7016 | - | 0 | 0
1FK7080-5AF71-1DG5 |  | 1FK7080-5AF71-1DG5 | 1 | UN | 1 | 60 | X | D | N | N | 85015220 | 1 |  | 10.003 | KG | 1998.63 | 1998.63 | MC05 | MC05 | SIMOTICS S Synchronous servo motor 1FK7 Compact 8Nm, 100K, 3000rpm, 2.14kW Naturally cooled IM B5 (IM V1, IM V3) power/signal connectors Connector can be rotated by 270Â° INCREMENTAL ENCODER 2048 P/REV (ENCODER I-2048) WITH DRIVE-CLIQ INTERFACE; PLAIN SHAFT, TOLERANCE N WITHOUT HOLDING BRAKE; DEGREE OF PROTECTION IP65 AS FLANGE IP67; PAINT FINISH RAL7016 | - | 0 | 0
1FK7080-5AF71-1DG8 |  | 1FK7080-5AF71-1DG8 | 1 | UN | 1 | 60 | X | D | N | N | 85015220 | 1 |  | 10.003 | KG | 2079.84 | 2079.84 | MC05 | MC05 | SIMOTICS S Synchronous servo motor 1FK7 Compact 8Nm, 100K, 3000rpm, 2.14kW Naturally cooled IM B5 (IM V1, IM V3) power/signal connectors Connector can be rotated by 270Â° INCREMENTAL ENCODER 2048 P/REV (ENCODER I-2048) WITH DRIVE-CLIQ INTERFACE; PLAIN SHAFT, TOLERANCE N WITHOUT HOLDING BRAKE; DEGREE OF PROTECTION IP65 IP67 D-END FLANGE; RAL7016 COATING; METALLIC RATING PLATE AT MOTOR | - | 0 | 0
1FK7080-5AF71-1DH0 |  | 1FK7080-5AF71-1DH0 | 1 | UN | 1 | 60 | X | D | N | N | 85015220 | 1 |  | 12.502 | KG | 2169.64 | 2169.64 | MC05 | MC05 | SIMOTICS S Synchronous servo motor 1FK7 Compact 8Nm, 100K, 3000rpm, 2.14kW Naturally cooled IM B5 (IM V1, IM V3) power/signal connectors Connector can be rotated by 270Â° INCREMENTAL ENCODER 2048 P/REV (ENCODER I-2048) WITH DRIVE-CLIQ INTERFACE; PLAIN SHAFT, TOLERANCE N WITH HOLDING BRAKE; DEGREE OF PROTECTION IP64 | - | 0 | 0
1FK7080-5AF71-1DH2 |  | 1FK7080-5AF71-1DH2 | 1 | UN | 1 | 60 | X | D | N | N | 85015220 | 1 |  | 12.502 | KG | 2245.61 | 2245.61 | MC05 | MC05 | SIMOTICS S Synchronous servo motor 1FK7 Compact 8Nm, 100K, 3000rpm, 2.14kW Naturally cooled IM B5 (IM V1, IM V3) power/signal connectors Connector can be rotated by 270Â° INCREMENTAL ENCODER 2048 P/REV (ENCODER I-2048) WITH DRIVE-CLIQ INTERFACE; PLAIN SHAFT, TOLERANCE N WITH HOLDING BRAKE; DEGREE OF PROTECTION IP65 FLANGE ON DRIVE END IP67 | - | 0 | 0
1FK7080-5AF71-1DH3 |  | 1FK7080-5AF71-1DH3 | 1 | UN | 1 | 60 | X | D | N | N | 85015220 | 1 |  | 12.502 | KG | 2206.45 | 2206.45 | MC05 | MC05 | SIMOTICS S Synchronous servo motor 1FK7 Compact 8Nm, 100K, 3000rpm, 2.14kW Naturally cooled IM B5 (IM V1, IM V3) power/signal connectors Connector can be rotated by 270Â° INCREMENTAL ENCODER 2048 P/REV (ENCODER I-2048) WITH DRIVE-CLIQ INTERFACE; PLAIN SHAFT, TOLERANCE N WITH HOLDING BRAKE; DEGREE OF PROTECTION IP64; PAINT FINISH RAL7016 | - | 0 | 0
1FK7080-5AF71-1DH5 |  | 1FK7080-5AF71-1DH5 | 1 | UN | 1 | 60 | X | D | N | N | 85015220 | 1 |  | 12.502 | KG | 2282.4 | 2282.4 | MC05 | MC05 | SIMOTICS S Synchronous servo motor 1FK7 Compact 8Nm, 100K, 3000rpm, 2.14kW Naturally cooled IM B5 (IM V1, IM V3) power/signal connectors Connector can be rotated by 270Â° INCREMENTAL ENCODER 2048 P/REV (ENCODER I-2048) WITH DRIVE-CLIQ INTERFACE; PLAIN SHAFT, TOLERANCE N WITH HOLDING BRAKE; DEGREE OF PROTECTION IP65 AS FLANGE IP67; PAINT FINISH RAL7016 | - | 0 | 0
1FK7080-5AF71-1DH8 |  | 1FK7080-5AF71-1DH8 | 1 | UN | 1 | 60 | X | D | N | N | 85015220 | 1 |  | 12.502 | KG | 2363.61 | 2363.61 | MC05 | MC05 | SIMOTICS S Synchronous servo motor 1FK7 Compact 8Nm, 100K, 3000rpm, 2.14kW Naturally cooled IM B5 (IM V1, IM V3) power/signal connectors Connector can be rotated by 270Â° INCREMENTAL ENCODER 2048 P/REV (ENCODER I-2048) WITH DRIVE-CLIQ INTERFACE; PLAIN SHAFT, TOLERANCE N WITH HOLDING BRAKE; DEGREE OF PROTECTION IP65 IP67 D-END FLANGE; RAL7016 COATING; METALLIC RATING PLATE AT MOTOR | - | 0 | 0
1FK7080-5AF71-1EA0 |  | 1FK7080-5AF71-1EA0 | 1 | UN | 1 | 60 | X | D | N | N | 85015220 | 1 |  | 10.003 | KG | 2061.89 | 2061.89 | MC05 | MC05 | SIMOTICS S Synchronous servo motor 1FK7 Compact 8Nm, 100K, 3000rpm, 2.14kW Naturally cooled IM B5 (IM V1, IM V3) power/signal connectors Connector can be rotated by 270Â° ABSOLUTE ENCODER ENDAT 2048 P/REV (ENCODER A-2048); PERFORMANCE REDUCTION BY 10% DUE TO ABSOLUTE ENCODER; SHAFT WITH FITTED KEY, TOLERANCE N, WITHOUT HOLDING BRAKE; DEGREE OF PROTECTION IP64 | - | 0 | 0
1FK7080-5AF71-1EA2 |  | 1FK7080-5AF71-1EA2 | 1 | UN | 1 | 60 | X | D | N | N | 85015220 | 1 |  | 10.003 | KG | 2137.86 | 2137.86 | MC05 | MC05 | SIMOTICS S Synchronous servo motor 1FK7 Compact 8Nm, 100K, 3000rpm, 2.14kW Naturally cooled IM B5 (IM V1, IM V3) power/signal connectors Connector can be rotated by 270Â° ABSOLUTE ENCODER ENDAT 2048 P/REV (ENCODER A-2048); PERFORMANCE REDUCTION BY 10% DUE TO ABSOLUTE ENCODER; SHAFT WITH FITTED KEY, TOLERANCE N, WITHOUT HOLDING BRAKE; DEGREE OF PROTECTION IP65 FLANGE ON DRIVE END IP67 | - | 0 | 0
1FK7080-5AF71-1EA3 |  | 1FK7080-5AF71-1EA3 | 1 | UN | 1 | 60 | X | D | N | N | 85015220 | 1 |  | 10.003 | KG | 2098.7 | 2098.7 | MC05 | MC05 | SIMOTICS S Synchronous servo motor 1FK7 Compact 8Nm, 100K, 3000rpm, 2.14kW Naturally cooled IM B5 (IM V1, IM V3) power/signal connectors Connector can be rotated by 270Â° ABSOLUTE ENCODER ENDAT 2048 P/REV (ENCODER A-2048); PERFORMANCE REDUCTION BY 10% DUE TO ABSOLUTE ENCODER; SHAFT WITH FITTED KEY, TOLERANCE N, WITHOUT HOLDING BRAKE; DEGREE OF PROTECTION IP64; PAINT FINISH RAL7016 | - | 0 | 0
1FK7080-5AF71-1EA5 |  | 1FK7080-5AF71-1EA5 | 1 | UN | 1 | 60 | X | D | N | N | 85015220 | 1 |  | 10.003 | KG | 2174.65 | 2174.65 | MC05 | MC05 | SIMOTICS S Synchronous servo motor 1FK7 Compact 8Nm, 100K, 3000rpm, 2.14kW Naturally cooled IM B5 (IM V1, IM V3) power/signal connectors Connector can be rotated by 270Â° ABSOLUTE ENCODER ENDAT 2048 P/REV (ENCODER A-2048); PERFORMANCE REDUCTION BY 10% DUE TO ABSOLUTE ENCODER; SHAFT WITH FITTED KEY, TOLERANCE N, WITHOUT HOLDING BRAKE; DEGREE OF PROTECTION IP65 AS FLANGE IP67; PAINT FINISH RAL7016 | - | 0 | 0
1FK7080-5AF71-1EA8 |  | 1FK7080-5AF71-1EA8 | 1 | UN | 1 | 60 | X | D | N | N | 85015220 | 1 |  | 10.003 | KG | 2255.86 | 2255.86 | MC05 | MC05 | SIMOTICS S Synchronous servo motor 1FK7 Compact 8Nm, 100K, 3000rpm, 2.14kW Naturally cooled IM B5 (IM V1, IM V3) power/signal connectors Connector can be rotated by 270Â° ABSOLUTE ENCODER ENDAT 2048 P/REV (ENCODER A-2048); PERFORMANCE REDUCTION BY 10% DUE TO ABSOLUTE ENCODER; SHAFT WITH FITTED KEY, TOLERANCE N, WITHOUT HOLDING BRAKE; DEGREE OF PROTECTION IP65 IP67 D-END FLANGE; RAL7016 COATING; METALLIC RATING PLATE AT MOTOR | - | 0 | 0
1FK7080-5AF71-1EB0 |  | 1FK7080-5AF71-1EB0 | 1 | UN | 1 | 60 | X | D | N | N | 85015220 | 1 |  | 12.502 | KG | 2345.62 | 2345.62 | MC05 | MC05 | SIMOTICS S Synchronous servo motor 1FK7 Compact 8Nm, 100K, 3000rpm, 2.14kW Naturally cooled IM B5 (IM V1, IM V3) power/signal connectors Connector can be rotated by 270Â° ABSOLUTE ENCODER ENDAT 2048 P/REV (ENCODER A-2048); PERFORMANCE REDUCTION BY 10% DUE TO ABSOLUTE ENCODER; SHAFT WITH FITTED KEY, TOLERANCE N, WITH HOLDING BRAKE; DEGREE OF PROTECTION IP64 | - | 0 | 0
1FK7080-5AF71-1EB2 |  | 1FK7080-5AF71-1EB2 | 1 | UN | 1 | 60 | X | D | N | N | 85015220 | 1 |  | 12.502 | KG | 2421.59 | 2421.59 | MC05 | MC05 | SIMOTICS S Synchronous servo motor 1FK7 Compact 8Nm, 100K, 3000rpm, 2.14kW Naturally cooled IM B5 (IM V1, IM V3) power/signal connectors Connector can be rotated by 270Â° ABSOLUTE ENCODER ENDAT 2048 P/REV (ENCODER A-2048); PERFORMANCE REDUCTION BY 10% DUE TO ABSOLUTE ENCODER; SHAFT WITH FITTED KEY, TOLERANCE N, WITH HOLDING BRAKE; DEGREE OF PROTECTION IP65 FLANGE ON DRIVE END IP67 | - | 0 | 0
1FK7080-5AF71-1EB3 |  | 1FK7080-5AF71-1EB3 | 1 | UN | 1 | 60 | X | D | N | N | 85015220 | 1 |  | 12.502 | KG | 2382.43 | 2382.43 | MC05 | MC05 | SIMOTICS S Synchronous servo motor 1FK7 Compact 8Nm, 100K, 3000rpm, 2.14kW Naturally cooled IM B5 (IM V1, IM V3) power/signal connectors Connector can be rotated by 270Â° ABSOLUTE ENCODER ENDAT 2048 P/REV (ENCODER A-2048); PERFORMANCE REDUCTION BY 10% DUE TO ABSOLUTE ENCODER; SHAFT WITH FITTED KEY, TOLERANCE N, WITH HOLDING BRAKE; DEGREE OF PROTECTION IP64; PAINT FINISH RAL7016 | - | 0 | 0
1FK7080-5AF71-1EB5 |  | 1FK7080-5AF71-1EB5 | 1 | UN | 1 | 60 | X | D | N | N | 85015220 | 1 |  | 12.502 | KG | 2458.38 | 2458.38 | MC05 | MC05 | SIMOTICS S Synchronous servo motor 1FK7 Compact 8Nm, 100K, 3000rpm, 2.14kW Naturally cooled IM B5 (IM V1, IM V3) power/signal connectors Connector can be rotated by 270Â° ABSOLUTE ENCODER ENDAT 2048 P/REV (ENCODER A-2048); PERFORMANCE REDUCTION BY 10% DUE TO ABSOLUTE ENCODER; SHAFT WITH FITTED KEY, TOLERANCE N, WITH HOLDING BRAKE; DEGREE OF PROTECTION IP65 AS FLANGE IP67; PAINT FINISH RAL7016 | - | 0 | 0
1FK7080-5AF71-1EB8 |  | 1FK7080-5AF71-1EB8 | 1 | UN | 1 | 60 | X | D | N | N | 85015220 | 1 |  | 12.502 | KG | 2539.59 | 2539.59 | MC05 | MC05 | SIMOTICS S Synchronous servo motor 1FK7 Compact 8Nm, 100K, 3000rpm, 2.14kW Naturally cooled IM B5 (IM V1, IM V3) power/signal connectors Connector can be rotated by 270Â° ABSOLUTE ENCODER ENDAT 2048 P/REV (ENCODER A-2048); PERFORMANCE REDUCTION BY 10% DUE TO ABSOLUTE ENCODER; SHAFT WITH FITTED KEY, TOLERANCE N, WITH HOLDING BRAKE; DEGREE OF PROTECTION IP65 IP67 D-END FLANGE; RAL7016 COATING; METALLIC RATING PLATE AT MOTOR | - | 0 | 0
1FK7080-5AF71-1EG0 |  | 1FK7080-5AF71-1EG0 | 1 | UN | 1 | 60 | X | D | N | N | 85015220 | 1 |  | 10.003 | KG | 1991.84 | 1991.84 | MC05 | MC05 | SIMOTICS S Synchronous servo motor 1FK7 Compact 8Nm, 100K, 3000rpm, 2.14kW Naturally cooled IM B5 (IM V1, IM V3) power/signal connectors Connector can be rotated by 270Â° ABSOLUTE ENCODER ENDAT 2048 P/REV (ENCODER A-2048); PERFORMANCE REDUCTION BY 10% DUE TO ABSOLUTE ENCODER; PLAIN SHAFT, TOLERANCE N WITHOUT HOLDING BRAKE; DEGREE OF PROTECTION IP64 | - | 0 | 0
1FK7080-5AF71-1EG2 |  | 1FK7080-5AF71-1EG2 | 1 | UN | 1 | 60 | X | D | N | N | 85015220 | 1 |  | 10.003 | KG | 2067.81 | 2067.81 | MC05 | MC05 | SIMOTICS S Synchronous servo motor 1FK7 Compact 8Nm, 100K, 3000rpm, 2.14kW Naturally cooled IM B5 (IM V1, IM V3) power/signal connectors Connector can be rotated by 270Â° ABSOLUTE ENCODER ENDAT 2048 P/REV (ENCODER A-2048); PERFORMANCE REDUCTION BY 10% DUE TO ABSOLUTE ENCODER; PLAIN SHAFT, TOLERANCE N WITHOUT HOLDING BRAKE; DEGREE OF PROTECTION IP65 FLANGE ON DRIVE END IP67 | - | 0 | 0
1FK7080-5AF71-1EG3 |  | 1FK7080-5AF71-1EG3 | 1 | UN | 1 | 60 | X | D | N | N | 85015220 | 1 |  | 10.003 | KG | 2028.65 | 2028.65 | MC05 | MC05 | SIMOTICS S Synchronous servo motor 1FK7 Compact 8Nm, 100K, 3000rpm, 2.14kW Naturally cooled IM B5 (IM V1, IM V3) power/signal connectors Connector can be rotated by 270Â° ABSOLUTE ENCODER ENDAT 2048 P/REV (ENCODER A-2048); PERFORMANCE REDUCTION BY 10% DUE TO ABSOLUTE ENCODER; PLAIN SHAFT, TOLERANCE N WITHOUT HOLDING BRAKE; DEGREE OF PROTECTION IP64; PAINT FINISH RAL7016 | - | 0 | 0
1FK7080-5AF71-1EG5 |  | 1FK7080-5AF71-1EG5 | 1 | UN | 1 | 60 | X | D | N | N | 85015220 | 1 |  | 10.003 | KG | 2104.6 | 2104.6 | MC05 | MC05 | SIMOTICS S Synchronous servo motor 1FK7 Compact 8Nm, 100K, 3000rpm, 2.14kW Naturally cooled IM B5 (IM V1, IM V3) power/signal connectors Connector can be rotated by 270Â° ABSOLUTE ENCODER ENDAT 2048 P/REV (ENCODER A-2048); PERFORMANCE REDUCTION BY 10% DUE TO ABSOLUTE ENCODER; PLAIN SHAFT, TOLERANCE N WITHOUT HOLDING BRAKE; DEGREE OF PROTECTION IP65 AS FLANGE IP67; PAINT FINISH RAL7016 | - | 0 | 0
1FK7080-5AF71-1EG8 |  | 1FK7080-5AF71-1EG8 | 1 | UN | 1 | 60 | X | D | N | N | 85015220 | 1 |  | 10.003 | KG | 2185.81 | 2185.81 | MC05 | MC05 | SIMOTICS S Synchronous servo motor 1FK7 Compact 8Nm, 100K, 3000rpm, 2.14kW Naturally cooled IM B5 (IM V1, IM V3) power/signal connectors Connector can be rotated by 270Â° ABSOLUTE ENCODER ENDAT 2048 P/REV (ENCODER A-2048); PERFORMANCE REDUCTION BY 10% DUE TO ABSOLUTE ENCODER; PLAIN SHAFT, TOLERANCE N WITHOUT HOLDING BRAKE; DEGREE OF PROTECTION IP65 IP67 D-END FLANGE; RAL7016 COATING; METALLIC RATING PLATE AT MOTOR | - | 0 | 0
1FK7080-5AF71-1EH0 |  | 1FK7080-5AF71-1EH0 | 1 | UN | 1 | 60 | X | D | N | N | 85015220 | 1 |  | 12.502 | KG | 2275.61 | 2275.61 | MC05 | MC05 | SIMOTICS S Synchronous servo motor 1FK7 Compact 8Nm, 100K, 3000rpm, 2.14kW Naturally cooled IM B5 (IM V1, IM V3) power/signal connectors Connector can be rotated by 270Â° ABSOLUTE ENCODER ENDAT 2048 P/REV (ENCODER A-2048); PERFORMANCE REDUCTION BY 10% DUE TO ABSOLUTE ENCODER; PLAIN SHAFT, TOLERANCE N WITH HOLDING BRAKE; DEGREE OF PROTECTION IP64 | - | 0 | 0
1FK7080-5AF71-1EH2 |  | 1FK7080-5AF71-1EH2 | 1 | UN | 1 | 60 | X | D | N | N | 85015220 | 1 |  | 12.502 | KG | 2351.58 | 2351.58 | MC05 | MC05 | SIMOTICS S Synchronous servo motor 1FK7 Compact 8Nm, 100K, 3000rpm, 2.14kW Naturally cooled IM B5 (IM V1, IM V3) power/signal connectors Connector can be rotated by 270Â° ABSOLUTE ENCODER ENDAT 2048 P/REV (ENCODER A-2048); PERFORMANCE REDUCTION BY 10% DUE TO ABSOLUTE ENCODER; PLAIN SHAFT, TOLERANCE N WITH HOLDING BRAKE; DEGREE OF PROTECTION IP65 FLANGE ON DRIVE END IP67 | - | 0 | 0
1FK7080-5AF71-1EH3 |  | 1FK7080-5AF71-1EH3 | 1 | UN | 1 | 60 | X | D | N | N | 85015220 | 1 |  | 12.502 | KG | 2312.42 | 2312.42 | MC05 | MC05 | SIMOTICS S Synchronous servo motor 1FK7 Compact 8Nm, 100K, 3000rpm, 2.14kW Naturally cooled IM B5 (IM V1, IM V3) power/signal connectors Connector can be rotated by 270Â° ABSOLUTE ENCODER ENDAT 2048 P/REV (ENCODER A-2048); PERFORMANCE REDUCTION BY 10% DUE TO ABSOLUTE ENCODER; PLAIN SHAFT, TOLERANCE N WITH HOLDING BRAKE; DEGREE OF PROTECTION IP64; PAINT FINISH RAL7016 | - | 0 | 0
1FK7080-5AF71-1EH5 |  | 1FK7080-5AF71-1EH5 | 1 | UN | 1 | 60 | X | D | N | N | 85015220 | 1 |  | 12.502 | KG | 2388.37 | 2388.37 | MC05 | MC05 | SIMOTICS S Synchronous servo motor 1FK7 Compact 8Nm, 100K, 3000rpm, 2.14kW Naturally cooled IM B5 (IM V1, IM V3) power/signal connectors Connector can be rotated by 270Â° ABSOLUTE ENCODER ENDAT 2048 P/REV (ENCODER A-2048); PERFORMANCE REDUCTION BY 10% DUE TO ABSOLUTE ENCODER; PLAIN SHAFT, TOLERANCE N WITH HOLDING BRAKE; DEGREE OF PROTECTION IP65 AS FLANGE IP67; PAINT FINISH RAL7016 | - | 0 | 0
1FK7080-5AF71-1EH8 |  | 1FK7080-5AF71-1EH8 | 1 | UN | 1 | 60 | X | D | N | N | 85015220 | 1 |  | 12.502 | KG | 2469.58 | 2469.58 | MC05 | MC05 | SIMOTICS S Synchronous servo motor 1FK7 Compact 8Nm, 100K, 3000rpm, 2.14kW Naturally cooled IM B5 (IM V1, IM V3) power/signal connectors Connector can be rotated by 270Â° ABSOLUTE ENCODER ENDAT 2048 P/REV (ENCODER A-2048); PERFORMANCE REDUCTION BY 10% DUE TO ABSOLUTE ENCODER; PLAIN SHAFT, TOLERANCE N WITH HOLDING BRAKE; DEGREE OF PROTECTION IP65 IP67 D-END FLANGE; RAL7016 COATING; METALLIC RATING PLATE AT MOTOR | - | 0 | 0
1FK7080-5AF71-1FA0 |  | 1FK7080-5AF71-1FA0 | 1 | UN | 1 | 60 | X | D | N | N | 85015220 | 1 |  | 10.003 | KG | 2255.84 | 2255.84 | MC05 | MC05 | SIMOTICS S Synchronous servo motor 1FK7 Compact 8Nm, 100K, 3000rpm, 2.14kW Naturally cooled IM B5 (IM V1, IM V3) power/signal connectors Connector can be rotated by 270Â° ABSOLUTE ENCODER 2048 P/REV (ENCODER A-2048) WITH DRIVE-CLIQ INTERFACE; PERFORMANCE REDUCTION BY 10% DUE TO ABSOLUTE ENCODER; SHAFT WITH FITTED KEY, TOLERANCE N, WITHOUT HOLDING BRAKE; DEGREE OF PROTECTION IP64 | - | 0 | 0
1FK7080-5AF71-1FA2 |  | 1FK7080-5AF71-1FA2 | 1 | UN | 1 | 60 | X | D | N | N | 85015220 | 1 |  | 10.003 | KG | 2331.81 | 2331.81 | MC05 | MC05 | SIMOTICS S Synchronous servo motor 1FK7 Compact 8Nm, 100K, 3000rpm, 2.14kW Naturally cooled IM B5 (IM V1, IM V3) power/signal connectors Connector can be rotated by 270Â° ABSOLUTE ENCODER 2048 P/REV (ENCODER A-2048) WITH DRIVE-CLIQ INTERFACE; PERFORMANCE REDUCTION BY 10% DUE TO ABSOLUTE ENCODER; SHAFT WITH FITTED KEY, TOLERANCE N, WITHOUT HOLDING BRAKE; DEGREE OF PROTECTION IP65 FLANGE ON DRIVE END IP67 | - | 0 | 0
1FK7080-5AF71-1FA3 |  | 1FK7080-5AF71-1FA3 | 1 | UN | 1 | 60 | X | D | N | N | 85015220 | 1 |  | 10.003 | KG | 2292.65 | 2292.65 | MC05 | MC05 | SIMOTICS S Synchronous servo motor 1FK7 Compact 8Nm, 100K, 3000rpm, 2.14kW Naturally cooled IM B5 (IM V1, IM V3) power/signal connectors Connector can be rotated by 270Â° ABSOLUTE ENCODER 2048 P/REV (ENCODER A-2048) WITH DRIVE-CLIQ INTERFACE; PERFORMANCE REDUCTION BY 10% DUE TO ABSOLUTE ENCODER; SHAFT WITH FITTED KEY, TOLERANCE N, WITHOUT HOLDING BRAKE; DEGREE OF PROTECTION IP64; PAINT FINISH RAL7016 | - | 0 | 0
1FK7080-5AF71-1FA5 |  | 1FK7080-5AF71-1FA5 | 1 | UN | 1 | 60 | X | D | N | N | 85015220 | 1 |  | 10.003 | KG | 2368.6 | 2368.6 | MC05 | MC05 | SIMOTICS S Synchronous servo motor 1FK7 Compact 8Nm, 100K, 3000rpm, 2.14kW Naturally cooled IM B5 (IM V1, IM V3) power/signal connectors Connector can be rotated by 270Â° ABSOLUTE ENCODER 2048 P/REV (ENCODER A-2048) WITH DRIVE-CLIQ INTERFACE; PERFORMANCE REDUCTION BY 10% DUE TO ABSOLUTE ENCODER; SHAFT WITH FITTED KEY, TOLERANCE N, WITHOUT HOLDING BRAKE; DEGREE OF PROTECTION IP65 AS FLANGE IP67; PAINT FINISH RAL7016 | - | 0 | 0
1FK7080-5AF71-1FA8 |  | 1FK7080-5AF71-1FA8 | 1 | UN | 1 | 60 | X | D | N | N | 85015220 | 1 |  | 10.003 | KG | 2449.81 | 2449.81 | MC05 | MC05 | SIMOTICS S Synchronous servo motor 1FK7 Compact 8Nm, 100K, 3000rpm, 2.14kW Naturally cooled IM B5 (IM V1, IM V3) power/signal connectors Connector can be rotated by 270Â° ABSOLUTE ENCODER 2048 P/REV (ENCODER A-2048) WITH DRIVE-CLIQ INTERFACE; PERFORMANCE REDUCTION BY 10% DUE TO ABSOLUTE ENCODER; SHAFT WITH FITTED KEY, TOLERANCE N, WITHOUT HOLDING BRAKE; DEGREE OF PROTECTION IP65 IP67 D-END FLANGE; RAL7016 COATING; METALLIC RATING PLATE AT MOTOR | - | 0 | 0
1FK7080-5AF71-1FB0 |  | 1FK7080-5AF71-1FB0 | 1 | UN | 1 | 60 | X | D | N | N | 85015220 | 1 |  | 12.502 | KG | 2539.57 | 2539.57 | MC05 | MC05 | SIMOTICS S Synchronous servo motor 1FK7 Compact 8Nm, 100K, 3000rpm, 2.14kW Naturally cooled IM B5 (IM V1, IM V3) power/signal connectors Connector can be rotated by 270Â° ABSOLUTE ENCODER 2048 P/REV (ENCODER A-2048) WITH DRIVE-CLIQ INTERFACE; PERFORMANCE REDUCTION BY 10% DUE TO ABSOLUTE ENCODER; SHAFT WITH FITTED KEY, TOLERANCE N, WITH HOLDING BRAKE; DEGREE OF PROTECTION IP64 | - | 0 | 0
1FK7080-5AF71-1FB2 |  | 1FK7080-5AF71-1FB2 | 1 | UN | 1 | 60 | X | D | N | N | 85015220 | 1 |  | 12.502 | KG | 2615.54 | 2615.54 | MC05 | MC05 | SIMOTICS S Synchronous servo motor 1FK7 Compact 8Nm, 100K, 3000rpm, 2.14kW Naturally cooled IM B5 (IM V1, IM V3) power/signal connectors Connector can be rotated by 270Â° ABSOLUTE ENCODER 2048 P/REV (ENCODER A-2048) WITH DRIVE-CLIQ INTERFACE; PERFORMANCE REDUCTION BY 10% DUE TO ABSOLUTE ENCODER; SHAFT WITH FITTED KEY, TOLERANCE N, WITH HOLDING BRAKE; DEGREE OF PROTECTION IP65 FLANGE ON DRIVE END IP67 | - | 0 | 0
1FK7080-5AF71-1FB3 |  | 1FK7080-5AF71-1FB3 | 1 | UN | 1 | 60 | X | D | N | N | 85015220 | 1 |  | 12.502 | KG | 2576.38 | 2576.38 | MC05 | MC05 | SIMOTICS S Synchronous servo motor 1FK7 Compact 8Nm, 100K, 3000rpm, 2.14kW Naturally cooled IM B5 (IM V1, IM V3) power/signal connectors Connector can be rotated by 270Â° ABSOLUTE ENCODER 2048 P/REV (ENCODER A-2048) WITH DRIVE-CLIQ INTERFACE; PERFORMANCE REDUCTION BY 10% DUE TO ABSOLUTE ENCODER; SHAFT WITH FITTED KEY, TOLERANCE N, WITH HOLDING BRAKE; DEGREE OF PROTECTION IP64; PAINT FINISH RAL7016 | - | 0 | 0
1FK7080-5AF71-1FB5 |  | 1FK7080-5AF71-1FB5 | 1 | UN | 1 | 60 | X | D | N | N | 85015220 | 1 |  | 12.502 | KG | 2652.33 | 2652.33 | MC05 | MC05 | SIMOTICS S Synchronous servo motor 1FK7 Compact 8Nm, 100K, 3000rpm, 2.14kW Naturally cooled IM B5 (IM V1, IM V3) power/signal connectors Connector can be rotated by 270Â° ABSOLUTE ENCODER 2048 P/REV (ENCODER A-2048) WITH DRIVE-CLIQ INTERFACE; PERFORMANCE REDUCTION BY 10% DUE TO ABSOLUTE ENCODER; SHAFT WITH FITTED KEY, TOLERANCE N, WITH HOLDING BRAKE; DEGREE OF PROTECTION IP65 AS FLANGE IP67; PAINT FINISH RAL7016 | - | 0 | 0
1FK7080-5AF71-1FB8 |  | 1FK7080-5AF71-1FB8 | 1 | UN | 1 | 60 | X | D | N | N | 85015220 | 1 |  | 12.502 | KG | 2733.54 | 2733.54 | MC05 | MC05 | SIMOTICS S Synchronous servo motor 1FK7 Compact 8Nm, 100K, 3000rpm, 2.14kW Naturally cooled IM B5 (IM V1, IM V3) power/signal connectors Connector can be rotated by 270Â° ABSOLUTE ENCODER 2048 P/REV (ENCODER A-2048) WITH DRIVE-CLIQ INTERFACE; PERFORMANCE REDUCTION BY 10% DUE TO ABSOLUTE ENCODER; SHAFT WITH FITTED KEY, TOLERANCE N, WITH HOLDING BRAKE; DEGREE OF PROTECTION IP65 IP67 D-END FLANGE; RAL7016 COATING; METALLIC RATING PLATE AT MOTOR | - | 0 | 0
1FK7080-5AF71-1FG0 |  | 1FK7080-5AF71-1FG0 | 1 | UN | 1 | 60 | X | D | N | N | 85015220 | 1 |  | 10.003 | KG | 2185.79 | 2185.79 | MC05 | MC05 | SIMOTICS S Synchronous servo motor 1FK7 Compact 8Nm, 100K, 3000rpm, 2.14kW Naturally cooled IM B5 (IM V1, IM V3) power/signal connectors Connector can be rotated by 270Â° ABSOLUTE ENCODER 2048 P/REV (ENCODER A-2048) WITH DRIVE-CLIQ INTERFACE; PERFORMANCE REDUCTION BY 10% DUE TO ABSOLUTE ENCODER; PLAIN SHAFT, TOLERANCE N WITHOUT HOLDING BRAKE; DEGREE OF PROTECTION IP64 | - | 0 | 0
1FK7080-5AF71-1FG2 |  | 1FK7080-5AF71-1FG2 | 1 | UN | 1 | 60 | X | D | N | N | 85015220 | 1 |  | 10.003 | KG | 2261.76 | 2261.76 | MC05 | MC05 | SIMOTICS S Synchronous servo motor 1FK7 Compact 8Nm, 100K, 3000rpm, 2.14kW Naturally cooled IM B5 (IM V1, IM V3) power/signal connectors Connector can be rotated by 270Â° ABSOLUTE ENCODER 2048 P/REV (ENCODER A-2048) WITH DRIVE-CLIQ INTERFACE; PERFORMANCE REDUCTION BY 10% DUE TO ABSOLUTE ENCODER; PLAIN SHAFT, TOLERANCE N WITHOUT HOLDING BRAKE; DEGREE OF PROTECTION IP65 FLANGE ON DRIVE END IP67 | - | 0 | 0
1FK7080-5AF71-1FG3 |  | 1FK7080-5AF71-1FG3 | 1 | UN | 1 | 60 | X | D | N | N | 85015220 | 1 |  | 10.003 | KG | 2222.6 | 2222.6 | MC05 | MC05 | SIMOTICS S Synchronous servo motor 1FK7 Compact 8Nm, 100K, 3000rpm, 2.14kW Naturally cooled IM B5 (IM V1, IM V3) power/signal connectors Connector can be rotated by 270Â° ABSOLUTE ENCODER 2048 P/REV (ENCODER A-2048) WITH DRIVE-CLIQ INTERFACE; PERFORMANCE REDUCTION BY 10% DUE TO ABSOLUTE ENCODER; PLAIN SHAFT, TOLERANCE N WITHOUT HOLDING BRAKE; DEGREE OF PROTECTION IP64; PAINT FINISH RAL7016 | - | 0 | 0
1FK7080-5AF71-1FG5 |  | 1FK7080-5AF71-1FG5 | 1 | UN | 1 | 60 | X | D | N | N | 85015220 | 1 |  | 10.003 | KG | 2298.55 | 2298.55 | MC05 | MC05 | SIMOTICS S Synchronous servo motor 1FK7 Compact 8Nm, 100K, 3000rpm, 2.14kW Naturally cooled IM B5 (IM V1, IM V3) power/signal connectors Connector can be rotated by 270Â° ABSOLUTE ENCODER 2048 P/REV (ENCODER A-2048) WITH DRIVE-CLIQ INTERFACE; PERFORMANCE REDUCTION BY 10% DUE TO ABSOLUTE ENCODER; PLAIN SHAFT, TOLERANCE N WITHOUT HOLDING BRAKE; DEGREE OF PROTECTION IP65 AS FLANGE IP67; PAINT FINISH RAL7016 | - | 0 | 0
1FK7080-5AF71-1FG8 |  | 1FK7080-5AF71-1FG8 | 1 | UN | 1 | 60 | X | D | N | N | 85015220 | 1 |  | 10.003 | KG | 2379.76 | 2379.76 | MC05 | MC05 | SIMOTICS S Synchronous servo motor 1FK7 Compact 8Nm, 100K, 3000rpm, 2.14kW Naturally cooled IM B5 (IM V1, IM V3) power/signal connectors Connector can be rotated by 270Â° ABSOLUTE ENCODER 2048 P/REV (ENCODER A-2048) WITH DRIVE-CLIQ INTERFACE; PERFORMANCE REDUCTION BY 10% DUE TO ABSOLUTE ENCODER; PLAIN SHAFT, TOLERANCE N WITHOUT HOLDING BRAKE; DEGREE OF PROTECTION IP65 IP67 D-END FLANGE; RAL7016 COATING; METALLIC RATING PLATE AT MOTOR | - | 0 | 0
1FK7080-5AF71-1FH0 |  | 1FK7080-5AF71-1FH0 | 1 | UN | 1 | 60 | X | D | N | N | 85015220 | 1 |  | 12.502 | KG | 2469.56 | 2469.56 | MC05 | MC05 | SIMOTICS S Synchronous servo motor 1FK7 Compact 8Nm, 100K, 3000rpm, 2.14kW Naturally cooled IM B5 (IM V1, IM V3) power/signal connectors Connector can be rotated by 270Â° ABSOLUTE ENCODER 2048 P/REV (ENCODER A-2048) WITH DRIVE-CLIQ INTERFACE; PERFORMANCE REDUCTION BY 10% DUE TO ABSOLUTE ENCODER; PLAIN SHAFT, TOLERANCE N WITH HOLDING BRAKE; DEGREE OF PROTECTION IP64 | - | 0 | 0
1FK7080-5AF71-1FH2 |  | 1FK7080-5AF71-1FH2 | 1 | UN | 1 | 60 | X | D | N | N | 85015220 | 1 |  | 12.502 | KG | 2545.53 | 2545.53 | MC05 | MC05 | SIMOTICS S Synchronous servo motor 1FK7 Compact 8Nm, 100K, 3000rpm, 2.14kW Naturally cooled IM B5 (IM V1, IM V3) power/signal connectors Connector can be rotated by 270Â° ABSOLUTE ENCODER 2048 P/REV (ENCODER A-2048) WITH DRIVE-CLIQ INTERFACE; PERFORMANCE REDUCTION BY 10% DUE TO ABSOLUTE ENCODER; PLAIN SHAFT, TOLERANCE N WITH HOLDING BRAKE; DEGREE OF PROTECTION IP65 FLANGE ON DRIVE END IP67 | - | 0 | 0
1FK7080-5AF71-1FH3 |  | 1FK7080-5AF71-1FH3 | 1 | UN | 1 | 60 | X | D | N | N | 85015220 | 1 |  | 12.502 | KG | 2506.37 | 2506.37 | MC05 | MC05 | SIMOTICS S Synchronous servo motor 1FK7 Compact 8Nm, 100K, 3000rpm, 2.14kW Naturally cooled IM B5 (IM V1, IM V3) power/signal connectors Connector can be rotated by 270Â° ABSOLUTE ENCODER 2048 P/REV (ENCODER A-2048) WITH DRIVE-CLIQ INTERFACE; PERFORMANCE REDUCTION BY 10% DUE TO ABSOLUTE ENCODER; PLAIN SHAFT, TOLERANCE N WITH HOLDING BRAKE; DEGREE OF PROTECTION IP64; PAINT FINISH RAL7016 | - | 0 | 0
1FK7080-5AF71-1FH5 |  | 1FK7080-5AF71-1FH5 | 1 | UN | 1 | 60 | X | D | N | N | 85015220 | 1 |  | 12.502 | KG | 2582.32 | 2582.32 | MC05 | MC05 | SIMOTICS S Synchronous servo motor 1FK7 Compact 8Nm, 100K, 3000rpm, 2.14kW Naturally cooled IM B5 (IM V1, IM V3) power/signal connectors Connector can be rotated by 270Â° ABSOLUTE ENCODER 2048 P/REV (ENCODER A-2048) WITH DRIVE-CLIQ INTERFACE; PERFORMANCE REDUCTION BY 10% DUE TO ABSOLUTE ENCODER; PLAIN SHAFT, TOLERANCE N WITH HOLDING BRAKE; DEGREE OF PROTECTION IP65 AS FLANGE IP67; PAINT FINISH RAL7016 | - | 0 | 0
1FK7080-5AF71-1FH7 |  | 1FK7080-5AF71-1FH7 | 1 | UN | 1 | 60 | X | D | N | N | 85015220 | 1 |  | 10 | KG | 2874.91 | 2874.91 | MC05 | MC05 | SIMOTICS S synchronous servo motor 1FK7 Compact, 8Nm, 100K, 3000rpm, 2.14kW Naturally cooled IM B5 (IM V1, IM V3) power/signal connectors Connector can be rotated by 270Â° absolute encoder 2048 S/R (encoder A-2048) with DRIVE-CLiQ interface; derating 10% due to absolute encoder; Smooth shaft Tolerance N with holding brake; special finish Group of climates worldwide Color RAL 7016; Degree of protection IP65 | novo Out19 | 0 | 7
1FK7080-5AF71-1FH8 |  | 1FK7080-5AF71-1FH8 | 1 | UN | 1 | 60 | X | D | N | N | 85015220 | 1 |  | 12.502 | KG | 2663.53 | 2663.53 | MC05 | MC05 | SIMOTICS S Synchronous servo motor 1FK7 Compact 8Nm, 100K, 3000rpm, 2.14kW Naturally cooled IM B5 (IM V1, IM V3) power/signal connectors Connector can be rotated by 270Â° ABSOLUTE ENCODER 2048 P/REV (ENCODER A-2048) WITH DRIVE-CLIQ INTERFACE; PERFORMANCE REDUCTION BY 10% DUE TO ABSOLUTE ENCODER; PLAIN SHAFT, TOLERANCE N WITH HOLDING BRAKE; DEGREE OF PROTECTION IP65 IP67 D-END FLANGE; RAL7016 COATING; METALLIC RATING PLATE AT MOTOR | - | 0 | 0
1FK7080-5AF71-1GA0 |  | 1FK7080-5AF71-1GA0 | 1 | UN | 1 | 60 | X | D | N | N | 85015220 | 1 |  | 10.003 | KG | 1641.62 | 1641.62 | MC05 | MC05 | SIMOTICS S Synchronous servo motor 1FK7 Compact 8Nm, 100K, 3000rpm, 2.14kW Naturally cooled IM B5 (IM V1, IM V3) power/signal connectors Connector can be rotated by 270Â° BASIC ABSOLUTE ENCODER 32 P/REV (ENCODER A-32); PERFORMANCE REDUCTION BY 10% DUE TO ABSOLUTE ENCODER; SHAFT WITH FITTED KEY, TOLERANCE N, WITHOUT HOLDING BRAKE; DEGREE OF PROTECTION IP64 | - | 0 | 0
1FK7080-5AF71-1GA2 |  | 1FK7080-5AF71-1GA2 | 1 | UN | 1 | 60 | X | D | N | N | 85015220 | 1 |  | 10.003 | KG | 1717.59 | 1717.59 | MC05 | MC05 | SIMOTICS S Synchronous servo motor 1FK7 Compact 8Nm, 100K, 3000rpm, 2.14kW Naturally cooled IM B5 (IM V1, IM V3) power/signal connectors Connector can be rotated by 270Â° BASIC ABSOLUTE ENCODER 32 P/REV (ENCODER A-32); PERFORMANCE REDUCTION BY 10% DUE TO ABSOLUTE ENCODER; SHAFT WITH FITTED KEY, TOLERANCE N, WITHOUT HOLDING BRAKE; DEGREE OF PROTECTION IP65 FLANGE ON DRIVE END IP67 | - | 0 | 0
1FK7080-5AF71-1GA3 |  | 1FK7080-5AF71-1GA3 | 1 | UN | 1 | 60 | X | D | N | N | 85015220 | 1 |  | 10.003 | KG | 1678.43 | 1678.43 | MC05 | MC05 | SIMOTICS S Synchronous servo motor 1FK7 Compact 8Nm, 100K, 3000rpm, 2.14kW Naturally cooled IM B5 (IM V1, IM V3) power/signal connectors Connector can be rotated by 270Â° BASIC ABSOLUTE ENCODER 32 P/REV (ENCODER A-32); PERFORMANCE REDUCTION BY 10% DUE TO ABSOLUTE ENCODER; SHAFT WITH FITTED KEY, TOLERANCE N, WITHOUT HOLDING BRAKE; DEGREE OF PROTECTION IP64; PAINT FINISH RAL7016 | - | 0 | 0
1FK7080-5AF71-1GA5 |  | 1FK7080-5AF71-1GA5 | 1 | UN | 1 | 60 | X | D | N | N | 85015220 | 1 |  | 10.003 | KG | 1754.38 | 1754.38 | MC05 | MC05 | SIMOTICS S Synchronous servo motor 1FK7 Compact 8Nm, 100K, 3000rpm, 2.14kW Naturally cooled IM B5 (IM V1, IM V3) power/signal connectors Connector can be rotated by 270Â° BASIC ABSOLUTE ENCODER 32 P/REV (ENCODER A-32); PERFORMANCE REDUCTION BY 10% DUE TO ABSOLUTE ENCODER; SHAFT WITH FITTED KEY, TOLERANCE N, WITHOUT HOLDING BRAKE; DEGREE OF PROTECTION IP65 AS FLANGE IP67; PAINT FINISH RAL7016 | - | 0 | 0
1FK7080-5AF71-1GA8 |  | 1FK7080-5AF71-1GA8 | 1 | UN | 1 | 60 | X | D | N | N | 85015220 | 1 |  | 10.003 | KG | 1835.59 | 1835.59 | MC05 | MC05 | SIMOTICS S Synchronous servo motor 1FK7 Compact 8Nm, 100K, 3000rpm, 2.14kW Naturally cooled IM B5 (IM V1, IM V3) power/signal connectors Connector can be rotated by 270Â° BASIC ABSOLUTE ENCODER 32 P/REV (ENCODER A-32); PERFORMANCE REDUCTION BY 10% DUE TO ABSOLUTE ENCODER; SHAFT WITH FITTED KEY, TOLERANCE N, WITHOUT HOLDING BRAKE; DEGREE OF PROTECTION IP65 IP67 D-END FLANGE; RAL7016 COATING; METALLIC RATING PLATE AT MOTOR | - | 0 | 0
1FK7080-5AF71-1GB0 |  | 1FK7080-5AF71-1GB0 | 1 | UN | 1 | 60 | X | D | N | N | 85015220 | 1 |  | 12.502 | KG | 1925.35 | 1925.35 | MC05 | MC05 | SIMOTICS S Synchronous servo motor 1FK7 Compact 8Nm, 100K, 3000rpm, 2.14kW Naturally cooled IM B5 (IM V1, IM V3) power/signal connectors Connector can be rotated by 270Â° BASIC ABSOLUTE ENCODER 32 P/REV (ENCODER A-32); PERFORMANCE REDUCTION BY 10% DUE TO ABSOLUTE ENCODER; SHAFT WITH FITTED KEY, TOLERANCE N, WITH HOLDING BRAKE; DEGREE OF PROTECTION IP64 | - | 0 | 0
1FK7080-5AF71-1GB2 |  | 1FK7080-5AF71-1GB2 | 1 | UN | 1 | 60 | X | D | N | N | 85015220 | 1 |  | 12.502 | KG | 2001.32 | 2001.32 | MC05 | MC05 | SIMOTICS S Synchronous servo motor 1FK7 Compact 8Nm, 100K, 3000rpm, 2.14kW Naturally cooled IM B5 (IM V1, IM V3) power/signal connectors Connector can be rotated by 270Â° BASIC ABSOLUTE ENCODER 32 P/REV (ENCODER A-32); PERFORMANCE REDUCTION BY 10% DUE TO ABSOLUTE ENCODER; SHAFT WITH FITTED KEY, TOLERANCE N, WITH HOLDING BRAKE; DEGREE OF PROTECTION IP65 FLANGE ON DRIVE END IP67 | - | 0 | 0
1FK7080-5AF71-1GB3 |  | 1FK7080-5AF71-1GB3 | 1 | UN | 1 | 60 | X | D | N | N | 85015220 | 1 |  | 12.502 | KG | 1962.16 | 1962.16 | MC05 | MC05 | SIMOTICS S Synchronous servo motor 1FK7 Compact 8Nm, 100K, 3000rpm, 2.14kW Naturally cooled IM B5 (IM V1, IM V3) power/signal connectors Connector can be rotated by 270Â° BASIC ABSOLUTE ENCODER 32 P/REV (ENCODER A-32); PERFORMANCE REDUCTION BY 10% DUE TO ABSOLUTE ENCODER; SHAFT WITH FITTED KEY, TOLERANCE N, WITH HOLDING BRAKE; DEGREE OF PROTECTION IP64; PAINT FINISH RAL7016 | - | 0 | 0
1FK7080-5AF71-1GB5 |  | 1FK7080-5AF71-1GB5 | 1 | UN | 1 | 60 | X | D | N | N | 85015220 | 1 |  | 12.502 | KG | 2038.11 | 2038.11 | MC05 | MC05 | SIMOTICS S Synchronous servo motor 1FK7 Compact 8Nm, 100K, 3000rpm, 2.14kW Naturally cooled IM B5 (IM V1, IM V3) power/signal connectors Connector can be rotated by 270Â° BASIC ABSOLUTE ENCODER 32 P/REV (ENCODER A-32); PERFORMANCE REDUCTION BY 10% DUE TO ABSOLUTE ENCODER; SHAFT WITH FITTED KEY, TOLERANCE N, WITH HOLDING BRAKE; DEGREE OF PROTECTION IP65 AS FLANGE IP67; PAINT FINISH RAL7016 | - | 0 | 0
1FK7080-5AF71-1GB8 |  | 1FK7080-5AF71-1GB8 | 1 | UN | 1 | 60 | X | D | N | N | 85015220 | 1 |  | 12.502 | KG | 2119.32 | 2119.32 | MC05 | MC05 | SIMOTICS S Synchronous servo motor 1FK7 Compact 8Nm, 100K, 3000rpm, 2.14kW Naturally cooled IM B5 (IM V1, IM V3) power/signal connectors Connector can be rotated by 270Â° BASIC ABSOLUTE ENCODER 32 P/REV (ENCODER A-32); PERFORMANCE REDUCTION BY 10% DUE TO ABSOLUTE ENCODER; SHAFT WITH FITTED KEY, TOLERANCE N, WITH HOLDING BRAKE; DEGREE OF PROTECTION IP65 IP67 D-END FLANGE; RAL7016 COATING; METALLIC RATING PLATE AT MOTOR | - | 0 | 0
1FK7080-5AF71-1GG0 |  | 1FK7080-5AF71-1GG0 | 1 | UN | 1 | 60 | X | D | N | N | 85015220 | 1 |  | 10.003 | KG | 1571.57 | 1571.57 | MC05 | MC05 | SIMOTICS S Synchronous servo motor 1FK7 Compact 8Nm, 100K, 3000rpm, 2.14kW Naturally cooled IM B5 (IM V1, IM V3) power/signal connectors Connector can be rotated by 270Â° BASIC ABSOLUTE ENCODER 32 P/REV (ENCODER A-32); PERFORMANCE REDUCTION BY 10% DUE TO ABSOLUTE ENCODER; PLAIN SHAFT, TOLERANCE N WITHOUT HOLDING BRAKE; DEGREE OF PROTECTION IP64 | - | 0 | 0
1FK7080-5AF71-1GG2 |  | 1FK7080-5AF71-1GG2 | 1 | UN | 1 | 60 | X | D | N | N | 85015220 | 1 |  | 10.003 | KG | 1647.54 | 1647.54 | MC05 | MC05 | SIMOTICS S Synchronous servo motor 1FK7 Compact 8Nm, 100K, 3000rpm, 2.14kW Naturally cooled IM B5 (IM V1, IM V3) power/signal connectors Connector can be rotated by 270Â° BASIC ABSOLUTE ENCODER 32 P/REV (ENCODER A-32); PERFORMANCE REDUCTION BY 10% DUE TO ABSOLUTE ENCODER; PLAIN SHAFT, TOLERANCE N WITHOUT HOLDING BRAKE; DEGREE OF PROTECTION IP65 FLANGE ON DRIVE END IP67 | - | 0 | 0
1FK7080-5AF71-1GG3 |  | 1FK7080-5AF71-1GG3 | 1 | UN | 1 | 60 | X | D | N | N | 85015220 | 1 |  | 10.003 | KG | 1608.38 | 1608.38 | MC05 | MC05 | SIMOTICS S Synchronous servo motor 1FK7 Compact 8Nm, 100K, 3000rpm, 2.14kW Naturally cooled IM B5 (IM V1, IM V3) power/signal connectors Connector can be rotated by 270Â° BASIC ABSOLUTE ENCODER 32 P/REV (ENCODER A-32); PERFORMANCE REDUCTION BY 10% DUE TO ABSOLUTE ENCODER; PLAIN SHAFT, TOLERANCE N WITHOUT HOLDING BRAKE; DEGREE OF PROTECTION IP64; PAINT FINISH RAL7016 | - | 0 | 0
1FK7080-5AF71-1GG5 |  | 1FK7080-5AF71-1GG5 | 1 | UN | 1 | 60 | X | D | N | N | 85015220 | 1 |  | 10.003 | KG | 1684.33 | 1684.33 | MC05 | MC05 | SIMOTICS S Synchronous servo motor 1FK7 Compact 8Nm, 100K, 3000rpm, 2.14kW Naturally cooled IM B5 (IM V1, IM V3) power/signal connectors Connector can be rotated by 270Â° BASIC ABSOLUTE ENCODER 32 P/REV (ENCODER A-32); PERFORMANCE REDUCTION BY 10% DUE TO ABSOLUTE ENCODER; PLAIN SHAFT, TOLERANCE N WITHOUT HOLDING BRAKE; DEGREE OF PROTECTION IP65 AS FLANGE IP67; PAINT FINISH RAL7016 | - | 0 | 0
1FK7080-5AF71-1GG8 |  | 1FK7080-5AF71-1GG8 | 1 | UN | 1 | 60 | X | D | N | N | 85015220 | 1 |  | 10.003 | KG | 1765.54 | 1765.54 | MC05 | MC05 | SIMOTICS S Synchronous servo motor 1FK7 Compact 8Nm, 100K, 3000rpm, 2.14kW Naturally cooled IM B5 (IM V1, IM V3) power/signal connectors Connector can be rotated by 270Â° BASIC ABSOLUTE ENCODER 32 P/REV (ENCODER A-32); PERFORMANCE REDUCTION BY 10% DUE TO ABSOLUTE ENCODER; PLAIN SHAFT, TOLERANCE N WITHOUT HOLDING BRAKE; DEGREE OF PROTECTION IP65 IP67 D-END FLANGE; RAL7016 COATING; METALLIC RATING PLATE AT MOTOR | - | 0 | 0
1FK7080-5AF71-1GH0 |  | 1FK7080-5AF71-1GH0 | 1 | UN | 1 | 60 | X | D | N | N | 85015220 | 1 |  | 12.502 | KG | 1855.34 | 1855.34 | MC05 | MC05 | SIMOTICS S Synchronous servo motor 1FK7 Compact 8Nm, 100K, 3000rpm, 2.14kW Naturally cooled IM B5 (IM V1, IM V3) power/signal connectors Connector can be rotated by 270Â° BASIC ABSOLUTE ENCODER 32 P/REV (ENCODER A-32); PERFORMANCE REDUCTION BY 10% DUE TO ABSOLUTE ENCODER; PLAIN SHAFT, TOLERANCE N WITH HOLDING BRAKE; DEGREE OF PROTECTION IP64 | - | 0 | 0
1FK7080-5AF71-1GH2 |  | 1FK7080-5AF71-1GH2 | 1 | UN | 1 | 60 | X | D | N | N | 85015220 | 1 |  | 12.502 | KG | 1931.31 | 1931.31 | MC05 | MC05 | SIMOTICS S Synchronous servo motor 1FK7 Compact 8Nm, 100K, 3000rpm, 2.14kW Naturally cooled IM B5 (IM V1, IM V3) power/signal connectors Connector can be rotated by 270Â° BASIC ABSOLUTE ENCODER 32 P/REV (ENCODER A-32); PERFORMANCE REDUCTION BY 10% DUE TO ABSOLUTE ENCODER; PLAIN SHAFT, TOLERANCE N WITH HOLDING BRAKE; DEGREE OF PROTECTION IP65 FLANGE ON DRIVE END IP67 | - | 0 | 0
1FK7080-5AF71-1GH3 |  | 1FK7080-5AF71-1GH3 | 1 | UN | 1 | 60 | X | D | N | N | 85015220 | 1 | 4025515002079 | 12.502 | KG | 1892.15 | 1892.15 | MC05 | MC05 | SIMOTICS S Synchronous servo motor 1FK7 Compact 8Nm, 100K, 3000rpm, 2.14kW Naturally cooled IM B5 (IM V1, IM V3) power/signal connectors Connector can be rotated by 270Â° BASIC ABSOLUTE ENCODER 32 P/REV (ENCODER A-32); PERFORMANCE REDUCTION BY 10% DUE TO ABSOLUTE ENCODER; PLAIN SHAFT, TOLERANCE N WITH HOLDING BRAKE; DEGREE OF PROTECTION IP64; PAINT FINISH RAL7016 | - | 0 | 7
1FK7080-5AF71-1GH5 |  | 1FK7080-5AF71-1GH5 | 1 | UN | 1 | 60 | X | D | N | N | 85015220 | 1 |  | 12.502 | KG | 1968.1 | 1968.1 | MC05 | MC05 | SIMOTICS S Synchronous servo motor 1FK7 Compact 8Nm, 100K, 3000rpm, 2.14kW Naturally cooled IM B5 (IM V1, IM V3) power/signal connectors Connector can be rotated by 270Â° BASIC ABSOLUTE ENCODER 32 P/REV (ENCODER A-32); PERFORMANCE REDUCTION BY 10% DUE TO ABSOLUTE ENCODER; PLAIN SHAFT, TOLERANCE N WITH HOLDING BRAKE; DEGREE OF PROTECTION IP65 AS FLANGE IP67; PAINT FINISH RAL7016 | - | 0 | 0
1FK7080-5AF71-1GH8 |  | 1FK7080-5AF71-1GH8 | 1 | UN | 1 | 60 | X | D | N | N | 85015220 | 1 |  | 12.502 | KG | 2049.31 | 2049.31 | MC05 | MC05 | SIMOTICS S Synchronous servo motor 1FK7 Compact 8Nm, 100K, 3000rpm, 2.14kW Naturally cooled IM B5 (IM V1, IM V3) power/signal connectors Connector can be rotated by 270Â° BASIC ABSOLUTE ENCODER 32 P/REV (ENCODER A-32); PERFORMANCE REDUCTION BY 10% DUE TO ABSOLUTE ENCODER; PLAIN SHAFT, TOLERANCE N WITH HOLDING BRAKE; DEGREE OF PROTECTION IP65 IP67 D-END FLANGE; RAL7016 COATING; METALLIC RATING PLATE AT MOTOR | - | 0 | 0
1FK7080-5AF71-1KA0 |  | 1FK7080-5AF71-1KA0 | 1 | UN | 1 | 60 | X | D | N | N | 85015220 | 1 |  | 10.003 | KG | 1835.59 | 1835.59 | MC05 | MC05 | SIMOTICS S Synchronous servo motor 1FK7 Compact 8Nm, 100K, 3000rpm, 2.14kW Naturally cooled IM B5 (IM V1, IM V3) power/signal connectors Connector can be rotated by 270Â° BASIC ABSOLUTE ENCODER 32 P/REV (ENCODER A-32) WITH DRIVE-CLIQ INTERFACE; PERFORMANCE REDUCTION BY 10% DUE TO ABSOLUTE ENCODER; SHAFT WITH FITTED KEY, TOLERANCE N, WITHOUT HOLDING BRAKE; DEGREE OF PROTECTION IP64 | - | 0 | 0
1FK7080-5AF71-1KA2 |  | 1FK7080-5AF71-1KA2 | 1 | UN | 1 | 60 | X | D | N | N | 85015220 | 1 |  | 10.003 | KG | 1911.56 | 1911.56 | MC05 | MC05 | SIMOTICS S Synchronous servo motor 1FK7 Compact 8Nm, 100K, 3000rpm, 2.14kW Naturally cooled IM B5 (IM V1, IM V3) power/signal connectors Connector can be rotated by 270Â° BASIC ABSOLUTE ENCODER 32 P/REV (ENCODER A-32) WITH DRIVE-CLIQ INTERFACE; PERFORMANCE REDUCTION BY 10% DUE TO ABSOLUTE ENCODER; SHAFT WITH FITTED KEY, TOLERANCE N, WITHOUT HOLDING BRAKE; DEGREE OF PROTECTION IP65 FLANGE ON DRIVE END IP67 | - | 0 | 0
1FK7080-5AF71-1KA3 |  | 1FK7080-5AF71-1KA3 | 1 | UN | 1 | 60 | X | D | N | N | 85015220 | 1 |  | 10.003 | KG | 1872.4 | 1872.4 | MC05 | MC05 | SIMOTICS S Synchronous servo motor 1FK7 Compact 8Nm, 100K, 3000rpm, 2.14kW Naturally cooled IM B5 (IM V1, IM V3) power/signal connectors Connector can be rotated by 270Â° BASIC ABSOLUTE ENCODER 32 P/REV (ENCODER A-32) WITH DRIVE-CLIQ INTERFACE; PERFORMANCE REDUCTION BY 10% DUE TO ABSOLUTE ENCODER; SHAFT WITH FITTED KEY, TOLERANCE N, WITHOUT HOLDING BRAKE; DEGREE OF PROTECTION IP64; PAINT FINISH RAL7016 | - | 0 | 0
1FK7080-5AF71-1KA5 |  | 1FK7080-5AF71-1KA5 | 1 | UN | 1 | 60 | X | D | N | N | 85015220 | 1 |  | 10.003 | KG | 1948.35 | 1948.35 | MC05 | MC05 | SIMOTICS S Synchronous servo motor 1FK7 Compact 8Nm, 100K, 3000rpm, 2.14kW Naturally cooled IM B5 (IM V1, IM V3) power/signal connectors Connector can be rotated by 270Â° BASIC ABSOLUTE ENCODER 32 P/REV (ENCODER A-32) WITH DRIVE-CLIQ INTERFACE; PERFORMANCE REDUCTION BY 10% DUE TO ABSOLUTE ENCODER; SHAFT WITH FITTED KEY, TOLERANCE N, WITHOUT HOLDING BRAKE; DEGREE OF PROTECTION IP65 AS FLANGE IP67; PAINT FINISH RAL7016 | - | 0 | 0
1FK7080-5AF71-1KA8 |  | 1FK7080-5AF71-1KA8 | 1 | UN | 1 | 60 | X | D | N | N | 85015220 | 1 |  | 10.003 | KG | 2029.56 | 2029.56 | MC05 | MC05 | SIMOTICS S Synchronous servo motor 1FK7 Compact 8Nm, 100K, 3000rpm, 2.14kW Naturally cooled IM B5 (IM V1, IM V3) power/signal connectors Connector can be rotated by 270Â° BASIC ABSOLUTE ENCODER 32 P/REV (ENCODER A-32) WITH DRIVE-CLIQ INTERFACE; PERFORMANCE REDUCTION BY 10% DUE TO ABSOLUTE ENCODER; SHAFT WITH FITTED KEY, TOLERANCE N, WITHOUT HOLDING BRAKE; DEGREE OF PROTECTION IP65 IP67 D-END FLANGE; RAL7016 COATING; METALLIC RATING PLATE AT MOTOR | - | 0 | 0
1FK7080-5AF71-1KB0 |  | 1FK7080-5AF71-1KB0 | 1 | UN | 1 | 60 | X | D | N | N | 85015220 | 1 |  | 12.502 | KG | 2119.32 | 2119.32 | MC05 | MC05 | SIMOTICS S Synchronous servo motor 1FK7 Compact 8Nm, 100K, 3000rpm, 2.14kW Naturally cooled IM B5 (IM V1, IM V3) power/signal connectors Connector can be rotated by 270Â° BASIC ABSOLUTE ENCODER 32 P/REV (ENCODER A-32) WITH DRIVE-CLIQ INTERFACE; PERFORMANCE REDUCTION BY 10% DUE TO ABSOLUTE ENCODER; SHAFT WITH FITTED KEY, TOLERANCE N, WITH HOLDING BRAKE; DEGREE OF PROTECTION IP64 | - | 0 | 0
1FK7080-5AF71-1KB2 |  | 1FK7080-5AF71-1KB2 | 1 | UN | 1 | 60 | X | D | N | N | 85015220 | 1 |  | 12.502 | KG | 2195.29 | 2195.29 | MC05 | MC05 | SIMOTICS S Synchronous servo motor 1FK7 Compact 8Nm, 100K, 3000rpm, 2.14kW Naturally cooled IM B5 (IM V1, IM V3) power/signal connectors Connector can be rotated by 270Â° BASIC ABSOLUTE ENCODER 32 P/REV (ENCODER A-32) WITH DRIVE-CLIQ INTERFACE; PERFORMANCE REDUCTION BY 10% DUE TO ABSOLUTE ENCODER; SHAFT WITH FITTED KEY, TOLERANCE N, WITH HOLDING BRAKE; DEGREE OF PROTECTION IP65 FLANGE ON DRIVE END IP67 | - | 0 | 0
1FK7080-5AF71-1KB3 |  | 1FK7080-5AF71-1KB3 | 1 | UN | 1 | 60 | X | D | N | N | 85015220 | 1 |  | 12.502 | KG | 2156.13 | 2156.13 | MC05 | MC05 | SIMOTICS S Synchronous servo motor 1FK7 Compact 8Nm, 100K, 3000rpm, 2.14kW Naturally cooled IM B5 (IM V1, IM V3) power/signal connectors Connector can be rotated by 270Â° BASIC ABSOLUTE ENCODER 32 P/REV (ENCODER A-32) WITH DRIVE-CLIQ INTERFACE; PERFORMANCE REDUCTION BY 10% DUE TO ABSOLUTE ENCODER; SHAFT WITH FITTED KEY, TOLERANCE N, WITH HOLDING BRAKE; DEGREE OF PROTECTION IP64; PAINT FINISH RAL7016 | - | 0 | 0
1FK7080-5AF71-1KB5 |  | 1FK7080-5AF71-1KB5 | 1 | UN | 1 | 60 | X | D | N | N | 85015220 | 1 |  | 12.502 | KG | 2232.08 | 2232.08 | MC05 | MC05 | SIMOTICS S Synchronous servo motor 1FK7 Compact 8Nm, 100K, 3000rpm, 2.14kW Naturally cooled IM B5 (IM V1, IM V3) power/signal connectors Connector can be rotated by 270Â° BASIC ABSOLUTE ENCODER 32 P/REV (ENCODER A-32) WITH DRIVE-CLIQ INTERFACE; PERFORMANCE REDUCTION BY 10% DUE TO ABSOLUTE ENCODER; SHAFT WITH FITTED KEY, TOLERANCE N, WITH HOLDING BRAKE; DEGREE OF PROTECTION IP65 AS FLANGE IP67; PAINT FINISH RAL7016 | - | 0 | 0
1FK7080-5AF71-1KB8 |  | 1FK7080-5AF71-1KB8 | 1 | UN | 1 | 60 | X | D | N | N | 85015220 | 1 |  | 12.502 | KG | 2313.29 | 2313.29 | MC05 | MC05 | SIMOTICS S Synchronous servo motor 1FK7 Compact 8Nm, 100K, 3000rpm, 2.14kW Naturally cooled IM B5 (IM V1, IM V3) power/signal connectors Connector can be rotated by 270Â° BASIC ABSOLUTE ENCODER 32 P/REV (ENCODER A-32) WITH DRIVE-CLIQ INTERFACE; PERFORMANCE REDUCTION BY 10% DUE TO ABSOLUTE ENCODER; SHAFT WITH FITTED KEY, TOLERANCE N, WITH HOLDING BRAKE; DEGREE OF PROTECTION IP65 IP67 D-END FLANGE; RAL7016 COATING; METALLIC RATING PLATE AT MOTOR | - | 0 | 0
1FK7080-5AF71-1KG0 |  | 1FK7080-5AF71-1KG0 | 1 | UN | 1 | 60 | X | D | N | N | 85015220 | 1 |  | 10.003 | KG | 1765.54 | 1765.54 | MC05 | MC05 | SIMOTICS S Synchronous servo motor 1FK7 Compact 8Nm, 100K, 3000rpm, 2.14kW Naturally cooled IM B5 (IM V1, IM V3) power/signal connectors Connector can be rotated by 270Â° BASIC ABSOLUTE ENCODER 32 P/REV (ENCODER A-32) WITH DRIVE-CLIQ INTERFACE; PERFORMANCE REDUCTION BY 10% DUE TO ABSOLUTE ENCODER; PLAIN SHAFT, TOLERANCE N WITHOUT HOLDING BRAKE; DEGREE OF PROTECTION IP64 | - | 0 | 0
1FK7080-5AF71-1KG2 |  | 1FK7080-5AF71-1KG2 | 1 | UN | 1 | 60 | X | D | N | N | 85015220 | 1 |  | 10.003 | KG | 1841.51 | 1841.51 | MC05 | MC05 | SIMOTICS S Synchronous servo motor 1FK7 Compact 8Nm, 100K, 3000rpm, 2.14kW Naturally cooled IM B5 (IM V1, IM V3) power/signal connectors Connector can be rotated by 270Â° BASIC ABSOLUTE ENCODER 32 P/REV (ENCODER A-32) WITH DRIVE-CLIQ INTERFACE; PERFORMANCE REDUCTION BY 10% DUE TO ABSOLUTE ENCODER; PLAIN SHAFT, TOLERANCE N WITHOUT HOLDING BRAKE; DEGREE OF PROTECTION IP65 FLANGE ON DRIVE END IP67 | - | 0 | 0
1FK7080-5AF71-1KG3 |  | 1FK7080-5AF71-1KG3 | 1 | UN | 1 | 60 | X | D | N | N | 85015220 | 1 |  | 10.003 | KG | 1802.35 | 1802.35 | MC05 | MC05 | SIMOTICS S Synchronous servo motor 1FK7 Compact 8Nm, 100K, 3000rpm, 2.14kW Naturally cooled IM B5 (IM V1, IM V3) power/signal connectors Connector can be rotated by 270Â° BASIC ABSOLUTE ENCODER 32 P/REV (ENCODER A-32) WITH DRIVE-CLIQ INTERFACE; PERFORMANCE REDUCTION BY 10% DUE TO ABSOLUTE ENCODER; PLAIN SHAFT, TOLERANCE N WITHOUT HOLDING BRAKE; DEGREE OF PROTECTION IP64; PAINT FINISH RAL7016 | - | 0 | 0
1FK7080-5AF71-1KG5 |  | 1FK7080-5AF71-1KG5 | 1 | UN | 1 | 60 | X | D | N | N | 85015220 | 1 |  | 10.003 | KG | 1878.3 | 1878.3 | MC05 | MC05 | SIMOTICS S Synchronous servo motor 1FK7 Compact 8Nm, 100K, 3000rpm, 2.14kW Naturally cooled IM B5 (IM V1, IM V3) power/signal connectors Connector can be rotated by 270Â° BASIC ABSOLUTE ENCODER 32 P/REV (ENCODER A-32) WITH DRIVE-CLIQ INTERFACE; PERFORMANCE REDUCTION BY 10% DUE TO ABSOLUTE ENCODER; PLAIN SHAFT, TOLERANCE N WITHOUT HOLDING BRAKE; DEGREE OF PROTECTION IP65 AS FLANGE IP67; PAINT FINISH RAL7016 | - | 0 | 0
1FK7080-5AF71-1KG8 |  | 1FK7080-5AF71-1KG8 | 1 | UN | 1 | 60 | X | D | N | N | 85015220 | 1 |  | 10.003 | KG | 1959.51 | 1959.51 | MC05 | MC05 | SIMOTICS S Synchronous servo motor 1FK7 Compact 8Nm, 100K, 3000rpm, 2.14kW Naturally cooled IM B5 (IM V1, IM V3) power/signal connectors Connector can be rotated by 270Â° BASIC ABSOLUTE ENCODER 32 P/REV (ENCODER A-32) WITH DRIVE-CLIQ INTERFACE; PERFORMANCE REDUCTION BY 10% DUE TO ABSOLUTE ENCODER; PLAIN SHAFT, TOLERANCE N WITHOUT HOLDING BRAKE; DEGREE OF PROTECTION IP65 IP67 D-END FLANGE; RAL7016 COATING; METALLIC RATING PLATE AT MOTOR | - | 0 | 0
1FK7080-5AF71-1KH0 |  | 1FK7080-5AF71-1KH0 | 1 | UN | 1 | 60 | X | D | N | N | 85015220 | 1 |  | 12.502 | KG | 2049.31 | 2049.31 | MC05 | MC05 | SIMOTICS S Synchronous servo motor 1FK7 Compact 8Nm, 100K, 3000rpm, 2.14kW Naturally cooled IM B5 (IM V1, IM V3) power/signal connectors Connector can be rotated by 270Â° BASIC ABSOLUTE ENCODER 32 P/REV (ENCODER A-32) WITH DRIVE-CLIQ INTERFACE; PERFORMANCE REDUCTION BY 10% DUE TO ABSOLUTE ENCODER; PLAIN SHAFT, TOLERANCE N WITH HOLDING BRAKE; DEGREE OF PROTECTION IP64 | - | 0 | 0
1FK7080-5AF71-1KH2 |  | 1FK7080-5AF71-1KH2 | 1 | UN | 1 | 60 | X | D | N | N | 85015220 | 1 |  | 12.502 | KG | 2125.28 | 2125.28 | MC05 | MC05 | SIMOTICS S Synchronous servo motor 1FK7 Compact 8Nm, 100K, 3000rpm, 2.14kW Naturally cooled IM B5 (IM V1, IM V3) power/signal connectors Connector can be rotated by 270Â° BASIC ABSOLUTE ENCODER 32 P/REV (ENCODER A-32) WITH DRIVE-CLIQ INTERFACE; PERFORMANCE REDUCTION BY 10% DUE TO ABSOLUTE ENCODER; PLAIN SHAFT, TOLERANCE N WITH HOLDING BRAKE; DEGREE OF PROTECTION IP65 FLANGE ON DRIVE END IP67 | - | 0 | 0
1FK7080-5AF71-1KH3 |  | 1FK7080-5AF71-1KH3 | 1 | UN | 1 | 60 | X | D | N | N | 85015220 | 1 |  | 12.502 | KG | 2086.12 | 2086.12 | MC05 | MC05 | SIMOTICS S Synchronous servo motor 1FK7 Compact 8Nm, 100K, 3000rpm, 2.14kW Naturally cooled IM B5 (IM V1, IM V3) power/signal connectors Connector can be rotated by 270Â° BASIC ABSOLUTE ENCODER 32 P/REV (ENCODER A-32) WITH DRIVE-CLIQ INTERFACE; PERFORMANCE REDUCTION BY 10% DUE TO ABSOLUTE ENCODER; PLAIN SHAFT, TOLERANCE N WITH HOLDING BRAKE; DEGREE OF PROTECTION IP64; PAINT FINISH RAL7016 | - | 0 | 0
1FK7080-5AF71-1KH5 |  | 1FK7080-5AF71-1KH5 | 1 | UN | 1 | 60 | X | D | N | N | 85015220 | 1 |  | 12.502 | KG | 2162.07 | 2162.07 | MC05 | MC05 | SIMOTICS S Synchronous servo motor 1FK7 Compact 8Nm, 100K, 3000rpm, 2.14kW Naturally cooled IM B5 (IM V1, IM V3) power/signal connectors Connector can be rotated by 270Â° BASIC ABSOLUTE ENCODER 32 P/REV (ENCODER A-32) WITH DRIVE-CLIQ INTERFACE; PERFORMANCE REDUCTION BY 10% DUE TO ABSOLUTE ENCODER; PLAIN SHAFT, TOLERANCE N WITH HOLDING BRAKE; DEGREE OF PROTECTION IP65 AS FLANGE IP67; PAINT FINISH RAL7016 | - | 0 | 0
1FK7080-5AF71-1KH8 |  | 1FK7080-5AF71-1KH8 | 1 | UN | 1 | 60 | X | D | N | N | 85015220 | 1 |  | 12.502 | KG | 2243.28 | 2243.28 | MC05 | MC05 | SIMOTICS S Synchronous servo motor 1FK7 Compact 8Nm, 100K, 3000rpm, 2.14kW Naturally cooled IM B5 (IM V1, IM V3) power/signal connectors Connector can be rotated by 270Â° BASIC ABSOLUTE ENCODER 32 P/REV (ENCODER A-32) WITH DRIVE-CLIQ INTERFACE; PERFORMANCE REDUCTION BY 10% DUE TO ABSOLUTE ENCODER; PLAIN SHAFT, TOLERANCE N WITH HOLDING BRAKE; DEGREE OF PROTECTION IP65 IP67 D-END FLANGE; RAL7016 COATING; METALLIC RATING PLATE AT MOTOR | - | 0 | 0
1FK7080-5AF71-1PA0 |  | 1FK7080-5AF71-1PA0 | 1 | UN | 1 | 60 | X | D | N | N | 85015220 | 1 |  | 10.003 | KG | 1479.99 | 1479.99 | MC05 | MC05 | SIMOTICS S Synchronous servo motor 1FK7 Compact 8Nm, 100K, 3000rpm, 2.14kW Naturally cooled IM B5 (IM V1, IM V3) power/signal connectors Connector can be rotated by 270Â° RESOLVER 2-POLE (RESOLVER P=1) WITH DRIVE-CLIQ INTERFACE; SHAFT WITH FITTED KEY, TOLERANCE N, WITHOUT HOLDING BRAKE; DEGREE OF PROTECTION IP64 | - | 0 | 0
1FK7080-5AF71-1PA2 |  | 1FK7080-5AF71-1PA2 | 1 | UN | 1 | 60 | X | D | N | N | 85015220 | 1 |  | 10.003 | KG | 1555.96 | 1555.96 | MC05 | MC05 | SIMOTICS S Synchronous servo motor 1FK7 Compact 8Nm, 100K, 3000rpm, 2.14kW Naturally cooled IM B5 (IM V1, IM V3) power/signal connectors Connector can be rotated by 270Â° RESOLVER 2-POLE (RESOLVER P=1) WITH DRIVE-CLIQ INTERFACE; SHAFT WITH FITTED KEY, TOLERANCE N, WITHOUT HOLDING BRAKE; DEGREE OF PROTECTION IP65 FLANGE ON DRIVE END IP67 | - | 0 | 0
1FK7080-5AF71-1PA3 |  | 1FK7080-5AF71-1PA3 | 1 | UN | 1 | 60 | X | D | N | N | 85015220 | 1 |  | 10.003 | KG | 1516.8 | 1516.8 | MC05 | MC05 | SIMOTICS S Synchronous servo motor 1FK7 Compact 8Nm, 100K, 3000rpm, 2.14kW Naturally cooled IM B5 (IM V1, IM V3) power/signal connectors Connector can be rotated by 270Â° RESOLVER 2-POLE (RESOLVER P=1) WITH DRIVE-CLIQ INTERFACE; SHAFT WITH FITTED KEY, TOLERANCE N, WITHOUT HOLDING BRAKE; DEGREE OF PROTECTION IP64; PAINT FINISH RAL7016 | - | 0 | 0
1FK7080-5AF71-1PA5 |  | 1FK7080-5AF71-1PA5 | 1 | UN | 1 | 60 | X | D | N | N | 85015220 | 1 |  | 10.003 | KG | 1592.75 | 1592.75 | MC05 | MC05 | SIMOTICS S Synchronous servo motor 1FK7 Compact 8Nm, 100K, 3000rpm, 2.14kW Naturally cooled IM B5 (IM V1, IM V3) power/signal connectors Connector can be rotated by 270Â° RESOLVER 2-POLE (RESOLVER P=1) WITH DRIVE-CLIQ INTERFACE; SHAFT WITH FITTED KEY, TOLERANCE N, WITHOUT HOLDING BRAKE; DEGREE OF PROTECTION IP65 AS FLANGE IP67; PAINT FINISH RAL7016 | - | 0 | 0
1FK7080-5AF71-1PA8 |  | 1FK7080-5AF71-1PA8 | 1 | UN | 1 | 60 | X | D | N | N | 85015220 | 1 |  | 10.003 | KG | 1673.96 | 1673.96 | MC05 | MC05 | SIMOTICS S Synchronous servo motor 1FK7 Compact 8Nm, 100K, 3000rpm, 2.14kW Naturally cooled IM B5 (IM V1, IM V3) power/signal connectors Connector can be rotated by 270Â° RESOLVER 2-POLE (RESOLVER P=1) WITH DRIVE-CLIQ INTERFACE; SHAFT WITH FITTED KEY, TOLERANCE N, WITHOUT HOLDING BRAKE; DEGREE OF PROTECTION IP65 IP67 D-END FLANGE; RAL7016 COATING; METALLIC RATING PLATE AT MOTOR | - | 0 | 0
1FK7080-5AF71-1PB0 |  | 1FK7080-5AF71-1PB0 | 1 | UN | 1 | 60 | X | D | N | N | 85015220 | 1 |  | 12.502 | KG | 1763.72 | 1763.72 | MC05 | MC05 | SIMOTICS S Synchronous servo motor 1FK7 Compact 8Nm, 100K, 3000rpm, 2.14kW Naturally cooled IM B5 (IM V1, IM V3) power/signal connectors Connector can be rotated by 270Â° RESOLVER 2-POLE (RESOLVER P=1) WITH DRIVE-CLIQ INTERFACE; SHAFT WITH FITTED KEY, TOLERANCE N, WITH HOLDING BRAKE; DEGREE OF PROTECTION IP64 | - | 0 | 0
1FK7080-5AF71-1PB2 |  | 1FK7080-5AF71-1PB2 | 1 | UN | 1 | 60 | X | D | N | N | 85015220 | 1 |  | 12.502 | KG | 1839.69 | 1839.69 | MC05 | MC05 | SIMOTICS S Synchronous servo motor 1FK7 Compact 8Nm, 100K, 3000rpm, 2.14kW Naturally cooled IM B5 (IM V1, IM V3) power/signal connectors Connector can be rotated by 270Â° RESOLVER 2-POLE (RESOLVER P=1) WITH DRIVE-CLIQ INTERFACE; SHAFT WITH FITTED KEY, TOLERANCE N, WITH HOLDING BRAKE; DEGREE OF PROTECTION IP65 FLANGE ON DRIVE END IP67 | - | 0 | 0
1FK7080-5AF71-1PB3 |  | 1FK7080-5AF71-1PB3 | 1 | UN | 1 | 60 | X | D | N | N | 85015220 | 1 |  | 12.502 | KG | 1800.53 | 1800.53 | MC05 | MC05 | SIMOTICS S Synchronous servo motor 1FK7 Compact 8Nm, 100K, 3000rpm, 2.14kW Naturally cooled IM B5 (IM V1, IM V3) power/signal connectors Connector can be rotated by 270Â° RESOLVER 2-POLE (RESOLVER P=1) WITH DRIVE-CLIQ INTERFACE; SHAFT WITH FITTED KEY, TOLERANCE N, WITH HOLDING BRAKE; DEGREE OF PROTECTION IP64; PAINT FINISH RAL7016 | - | 0 | 0
1FK7080-5AF71-1PB5 |  | 1FK7080-5AF71-1PB5 | 1 | UN | 1 | 60 | X | D | N | N | 85015220 | 1 |  | 12.502 | KG | 1876.48 | 1876.48 | MC05 | MC05 | SIMOTICS S Synchronous servo motor 1FK7 Compact 8Nm, 100K, 3000rpm, 2.14kW Naturally cooled IM B5 (IM V1, IM V3) power/signal connectors Connector can be rotated by 270Â° RESOLVER 2-POLE (RESOLVER P=1) WITH DRIVE-CLIQ INTERFACE; SHAFT WITH FITTED KEY, TOLERANCE N, WITH HOLDING BRAKE; DEGREE OF PROTECTION IP65 AS FLANGE IP67; PAINT FINISH RAL7016 | - | 0 | 0
1FK7080-5AF71-1PB8 |  | 1FK7080-5AF71-1PB8 | 1 | UN | 1 | 60 | X | D | N | N | 85015220 | 1 |  | 12.502 | KG | 1957.69 | 1957.69 | MC05 | MC05 | SIMOTICS S Synchronous servo motor 1FK7 Compact 8Nm, 100K, 3000rpm, 2.14kW Naturally cooled IM B5 (IM V1, IM V3) power/signal connectors Connector can be rotated by 270Â° RESOLVER 2-POLE (RESOLVER P=1) WITH DRIVE-CLIQ INTERFACE; SHAFT WITH FITTED KEY, TOLERANCE N, WITH HOLDING BRAKE; DEGREE OF PROTECTION IP65 IP67 D-END FLANGE; RAL7016 COATING; METALLIC RATING PLATE AT MOTOR | - | 0 | 0
1FK7080-5AF71-1PG0 |  | 1FK7080-5AF71-1PG0 | 1 | UN | 1 | 60 | X | D | N | N | 85015220 | 1 |  | 10.003 | KG | 1409.94 | 1409.94 | MC05 | MC05 | SIMOTICS S Synchronous servo motor 1FK7 Compact 8Nm, 100K, 3000rpm, 2.14kW Naturally cooled IM B5 (IM V1, IM V3) power/signal connectors Connector can be rotated by 270Â° RESOLVER 2-POLE (RESOLVER P=1) WITH DRIVE-CLIQ INTERFACE; PLAIN SHAFT, TOLERANCE N WITHOUT HOLDING BRAKE; DEGREE OF PROTECTION IP64 | - | 0 | 0
1FK7080-5AF71-1PG2 |  | 1FK7080-5AF71-1PG2 | 1 | UN | 1 | 60 | X | D | N | N | 85015220 | 1 |  | 10.003 | KG | 1485.91 | 1485.91 | MC05 | MC05 | SIMOTICS S Synchronous servo motor 1FK7 Compact 8Nm, 100K, 3000rpm, 2.14kW Naturally cooled IM B5 (IM V1, IM V3) power/signal connectors Connector can be rotated by 270Â° RESOLVER 2-POLE (RESOLVER P=1) WITH DRIVE-CLIQ INTERFACE; PLAIN SHAFT, TOLERANCE N WITHOUT HOLDING BRAKE; DEGREE OF PROTECTION IP65 FLANGE ON DRIVE END IP67 | - | 0 | 0
1FK7080-5AF71-1PG3 |  | 1FK7080-5AF71-1PG3 | 1 | UN | 1 | 60 | X | D | N | N | 85015220 | 1 |  | 10.003 | KG | 1446.75 | 1446.75 | MC05 | MC05 | SIMOTICS S Synchronous servo motor 1FK7 Compact 8Nm, 100K, 3000rpm, 2.14kW Naturally cooled IM B5 (IM V1, IM V3) power/signal connectors Connector can be rotated by 270Â° RESOLVER 2-POLE (RESOLVER P=1) WITH DRIVE-CLIQ INTERFACE; PLAIN SHAFT, TOLERANCE N WITHOUT HOLDING BRAKE; DEGREE OF PROTECTION IP64; PAINT FINISH RAL7016 | - | 0 | 0
1FK7080-5AF71-1PG5 |  | 1FK7080-5AF71-1PG5 | 1 | UN | 1 | 60 | X | D | N | N | 85015220 | 1 |  | 10.003 | KG | 1522.7 | 1522.7 | MC05 | MC05 | SIMOTICS S Synchronous servo motor 1FK7 Compact 8Nm, 100K, 3000rpm, 2.14kW Naturally cooled IM B5 (IM V1, IM V3) power/signal connectors Connector can be rotated by 270Â° RESOLVER 2-POLE (RESOLVER P=1) WITH DRIVE-CLIQ INTERFACE; PLAIN SHAFT, TOLERANCE N WITHOUT HOLDING BRAKE; DEGREE OF PROTECTION IP65 AS FLANGE IP67; PAINT FINISH RAL7016 | - | 0 | 0
1FK7080-5AF71-1PG8 |  | 1FK7080-5AF71-1PG8 | 1 | UN | 1 | 60 | X | D | N | N | 85015220 | 1 |  | 10.003 | KG | 1603.91 | 1603.91 | MC05 | MC05 | SIMOTICS S Synchronous servo motor 1FK7 Compact 8Nm, 100K, 3000rpm, 2.14kW Naturally cooled IM B5 (IM V1, IM V3) power/signal connectors Connector can be rotated by 270Â° RESOLVER 2-POLE (RESOLVER P=1) WITH DRIVE-CLIQ INTERFACE; PLAIN SHAFT, TOLERANCE N WITHOUT HOLDING BRAKE; DEGREE OF PROTECTION IP65 IP67 D-END FLANGE; RAL7016 COATING; METALLIC RATING PLATE AT MOTOR | - | 0 | 0
1FK7080-5AF71-1PH0 |  | 1FK7080-5AF71-1PH0 | 1 | UN | 1 | 60 | X | D | N | N | 85015220 | 1 |  | 12.502 | KG | 1693.71 | 1693.71 | MC05 | MC05 | SIMOTICS S Synchronous servo motor 1FK7 Compact 8Nm, 100K, 3000rpm, 2.14kW Naturally cooled IM B5 (IM V1, IM V3) power/signal connectors Connector can be rotated by 270Â° RESOLVER 2-POLE (RESOLVER P=1) WITH DRIVE-CLIQ INTERFACE; PLAIN SHAFT, TOLERANCE N WITH HOLDING BRAKE; DEGREE OF PROTECTION IP64 | - | 0 | 0
1FK7080-5AF71-1PH2 |  | 1FK7080-5AF71-1PH2 | 1 | UN | 1 | 60 | X | D | N | N | 85015220 | 1 |  | 12.502 | KG | 1769.68 | 1769.68 | MC05 | MC05 | SIMOTICS S Synchronous servo motor 1FK7 Compact 8Nm, 100K, 3000rpm, 2.14kW Naturally cooled IM B5 (IM V1, IM V3) power/signal connectors Connector can be rotated by 270Â° RESOLVER 2-POLE (RESOLVER P=1) WITH DRIVE-CLIQ INTERFACE; PLAIN SHAFT, TOLERANCE N WITH HOLDING BRAKE; DEGREE OF PROTECTION IP65 FLANGE ON DRIVE END IP67 | - | 0 | 0
1FK7080-5AF71-1PH3 |  | 1FK7080-5AF71-1PH3 | 1 | UN | 1 | 60 | X | D | N | N | 85015220 | 1 |  | 12.502 | KG | 1730.52 | 1730.52 | MC05 | MC05 | SIMOTICS S Synchronous servo motor 1FK7 Compact 8Nm, 100K, 3000rpm, 2.14kW Naturally cooled IM B5 (IM V1, IM V3) power/signal connectors Connector can be rotated by 270Â° RESOLVER 2-POLE (RESOLVER P=1) WITH DRIVE-CLIQ INTERFACE; PLAIN SHAFT, TOLERANCE N WITH HOLDING BRAKE; DEGREE OF PROTECTION IP64; PAINT FINISH RAL7016 | - | 0 | 0
1FK7080-5AF71-1PH5 |  | 1FK7080-5AF71-1PH5 | 1 | UN | 1 | 60 | X | D | N | N | 85015220 | 1 |  | 12.502 | KG | 1806.47 | 1806.47 | MC05 | MC05 | SIMOTICS S Synchronous servo motor 1FK7 Compact 8Nm, 100K, 3000rpm, 2.14kW Naturally cooled IM B5 (IM V1, IM V3) power/signal connectors Connector can be rotated by 270Â° RESOLVER 2-POLE (RESOLVER P=1) WITH DRIVE-CLIQ INTERFACE; PLAIN SHAFT, TOLERANCE N WITH HOLDING BRAKE; DEGREE OF PROTECTION IP65 AS FLANGE IP67; PAINT FINISH RAL7016 | - | 0 | 0
1FK7080-5AF71-1PH8 |  | 1FK7080-5AF71-1PH8 | 1 | UN | 1 | 60 | X | D | N | N | 85015220 | 1 |  | 12.502 | KG | 1887.68 | 1887.68 | MC05 | MC05 | SIMOTICS S Synchronous servo motor 1FK7 Compact 8Nm, 100K, 3000rpm, 2.14kW Naturally cooled IM B5 (IM V1, IM V3) power/signal connectors Connector can be rotated by 270Â° RESOLVER 2-POLE (RESOLVER P=1) WITH DRIVE-CLIQ INTERFACE; PLAIN SHAFT, TOLERANCE N WITH HOLDING BRAKE; DEGREE OF PROTECTION IP65 IP67 D-END FLANGE; RAL7016 COATING; METALLIC RATING PLATE AT MOTOR | - | 0 | 0
1FK7080-5AF71-1SA0 |  | 1FK7080-5AF71-1SA0 | 1 | UN | 1 | 60 | X | D | N | N | 85015220 | 1 |  | 10.003 | KG | 1284.25 | 1284.25 | MC05 | MC05 | SIMOTICS S Synchronous servo motor 1FK7 Compact 8Nm, 100K, 3000rpm, 2.14kW Naturally cooled IM B5 (IM V1, IM V3) power/signal connectors Connector can be rotated by 270Â° RESOLVER MULTI-POLE (RESOLVER P=4); SHAFT WITH FITTED KEY, TOLERANCE N, WITHOUT HOLDING BRAKE; DEGREE OF PROTECTION IP64 | - | 0 | 0
1FK7080-5AF71-1SA2 |  | 1FK7080-5AF71-1SA2 | 1 | UN | 1 | 60 | X | D | N | N | 85015220 | 1 |  | 10.003 | KG | 1360.22 | 1360.22 | MC05 | MC05 | SIMOTICS S Synchronous servo motor 1FK7 Compact 8Nm, 100K, 3000rpm, 2.14kW Naturally cooled IM B5 (IM V1, IM V3) power/signal connectors Connector can be rotated by 270Â° RESOLVER MULTI-POLE (RESOLVER P=4); SHAFT WITH FITTED KEY, TOLERANCE N, WITHOUT HOLDING BRAKE; DEGREE OF PROTECTION IP65 FLANGE ON DRIVE END IP67 | - | 0 | 0
1FK7080-5AF71-1SA3 |  | 1FK7080-5AF71-1SA3 | 1 | UN | 1 | 60 | X | D | N | N | 85015220 | 1 |  | 10.003 | KG | 1321.06 | 1321.06 | MC05 | MC05 | SIMOTICS S Synchronous servo motor 1FK7 Compact 8Nm, 100K, 3000rpm, 2.14kW Naturally cooled IM B5 (IM V1, IM V3) power/signal connectors Connector can be rotated by 270Â° RESOLVER MULTI-POLE (RESOLVER P=4); SHAFT WITH FITTED KEY, TOLERANCE N, WITHOUT HOLDING BRAKE; DEGREE OF PROTECTION IP64; PAINT FINISH RAL7016 | - | 0 | 0
1FK7080-5AF71-1SA5 |  | 1FK7080-5AF71-1SA5 | 1 | UN | 1 | 60 | X | D | N | N | 85015220 | 1 |  | 10.003 | KG | 1397.01 | 1397.01 | MC05 | MC05 | SIMOTICS S Synchronous servo motor 1FK7 Compact 8Nm, 100K, 3000rpm, 2.14kW Naturally cooled IM B5 (IM V1, IM V3) power/signal connectors Connector can be rotated by 270Â° RESOLVER MULTI-POLE (RESOLVER P=4); SHAFT WITH FITTED KEY, TOLERANCE N, WITHOUT HOLDING BRAKE; DEGREE OF PROTECTION IP65 AS FLANGE IP67; PAINT FINISH RAL7016 | - | 0 | 0
1FK7080-5AF71-1SA8 |  | 1FK7080-5AF71-1SA8 | 1 | UN | 1 | 60 | X | D | N | N | 85015220 | 1 |  | 10.003 | KG | 1478.22 | 1478.22 | MC05 | MC05 | SIMOTICS S Synchronous servo motor 1FK7 Compact 8Nm, 100K, 3000rpm, 2.14kW Naturally cooled IM B5 (IM V1, IM V3) power/signal connectors Connector can be rotated by 270Â° RESOLVER MULTI-POLE (RESOLVER P=4); SHAFT WITH FITTED KEY, TOLERANCE N, WITHOUT HOLDING BRAKE; DEGREE OF PROTECTION IP65 IP67 D-END FLANGE; RAL7016 COATING; METALLIC RATING PLATE AT MOTOR | - | 0 | 0
1FK7080-5AF71-1SB0 |  | 1FK7080-5AF71-1SB0 | 1 | UN | 1 | 60 | X | D | N | N | 85015220 | 1 | 4019169392761 | 12.502 | KG | 1567.98 | 1567.98 | MC05 | MC05 | SIMOTICS S Synchronous servo motor 1FK7 Compact 8Nm, 100K, 3000rpm, 2.14kW Naturally cooled IM B5 (IM V1, IM V3) power/signal connectors Connector can be rotated by 270Â° RESOLVER MULTI-POLE (RESOLVER P=4); SHAFT WITH FITTED KEY, TOLERANCE N, WITH HOLDING BRAKE; DEGREE OF PROTECTION IP64 | - | 0 | 7
1FK7080-5AF71-1SB2 |  | 1FK7080-5AF71-1SB2 | 1 | UN | 1 | 60 | X | D | N | N | 85015220 | 1 |  | 12.502 | KG | 1643.95 | 1643.95 | MC05 | MC05 | SIMOTICS S Synchronous servo motor 1FK7 Compact 8Nm, 100K, 3000rpm, 2.14kW Naturally cooled IM B5 (IM V1, IM V3) power/signal connectors Connector can be rotated by 270Â° RESOLVER MULTI-POLE (RESOLVER P=4); SHAFT WITH FITTED KEY, TOLERANCE N, WITH HOLDING BRAKE; DEGREE OF PROTECTION IP65 FLANGE ON DRIVE END IP67 | - | 0 | 0
1FK7080-5AF71-1SB3 |  | 1FK7080-5AF71-1SB3 | 1 | UN | 1 | 60 | X | D | N | N | 85015220 | 1 |  | 12.502 | KG | 1604.79 | 1604.79 | MC05 | MC05 | SIMOTICS S Synchronous servo motor 1FK7 Compact 8Nm, 100K, 3000rpm, 2.14kW Naturally cooled IM B5 (IM V1, IM V3) power/signal connectors Connector can be rotated by 270Â° RESOLVER MULTI-POLE (RESOLVER P=4); SHAFT WITH FITTED KEY, TOLERANCE N, WITH HOLDING BRAKE; DEGREE OF PROTECTION IP64; PAINT FINISH RAL7016 | - | 0 | 0
1FK7080-5AF71-1SB5 |  | 1FK7080-5AF71-1SB5 | 1 | UN | 1 | 60 | X | D | N | N | 85015220 | 1 |  | 12.502 | KG | 1680.74 | 1680.74 | MC05 | MC05 | SIMOTICS S Synchronous servo motor 1FK7 Compact 8Nm, 100K, 3000rpm, 2.14kW Naturally cooled IM B5 (IM V1, IM V3) power/signal connectors Connector can be rotated by 270Â° RESOLVER MULTI-POLE (RESOLVER P=4); SHAFT WITH FITTED KEY, TOLERANCE N, WITH HOLDING BRAKE; DEGREE OF PROTECTION IP65 AS FLANGE IP67; PAINT FINISH RAL7016 | - | 0 | 0
1FK7080-5AF71-1SB8 |  | 1FK7080-5AF71-1SB8 | 1 | UN | 1 | 60 | X | D | N | N | 85015220 | 1 |  | 12.502 | KG | 1761.95 | 1761.95 | MC05 | MC05 | SIMOTICS S Synchronous servo motor 1FK7 Compact 8Nm, 100K, 3000rpm, 2.14kW Naturally cooled IM B5 (IM V1, IM V3) power/signal connectors Connector can be rotated by 270Â° RESOLVER MULTI-POLE (RESOLVER P=4); SHAFT WITH FITTED KEY, TOLERANCE N, WITH HOLDING BRAKE; DEGREE OF PROTECTION IP65 IP67 D-END FLANGE; RAL7016 COATING; METALLIC RATING PLATE AT MOTOR | - | 0 | 0
1FK7080-5AF71-1SG0 |  | 1FK7080-5AF71-1SG0 | 1 | UN | 1 | 60 | X | D | N | N | 85015220 | 1 |  | 10.003 | KG | 1214.2 | 1214.2 | MC05 | MC05 | SIMOTICS S Synchronous servo motor 1FK7 Compact 8Nm, 100K, 3000rpm, 2.14kW Naturally cooled IM B5 (IM V1, IM V3) power/signal connectors Connector can be rotated by 270Â° RESOLVER MULTI-POLE (RESOLVER P=4); PLAIN SHAFT, TOLERANCE N WITHOUT HOLDING BRAKE; DEGREE OF PROTECTION IP64 | - | 0 | 0
1FK7080-5AF71-1SG2 |  | 1FK7080-5AF71-1SG2 | 1 | UN | 1 | 60 | X | D | N | N | 85015220 | 1 |  | 10.003 | KG | 1290.17 | 1290.17 | MC05 | MC05 | SIMOTICS S Synchronous servo motor 1FK7 Compact 8Nm, 100K, 3000rpm, 2.14kW Naturally cooled IM B5 (IM V1, IM V3) power/signal connectors Connector can be rotated by 270Â° RESOLVER MULTI-POLE (RESOLVER P=4); PLAIN SHAFT, TOLERANCE N WITHOUT HOLDING BRAKE; DEGREE OF PROTECTION IP65 FLANGE ON DRIVE END IP67 | - | 0 | 0
1FK7080-5AF71-1SG3 |  | 1FK7080-5AF71-1SG3 | 1 | UN | 1 | 60 | X | D | N | N | 85015220 | 1 |  | 10.003 | KG | 1251.01 | 1251.01 | MC05 | MC05 | SIMOTICS S Synchronous servo motor 1FK7 Compact 8Nm, 100K, 3000rpm, 2.14kW Naturally cooled IM B5 (IM V1, IM V3) power/signal connectors Connector can be rotated by 270Â° RESOLVER MULTI-POLE (RESOLVER P=4); PLAIN SHAFT, TOLERANCE N WITHOUT HOLDING BRAKE; DEGREE OF PROTECTION IP64; PAINT FINISH RAL7016 | - | 0 | 0
1FK7080-5AF71-1SG5 |  | 1FK7080-5AF71-1SG5 | 1 | UN | 1 | 60 | X | D | N | N | 85015220 | 1 |  | 10.003 | KG | 1326.96 | 1326.96 | MC05 | MC05 | SIMOTICS S Synchronous servo motor 1FK7 Compact 8Nm, 100K, 3000rpm, 2.14kW Naturally cooled IM B5 (IM V1, IM V3) power/signal connectors Connector can be rotated by 270Â° RESOLVER MULTI-POLE (RESOLVER P=4); PLAIN SHAFT, TOLERANCE N WITHOUT HOLDING BRAKE; DEGREE OF PROTECTION IP65 AS FLANGE IP67; PAINT FINISH RAL7016 | - | 0 | 0
1FK7080-5AF71-1SG8 |  | 1FK7080-5AF71-1SG8 | 1 | UN | 1 | 60 | X | D | N | N | 85015220 | 1 |  | 10.003 | KG | 1408.17 | 1408.17 | MC05 | MC05 | SIMOTICS S Synchronous servo motor 1FK7 Compact 8Nm, 100K, 3000rpm, 2.14kW Naturally cooled IM B5 (IM V1, IM V3) power/signal connectors Connector can be rotated by 270Â° RESOLVER MULTI-POLE (RESOLVER P=4); PLAIN SHAFT, TOLERANCE N WITHOUT HOLDING BRAKE; DEGREE OF PROTECTION IP65 IP67 D-END FLANGE; RAL7016 COATING; METALLIC RATING PLATE AT MOTOR | - | 0 | 0
1FK7080-5AF71-1SH0 |  | 1FK7080-5AF71-1SH0 | 1 | UN | 1 | 60 | X | D | N | N | 85015220 | 1 |  | 12.502 | KG | 1497.97 | 1497.97 | MC05 | MC05 | SIMOTICS S Synchronous servo motor 1FK7 Compact 8Nm, 100K, 3000rpm, 2.14kW Naturally cooled IM B5 (IM V1, IM V3) power/signal connectors Connector can be rotated by 270Â° RESOLVER MULTI-POLE (RESOLVER P=4); PLAIN SHAFT, TOLERANCE N WITH HOLDING BRAKE; DEGREE OF PROTECTION IP64 | - | 0 | 0
1FK7080-5AF71-1SH2 |  | 1FK7080-5AF71-1SH2 | 1 | UN | 1 | 60 | X | D | N | N | 85015220 | 1 |  | 12.502 | KG | 1573.94 | 1573.94 | MC05 | MC05 | SIMOTICS S Synchronous servo motor 1FK7 Compact 8Nm, 100K, 3000rpm, 2.14kW Naturally cooled IM B5 (IM V1, IM V3) power/signal connectors Connector can be rotated by 270Â° RESOLVER MULTI-POLE (RESOLVER P=4); PLAIN SHAFT, TOLERANCE N WITH HOLDING BRAKE; DEGREE OF PROTECTION IP65 FLANGE ON DRIVE END IP67 | - | 0 | 0
1FK7080-5AF71-1SH3 |  | 1FK7080-5AF71-1SH3 | 1 | UN | 1 | 60 | X | D | N | N | 85015220 | 1 |  | 12.502 | KG | 1534.78 | 1534.78 | MC05 | MC05 | SIMOTICS S Synchronous servo motor 1FK7 Compact 8Nm, 100K, 3000rpm, 2.14kW Naturally cooled IM B5 (IM V1, IM V3) power/signal connectors Connector can be rotated by 270Â° RESOLVER MULTI-POLE (RESOLVER P=4); PLAIN SHAFT, TOLERANCE N WITH HOLDING BRAKE; DEGREE OF PROTECTION IP64; PAINT FINISH RAL7016 | - | 0 | 0
1FK7080-5AF71-1SH5 |  | 1FK7080-5AF71-1SH5 | 1 | UN | 1 | 60 | X | D | N | N | 85015220 | 1 |  | 12.502 | KG | 1610.73 | 1610.73 | MC05 | MC05 | SIMOTICS S Synchronous servo motor 1FK7 Compact 8Nm, 100K, 3000rpm, 2.14kW Naturally cooled IM B5 (IM V1, IM V3) power/signal connectors Connector can be rotated by 270Â° RESOLVER MULTI-POLE (RESOLVER P=4); PLAIN SHAFT, TOLERANCE N WITH HOLDING BRAKE; DEGREE OF PROTECTION IP65 AS FLANGE IP67; PAINT FINISH RAL7016 | - | 0 | 0
1FK7080-5AF71-1SH8 |  | 1FK7080-5AF71-1SH8 | 1 | UN | 1 | 60 | X | D | N | N | 85015220 | 1 |  | 12.502 | KG | 1691.94 | 1691.94 | MC05 | MC05 | SIMOTICS S Synchronous servo motor 1FK7 Compact 8Nm, 100K, 3000rpm, 2.14kW Naturally cooled IM B5 (IM V1, IM V3) power/signal connectors Connector can be rotated by 270Â° RESOLVER MULTI-POLE (RESOLVER P=4); PLAIN SHAFT, TOLERANCE N WITH HOLDING BRAKE; DEGREE OF PROTECTION IP65 IP67 D-END FLANGE; RAL7016 COATING; METALLIC RATING PLATE AT MOTOR | - | 0 | 0
1FK7080-5AF71-1TA0 |  | 1FK7080-5AF71-1TA0 | 1 | UN | 1 | 60 | X | D | N | N | 85015220 | 1 |  | 10.003 | KG | 1284.25 | 1284.25 | MC05 | MC05 | SIMOTICS S Synchronous servo motor 1FK7 Compact 8Nm, 100K, 3000rpm, 2.14kW Naturally cooled IM B5 (IM V1, IM V3) power/signal connectors Connector can be rotated by 270Â° RESOLVER 2-POLE (RESOLVER P=1); SHAFT WITH FITTED KEY, TOLERANCE N, WITHOUT HOLDING BRAKE; DEGREE OF PROTECTION IP64 | - | 0 | 0
1FK7080-5AF71-1TA2 |  | 1FK7080-5AF71-1TA2 | 1 | UN | 1 | 60 | X | D | N | N | 85015220 | 1 |  | 10.003 | KG | 1360.22 | 1360.22 | MC05 | MC05 | SIMOTICS S Synchronous servo motor 1FK7 Compact 8Nm, 100K, 3000rpm, 2.14kW Naturally cooled IM B5 (IM V1, IM V3) power/signal connectors Connector can be rotated by 270Â° RESOLVER 2-POLE (RESOLVER P=1); SHAFT WITH FITTED KEY, TOLERANCE N, WITHOUT HOLDING BRAKE; DEGREE OF PROTECTION IP65 FLANGE ON DRIVE END IP67 | - | 0 | 0
1FK7080-5AF71-1TA3 |  | 1FK7080-5AF71-1TA3 | 1 | UN | 1 | 60 | X | D | N | N | 85015220 | 1 |  | 10.003 | KG | 1321.06 | 1321.06 | MC05 | MC05 | SIMOTICS S Synchronous servo motor 1FK7 Compact 8Nm, 100K, 3000rpm, 2.14kW Naturally cooled IM B5 (IM V1, IM V3) power/signal connectors Connector can be rotated by 270Â° RESOLVER 2-POLE (RESOLVER P=1); SHAFT WITH FITTED KEY, TOLERANCE N, WITHOUT HOLDING BRAKE; DEGREE OF PROTECTION IP64; PAINT FINISH RAL7016 | - | 0 | 0
1FK7080-5AF71-1TA5 |  | 1FK7080-5AF71-1TA5 | 1 | UN | 1 | 60 | X | D | N | N | 85015220 | 1 |  | 10.003 | KG | 1397.01 | 1397.01 | MC05 | MC05 | SIMOTICS S Synchronous servo motor 1FK7 Compact 8Nm, 100K, 3000rpm, 2.14kW Naturally cooled IM B5 (IM V1, IM V3) power/signal connectors Connector can be rotated by 270Â° RESOLVER 2-POLE (RESOLVER P=1); SHAFT WITH FITTED KEY, TOLERANCE N, WITHOUT HOLDING BRAKE; DEGREE OF PROTECTION IP65 AS FLANGE IP67; PAINT FINISH RAL7016 | - | 0 | 0
1FK7080-5AF71-1TA8 |  | 1FK7080-5AF71-1TA8 | 1 | UN | 1 | 60 | X | D | N | N | 85015220 | 1 |  | 10.003 | KG | 1478.22 | 1478.22 | MC05 | MC05 | SIMOTICS S Synchronous servo motor 1FK7 Compact 8Nm, 100K, 3000rpm, 2.14kW Naturally cooled IM B5 (IM V1, IM V3) power/signal connectors Connector can be rotated by 270Â° RESOLVER 2-POLE (RESOLVER P=1); SHAFT WITH FITTED KEY, TOLERANCE N, WITHOUT HOLDING BRAKE; DEGREE OF PROTECTION IP65 IP67 D-END FLANGE; RAL7016 COATING; METALLIC RATING PLATE AT MOTOR | - | 0 | 0
1FK7080-5AF71-1TB0 |  | 1FK7080-5AF71-1TB0 | 1 | UN | 1 | 60 | X | D | N | N | 85015220 | 1 |  | 12.502 | KG | 1567.98 | 1567.98 | MC05 | MC05 | SIMOTICS S Synchronous servo motor 1FK7 Compact 8Nm, 100K, 3000rpm, 2.14kW Naturally cooled IM B5 (IM V1, IM V3) power/signal connectors Connector can be rotated by 270Â° RESOLVER 2-POLE (RESOLVER P=1); SHAFT WITH FITTED KEY, TOLERANCE N, WITH HOLDING BRAKE; DEGREE OF PROTECTION IP64 | - | 0 | 0
1FK7080-5AF71-1TB2 |  | 1FK7080-5AF71-1TB2 | 1 | UN | 1 | 60 | X | D | N | N | 85015220 | 1 |  | 12.502 | KG | 1643.95 | 1643.95 | MC05 | MC05 | SIMOTICS S Synchronous servo motor 1FK7 Compact 8Nm, 100K, 3000rpm, 2.14kW Naturally cooled IM B5 (IM V1, IM V3) power/signal connectors Connector can be rotated by 270Â° RESOLVER 2-POLE (RESOLVER P=1); SHAFT WITH FITTED KEY, TOLERANCE N, WITH HOLDING BRAKE; DEGREE OF PROTECTION IP65 FLANGE ON DRIVE END IP67 | - | 0 | 0
1FK7080-5AF71-1TB3 |  | 1FK7080-5AF71-1TB3 | 1 | UN | 1 | 60 | X | D | N | N | 85015220 | 1 |  | 12.502 | KG | 1604.79 | 1604.79 | MC05 | MC05 | SIMOTICS S Synchronous servo motor 1FK7 Compact 8Nm, 100K, 3000rpm, 2.14kW Naturally cooled IM B5 (IM V1, IM V3) power/signal connectors Connector can be rotated by 270Â° RESOLVER 2-POLE (RESOLVER P=1); SHAFT WITH FITTED KEY, TOLERANCE N, WITH HOLDING BRAKE; DEGREE OF PROTECTION IP64; PAINT FINISH RAL7016 | - | 0 | 0
1FK7080-5AF71-1TB5 |  | 1FK7080-5AF71-1TB5 | 1 | UN | 1 | 60 | X | D | N | N | 85015220 | 1 |  | 12.502 | KG | 1680.74 | 1680.74 | MC05 | MC05 | SIMOTICS S Synchronous servo motor 1FK7 Compact 8Nm, 100K, 3000rpm, 2.14kW Naturally cooled IM B5 (IM V1, IM V3) power/signal connectors Connector can be rotated by 270Â° RESOLVER 2-POLE (RESOLVER P=1); SHAFT WITH FITTED KEY, TOLERANCE N, WITH HOLDING BRAKE; DEGREE OF PROTECTION IP65 AS FLANGE IP67; PAINT FINISH RAL7016 | - | 0 | 0
1FK7080-5AF71-1TB8 |  | 1FK7080-5AF71-1TB8 | 1 | UN | 1 | 60 | X | D | N | N | 85015220 | 1 |  | 12.502 | KG | 1761.95 | 1761.95 | MC05 | MC05 | SIMOTICS S Synchronous servo motor 1FK7 Compact 8Nm, 100K, 3000rpm, 2.14kW Naturally cooled IM B5 (IM V1, IM V3) power/signal connectors Connector can be rotated by 270Â° RESOLVER 2-POLE (RESOLVER P=1); SHAFT WITH FITTED KEY, TOLERANCE N, WITH HOLDING BRAKE; DEGREE OF PROTECTION IP65 IP67 D-END FLANGE; RAL7016 COATING; METALLIC RATING PLATE AT MOTOR | - | 0 | 0
1FK7080-5AF71-1TG0 |  | 1FK7080-5AF71-1TG0 | 1 | UN | 1 | 60 | X | D | N | N | 85015220 | 1 |  | 10.003 | KG | 1214.2 | 1214.2 | MC05 | MC05 | SIMOTICS S Synchronous servo motor 1FK7 Compact 8Nm, 100K, 3000rpm, 2.14kW Naturally cooled IM B5 (IM V1, IM V3) power/signal connectors Connector can be rotated by 270Â° RESOLVER 2-POLE (RESOLVER P=1); PLAIN SHAFT, TOLERANCE N WITHOUT HOLDING BRAKE; DEGREE OF PROTECTION IP64 | - | 0 | 0
1FK7080-5AF71-1TG2 |  | 1FK7080-5AF71-1TG2 | 1 | UN | 1 | 60 | X | D | N | N | 85015220 | 1 |  | 10.003 | KG | 1290.17 | 1290.17 | MC05 | MC05 | SIMOTICS S Synchronous servo motor 1FK7 Compact 8Nm, 100K, 3000rpm, 2.14kW Naturally cooled IM B5 (IM V1, IM V3) power/signal connectors Connector can be rotated by 270Â° RESOLVER 2-POLE (RESOLVER P=1); PLAIN SHAFT, TOLERANCE N WITHOUT HOLDING BRAKE; DEGREE OF PROTECTION IP65 FLANGE ON DRIVE END IP67 | - | 0 | 0
1FK7080-5AF71-1TG3 |  | 1FK7080-5AF71-1TG3 | 1 | UN | 1 | 60 | X | D | N | N | 85015220 | 1 |  | 10.003 | KG | 1251.01 | 1251.01 | MC05 | MC05 | SIMOTICS S Synchronous servo motor 1FK7 Compact 8Nm, 100K, 3000rpm, 2.14kW Naturally cooled IM B5 (IM V1, IM V3) power/signal connectors Connector can be rotated by 270Â° RESOLVER 2-POLE (RESOLVER P=1); PLAIN SHAFT, TOLERANCE N WITHOUT HOLDING BRAKE; DEGREE OF PROTECTION IP64; PAINT FINISH RAL7016 | - | 0 | 0
1FK7080-5AF71-1TG5 |  | 1FK7080-5AF71-1TG5 | 1 | UN | 1 | 60 | X | D | N | N | 85015220 | 1 |  | 10.003 | KG | 1326.96 | 1326.96 | MC05 | MC05 | SIMOTICS S Synchronous servo motor 1FK7 Compact 8Nm, 100K, 3000rpm, 2.14kW Naturally cooled IM B5 (IM V1, IM V3) power/signal connectors Connector can be rotated by 270Â° RESOLVER 2-POLE (RESOLVER P=1); PLAIN SHAFT, TOLERANCE N WITHOUT HOLDING BRAKE; DEGREE OF PROTECTION IP65 AS FLANGE IP67; PAINT FINISH RAL7016 | - | 0 | 0
1FK7080-5AF71-1TG8 |  | 1FK7080-5AF71-1TG8 | 1 | UN | 1 | 60 | X | D | N | N | 85015220 | 1 |  | 10.003 | KG | 1408.17 | 1408.17 | MC05 | MC05 | SIMOTICS S Synchronous servo motor 1FK7 Compact 8Nm, 100K, 3000rpm, 2.14kW Naturally cooled IM B5 (IM V1, IM V3) power/signal connectors Connector can be rotated by 270Â° RESOLVER 2-POLE (RESOLVER P=1); PLAIN SHAFT, TOLERANCE N WITHOUT HOLDING BRAKE; DEGREE OF PROTECTION IP65 IP67 D-END FLANGE; RAL7016 COATING; METALLIC RATING PLATE AT MOTOR | - | 0 | 0
1FK7080-5AF71-1TH0 |  | 1FK7080-5AF71-1TH0 | 1 | UN | 1 | 60 | X | D | N | N | 85015220 | 1 | 4025515002093 | 12.502 | KG | 1497.97 | 1497.97 | MC05 | MC05 | SIMOTICS S Synchronous servo motor 1FK7 Compact 8Nm, 100K, 3000rpm, 2.14kW Naturally cooled IM B5 (IM V1, IM V3) power/signal connectors Connector can be rotated by 270Â° RESOLVER 2-POLE (RESOLVER P=1); PLAIN SHAFT, TOLERANCE N WITH HOLDING BRAKE; DEGREE OF PROTECTION IP64 | - | 0 | 7
1FK7080-5AF71-1TH2 |  | 1FK7080-5AF71-1TH2 | 1 | UN | 1 | 60 | X | D | N | N | 85015220 | 1 |  | 12.502 | KG | 1573.94 | 1573.94 | MC05 | MC05 | SIMOTICS S Synchronous servo motor 1FK7 Compact 8Nm, 100K, 3000rpm, 2.14kW Naturally cooled IM B5 (IM V1, IM V3) power/signal connectors Connector can be rotated by 270Â° RESOLVER 2-POLE (RESOLVER P=1); PLAIN SHAFT, TOLERANCE N WITH HOLDING BRAKE; DEGREE OF PROTECTION IP65 FLANGE ON DRIVE END IP67 | - | 0 | 0
1FK7080-5AF71-1TH3 |  | 1FK7080-5AF71-1TH3 | 1 | UN | 1 | 60 | X | D | N | N | 85015220 | 1 |  | 12.502 | KG | 1534.78 | 1534.78 | MC05 | MC05 | SIMOTICS S Synchronous servo motor 1FK7 Compact 8Nm, 100K, 3000rpm, 2.14kW Naturally cooled IM B5 (IM V1, IM V3) power/signal connectors Connector can be rotated by 270Â° RESOLVER 2-POLE (RESOLVER P=1); PLAIN SHAFT, TOLERANCE N WITH HOLDING BRAKE; DEGREE OF PROTECTION IP64; PAINT FINISH RAL7016 | - | 0 | 0
1FK7080-5AF71-1TH5 |  | 1FK7080-5AF71-1TH5 | 1 | UN | 1 | 60 | X | D | N | N | 85015220 | 1 |  | 12.502 | KG | 1610.73 | 1610.73 | MC05 | MC05 | SIMOTICS S Synchronous servo motor 1FK7 Compact 8Nm, 100K, 3000rpm, 2.14kW Naturally cooled IM B5 (IM V1, IM V3) power/signal connectors Connector can be rotated by 270Â° RESOLVER 2-POLE (RESOLVER P=1); PLAIN SHAFT, TOLERANCE N WITH HOLDING BRAKE; DEGREE OF PROTECTION IP65 AS FLANGE IP67; PAINT FINISH RAL7016 | - | 0 | 0
1FK7080-5AF71-1TH8 |  | 1FK7080-5AF71-1TH8 | 1 | UN | 1 | 60 | X | D | N | N | 85015220 | 1 |  | 12.502 | KG | 1691.94 | 1691.94 | MC05 | MC05 | SIMOTICS S Synchronous servo motor 1FK7 Compact 8Nm, 100K, 3000rpm, 2.14kW Naturally cooled IM B5 (IM V1, IM V3) power/signal connectors Connector can be rotated by 270Â° RESOLVER 2-POLE (RESOLVER P=1); PLAIN SHAFT, TOLERANCE N WITH HOLDING BRAKE; DEGREE OF PROTECTION IP65 IP67 D-END FLANGE; RAL7016 COATING; METALLIC RATING PLATE AT MOTOR | - | 0 | 0
1FK7080-5AF71-1UA0 |  | 1FK7080-5AF71-1UA0 | 1 | UN | 1 | 60 | X | D | N | N | 85015220 | 1 |  | 10.003 | KG | 1479.99 | 1479.99 | MC05 | MC05 | SIMOTICS S Synchronous servo motor 1FK7 Compact 8Nm, 100K, 3000rpm, 2.14kW Naturally cooled IM B5 (IM V1, IM V3) power/signal connectors Connector can be rotated by 270Â° RESOLVER MULTI-POLE (RESOLVER P=4) WITH DRIVE-CLIQ INTERFACE; SHAFT WITH FITTED KEY, TOLERANCE N, WITHOUT HOLDING BRAKE; DEGREE OF PROTECTION IP64 | - | 0 | 0
1FK7080-5AF71-1UA2 |  | 1FK7080-5AF71-1UA2 | 1 | UN | 1 | 60 | X | D | N | N | 85015220 | 1 |  | 10.003 | KG | 1555.96 | 1555.96 | MC05 | MC05 | SIMOTICS S Synchronous servo motor 1FK7 Compact 8Nm, 100K, 3000rpm, 2.14kW Naturally cooled IM B5 (IM V1, IM V3) power/signal connectors Connector can be rotated by 270Â° RESOLVER MULTI-POLE (RESOLVER P=4) WITH DRIVE-CLIQ INTERFACE; SHAFT WITH FITTED KEY, TOLERANCE N, WITHOUT HOLDING BRAKE; DEGREE OF PROTECTION IP65 FLANGE ON DRIVE END IP67 | - | 0 | 0
1FK7080-5AF71-1UA3 |  | 1FK7080-5AF71-1UA3 | 1 | UN | 1 | 60 | X | D | N | N | 85015220 | 1 |  | 10.003 | KG | 1516.8 | 1516.8 | MC05 | MC05 | SIMOTICS S Synchronous servo motor 1FK7 Compact 8Nm, 100K, 3000rpm, 2.14kW Naturally cooled IM B5 (IM V1, IM V3) power/signal connectors Connector can be rotated by 270Â° RESOLVER MULTI-POLE (RESOLVER P=4) WITH DRIVE-CLIQ INTERFACE; SHAFT WITH FITTED KEY, TOLERANCE N, WITHOUT HOLDING BRAKE; DEGREE OF PROTECTION IP64; PAINT FINISH RAL7016 | - | 0 | 0
1FK7080-5AF71-1UA5 |  | 1FK7080-5AF71-1UA5 | 1 | UN | 1 | 60 | X | D | N | N | 85015220 | 1 |  | 10.003 | KG | 1592.75 | 1592.75 | MC05 | MC05 | SIMOTICS S Synchronous servo motor 1FK7 Compact 8Nm, 100K, 3000rpm, 2.14kW Naturally cooled IM B5 (IM V1, IM V3) power/signal connectors Connector can be rotated by 270Â° RESOLVER MULTI-POLE (RESOLVER P=4) WITH DRIVE-CLIQ INTERFACE; SHAFT WITH FITTED KEY, TOLERANCE N, WITHOUT HOLDING BRAKE; DEGREE OF PROTECTION IP65 AS FLANGE IP67; PAINT FINISH RAL7016 | - | 0 | 0
1FK7080-5AF71-1UA8 |  | 1FK7080-5AF71-1UA8 | 1 | UN | 1 | 60 | X | D | N | N | 85015220 | 1 |  | 10.003 | KG | 1673.96 | 1673.96 | MC05 | MC05 | SIMOTICS S Synchronous servo motor 1FK7 Compact 8Nm, 100K, 3000rpm, 2.14kW Naturally cooled IM B5 (IM V1, IM V3) power/signal connectors Connector can be rotated by 270Â° RESOLVER MULTI-POLE (RESOLVER P=4) WITH DRIVE-CLIQ INTERFACE; SHAFT WITH FITTED KEY, TOLERANCE N, WITHOUT HOLDING BRAKE; DEGREE OF PROTECTION IP65 IP67 D-END FLANGE; RAL7016 COATING; METALLIC RATING PLATE AT MOTOR | - | 0 | 0
1FK7080-5AF71-1UB0 |  | 1FK7080-5AF71-1UB0 | 1 | UN | 1 | 60 | X | D | N | N | 85015220 | 1 |  | 12.502 | KG | 1763.72 | 1763.72 | MC05 | MC05 | SIMOTICS S Synchronous servo motor 1FK7 Compact 8Nm, 100K, 3000rpm, 2.14kW Naturally cooled IM B5 (IM V1, IM V3) power/signal connectors Connector can be rotated by 270Â° RESOLVER MULTI-POLE (RESOLVER P=4) WITH DRIVE-CLIQ INTERFACE; SHAFT WITH FITTED KEY, TOLERANCE N, WITH HOLDING BRAKE; DEGREE OF PROTECTION IP64 | - | 0 | 0
1FK7080-5AF71-1UB2 |  | 1FK7080-5AF71-1UB2 | 1 | UN | 1 | 60 | X | D | N | N | 85015220 | 1 |  | 12.502 | KG | 1839.69 | 1839.69 | MC05 | MC05 | SIMOTICS S Synchronous servo motor 1FK7 Compact 8Nm, 100K, 3000rpm, 2.14kW Naturally cooled IM B5 (IM V1, IM V3) power/signal connectors Connector can be rotated by 270Â° RESOLVER MULTI-POLE (RESOLVER P=4) WITH DRIVE-CLIQ INTERFACE; SHAFT WITH FITTED KEY, TOLERANCE N, WITH HOLDING BRAKE; DEGREE OF PROTECTION IP65 FLANGE ON DRIVE END IP67 | - | 0 | 0
1FK7080-5AF71-1UB3 |  | 1FK7080-5AF71-1UB3 | 1 | UN | 1 | 60 | X | D | N | N | 85015220 | 1 |  | 12.502 | KG | 1800.53 | 1800.53 | MC05 | MC05 | SIMOTICS S Synchronous servo motor 1FK7 Compact 8Nm, 100K, 3000rpm, 2.14kW Naturally cooled IM B5 (IM V1, IM V3) power/signal connectors Connector can be rotated by 270Â° RESOLVER MULTI-POLE (RESOLVER P=4) WITH DRIVE-CLIQ INTERFACE; SHAFT WITH FITTED KEY, TOLERANCE N, WITH HOLDING BRAKE; DEGREE OF PROTECTION IP64; PAINT FINISH RAL7016 | - | 0 | 0
1FK7080-5AF71-1UB5 |  | 1FK7080-5AF71-1UB5 | 1 | UN | 1 | 60 | X | D | N | N | 85015220 | 1 |  | 12.502 | KG | 1876.48 | 1876.48 | MC05 | MC05 | SIMOTICS S Synchronous servo motor 1FK7 Compact 8Nm, 100K, 3000rpm, 2.14kW Naturally cooled IM B5 (IM V1, IM V3) power/signal connectors Connector can be rotated by 270Â° RESOLVER MULTI-POLE (RESOLVER P=4) WITH DRIVE-CLIQ INTERFACE; SHAFT WITH FITTED KEY, TOLERANCE N, WITH HOLDING BRAKE; DEGREE OF PROTECTION IP65 AS FLANGE IP67; PAINT FINISH RAL7016 | - | 0 | 0
1FK7080-5AF71-1UB8 |  | 1FK7080-5AF71-1UB8 | 1 | UN | 1 | 60 | X | D | N | N | 85015220 | 1 |  | 12.502 | KG | 1957.69 | 1957.69 | MC05 | MC05 | SIMOTICS S Synchronous servo motor 1FK7 Compact 8Nm, 100K, 3000rpm, 2.14kW Naturally cooled IM B5 (IM V1, IM V3) power/signal connectors Connector can be rotated by 270Â° RESOLVER MULTI-POLE (RESOLVER P=4) WITH DRIVE-CLIQ INTERFACE; SHAFT WITH FITTED KEY, TOLERANCE N, WITH HOLDING BRAKE; DEGREE OF PROTECTION IP65 IP67 D-END FLANGE; RAL7016 COATING; METALLIC RATING PLATE AT MOTOR | - | 0 | 0
1FK7080-5AF71-1UG0 |  | 1FK7080-5AF71-1UG0 | 1 | UN | 1 | 60 | X | D | N | N | 85015220 | 1 |  | 10.003 | KG | 1409.94 | 1409.94 | MC05 | MC05 | SIMOTICS S Synchronous servo motor 1FK7 Compact 8Nm, 100K, 3000rpm, 2.14kW Naturally cooled IM B5 (IM V1, IM V3) power/signal connectors Connector can be rotated by 270Â° RESOLVER MULTI-POLE (RESOLVER P=4) WITH DRIVE-CLIQ INTERFACE; PLAIN SHAFT, TOLERANCE N WITHOUT HOLDING BRAKE; DEGREE OF PROTECTION IP64 | - | 0 | 0
1FK7080-5AF71-1UG2 |  | 1FK7080-5AF71-1UG2 | 1 | UN | 1 | 60 | X | D | N | N | 85015220 | 1 |  | 10.003 | KG | 1485.91 | 1485.91 | MC05 | MC05 | SIMOTICS S Synchronous servo motor 1FK7 Compact 8Nm, 100K, 3000rpm, 2.14kW Naturally cooled IM B5 (IM V1, IM V3) power/signal connectors Connector can be rotated by 270Â° RESOLVER MULTI-POLE (RESOLVER P=4) WITH DRIVE-CLIQ INTERFACE; PLAIN SHAFT, TOLERANCE N WITHOUT HOLDING BRAKE; DEGREE OF PROTECTION IP65 FLANGE ON DRIVE END IP67 | - | 0 | 0
1FK7080-5AF71-1UG3 |  | 1FK7080-5AF71-1UG3 | 1 | UN | 1 | 60 | X | D | N | N | 85015220 | 1 |  | 10.003 | KG | 1446.75 | 1446.75 | MC05 | MC05 | SIMOTICS S Synchronous servo motor 1FK7 Compact 8Nm, 100K, 3000rpm, 2.14kW Naturally cooled IM B5 (IM V1, IM V3) power/signal connectors Connector can be rotated by 270Â° RESOLVER MULTI-POLE (RESOLVER P=4) WITH DRIVE-CLIQ INTERFACE; PLAIN SHAFT, TOLERANCE N WITHOUT HOLDING BRAKE; DEGREE OF PROTECTION IP64; PAINT FINISH RAL7016 | - | 0 | 0
1FK7080-5AF71-1UG5 |  | 1FK7080-5AF71-1UG5 | 1 | UN | 1 | 60 | X | D | N | N | 85015220 | 1 |  | 10.003 | KG | 1522.7 | 1522.7 | MC05 | MC05 | SIMOTICS S Synchronous servo motor 1FK7 Compact 8Nm, 100K, 3000rpm, 2.14kW Naturally cooled IM B5 (IM V1, IM V3) power/signal connectors Connector can be rotated by 270Â° RESOLVER MULTI-POLE (RESOLVER P=4) WITH DRIVE-CLIQ INTERFACE; PLAIN SHAFT, TOLERANCE N WITHOUT HOLDING BRAKE; DEGREE OF PROTECTION IP65 AS FLANGE IP67; PAINT FINISH RAL7016 | - | 0 | 0
1FK7080-5AF71-1UG8 |  | 1FK7080-5AF71-1UG8 | 1 | UN | 1 | 60 | X | D | N | N | 85015220 | 1 |  | 10.003 | KG | 1603.91 | 1603.91 | MC05 | MC05 | SIMOTICS S Synchronous servo motor 1FK7 Compact 8Nm, 100K, 3000rpm, 2.14kW Naturally cooled IM B5 (IM V1, IM V3) power/signal connectors Connector can be rotated by 270Â° RESOLVER MULTI-POLE (RESOLVER P=4) WITH DRIVE-CLIQ INTERFACE; PLAIN SHAFT, TOLERANCE N WITHOUT HOLDING BRAKE; DEGREE OF PROTECTION IP65 IP67 D-END FLANGE; RAL7016 COATING; METALLIC RATING PLATE AT MOTOR | - | 0 | 0
1FK7080-5AF71-1UH0 |  | 1FK7080-5AF71-1UH0 | 1 | UN | 1 | 60 | X | D | N | N | 85015220 | 1 |  | 12.502 | KG | 1693.71 | 1693.71 | MC05 | MC05 | SIMOTICS S Synchronous servo motor 1FK7 Compact 8Nm, 100K, 3000rpm, 2.14kW Naturally cooled IM B5 (IM V1, IM V3) power/signal connectors Connector can be rotated by 270Â° RESOLVER MULTI-POLE (RESOLVER P=4) WITH DRIVE-CLIQ INTERFACE; PLAIN SHAFT, TOLERANCE N WITH HOLDING BRAKE; DEGREE OF PROTECTION IP64 | - | 0 | 0
1FK7080-5AF71-1UH2 |  | 1FK7080-5AF71-1UH2 | 1 | UN | 1 | 60 | X | D | N | N | 85015220 | 1 |  | 12.502 | KG | 1769.68 | 1769.68 | MC05 | MC05 | SIMOTICS S Synchronous servo motor 1FK7 Compact 8Nm, 100K, 3000rpm, 2.14kW Naturally cooled IM B5 (IM V1, IM V3) power/signal connectors Connector can be rotated by 270Â° RESOLVER MULTI-POLE (RESOLVER P=4) WITH DRIVE-CLIQ INTERFACE; PLAIN SHAFT, TOLERANCE N WITH HOLDING BRAKE; DEGREE OF PROTECTION IP65 FLANGE ON DRIVE END IP67 | - | 0 | 0
1FK7080-5AF71-1UH3 |  | 1FK7080-5AF71-1UH3 | 1 | UN | 1 | 60 | X | D | N | N | 85015220 | 1 |  | 12.502 | KG | 1730.52 | 1730.52 | MC05 | MC05 | SIMOTICS S Synchronous servo motor 1FK7 Compact 8Nm, 100K, 3000rpm, 2.14kW Naturally cooled IM B5 (IM V1, IM V3) power/signal connectors Connector can be rotated by 270Â° RESOLVER MULTI-POLE (RESOLVER P=4) WITH DRIVE-CLIQ INTERFACE; PLAIN SHAFT, TOLERANCE N WITH HOLDING BRAKE; DEGREE OF PROTECTION IP64; PAINT FINISH RAL7016 | - | 0 | 0
1FK7080-5AF71-1UH5 |  | 1FK7080-5AF71-1UH5 | 1 | UN | 1 | 60 | X | D | N | N | 85015220 | 1 |  | 12.502 | KG | 1806.47 | 1806.47 | MC05 | MC05 | SIMOTICS S Synchronous servo motor 1FK7 Compact 8Nm, 100K, 3000rpm, 2.14kW Naturally cooled IM B5 (IM V1, IM V3) power/signal connectors Connector can be rotated by 270Â° RESOLVER MULTI-POLE (RESOLVER P=4) WITH DRIVE-CLIQ INTERFACE; PLAIN SHAFT, TOLERANCE N WITH HOLDING BRAKE; DEGREE OF PROTECTION IP65 AS FLANGE IP67; PAINT FINISH RAL7016 | - | 0 | 0
1FK7080-5AF71-1UH8 |  | 1FK7080-5AF71-1UH8 | 1 | UN | 1 | 60 | X | D | N | N | 85015220 | 1 |  | 12.502 | KG | 1887.68 | 1887.68 | MC05 | MC05 | SIMOTICS S Synchronous servo motor 1FK7 Compact 8Nm, 100K, 3000rpm, 2.14kW Naturally cooled IM B5 (IM V1, IM V3) power/signal connectors Connector can be rotated by 270Â° RESOLVER MULTI-POLE (RESOLVER P=4) WITH DRIVE-CLIQ INTERFACE; PLAIN SHAFT, TOLERANCE N WITH HOLDING BRAKE; DEGREE OF PROTECTION IP65 IP67 D-END FLANGE; RAL7016 COATING; METALLIC RATING PLATE AT MOTOR | - | 0 | 0
1FK7080-5AH71-1AA0 |  | 1FK7080-5AH71-1AA0 | 1 | UN | 1 | 60 | X | D | N | N | 85015220 | 1 |  | 10.003 | KG | 1760.13 | 1760.13 | MC05 | MC05 | SIMOTICS S Synchronous servo motor 1FK7 Compact, 8Nm 100K, 4500rpm, 2.10kW Naturally cooled IM B5 (IM V1, IM V3) power/signal connectors Connector can be rotated by 270Â° INCREM. ENCODER, SIN/COS 1 VPP 2048 P/REV (ENCODER I-2048); SHAFT WITH FITTED KEY, TOLERANCE N, WITHOUT HOLDING BRAKE; DEGREE OF PROTECTION IP64 | - | 0 | 0
1FK7080-5AH71-1AA2 |  | 1FK7080-5AH71-1AA2 | 1 | UN | 1 | 60 | X | D | N | N | 85015220 | 1 |  | 10.003 | KG | 1836.1 | 1836.1 | MC05 | MC05 | SIMOTICS S Synchronous servo motor 1FK7 Compact, 8Nm 100K, 4500rpm, 2.10kW Naturally cooled IM B5 (IM V1, IM V3) power/signal connectors Connector can be rotated by 270Â° INCREM. ENCODER, SIN/COS 1 VPP 2048 P/REV (ENCODER I-2048); SHAFT WITH FITTED KEY, TOLERANCE N, WITHOUT HOLDING BRAKE; DEGREE OF PROTECTION IP65 FLANGE ON DRIVE END IP67 | - | 0 | 0
1FK7080-5AH71-1AA3 |  | 1FK7080-5AH71-1AA3 | 1 | UN | 1 | 60 | X | D | N | N | 85015220 | 1 |  | 10.003 | KG | 1796.94 | 1796.94 | MC05 | MC05 | SIMOTICS S Synchronous servo motor 1FK7 Compact, 8Nm 100K, 4500rpm, 2.10kW Naturally cooled IM B5 (IM V1, IM V3) power/signal connectors Connector can be rotated by 270Â° INCREM. ENCODER, SIN/COS 1 VPP 2048 P/REV (ENCODER I-2048); SHAFT WITH FITTED KEY, TOLERANCE N, WITHOUT HOLDING BRAKE; DEGREE OF PROTECTION IP64; PAINT FINISH RAL7016 | - | 0 | 0
1FK7080-5AH71-1AA5 |  | 1FK7080-5AH71-1AA5 | 1 | UN | 1 | 60 | X | D | N | N | 85015220 | 1 |  | 10.003 | KG | 1872.89 | 1872.89 | MC05 | MC05 | SIMOTICS S Synchronous servo motor 1FK7 Compact, 8Nm 100K, 4500rpm, 2.10kW Naturally cooled IM B5 (IM V1, IM V3) power/signal connectors Connector can be rotated by 270Â° INCREM. ENCODER, SIN/COS 1 VPP 2048 P/REV (ENCODER I-2048); SHAFT WITH FITTED KEY, TOLERANCE N, WITHOUT HOLDING BRAKE; DEGREE OF PROTECTION IP65 AS FLANGE IP67; PAINT FINISH RAL7016 | - | 0 | 0
1FK7080-5AH71-1AA8 |  | 1FK7080-5AH71-1AA8 | 1 | UN | 1 | 60 | X | D | N | N | 85015220 | 1 |  | 10.003 | KG | 1954.1 | 1954.1 | MC05 | MC05 | SIMOTICS S Synchronous servo motor 1FK7 Compact, 8Nm 100K, 4500rpm, 2.10kW Naturally cooled IM B5 (IM V1, IM V3) power/signal connectors Connector can be rotated by 270Â° INCREM. ENCODER, SIN/COS 1 VPP 2048 P/REV (ENCODER I-2048); SHAFT WITH FITTED KEY, TOLERANCE N, WITHOUT HOLDING BRAKE; DEGREE OF PROTECTION IP65 IP67 D-END FLANGE; RAL7016 COATING; METALLIC RATING PLATE AT MOTOR | - | 0 | 0
1FK7080-5AH71-1AB0 |  | 1FK7080-5AH71-1AB0 | 1 | UN | 1 | 60 | X | D | N | N | 85015220 | 1 |  | 12.502 | KG | 2043.86 | 2043.86 | MC05 | MC05 | SIMOTICS S Synchronous servo motor 1FK7 Compact, 8Nm 100K, 4500rpm, 2.10kW Naturally cooled IM B5 (IM V1, IM V3) power/signal connectors Connector can be rotated by 270Â° INCREM. ENCODER, SIN/COS 1 VPP 2048 P/REV (ENCODER I-2048); SHAFT WITH FITTED KEY, TOLERANCE N, WITH HOLDING BRAKE; DEGREE OF PROTECTION IP64 | - | 0 | 0
1FK7080-5AH71-1AB2 |  | 1FK7080-5AH71-1AB2 | 1 | UN | 1 | 60 | X | D | N | N | 85015220 | 1 |  | 12.502 | KG | 2119.83 | 2119.83 | MC05 | MC05 | SIMOTICS S Synchronous servo motor 1FK7 Compact, 8Nm 100K, 4500rpm, 2.10kW Naturally cooled IM B5 (IM V1, IM V3) power/signal connectors Connector can be rotated by 270Â° INCREM. ENCODER, SIN/COS 1 VPP 2048 P/REV (ENCODER I-2048); SHAFT WITH FITTED KEY, TOLERANCE N, WITH HOLDING BRAKE; DEGREE OF PROTECTION IP65 FLANGE ON DRIVE END IP67 | - | 0 | 0
1FK7080-5AH71-1AB3 |  | 1FK7080-5AH71-1AB3 | 1 | UN | 1 | 60 | X | D | N | N | 85015220 | 1 |  | 12.502 | KG | 2080.67 | 2080.67 | MC05 | MC05 | SIMOTICS S Synchronous servo motor 1FK7 Compact, 8Nm 100K, 4500rpm, 2.10kW Naturally cooled IM B5 (IM V1, IM V3) power/signal connectors Connector can be rotated by 270Â° INCREM. ENCODER, SIN/COS 1 VPP 2048 P/REV (ENCODER I-2048); SHAFT WITH FITTED KEY, TOLERANCE N, WITH HOLDING BRAKE; DEGREE OF PROTECTION IP64; PAINT FINISH RAL7016 | - | 0 | 0
1FK7080-5AH71-1AB5 |  | 1FK7080-5AH71-1AB5 | 1 | UN | 1 | 60 | X | D | N | N | 85015220 | 1 |  | 12.502 | KG | 2156.62 | 2156.62 | MC05 | MC05 | SIMOTICS S Synchronous servo motor 1FK7 Compact, 8Nm 100K, 4500rpm, 2.10kW Naturally cooled IM B5 (IM V1, IM V3) power/signal connectors Connector can be rotated by 270Â° INCREM. ENCODER, SIN/COS 1 VPP 2048 P/REV (ENCODER I-2048); SHAFT WITH FITTED KEY, TOLERANCE N, WITH HOLDING BRAKE; DEGREE OF PROTECTION IP65 AS FLANGE IP67; PAINT FINISH RAL7016 | - | 0 | 0
1FK7080-5AH71-1AB8 |  | 1FK7080-5AH71-1AB8 | 1 | UN | 1 | 60 | X | D | N | N | 85015220 | 1 |  | 12.502 | KG | 2237.83 | 2237.83 | MC05 | MC05 | SIMOTICS S Synchronous servo motor 1FK7 Compact, 8Nm 100K, 4500rpm, 2.10kW Naturally cooled IM B5 (IM V1, IM V3) power/signal connectors Connector can be rotated by 270Â° INCREM. ENCODER, SIN/COS 1 VPP 2048 P/REV (ENCODER I-2048); SHAFT WITH FITTED KEY, TOLERANCE N, WITH HOLDING BRAKE; DEGREE OF PROTECTION IP65 IP67 D-END FLANGE; RAL7016 COATING; METALLIC RATING PLATE AT MOTOR | - | 0 | 0
1FK7080-5AH71-1AG0 |  | 1FK7080-5AH71-1AG0 | 1 | UN | 1 | 60 | X | D | N | N | 85015220 | 1 |  | 10.003 | KG | 1690.08 | 1690.08 | MC05 | MC05 | SIMOTICS S Synchronous servo motor 1FK7 Compact, 8Nm 100K, 4500rpm, 2.10kW Naturally cooled IM B5 (IM V1, IM V3) power/signal connectors Connector can be rotated by 270Â° INCREM. ENCODER, SIN/COS 1 VPP 2048 P/REV (ENCODER I-2048); PLAIN SHAFT, TOLERANCE N WITHOUT HOLDING BRAKE; DEGREE OF PROTECTION IP64 | - | 0 | 0
1FK7080-5AH71-1AG2 |  | 1FK7080-5AH71-1AG2 | 1 | UN | 1 | 60 | X | D | N | N | 85015220 | 1 |  | 10.003 | KG | 1766.05 | 1766.05 | MC05 | MC05 | SIMOTICS S Synchronous servo motor 1FK7 Compact, 8Nm 100K, 4500rpm, 2.10kW Naturally cooled IM B5 (IM V1, IM V3) power/signal connectors Connector can be rotated by 270Â° INCREM. ENCODER, SIN/COS 1 VPP 2048 P/REV (ENCODER I-2048); PLAIN SHAFT, TOLERANCE N WITHOUT HOLDING BRAKE; DEGREE OF PROTECTION IP65 FLANGE ON DRIVE END IP67 | - | 0 | 0
1FK7080-5AH71-1AG3 |  | 1FK7080-5AH71-1AG3 | 1 | UN | 1 | 60 | X | D | N | N | 85015220 | 1 |  | 10.003 | KG | 1726.89 | 1726.89 | MC05 | MC05 | SIMOTICS S Synchronous servo motor 1FK7 Compact, 8Nm 100K, 4500rpm, 2.10kW Naturally cooled IM B5 (IM V1, IM V3) power/signal connectors Connector can be rotated by 270Â° INCREM. ENCODER, SIN/COS 1 VPP 2048 P/REV (ENCODER I-2048); PLAIN SHAFT, TOLERANCE N WITHOUT HOLDING BRAKE; DEGREE OF PROTECTION IP64; PAINT FINISH RAL7016 | - | 0 | 0
1FK7080-5AH71-1AG5 |  | 1FK7080-5AH71-1AG5 | 1 | UN | 1 | 60 | X | D | N | N | 85015220 | 1 |  | 10.003 | KG | 1802.84 | 1802.84 | MC05 | MC05 | SIMOTICS S Synchronous servo motor 1FK7 Compact, 8Nm 100K, 4500rpm, 2.10kW Naturally cooled IM B5 (IM V1, IM V3) power/signal connectors Connector can be rotated by 270Â° INCREM. ENCODER, SIN/COS 1 VPP 2048 P/REV (ENCODER I-2048); PLAIN SHAFT, TOLERANCE N WITHOUT HOLDING BRAKE; DEGREE OF PROTECTION IP65 AS FLANGE IP67; PAINT FINISH RAL7016 | - | 0 | 0
1FK7080-5AH71-1GG3 |  | 1FK7080-5AH71-1GG3 | 1 | UN | 1 | 60 | X | D | N | N | 85015220 | 1 | 4025515002109 | 10.003 | KG | 1608.38 | 1608.38 | MC05 | MC05 | SIMOTICS S Synchronous servo motor 1FK7 Compact, 8Nm 100K, 4500rpm, 2.10kW Naturally cooled IM B5 (IM V1, IM V3) power/signal connectors Connector can be rotated by 270Â° BASIC ABSOLUTE ENCODER 32 P/REV (ENCODER A-32); PERFORMANCE REDUCTION BY 10% DUE TO ABSOLUTE ENCODER; PLAIN SHAFT, TOLERANCE N WITHOUT HOLDING BRAKE; DEGREE OF PROTECTION IP64; PAINT FINISH RAL7016 | - | 0 | 7
1FK7081-2AC71-1AG0 |  | 1FK7081-2AC71-1AG0 | 1 | UN | 1 | 15 | C | D | N | N | 85015220 | 1 |  | 12.901 | KG | 1490.84 | 1490.84 | MC05 | MC05 | SIMOTICS S Synchronous motor 1FK7-CT PN=2.1kW; UDC=600V M0=12Nm (100K); NN=2000rpm; Naturally cooled FRAME SIZE IMB 5 (IM V1, IM V3) FLANGE 1, WITH KTY TEMPERATURESENSOR POWER CONNECTOR ROTATABLE INCREMENTAL ENCODER SIN/COS 1VPP;2048 S/R W. C-AND D-SPUR (ENCODER IC2048S/R) PLAIN SHAFT, TOLERANCE N; W/O HOLDING BRAKE PROTECTION CLASS IP64; | - | 0 | 0
1FK7081-2AC71-1AH0 |  | 1FK7081-2AC71-1AH0 | 1 | UN | 1 | 15 | C | D | N | N | 85015220 | 1 |  | 13.2 | KG | 1765.03 | 1765.03 | MC05 | MC05 | SIMOTICS S Synchronous motor 1FK7-CT PN=2.1kW; UDC=600V M0=12Nm (100K); NN=2000rpm; Naturally cooled FRAME SIZE IMB 5 (IM V1, IM V3) FLANGE 1, WITH KTY TEMPERATURESENSOR POWER CONNECTOR ROTATABLE INCREMENTAL ENCODER SIN/COS 1VPP;2048 S/R W. C-AND D-SPUR (ENCODER IC2048S/R) Smooth shaft, tolerance N With holding brake PROTECTION CLASS IP64; | - | 0 | 0
1FK7081-2AC71-1CB1-Z | N05 | 1FK7081-2AC71-1CB1-ZN05 | 1 | UN | 1 | 15 | C | D | N | N | 85015220 | 1 |  | 13.201 | KG | 2495.17 | 2495.17 | MC05 | MC05 | SIMOTICS S Synchronous motor 1FK7-CT PN=2.1kW; UDC=600V M0=12Nm (100K); NN=2000rpm; Naturally cooled FRAME SIZE IMB 5 (IM V1, IM V3) FLANGE 1 POWER CONNECTOR ROTATABLE ABSOLUTE ENCODER 24 BIT + 12 BIT MULTITURN WITH DRIVE-CLIQ INTERFACE (ENCODER AM24DQI) SHAFT WITH FITTED KEY, TOLERANCE N; WITH HOLDING BRAKE PROTECTION CLASS IP65, N05: Compatibility of the shaft extension dimensions with 1FT507X (Configuration information to be considered, see notification number 14361688) | - | 0 | 0
1FK7081-2AC71-1DG0 |  | 1FK7081-2AC71-1DG0 | 1 | UN | 1 | 15 | C | D | N | N | 85015220 | 1 |  | 12.902 | KG | 1704.97 | 1704.97 | MC05 | MC05 | SIMOTICS S Synchronous motor 1FK7-CT PN=2.1kW; UDC=600V M0=12Nm (100K); NN=2000rpm; Naturally cooled FRAME SIZE IMB 5 (IM V1, IM V3) FLANGE 1 POWER CONNECTOR ROTATABLE INCREMENTAL ENCODER 22 BIT WITH DRIVE-CLIQ INTERFACE (ENCODER IC22DQ) PLAIN SHAFT, TOLERANCE N; W/O HOLDING BRAKE PROTECTION CLASS IP64; | - | 0 | 0
1FK7081-2AC71-1DH0 |  | 1FK7081-2AC71-1DH0 | 1 | UN | 1 | 15 | C | D | N | N | 85015220 | 1 |  | 13.201 | KG | 1979.16 | 1979.16 | MC05 | MC05 | SIMOTICS S Synchronous motor 1FK7-CT PN=2.1kW; UDC=600V M0=12Nm (100K); NN=2000rpm; Naturally cooled FRAME SIZE IMB 5 (IM V1, IM V3) FLANGE 1 POWER CONNECTOR ROTATABLE INCREMENTAL ENCODER 22 BIT WITH DRIVE-CLIQ INTERFACE (ENCODER IC22DQ) Smooth shaft, tolerance N With holding brake PROTECTION CLASS IP64; | - | 0 | 0
1FK7081-2AC71-1EG0 |  | 1FK7081-2AC71-1EG0 | 1 | UN | 1 | 15 | C | D | N | N | 85015220 | 1 |  | 12.901 | KG | 1738.52 | 1738.52 | MC05 | MC05 | SIMOTICS S Synchronous motor 1FK7-CT PN=2.1kW; UDC=600V M0=12Nm (100K); NN=2000rpm; Naturally cooled FRAME SIZE IMB 5 (IM V1, IM V3) FLANGE 1, WITH KTY TEMPERATURESENSOR POWER CONNECTOR ROTATABLE ABSOLUTE ENCODERR 2048 S/R + 4096 UMDREHUNGEN MULTITURN, WITH ENDAT-SCHNITTSTELLE (ENCODER AM2048S/R) PLAIN SHAFT, TOLERANCE N; W/O HOLDING BRAKE PROTECTION CLASS IP64; | - | 0 | 0
1FK7081-2AC71-1EH0 |  | 1FK7081-2AC71-1EH0 | 1 | UN | 1 | 15 | C | D | N | N | 85015220 | 1 |  | 13.2 | KG | 2012.71 | 2012.71 | MC05 | MC05 | SIMOTICS S Synchronous motor 1FK7-CT PN=2.1kW; UDC=600V M0=12Nm (100K); NN=2000rpm; Naturally cooled FRAME SIZE IMB 5 (IM V1, IM V3) FLANGE 1, WITH KTY TEMPERATURESENSOR POWER CONNECTOR ROTATABLE ABSOLUTE ENCODERR 2048 S/R + 4096 UMDREHUNGEN MULTITURN, WITH ENDAT-SCHNITTSTELLE (ENCODER AM2048S/R) Smooth shaft, tolerance N With holding brake PROTECTION CLASS IP64; | - | 0 | 0
1FK7081-2AC71-1PG0 |  | 1FK7081-2AC71-1PG0 | 1 | UN | 1 | 15 | C | D | N | N | 85015220 | 1 |  | 13.001 | KG | 1260.9 | 1260.9 | MC05 | MC05 | SIMOTICS S Synchronous motor 1FK7-CT PN=2.1kW; UDC=600V M0=12Nm (100K); NN=2000rpm; Naturally cooled FRAME SIZE IMB 5 (IM V1, IM V3) FLANGE 1 POWER CONNECTOR ROTATABLE RESOLVER 2-POLE, WITH DRIVE CLIQ-INTERFACE PLAIN SHAFT, TOLERANCE N; W/O HOLDING BRAKE PROTECTION CLASS IP64; | - | 0 | 0
1FK7081-2AC71-1PH0 |  | 1FK7081-2AC71-1PH0 | 1 | UN | 1 | 15 | C | D | N | N | 85015220 | 1 |  | 13.3 | KG | 1535.09 | 1535.09 | MC05 | MC05 | SIMOTICS S Synchronous motor 1FK7-CT PN=2.1kW; UDC=600V M0=12Nm (100K); NN=2000rpm; Naturally cooled FRAME SIZE IMB 5 (IM V1, IM V3) FLANGE 1 POWER CONNECTOR ROTATABLE RESOLVER 2-POLE, WITH DRIVE CLIQ-INTERFACE Smooth shaft, tolerance N With holding brake PROTECTION CLASS IP64; | - | 0 | 0
1FK7081-2AC71-1QA2-Z | N05 | 1FK7081-2AC71-1QA2-ZN05 | 1 | UN | 1 | 15 | C | D | N | N | 85015220 | 1 |  | 12.902 | KG | 1652.87 | 1652.87 | MC05 | MC05 | SIMOTICS S Synchronous motor 1FK7-CT PN=2.1kW; UDC=600V M0=12Nm (100K); NN=2000rpm; Naturally cooled FRAME SIZE IMB 5 (IM V1, IM V3) FLANGE 1 POWER CONNECTOR ROTATABLE ABSOLUTE ENCODER SINGLETURN 20 BIT WITH DRIVE-CLIQ INTERFACE (ENCODER AS20DQI) SHAFT WITH FITTED KEY, TOLERANCE N; W/O HOLDING BRAKE PROTECTION CLASS IP65, FLANGE ON DRIVE END IP67; N05: Compatibility of the shaft extension dimensions with 1FT507X (Configuration information to be considered, see notification number 14361688) | - | 0 | 0
1FK7081-2AC71-1QG0 |  | 1FK7081-2AC71-1QG0 | 1 | UN | 1 | 15 | C | D | N | N | 85015220 | 1 |  | 12.901 | KG | 1329.6 | 1329.6 | MC05 | MC05 | SIMOTICS S Synchronous motor 1FK7-CT PN=2.1kW; UDC=600V M0=12Nm (100K); NN=2000rpm; Naturally cooled FRAME SIZE IMB 5 (IM V1, IM V3) FLANGE 1 POWER CONNECTOR ROTATABLE ABSOLUTE ENCODER SINGLETURN 20 BIT WITH DRIVE-CLIQ INTERFACE (ENCODER AS20DQI) PLAIN SHAFT, TOLERANCE N; W/O HOLDING BRAKE PROTECTION CLASS IP64; | - | 0 | 0
1FK7081-2AC71-1QH0 |  | 1FK7081-2AC71-1QH0 | 1 | UN | 1 | 15 | C | D | N | N | 85015220 | 1 |  | 13.2 | KG | 1603.79 | 1603.79 | MC05 | MC05 | SIMOTICS S Synchronous motor 1FK7-CT PN=2.1kW; UDC=600V M0=12Nm (100K); NN=2000rpm; Naturally cooled FRAME SIZE IMB 5 (IM V1, IM V3) FLANGE 1 POWER CONNECTOR ROTATABLE ABSOLUTE ENCODER SINGLETURN 20 BIT WITH DRIVE-CLIQ INTERFACE (ENCODER AS20DQI) Smooth shaft, tolerance N With holding brake PROTECTION CLASS IP64; | - | 0 | 0
1FK7081-2AC71-1RG0 |  | 1FK7081-2AC71-1RG0 | 1 | UN | 1 | 15 | C | D | N | N | 85015220 | 1 |  | 12.901 | KG | 1578.97 | 1578.97 | MC05 | MC05 | SIMOTICS S Synchronous motor 1FK7-CT PN=2.1kW; UDC=600V M0=12Nm (100K); NN=2000rpm; Naturally cooled FRAME SIZE IMB 5 (IM V1, IM V3) FLANGE 1 POWER CONNECTOR ROTATABLE ABSOLUTE ENCODER 20 BIT + 12 BIT MULTITURN WITH DRIVE-CLIQ INTERFACE (ENCODER AM20DQI) PLAIN SHAFT, TOLERANCE N; W/O HOLDING BRAKE PROTECTION CLASS IP64; | - | 0 | 0
1FK7081-2AC71-1RH0 |  | 1FK7081-2AC71-1RH0 | 1 | UN | 1 | 15 | C | D | N | N | 85015220 | 1 |  | 13.2 | KG | 1853.16 | 1853.16 | MC05 | MC05 | SIMOTICS S Synchronous motor 1FK7-CT PN=2.1kW; UDC=600V M0=12Nm (100K); NN=2000rpm; Naturally cooled FRAME SIZE IMB 5 (IM V1, IM V3) FLANGE 1 POWER CONNECTOR ROTATABLE ABSOLUTE ENCODER 20 BIT + 12 BIT MULTITURN WITH DRIVE-CLIQ INTERFACE (ENCODER AM20DQI) Smooth shaft, tolerance N With holding brake PROTECTION CLASS IP64; | - | 0 | 0
1FK7081-2AC71-1SG0 |  | 1FK7081-2AC71-1SG0 | 1 | UN | 1 | 15 | C | D | N | N | 85015220 | 1 |  | 12.902 | KG | 1100.2 | 1100.2 | MC05 | MC05 | SIMOTICS S Synchronous motor 1FK7-CT PN=2.1kW; UDC=600V M0=12Nm (100K); NN=2000rpm; Naturally cooled FRAME SIZE IMB 5 (IM V1, IM V3) FLANGE 1, WITH KTY TEMPERATURESENSOR POWER CONNECTOR ROTATABLE RESOLVER MULTI-POLE (RESOLVER P=4); PLAIN SHAFT, TOLERANCE N; W/O HOLDING BRAKE PROTECTION CLASS IP64; | - | 0 | 0
1FK7081-2AC71-1SH0 |  | 1FK7081-2AC71-1SH0 | 1 | UN | 1 | 15 | C | D | N | N | 85015220 | 1 |  | 13.201 | KG | 1374.39 | 1374.39 | MC05 | MC05 | SIMOTICS S Synchronous motor 1FK7-CT PN=2.1kW; UDC=600V M0=12Nm (100K); NN=2000rpm; Naturally cooled FRAME SIZE IMB 5 (IM V1, IM V3) FLANGE 1, WITH KTY TEMPERATURESENSOR POWER CONNECTOR ROTATABLE RESOLVER MULTI-POLE (RESOLVER P=4); Smooth shaft, tolerance N With holding brake PROTECTION CLASS IP64; | - | 0 | 0
1FK7081-2AC71-1TG0 |  | 1FK7081-2AC71-1TG0 | 1 | UN | 1 | 15 | C | D | N | N | 85015220 | 1 |  | 12.902 | KG | 1100.2 | 1100.2 | MC05 | MC05 | SIMOTICS S Synchronous motor 1FK7-CT PN=2.1kW; UDC=600V M0=12Nm (100K); NN=2000rpm; Naturally cooled FRAME SIZE IMB 5 (IM V1, IM V3) FLANGE 1, WITH KTY TEMPERATURESENSOR POWER CONNECTOR ROTATABLE RESOLVER 2-POLE (RESOLVER P=1); PLAIN SHAFT, TOLERANCE N; W/O HOLDING BRAKE PROTECTION CLASS IP64; | - | 0 | 0
1FK7081-2AC71-1TH0 |  | 1FK7081-2AC71-1TH0 | 1 | UN | 1 | 15 | C | D | N | N | 85015220 | 1 |  | 13.201 | KG | 1374.39 | 1374.39 | MC05 | MC05 | SIMOTICS S Synchronous motor 1FK7-CT PN=2.1kW; UDC=600V M0=12Nm (100K); NN=2000rpm; Naturally cooled FRAME SIZE IMB 5 (IM V1, IM V3) FLANGE 1, WITH KTY TEMPERATURESENSOR POWER CONNECTOR ROTATABLE RESOLVER 2-POLE (RESOLVER P=1); Smooth shaft, tolerance N With holding brake PROTECTION CLASS IP64; | - | 0 | 0
1FK7081-2AC71-1UG0 |  | 1FK7081-2AC71-1UG0 | 1 | UN | 1 | 15 | C | D | N | N | 85015220 | 1 |  | 12.902 | KG | 1260.9 | 1260.9 | MC05 | MC05 | SIMOTICS S Synchronous motor 1FK7-CT PN=2.1kW; UDC=600V M0=12Nm (100K); NN=2000rpm; Naturally cooled FRAME SIZE IMB 5 (IM V1, IM V3) FLANGE 1 POWER CONNECTOR ROTATABLE RESOLVER MULTI-POLE WITH DRIVE-CLIQ INTERFACE; PLAIN SHAFT, TOLERANCE N; W/O HOLDING BRAKE PROTECTION CLASS IP64; | - | 0 | 0
1FK7081-2AC71-1UH0 |  | 1FK7081-2AC71-1UH0 | 1 | UN | 1 | 15 | C | D | N | N | 85015220 | 1 |  | 13.201 | KG | 1535.09 | 1535.09 | MC05 | MC05 | SIMOTICS S Synchronous motor 1FK7-CT PN=2.1kW; UDC=600V M0=12Nm (100K); NN=2000rpm; Naturally cooled FRAME SIZE IMB 5 (IM V1, IM V3) FLANGE 1 POWER CONNECTOR ROTATABLE RESOLVER MULTI-POLE WITH DRIVE-CLIQ INTERFACE; Smooth shaft, tolerance N With holding brake PROTECTION CLASS IP64; | - | 0 | 0
1FK7081-2AC74-1AA0 |  | 1FK7081-2AC74-1AA0 | 1 | UN | 1 | 15 | C | D | N | N | 85015220 | 1 |  | 12.901 | KG | 1548.33 | 1548.33 | MC05 | MC05 | SIMOTICS S Synchronous motor 1FK7-CT PN=2.1kW; UDC=600V M0=12Nm (100K); NN=2000rpm; Naturally cooled FRAME SIZE IMB 5 (IM V1, IM V3) FLANGE 1, WITH PT1000 TEMPERATURESENSOR POWER CONNECTOR ROTATABLE INCREMENTAL ENCODER SIN/COS 1VPP;2048 S/R W. C-AND D-SPUR (ENCODER IC2048S/R) SHAFT WITH FITTED KEY, TOLERANCE N; W/O HOLDING BRAKE PROTECTION CLASS IP64; | - | 0 | 0
1FK7081-2AC74-1AA1 |  | 1FK7081-2AC74-1AA1 | 1 | UN | 1 | 15 | C | D | N | N | 85015220 | 1 |  | 12.901 | KG | 1610.67 | 1610.67 | MC05 | MC05 | SIMOTICS S Synchronous motor 1FK7-CT PN=2.1kW; UDC=600V M0=12Nm (100K); NN=2000rpm; Naturally cooled FRAME SIZE IMB 5 (IM V1, IM V3) FLANGE 1, WITH PT1000 TEMPERATURESENSOR POWER CONNECTOR ROTATABLE INCREMENTAL ENCODER SIN/COS 1VPP;2048 S/R W. C-AND D-SPUR (ENCODER IC2048S/R) SHAFT WITH FITTED KEY, TOLERANCE N; W/O HOLDING BRAKE PROTECTION CLASS IP65, | - | 0 | 0
1FK7081-2AC74-1AA2 |  | 1FK7081-2AC74-1AA2 | 1 | UN | 1 | 15 | C | D | N | N | 85015220 | 1 |  | 12.901 | KG | 1610.67 | 1610.67 | MC05 | MC05 | SIMOTICS S Synchronous motor 1FK7-CT PN=2.1kW; UDC=600V M0=12Nm (100K); NN=2000rpm; Naturally cooled FRAME SIZE IMB 5 (IM V1, IM V3) FLANGE 1, WITH PT1000 TEMPERATURESENSOR POWER CONNECTOR ROTATABLE INCREMENTAL ENCODER SIN/COS 1VPP;2048 S/R W. C-AND D-SPUR (ENCODER IC2048S/R) SHAFT WITH FITTED KEY, TOLERANCE N; W/O HOLDING BRAKE PROTECTION CLASS IP65, FLANGE ON DRIVE END IP67; | - | 0 | 0
1FK7081-2AC74-1AB0 |  | 1FK7081-2AC74-1AB0 | 1 | UN | 1 | 15 | C | D | N | N | 85015220 | 1 |  | 13.2 | KG | 1822.53 | 1822.53 | MC05 | MC05 | SIMOTICS S Synchronous motor 1FK7-CT PN=2.1kW; UDC=600V M0=12Nm (100K); NN=2000rpm; Naturally cooled FRAME SIZE IMB 5 (IM V1, IM V3) FLANGE 1, WITH PT1000 TEMPERATURESENSOR POWER CONNECTOR ROTATABLE INCREMENTAL ENCODER SIN/COS 1VPP;2048 S/R W. C-AND D-SPUR (ENCODER IC2048S/R) SHAFT WITH FITTED KEY, TOLERANCE N; WITH HOLDING BRAKE PROTECTION CLASS IP64; | - | 0 | 0
1FK7081-2AC74-1AB1 |  | 1FK7081-2AC74-1AB1 | 1 | UN | 1 | 15 | C | D | N | N | 85015220 | 1 |  | 13.2 | KG | 1884.87 | 1884.87 | MC05 | MC05 | SIMOTICS S Synchronous motor 1FK7-CT PN=2.1kW; UDC=600V M0=12Nm (100K); NN=2000rpm; Naturally cooled FRAME SIZE IMB 5 (IM V1, IM V3) FLANGE 1, WITH PT1000 TEMPERATURESENSOR POWER CONNECTOR ROTATABLE INCREMENTAL ENCODER SIN/COS 1VPP;2048 S/R W. C-AND D-SPUR (ENCODER IC2048S/R) SHAFT WITH FITTED KEY, TOLERANCE N; WITH HOLDING BRAKE PROTECTION CLASS IP65, | - | 0 | 0
1FK7081-2AC74-1AB2 |  | 1FK7081-2AC74-1AB2 | 1 | UN | 1 | 15 | C | D | N | N | 85015220 | 1 |  | 13.2 | KG | 1884.87 | 1884.87 | MC05 | MC05 | SIMOTICS S Synchronous motor 1FK7-CT PN=2.1kW; UDC=600V M0=12Nm (100K); NN=2000rpm; Naturally cooled FRAME SIZE IMB 5 (IM V1, IM V3) FLANGE 1, WITH PT1000 TEMPERATURESENSOR POWER CONNECTOR ROTATABLE INCREMENTAL ENCODER SIN/COS 1VPP;2048 S/R W. C-AND D-SPUR (ENCODER IC2048S/R) SHAFT WITH FITTED KEY, TOLERANCE N; WITH HOLDING BRAKE PROTECTION CLASS IP65, FLANGE ON DRIVE END IP67; | - | 0 | 0
1FK7081-2AC74-1AG0 |  | 1FK7081-2AC74-1AG0 | 1 | UN | 1 | 15 | C | D | N | N | 85015220 | 1 |  | 12.901 | KG | 1490.84 | 1490.84 | MC05 | MC05 | SIMOTICS S Synchronous motor 1FK7-CT PN=2.1kW; UDC=600V M0=12Nm (100K); NN=2000rpm; Naturally cooled FRAME SIZE IMB 5 (IM V1, IM V3) FLANGE 1, WITH PT1000 TEMPERATURESENSOR POWER CONNECTOR ROTATABLE INCREMENTAL ENCODER SIN/COS 1VPP;2048 S/R W. C-AND D-SPUR (ENCODER IC2048S/R) PLAIN SHAFT, TOLERANCE N; W/O HOLDING BRAKE PROTECTION CLASS IP64; | - | 0 | 0
1FK7081-2AC74-1AG1 |  | 1FK7081-2AC74-1AG1 | 1 | UN | 1 | 15 | C | D | N | N | 85015220 | 1 |  | 12.901 | KG | 1553.18 | 1553.18 | MC05 | MC05 | SIMOTICS S Synchronous motor 1FK7-CT PN=2.1kW; UDC=600V M0=12Nm (100K); NN=2000rpm; Naturally cooled FRAME SIZE IMB 5 (IM V1, IM V3) FLANGE 1, WITH PT1000 TEMPERATURESENSOR POWER CONNECTOR ROTATABLE INCREMENTAL ENCODER SIN/COS 1VPP;2048 S/R W. C-AND D-SPUR (ENCODER IC2048S/R) PLAIN SHAFT, TOLERANCE N; W/O HOLDING BRAKE PROTECTION CLASS IP65, | - | 0 | 0
1FK7081-2AC74-1AG2 |  | 1FK7081-2AC74-1AG2 | 1 | UN | 1 | 15 | C | D | N | N | 85015220 | 1 |  | 12.901 | KG | 1553.18 | 1553.18 | MC05 | MC05 | SIMOTICS S Synchronous motor 1FK7-CT PN=2.1kW; UDC=600V M0=12Nm (100K); NN=2000rpm; Naturally cooled FRAME SIZE IMB 5 (IM V1, IM V3) FLANGE 1, WITH PT1000 TEMPERATURESENSOR POWER CONNECTOR ROTATABLE INCREMENTAL ENCODER SIN/COS 1VPP;2048 S/R W. C-AND D-SPUR (ENCODER IC2048S/R) PLAIN SHAFT, TOLERANCE N; W/O HOLDING BRAKE PROTECTION CLASS IP65, FLANGE ON DRIVE END IP67; | - | 0 | 0
1FK7081-2AC74-1AH0 |  | 1FK7081-2AC74-1AH0 | 1 | UN | 1 | 15 | C | D | N | N | 85015220 | 1 |  | 13.2 | KG | 1765.03 | 1765.03 | MC05 | MC05 | SIMOTICS S Synchronous motor 1FK7-CT PN=2.1kW; UDC=600V M0=12Nm (100K); NN=2000rpm; Naturally cooled FRAME SIZE IMB 5 (IM V1, IM V3) FLANGE 1, WITH PT1000 TEMPERATURESENSOR POWER CONNECTOR ROTATABLE INCREMENTAL ENCODER SIN/COS 1VPP;2048 S/R W. C-AND D-SPUR (ENCODER IC2048S/R) Smooth shaft, tolerance N With holding brake PROTECTION CLASS IP64; | - | 0 | 0
1FK7081-2AC74-1AH1 |  | 1FK7081-2AC74-1AH1 | 1 | UN | 1 | 15 | C | D | N | N | 85015220 | 1 |  | 13.2 | KG | 1827.37 | 1827.37 | MC05 | MC05 | SIMOTICS S Synchronous motor 1FK7-CT PN=2.1kW; UDC=600V M0=12Nm (100K); NN=2000rpm; Naturally cooled FRAME SIZE IMB 5 (IM V1, IM V3) FLANGE 1, WITH PT1000 TEMPERATURESENSOR POWER CONNECTOR ROTATABLE INCREMENTAL ENCODER SIN/COS 1VPP;2048 S/R W. C-AND D-SPUR (ENCODER IC2048S/R) Smooth shaft, tolerance N With holding brake PROTECTION CLASS IP65, | - | 0 | 0
1FK7081-2AC74-1AH2 |  | 1FK7081-2AC74-1AH2 | 1 | UN | 1 | 15 | C | D | N | N | 85015220 | 1 |  | 13.2 | KG | 1827.37 | 1827.37 | MC05 | MC05 | SIMOTICS S Synchronous motor 1FK7-CT PN=2.1kW; UDC=600V M0=12Nm (100K); NN=2000rpm; Naturally cooled FRAME SIZE IMB 5 (IM V1, IM V3) FLANGE 1, WITH PT1000 TEMPERATURESENSOR POWER CONNECTOR ROTATABLE INCREMENTAL ENCODER SIN/COS 1VPP;2048 S/R W. C-AND D-SPUR (ENCODER IC2048S/R) Smooth shaft, tolerance N With holding brake PROTECTION CLASS IP65, FLANGE ON DRIVE END IP67; | - | 0 | 0
1FK7081-2AC74-1EA0 |  | 1FK7081-2AC74-1EA0 | 1 | UN | 1 | 15 | C | D | N | N | 85015220 | 1 |  | 12.901 | KG | 1796.01 | 1796.01 | MC05 | MC05 | SIMOTICS S Synchronous motor 1FK7-CT PN=2.1kW; UDC=600V M0=12Nm (100K); NN=2000rpm; Naturally cooled FRAME SIZE IMB 5 (IM V1, IM V3) FLANGE 1, WITH PT1000 TEMPERATURESENSOR POWER CONNECTOR ROTATABLE ABSOLUTE ENCODERR 2048 S/R + 4096 UMDREHUNGEN MULTITURN, WITH ENDAT-SCHNITTSTELLE (ENCODER AM2048S/R) SHAFT WITH FITTED KEY, TOLERANCE N; W/O HOLDING BRAKE PROTECTION CLASS IP64; | - | 0 | 0
1FK7081-2AC74-1EA1 |  | 1FK7081-2AC74-1EA1 | 1 | UN | 1 | 15 | C | D | N | N | 85015220 | 1 |  | 12.901 | KG | 1858.35 | 1858.35 | MC05 | MC05 | SIMOTICS S Synchronous motor 1FK7-CT PN=2.1kW; UDC=600V M0=12Nm (100K); NN=2000rpm; Naturally cooled FRAME SIZE IMB 5 (IM V1, IM V3) FLANGE 1, WITH PT1000 TEMPERATURESENSOR POWER CONNECTOR ROTATABLE ABSOLUTE ENCODERR 2048 S/R + 4096 UMDREHUNGEN MULTITURN, WITH ENDAT-SCHNITTSTELLE (ENCODER AM2048S/R) SHAFT WITH FITTED KEY, TOLERANCE N; W/O HOLDING BRAKE PROTECTION CLASS IP65, | - | 0 | 0
1FK7081-2AC74-1EA2 |  | 1FK7081-2AC74-1EA2 | 1 | UN | 1 | 15 | C | D | N | N | 85015220 | 1 |  | 12.901 | KG | 1858.35 | 1858.35 | MC05 | MC05 | SIMOTICS S Synchronous motor 1FK7-CT PN=2.1kW; UDC=600V M0=12Nm (100K); NN=2000rpm; Naturally cooled FRAME SIZE IMB 5 (IM V1, IM V3) FLANGE 1, WITH PT1000 TEMPERATURESENSOR POWER CONNECTOR ROTATABLE ABSOLUTE ENCODERR 2048 S/R + 4096 UMDREHUNGEN MULTITURN, WITH ENDAT-SCHNITTSTELLE (ENCODER AM2048S/R) SHAFT WITH FITTED KEY, TOLERANCE N; W/O HOLDING BRAKE PROTECTION CLASS IP65, FLANGE ON DRIVE END IP67; | - | 0 | 0
1FK7081-2AC74-1EB0 |  | 1FK7081-2AC74-1EB0 | 1 | UN | 1 | 15 | C | D | N | N | 85015220 | 1 |  | 13.2 | KG | 2070.21 | 2070.21 | MC05 | MC05 | SIMOTICS S Synchronous motor 1FK7-CT PN=2.1kW; UDC=600V M0=12Nm (100K); NN=2000rpm; Naturally cooled FRAME SIZE IMB 5 (IM V1, IM V3) FLANGE 1, WITH PT1000 TEMPERATURESENSOR POWER CONNECTOR ROTATABLE ABSOLUTE ENCODERR 2048 S/R + 4096 UMDREHUNGEN MULTITURN, WITH ENDAT-SCHNITTSTELLE (ENCODER AM2048S/R) SHAFT WITH FITTED KEY, TOLERANCE N; WITH HOLDING BRAKE PROTECTION CLASS IP64; | - | 0 | 0
1FK7081-2AC74-1EB1 |  | 1FK7081-2AC74-1EB1 | 1 | UN | 1 | 15 | C | D | N | N | 85015220 | 1 |  | 13.2 | KG | 2132.55 | 2132.55 | MC05 | MC05 | SIMOTICS S Synchronous motor 1FK7-CT PN=2.1kW; UDC=600V M0=12Nm (100K); NN=2000rpm; Naturally cooled FRAME SIZE IMB 5 (IM V1, IM V3) FLANGE 1, WITH PT1000 TEMPERATURESENSOR POWER CONNECTOR ROTATABLE ABSOLUTE ENCODERR 2048 S/R + 4096 UMDREHUNGEN MULTITURN, WITH ENDAT-SCHNITTSTELLE (ENCODER AM2048S/R) SHAFT WITH FITTED KEY, TOLERANCE N; WITH HOLDING BRAKE PROTECTION CLASS IP65, | - | 0 | 0
1FK7081-2AC74-1EB2 |  | 1FK7081-2AC74-1EB2 | 1 | UN | 1 | 15 | C | D | N | N | 85015220 | 1 |  | 13.2 | KG | 2132.55 | 2132.55 | MC05 | MC05 | SIMOTICS S Synchronous motor 1FK7-CT PN=2.1kW; UDC=600V M0=12Nm (100K); NN=2000rpm; Naturally cooled FRAME SIZE IMB 5 (IM V1, IM V3) FLANGE 1, WITH PT1000 TEMPERATURESENSOR POWER CONNECTOR ROTATABLE ABSOLUTE ENCODERR 2048 S/R + 4096 UMDREHUNGEN MULTITURN, WITH ENDAT-SCHNITTSTELLE (ENCODER AM2048S/R) SHAFT WITH FITTED KEY, TOLERANCE N; WITH HOLDING BRAKE PROTECTION CLASS IP65, FLANGE ON DRIVE END IP67; | - | 0 | 0
1FK7081-2AC74-1EG0 |  | 1FK7081-2AC74-1EG0 | 1 | UN | 1 | 15 | C | D | N | N | 85015220 | 1 |  | 12.901 | KG | 1738.52 | 1738.52 | MC05 | MC05 | SIMOTICS S Synchronous motor 1FK7-CT PN=2.1kW; UDC=600V M0=12Nm (100K); NN=2000rpm; Naturally cooled FRAME SIZE IMB 5 (IM V1, IM V3) FLANGE 1, WITH PT1000 TEMPERATURESENSOR POWER CONNECTOR ROTATABLE ABSOLUTE ENCODERR 2048 S/R + 4096 UMDREHUNGEN MULTITURN, WITH ENDAT-SCHNITTSTELLE (ENCODER AM2048S/R) PLAIN SHAFT, TOLERANCE N; W/O HOLDING BRAKE PROTECTION CLASS IP64; | - | 0 | 0
1FK7081-2AC74-1EG1 |  | 1FK7081-2AC74-1EG1 | 1 | UN | 1 | 15 | C | D | N | N | 85015220 | 1 |  | 12.901 | KG | 1800.86 | 1800.86 | MC05 | MC05 | SIMOTICS S Synchronous motor 1FK7-CT PN=2.1kW; UDC=600V M0=12Nm (100K); NN=2000rpm; Naturally cooled FRAME SIZE IMB 5 (IM V1, IM V3) FLANGE 1, WITH PT1000 TEMPERATURESENSOR POWER CONNECTOR ROTATABLE ABSOLUTE ENCODERR 2048 S/R + 4096 UMDREHUNGEN MULTITURN, WITH ENDAT-SCHNITTSTELLE (ENCODER AM2048S/R) PLAIN SHAFT, TOLERANCE N; W/O HOLDING BRAKE PROTECTION CLASS IP65, | - | 0 | 0
1FK7081-2AC74-1EG2 |  | 1FK7081-2AC74-1EG2 | 1 | UN | 1 | 15 | C | D | N | N | 85015220 | 1 |  | 12.901 | KG | 1800.86 | 1800.86 | MC05 | MC05 | SIMOTICS S Synchronous motor 1FK7-CT PN=2.1kW; UDC=600V M0=12Nm (100K); NN=2000rpm; Naturally cooled FRAME SIZE IMB 5 (IM V1, IM V3) FLANGE 1, WITH PT1000 TEMPERATURESENSOR POWER CONNECTOR ROTATABLE ABSOLUTE ENCODERR 2048 S/R + 4096 UMDREHUNGEN MULTITURN, WITH ENDAT-SCHNITTSTELLE (ENCODER AM2048S/R) PLAIN SHAFT, TOLERANCE N; W/O HOLDING BRAKE PROTECTION CLASS IP65, FLANGE ON DRIVE END IP67; | - | 0 | 0
1FK7081-2AC74-1EH0 |  | 1FK7081-2AC74-1EH0 | 1 | UN | 1 | 15 | C | D | N | N | 85015220 | 1 |  | 13.2 | KG | 2012.71 | 2012.71 | MC05 | MC05 | SIMOTICS S Synchronous motor 1FK7-CT PN=2.1kW; UDC=600V M0=12Nm (100K); NN=2000rpm; Naturally cooled FRAME SIZE IMB 5 (IM V1, IM V3) FLANGE 1, WITH PT1000 TEMPERATURESENSOR POWER CONNECTOR ROTATABLE ABSOLUTE ENCODERR 2048 S/R + 4096 UMDREHUNGEN MULTITURN, WITH ENDAT-SCHNITTSTELLE (ENCODER AM2048S/R) Smooth shaft, tolerance N With holding brake PROTECTION CLASS IP64; | - | 0 | 0
1FK7081-2AC74-1EH1 |  | 1FK7081-2AC74-1EH1 | 1 | UN | 1 | 15 | C | D | N | N | 85015220 | 1 |  | 13.2 | KG | 2075.05 | 2075.05 | MC05 | MC05 | SIMOTICS S Synchronous motor 1FK7-CT PN=2.1kW; UDC=600V M0=12Nm (100K); NN=2000rpm; Naturally cooled FRAME SIZE IMB 5 (IM V1, IM V3) FLANGE 1, WITH PT1000 TEMPERATURESENSOR POWER CONNECTOR ROTATABLE ABSOLUTE ENCODERR 2048 S/R + 4096 UMDREHUNGEN MULTITURN, WITH ENDAT-SCHNITTSTELLE (ENCODER AM2048S/R) Smooth shaft, tolerance N With holding brake PROTECTION CLASS IP65, | - | 0 | 0
1FK7081-2AC74-1EH2 |  | 1FK7081-2AC74-1EH2 | 1 | UN | 1 | 15 | C | D | N | N | 85015220 | 1 |  | 13.2 | KG | 2075.05 | 2075.05 | MC05 | MC05 | SIMOTICS S Synchronous motor 1FK7-CT PN=2.1kW; UDC=600V M0=12Nm (100K); NN=2000rpm; Naturally cooled FRAME SIZE IMB 5 (IM V1, IM V3) FLANGE 1, WITH PT1000 TEMPERATURESENSOR POWER CONNECTOR ROTATABLE ABSOLUTE ENCODERR 2048 S/R + 4096 UMDREHUNGEN MULTITURN, WITH ENDAT-SCHNITTSTELLE (ENCODER AM2048S/R) Smooth shaft, tolerance N With holding brake PROTECTION CLASS IP65, FLANGE ON DRIVE END IP67; | - | 0 | 0
1FK7081-2AC74-1SA0 |  | 1FK7081-2AC74-1SA0 | 1 | UN | 1 | 15 | C | D | N | N | 85015220 | 1 |  | 12.902 | KG | 1157.69 | 1157.69 | MC05 | MC05 | SIMOTICS S Synchronous motor 1FK7-CT PN=2.1kW; UDC=600V M0=12Nm (100K); NN=2000rpm; Naturally cooled FRAME SIZE IMB 5 (IM V1, IM V3) FLANGE 1, WITH PT1000 TEMPERATURESENSOR POWER CONNECTOR ROTATABLE RESOLVER MULTI-POLE (RESOLVER P=4); SHAFT WITH FITTED KEY, TOLERANCE N; W/O HOLDING BRAKE PROTECTION CLASS IP64; | - | 0 | 0
1FK7081-2AC74-1SA1 |  | 1FK7081-2AC74-1SA1 | 1 | UN | 1 | 15 | C | D | N | N | 85015220 | 1 |  | 12.902 | KG | 1220.03 | 1220.03 | MC05 | MC05 | SIMOTICS S Synchronous motor 1FK7-CT PN=2.1kW; UDC=600V M0=12Nm (100K); NN=2000rpm; Naturally cooled FRAME SIZE IMB 5 (IM V1, IM V3) FLANGE 1, WITH PT1000 TEMPERATURESENSOR POWER CONNECTOR ROTATABLE RESOLVER MULTI-POLE (RESOLVER P=4); SHAFT WITH FITTED KEY, TOLERANCE N; W/O HOLDING BRAKE PROTECTION CLASS IP65, | - | 0 | 0
1FK7081-2AC74-1SA2 |  | 1FK7081-2AC74-1SA2 | 1 | UN | 1 | 15 | C | D | N | N | 85015220 | 1 |  | 12.902 | KG | 1220.03 | 1220.03 | MC05 | MC05 | SIMOTICS S Synchronous motor 1FK7-CT PN=2.1kW; UDC=600V M0=12Nm (100K); NN=2000rpm; Naturally cooled FRAME SIZE IMB 5 (IM V1, IM V3) FLANGE 1, WITH PT1000 TEMPERATURESENSOR POWER CONNECTOR ROTATABLE RESOLVER MULTI-POLE (RESOLVER P=4); SHAFT WITH FITTED KEY, TOLERANCE N; W/O HOLDING BRAKE PROTECTION CLASS IP65, FLANGE ON DRIVE END IP67; | - | 0 | 0
1FK7081-2AC74-1SB0 |  | 1FK7081-2AC74-1SB0 | 1 | UN | 1 | 15 | C | D | N | N | 85015220 | 1 |  | 13.201 | KG | 1431.89 | 1431.89 | MC05 | MC05 | SIMOTICS S Synchronous motor 1FK7-CT PN=2.1kW; UDC=600V M0=12Nm (100K); NN=2000rpm; Naturally cooled FRAME SIZE IMB 5 (IM V1, IM V3) FLANGE 1, WITH PT1000 TEMPERATURESENSOR POWER CONNECTOR ROTATABLE RESOLVER MULTI-POLE (RESOLVER P=4); SHAFT WITH FITTED KEY, TOLERANCE N; WITH HOLDING BRAKE PROTECTION CLASS IP64; | - | 0 | 0
1FK7081-2AC74-1SB1 |  | 1FK7081-2AC74-1SB1 | 1 | UN | 1 | 15 | C | D | N | N | 85015220 | 1 |  | 13.201 | KG | 1494.23 | 1494.23 | MC05 | MC05 | SIMOTICS S Synchronous motor 1FK7-CT PN=2.1kW; UDC=600V M0=12Nm (100K); NN=2000rpm; Naturally cooled FRAME SIZE IMB 5 (IM V1, IM V3) FLANGE 1, WITH PT1000 TEMPERATURESENSOR POWER CONNECTOR ROTATABLE RESOLVER MULTI-POLE (RESOLVER P=4); SHAFT WITH FITTED KEY, TOLERANCE N; WITH HOLDING BRAKE PROTECTION CLASS IP65, | - | 0 | 0
1FK7081-2AC74-1SB2 |  | 1FK7081-2AC74-1SB2 | 1 | UN | 1 | 15 | C | D | N | N | 85015220 | 1 |  | 13.201 | KG | 1494.23 | 1494.23 | MC05 | MC05 | SIMOTICS S Synchronous motor 1FK7-CT PN=2.1kW; UDC=600V M0=12Nm (100K); NN=2000rpm; Naturally cooled FRAME SIZE IMB 5 (IM V1, IM V3) FLANGE 1, WITH PT1000 TEMPERATURESENSOR POWER CONNECTOR ROTATABLE RESOLVER MULTI-POLE (RESOLVER P=4); SHAFT WITH FITTED KEY, TOLERANCE N; WITH HOLDING BRAKE PROTECTION CLASS IP65, FLANGE ON DRIVE END IP67; | - | 0 | 0
1FK7081-2AC74-1SG0 |  | 1FK7081-2AC74-1SG0 | 1 | UN | 1 | 15 | C | D | N | N | 85015220 | 1 |  | 12.902 | KG | 1100.2 | 1100.2 | MC05 | MC05 | SIMOTICS S Synchronous motor 1FK7-CT PN=2.1kW; UDC=600V M0=12Nm (100K); NN=2000rpm; Naturally cooled FRAME SIZE IMB 5 (IM V1, IM V3) FLANGE 1, WITH PT1000 TEMPERATURESENSOR POWER CONNECTOR ROTATABLE RESOLVER MULTI-POLE (RESOLVER P=4); PLAIN SHAFT, TOLERANCE N; W/O HOLDING BRAKE PROTECTION CLASS IP64; | - | 0 | 0
1FK7081-2AC74-1SG1 |  | 1FK7081-2AC74-1SG1 | 1 | UN | 1 | 15 | C | D | N | N | 85015220 | 1 |  | 12.902 | KG | 1162.54 | 1162.54 | MC05 | MC05 | SIMOTICS S Synchronous motor 1FK7-CT PN=2.1kW; UDC=600V M0=12Nm (100K); NN=2000rpm; Naturally cooled FRAME SIZE IMB 5 (IM V1, IM V3) FLANGE 1, WITH PT1000 TEMPERATURESENSOR POWER CONNECTOR ROTATABLE RESOLVER MULTI-POLE (RESOLVER P=4); PLAIN SHAFT, TOLERANCE N; W/O HOLDING BRAKE PROTECTION CLASS IP65, | - | 0 | 0
1FK7081-2AC74-1SG2 |  | 1FK7081-2AC74-1SG2 | 1 | UN | 1 | 15 | C | D | N | N | 85015220 | 1 |  | 12.902 | KG | 1162.54 | 1162.54 | MC05 | MC05 | SIMOTICS S Synchronous motor 1FK7-CT PN=2.1kW; UDC=600V M0=12Nm (100K); NN=2000rpm; Naturally cooled FRAME SIZE IMB 5 (IM V1, IM V3) FLANGE 1, WITH PT1000 TEMPERATURESENSOR POWER CONNECTOR ROTATABLE RESOLVER MULTI-POLE (RESOLVER P=4); PLAIN SHAFT, TOLERANCE N; W/O HOLDING BRAKE PROTECTION CLASS IP65, FLANGE ON DRIVE END IP67; | - | 0 | 0
1FK7081-2AC74-1SH0 |  | 1FK7081-2AC74-1SH0 | 1 | UN | 1 | 15 | C | D | N | N | 85015220 | 1 |  | 13.201 | KG | 1374.39 | 1374.39 | MC05 | MC05 | SIMOTICS S Synchronous motor 1FK7-CT PN=2.1kW; UDC=600V M0=12Nm (100K); NN=2000rpm; Naturally cooled FRAME SIZE IMB 5 (IM V1, IM V3) FLANGE 1, WITH PT1000 TEMPERATURESENSOR POWER CONNECTOR ROTATABLE RESOLVER MULTI-POLE (RESOLVER P=4); Smooth shaft, tolerance N With holding brake PROTECTION CLASS IP64; | - | 0 | 0
1FK7081-2AC74-1SH1 |  | 1FK7081-2AC74-1SH1 | 1 | UN | 1 | 15 | C | D | N | N | 85015220 | 1 |  | 13.201 | KG | 1436.73 | 1436.73 | MC05 | MC05 | SIMOTICS S Synchronous motor 1FK7-CT PN=2.1kW; UDC=600V M0=12Nm (100K); NN=2000rpm; Naturally cooled FRAME SIZE IMB 5 (IM V1, IM V3) FLANGE 1, WITH PT1000 TEMPERATURESENSOR POWER CONNECTOR ROTATABLE RESOLVER MULTI-POLE (RESOLVER P=4); Smooth shaft, tolerance N With holding brake PROTECTION CLASS IP65, | - | 0 | 0
1FK7081-2AC74-1SH2 |  | 1FK7081-2AC74-1SH2 | 1 | UN | 1 | 15 | C | D | N | N | 85015220 | 1 |  | 13.201 | KG | 1436.73 | 1436.73 | MC05 | MC05 | SIMOTICS S Synchronous motor 1FK7-CT PN=2.1kW; UDC=600V M0=12Nm (100K); NN=2000rpm; Naturally cooled FRAME SIZE IMB 5 (IM V1, IM V3) FLANGE 1, WITH PT1000 TEMPERATURESENSOR POWER CONNECTOR ROTATABLE RESOLVER MULTI-POLE (RESOLVER P=4); Smooth shaft, tolerance N With holding brake PROTECTION CLASS IP65, FLANGE ON DRIVE END IP67; | - | 0 | 0
1FK7081-2AC74-1TA0 |  | 1FK7081-2AC74-1TA0 | 1 | UN | 1 | 15 | C | D | N | N | 85015220 | 1 |  | 12.902 | KG | 1157.69 | 1157.69 | MC05 | MC05 | SIMOTICS S Synchronous motor 1FK7-CT PN=2.1kW; UDC=600V M0=12Nm (100K); NN=2000rpm; Naturally cooled FRAME SIZE IMB 5 (IM V1, IM V3) FLANGE 1, WITH PT1000 TEMPERATURESENSOR POWER CONNECTOR ROTATABLE RESOLVER 2-POLE (RESOLVER P=1); SHAFT WITH FITTED KEY, TOLERANCE N; W/O HOLDING BRAKE PROTECTION CLASS IP64; | - | 0 | 0
1FK7081-2AC74-1TA1 |  | 1FK7081-2AC74-1TA1 | 1 | UN | 1 | 15 | C | D | N | N | 85015220 | 1 |  | 12.902 | KG | 1220.03 | 1220.03 | MC05 | MC05 | SIMOTICS S Synchronous motor 1FK7-CT PN=2.1kW; UDC=600V M0=12Nm (100K); NN=2000rpm; Naturally cooled FRAME SIZE IMB 5 (IM V1, IM V3) FLANGE 1, WITH PT1000 TEMPERATURESENSOR POWER CONNECTOR ROTATABLE RESOLVER 2-POLE (RESOLVER P=1); SHAFT WITH FITTED KEY, TOLERANCE N; W/O HOLDING BRAKE PROTECTION CLASS IP65, | - | 0 | 0
1FK7081-2AC74-1TA2 |  | 1FK7081-2AC74-1TA2 | 1 | UN | 1 | 15 | C | D | N | N | 85015220 | 1 |  | 12.902 | KG | 1220.03 | 1220.03 | MC05 | MC05 | SIMOTICS S Synchronous motor 1FK7-CT PN=2.1kW; UDC=600V M0=12Nm (100K); NN=2000rpm; Naturally cooled FRAME SIZE IMB 5 (IM V1, IM V3) FLANGE 1, WITH PT1000 TEMPERATURESENSOR POWER CONNECTOR ROTATABLE RESOLVER 2-POLE (RESOLVER P=1); SHAFT WITH FITTED KEY, TOLERANCE N; W/O HOLDING BRAKE PROTECTION CLASS IP65, FLANGE ON DRIVE END IP67; | - | 0 | 0
1FK7081-2AC74-1TB0 |  | 1FK7081-2AC74-1TB0 | 1 | UN | 1 | 15 | C | D | N | N | 85015220 | 1 |  | 13.201 | KG | 1431.89 | 1431.89 | MC05 | MC05 | SIMOTICS S Synchronous motor 1FK7-CT PN=2.1kW; UDC=600V M0=12Nm (100K); NN=2000rpm; Naturally cooled FRAME SIZE IMB 5 (IM V1, IM V3) FLANGE 1, WITH PT1000 TEMPERATURESENSOR POWER CONNECTOR ROTATABLE RESOLVER 2-POLE (RESOLVER P=1); SHAFT WITH FITTED KEY, TOLERANCE N; WITH HOLDING BRAKE PROTECTION CLASS IP64; | - | 0 | 0
1FK7081-2AC74-1TB1 |  | 1FK7081-2AC74-1TB1 | 1 | UN | 1 | 15 | C | D | N | N | 85015220 | 1 |  | 13.201 | KG | 1494.23 | 1494.23 | MC05 | MC05 | SIMOTICS S Synchronous motor 1FK7-CT PN=2.1kW; UDC=600V M0=12Nm (100K); NN=2000rpm; Naturally cooled FRAME SIZE IMB 5 (IM V1, IM V3) FLANGE 1, WITH PT1000 TEMPERATURESENSOR POWER CONNECTOR ROTATABLE RESOLVER 2-POLE (RESOLVER P=1); SHAFT WITH FITTED KEY, TOLERANCE N; WITH HOLDING BRAKE PROTECTION CLASS IP65, | - | 0 | 0
1FK7081-2AC74-1TB2 |  | 1FK7081-2AC74-1TB2 | 1 | UN | 1 | 15 | C | D | N | N | 85015220 | 1 |  | 13.201 | KG | 1494.23 | 1494.23 | MC05 | MC05 | SIMOTICS S Synchronous motor 1FK7-CT PN=2.1kW; UDC=600V M0=12Nm (100K); NN=2000rpm; Naturally cooled FRAME SIZE IMB 5 (IM V1, IM V3) FLANGE 1, WITH PT1000 TEMPERATURESENSOR POWER CONNECTOR ROTATABLE RESOLVER 2-POLE (RESOLVER P=1); SHAFT WITH FITTED KEY, TOLERANCE N; WITH HOLDING BRAKE PROTECTION CLASS IP65, FLANGE ON DRIVE END IP67; | - | 0 | 0
1FK7081-2AC74-1TG0 |  | 1FK7081-2AC74-1TG0 | 1 | UN | 1 | 15 | C | D | N | N | 85015220 | 1 |  | 12.902 | KG | 1100.2 | 1100.2 | MC05 | MC05 | SIMOTICS S Synchronous motor 1FK7-CT PN=2.1kW; UDC=600V M0=12Nm (100K); NN=2000rpm; Naturally cooled FRAME SIZE IMB 5 (IM V1, IM V3) FLANGE 1, WITH PT1000 TEMPERATURESENSOR POWER CONNECTOR ROTATABLE RESOLVER 2-POLE (RESOLVER P=1); PLAIN SHAFT, TOLERANCE N; W/O HOLDING BRAKE PROTECTION CLASS IP64; | - | 0 | 0
1FK7081-2AC74-1TG1 |  | 1FK7081-2AC74-1TG1 | 1 | UN | 1 | 15 | C | D | N | N | 85015220 | 1 |  | 12.902 | KG | 1162.54 | 1162.54 | MC05 | MC05 | SIMOTICS S Synchronous motor 1FK7-CT PN=2.1kW; UDC=600V M0=12Nm (100K); NN=2000rpm; Naturally cooled FRAME SIZE IMB 5 (IM V1, IM V3) FLANGE 1, WITH PT1000 TEMPERATURESENSOR POWER CONNECTOR ROTATABLE RESOLVER 2-POLE (RESOLVER P=1); PLAIN SHAFT, TOLERANCE N; W/O HOLDING BRAKE PROTECTION CLASS IP65, | - | 0 | 0
1FK7081-2AC74-1TG2 |  | 1FK7081-2AC74-1TG2 | 1 | UN | 1 | 15 | C | D | N | N | 85015220 | 1 |  | 12.902 | KG | 1162.54 | 1162.54 | MC05 | MC05 | SIMOTICS S Synchronous motor 1FK7-CT PN=2.1kW; UDC=600V M0=12Nm (100K); NN=2000rpm; Naturally cooled FRAME SIZE IMB 5 (IM V1, IM V3) FLANGE 1, WITH PT1000 TEMPERATURESENSOR POWER CONNECTOR ROTATABLE RESOLVER 2-POLE (RESOLVER P=1); PLAIN SHAFT, TOLERANCE N; W/O HOLDING BRAKE PROTECTION CLASS IP65, FLANGE ON DRIVE END IP67; | - | 0 | 0
1FK7081-2AC74-1TH0 |  | 1FK7081-2AC74-1TH0 | 1 | UN | 1 | 15 | C | D | N | N | 85015220 | 1 |  | 13.201 | KG | 1374.39 | 1374.39 | MC05 | MC05 | SIMOTICS S Synchronous motor 1FK7-CT PN=2.1kW; UDC=600V M0=12Nm (100K); NN=2000rpm; Naturally cooled FRAME SIZE IMB 5 (IM V1, IM V3) FLANGE 1, WITH PT1000 TEMPERATURESENSOR POWER CONNECTOR ROTATABLE RESOLVER 2-POLE (RESOLVER P=1); Smooth shaft, tolerance N With holding brake PROTECTION CLASS IP64; | - | 0 | 0
1FK7081-2AC74-1TH1 |  | 1FK7081-2AC74-1TH1 | 1 | UN | 1 | 15 | C | D | N | N | 85015220 | 1 |  | 13.201 | KG | 1436.73 | 1436.73 | MC05 | MC05 | SIMOTICS S Synchronous motor 1FK7-CT PN=2.1kW; UDC=600V M0=12Nm (100K); NN=2000rpm; Naturally cooled FRAME SIZE IMB 5 (IM V1, IM V3) FLANGE 1, WITH PT1000 TEMPERATURESENSOR POWER CONNECTOR ROTATABLE RESOLVER 2-POLE (RESOLVER P=1); Smooth shaft, tolerance N With holding brake PROTECTION CLASS IP65, | - | 0 | 0
1FK7081-2AC74-1TH2 |  | 1FK7081-2AC74-1TH2 | 1 | UN | 1 | 15 | C | D | N | N | 85015220 | 1 |  | 13.201 | KG | 1436.73 | 1436.73 | MC05 | MC05 | SIMOTICS S Synchronous motor 1FK7-CT PN=2.1kW; UDC=600V M0=12Nm (100K); NN=2000rpm; Naturally cooled FRAME SIZE IMB 5 (IM V1, IM V3) FLANGE 1, WITH PT1000 TEMPERATURESENSOR POWER CONNECTOR ROTATABLE RESOLVER 2-POLE (RESOLVER P=1); Smooth shaft, tolerance N With holding brake PROTECTION CLASS IP65, FLANGE ON DRIVE END IP67; | - | 0 | 0
1FK7081-2AF71-1AG0 |  | 1FK7081-2AF71-1AG0 | 1 | UN | 1 | 15 | C | D | N | N | 85015220 | 1 |  | 12.901 | KG | 1490.84 | 1490.84 | MC05 | MC05 | SIMOTICS S Synchronous motor 1FK7-CT PN=2.7kW; UDC=600V M0=12Nm (100K); NN=3000rpm; Naturally cooled FRAME SIZE IMB 5 (IM V1, IM V3) FLANGE 1, WITH KTY TEMPERATURESENSOR POWER CONNECTOR ROTATABLE INCREMENTAL ENCODER SIN/COS 1VPP;2048 S/R W. C-AND D-SPUR (ENCODER IC2048S/R) PLAIN SHAFT, TOLERANCE N; W/O HOLDING BRAKE PROTECTION CLASS IP64; | - | 0 | 0
1FK7081-2AF71-1AH0 |  | 1FK7081-2AF71-1AH0 | 1 | UN | 1 | 15 | C | D | N | N | 85015220 | 1 |  | 13.2 | KG | 1765.03 | 1765.03 | MC05 | MC05 | SIMOTICS S Synchronous motor 1FK7-CT PN=2.7kW; UDC=600V M0=12Nm (100K); NN=3000rpm; Naturally cooled FRAME SIZE IMB 5 (IM V1, IM V3) FLANGE 1, WITH KTY TEMPERATURESENSOR POWER CONNECTOR ROTATABLE INCREMENTAL ENCODER SIN/COS 1VPP;2048 S/R W. C-AND D-SPUR (ENCODER IC2048S/R) Smooth shaft, tolerance N With holding brake PROTECTION CLASS IP64; | - | 0 | 0
1FK7081-2AF71-1DA0 |  | 1FK7081-2AF71-1DA0 | 1 | UN | 1 | 15 | C | D | N | N | 85015220 | 1 |  | 12.902 | KG | 1762.46 | 1762.46 | MC05 | MC05 | SIMOTICS S Synchronous motor 1FK7-CT PN=2.7kW; UDC=600V M0=12Nm (100K); NN=3000rpm; Naturally cooled FRAME SIZE IMB 5 (IM V1, IM V3) FLANGE 1 POWER CONNECTOR ROTATABLE INCREMENTAL ENCODER 22 BIT WITH DRIVE-CLIQ INTERFACE (ENCODER IC22DQ) SHAFT WITH FITTED KEY, TOLERANCE N; W/O HOLDING BRAKE PROTECTION CLASS IP64; | - | 0 | 0
1FK7081-2AF71-1DA2 |  | 1FK7081-2AF71-1DA2 | 1 | UN | 1 | 15 | C | D | N | N | 85015220 | 1 |  | 12.902 | KG | 1824.8 | 1824.8 | MC05 | MC05 | SIMOTICS S Synchronous motor 1FK7-CT PN=2.7kW; UDC=600V M0=12Nm (100K); NN=3000rpm; Naturally cooled FRAME SIZE IMB 5 (IM V1, IM V3) FLANGE 1 POWER CONNECTOR ROTATABLE INCREMENTAL ENCODER 22 BIT WITH DRIVE-CLIQ INTERFACE (ENCODER IC22DQ) SHAFT WITH FITTED KEY, TOLERANCE N; W/O HOLDING BRAKE PROTECTION CLASS IP65, FLANGE ON DRIVE END IP67; | - | 0 | 0
1FK7081-2AF71-1DA2-Z | N05 | 1FK7081-2AF71-1DA2-ZN05 | 1 | UN | 1 | 15 | C | D | N | N | 85015220 | 1 |  | 12.903 | KG | 2028.24 | 2028.24 | MC05 | MC05 | SIMOTICS S Synchronous motor 1FK7-CT PN=2.7kW; UDC=600V M0=12Nm (100K); NN=3000rpm; Naturally cooled FRAME SIZE IMB 5 (IM V1, IM V3) FLANGE 1 POWER CONNECTOR ROTATABLE INCREMENTAL ENCODER 22 BIT WITH DRIVE-CLIQ INTERFACE (ENCODER IC22DQ) SHAFT WITH FITTED KEY, TOLERANCE N; W/O HOLDING BRAKE PROTECTION CLASS IP65, FLANGE ON DRIVE END IP67; N05: Compatibility of the shaft extension dimensions with 1FT507X (Configuration information to be considered, see notification number 14361688) | - | 0 | 0
1FK7081-2AF71-1DG0 |  | 1FK7081-2AF71-1DG0 | 1 | UN | 1 | 15 | C | D | N | N | 85015220 | 1 |  | 12.902 | KG | 1704.97 | 1704.97 | MC05 | MC05 | SIMOTICS S Synchronous motor 1FK7-CT PN=2.7kW; UDC=600V M0=12Nm (100K); NN=3000rpm; Naturally cooled FRAME SIZE IMB 5 (IM V1, IM V3) FLANGE 1 POWER CONNECTOR ROTATABLE INCREMENTAL ENCODER 22 BIT WITH DRIVE-CLIQ INTERFACE (ENCODER IC22DQ) PLAIN SHAFT, TOLERANCE N; W/O HOLDING BRAKE PROTECTION CLASS IP64; | - | 0 | 0
1FK7081-2AF71-1DH0 |  | 1FK7081-2AF71-1DH0 | 1 | UN | 1 | 15 | C | D | N | N | 85015220 | 1 |  | 13.201 | KG | 1979.16 | 1979.16 | MC05 | MC05 | SIMOTICS S Synchronous motor 1FK7-CT PN=2.7kW; UDC=600V M0=12Nm (100K); NN=3000rpm; Naturally cooled FRAME SIZE IMB 5 (IM V1, IM V3) FLANGE 1 POWER CONNECTOR ROTATABLE INCREMENTAL ENCODER 22 BIT WITH DRIVE-CLIQ INTERFACE (ENCODER IC22DQ) Smooth shaft, tolerance N With holding brake PROTECTION CLASS IP64; | - | 0 | 0
1FK7081-2AF71-1EG0 |  | 1FK7081-2AF71-1EG0 | 1 | UN | 1 | 15 | C | D | N | N | 85015220 | 1 |  | 12.901 | KG | 1738.52 | 1738.52 | MC05 | MC05 | SIMOTICS S Synchronous motor 1FK7-CT PN=2.7kW; UDC=600V M0=12Nm (100K); NN=3000rpm; Naturally cooled FRAME SIZE IMB 5 (IM V1, IM V3) FLANGE 1, WITH KTY TEMPERATURESENSOR POWER CONNECTOR ROTATABLE ABSOLUTE ENCODERR 2048 S/R + 4096 UMDREHUNGEN MULTITURN, WITH ENDAT-SCHNITTSTELLE (ENCODER AM2048S/R) PLAIN SHAFT, TOLERANCE N; W/O HOLDING BRAKE PROTECTION CLASS IP64; | - | 0 | 0
1FK7081-2AF71-1EH0 |  | 1FK7081-2AF71-1EH0 | 1 | UN | 1 | 15 | C | D | N | N | 85015220 | 1 |  | 13.2 | KG | 2012.71 | 2012.71 | MC05 | MC05 | SIMOTICS S Synchronous motor 1FK7-CT PN=2.7kW; UDC=600V M0=12Nm (100K); NN=3000rpm; Naturally cooled FRAME SIZE IMB 5 (IM V1, IM V3) FLANGE 1, WITH KTY TEMPERATURESENSOR POWER CONNECTOR ROTATABLE ABSOLUTE ENCODERR 2048 S/R + 4096 UMDREHUNGEN MULTITURN, WITH ENDAT-SCHNITTSTELLE (ENCODER AM2048S/R) Smooth shaft, tolerance N With holding brake PROTECTION CLASS IP64; | - | 0 | 0
1FK7081-2AF71-1PG0 |  | 1FK7081-2AF71-1PG0 | 1 | UN | 1 | 15 | C | D | N | N | 85015220 | 1 |  | 13.001 | KG | 1260.9 | 1260.9 | MC05 | MC05 | SIMOTICS S Synchronous motor 1FK7-CT PN=2.7kW; UDC=600V M0=12Nm (100K); NN=3000rpm; Naturally cooled FRAME SIZE IMB 5 (IM V1, IM V3) FLANGE 1 POWER CONNECTOR ROTATABLE RESOLVER 2-POLE, WITH DRIVE CLIQ-INTERFACE PLAIN SHAFT, TOLERANCE N; W/O HOLDING BRAKE PROTECTION CLASS IP64; | - | 0 | 0
1FK7081-2AF71-1PH0 |  | 1FK7081-2AF71-1PH0 | 1 | UN | 1 | 15 | C | D | N | N | 85015220 | 1 |  | 13.3 | KG | 1535.09 | 1535.09 | MC05 | MC05 | SIMOTICS S Synchronous motor 1FK7-CT PN=2.7kW; UDC=600V M0=12Nm (100K); NN=3000rpm; Naturally cooled FRAME SIZE IMB 5 (IM V1, IM V3) FLANGE 1 POWER CONNECTOR ROTATABLE RESOLVER 2-POLE, WITH DRIVE CLIQ-INTERFACE Smooth shaft, tolerance N With holding brake PROTECTION CLASS IP64; | - | 0 | 0
1FK7081-2AF71-1QG0 |  | 1FK7081-2AF71-1QG0 | 1 | UN | 1 | 15 | C | D | N | N | 85015220 | 1 |  | 12.901 | KG | 1329.6 | 1329.6 | MC05 | MC05 | SIMOTICS S Synchronous motor 1FK7-CT PN=2.7kW; UDC=600V M0=12Nm (100K); NN=3000rpm; Naturally cooled FRAME SIZE IMB 5 (IM V1, IM V3) FLANGE 1 POWER CONNECTOR ROTATABLE ABSOLUTE ENCODER SINGLETURN 20 BIT WITH DRIVE-CLIQ INTERFACE (ENCODER AS20DQI) PLAIN SHAFT, TOLERANCE N; W/O HOLDING BRAKE PROTECTION CLASS IP64; | - | 0 | 0
1FK7081-2AF71-1QH0 |  | 1FK7081-2AF71-1QH0 | 1 | UN | 1 | 15 | C | D | N | N | 85015220 | 1 |  | 13.2 | KG | 1603.79 | 1603.79 | MC05 | MC05 | SIMOTICS S Synchronous motor 1FK7-CT PN=2.7kW; UDC=600V M0=12Nm (100K); NN=3000rpm; Naturally cooled FRAME SIZE IMB 5 (IM V1, IM V3) FLANGE 1 POWER CONNECTOR ROTATABLE ABSOLUTE ENCODER SINGLETURN 20 BIT WITH DRIVE-CLIQ INTERFACE (ENCODER AS20DQI) Smooth shaft, tolerance N With holding brake PROTECTION CLASS IP64; | - | 0 | 0
1FK7081-2AF71-1RB0-Z | N16X08 | 1FK7081-2AF71-1RB0-ZN16X08 | 1 | UN | 1 | 15 | C | D | N | N | 85015220 | 1 |  | 13.201 | KG | 2316.91 | 2316.91 | MC05 | MC05 | SIMOTICS S Synchronous motor 1FK7-CT PN=2.7kW; UDC=600V M0=12Nm (100K); NN=3000rpm; Naturally cooled FRAME SIZE IMB 5 (IM V1, IM V3) FLANGE 1 POWER CONNECTOR ROTATABLE ABSOLUTE ENCODER 20 BIT + 12 BIT MULTITURN WITH DRIVE-CLIQ INTERFACE (ENCODER AM20DQI) SHAFT WITH FITTED KEY, TOLERANCE N; WITH HOLDING BRAKE PROTECTION CLASS IP64; N16: EXECUTION FOR INCREASED CHEMICAL RESISTANCE X08: PAINT FINISH WHITE ALUMINIUM RAL9006 | - | 0 | 0
1FK7081-2AF71-1RG0 |  | 1FK7081-2AF71-1RG0 | 1 | UN | 1 | 15 | C | D | N | N | 85015220 | 1 |  | 12.901 | KG | 1578.97 | 1578.97 | MC05 | MC05 | SIMOTICS S Synchronous motor 1FK7-CT PN=2.7kW; UDC=600V M0=12Nm (100K); NN=3000rpm; Naturally cooled FRAME SIZE IMB 5 (IM V1, IM V3) FLANGE 1 POWER CONNECTOR ROTATABLE ABSOLUTE ENCODER 20 BIT + 12 BIT MULTITURN WITH DRIVE-CLIQ INTERFACE (ENCODER AM20DQI) PLAIN SHAFT, TOLERANCE N; W/O HOLDING BRAKE PROTECTION CLASS IP64; | - | 0 | 0
1FK7081-2AF71-1RH0 |  | 1FK7081-2AF71-1RH0 | 1 | UN | 1 | 15 | C | D | N | N | 85015220 | 1 |  | 13.2 | KG | 1853.16 | 1853.16 | MC05 | MC05 | SIMOTICS S Synchronous motor 1FK7-CT PN=2.7kW; UDC=600V M0=12Nm (100K); NN=3000rpm; Naturally cooled FRAME SIZE IMB 5 (IM V1, IM V3) FLANGE 1 POWER CONNECTOR ROTATABLE ABSOLUTE ENCODER 20 BIT + 12 BIT MULTITURN WITH DRIVE-CLIQ INTERFACE (ENCODER AM20DQI) Smooth shaft, tolerance N With holding brake PROTECTION CLASS IP64; | - | 0 | 0
1FK7081-2AF71-1SG0 |  | 1FK7081-2AF71-1SG0 | 1 | UN | 1 | 15 | C | D | N | N | 85015220 | 1 |  | 12.902 | KG | 1100.2 | 1100.2 | MC05 | MC05 | SIMOTICS S Synchronous motor 1FK7-CT PN=2.7kW; UDC=600V M0=12Nm (100K); NN=3000rpm; Naturally cooled FRAME SIZE IMB 5 (IM V1, IM V3) FLANGE 1, WITH KTY TEMPERATURESENSOR POWER CONNECTOR ROTATABLE RESOLVER MULTI-POLE (RESOLVER P=4); PLAIN SHAFT, TOLERANCE N; W/O HOLDING BRAKE PROTECTION CLASS IP64; | - | 0 | 0
1FK7081-2AF71-1SH0 |  | 1FK7081-2AF71-1SH0 | 1 | UN | 1 | 15 | C | D | N | N | 85015220 | 1 |  | 13.201 | KG | 1374.39 | 1374.39 | MC05 | MC05 | SIMOTICS S Synchronous motor 1FK7-CT PN=2.7kW; UDC=600V M0=12Nm (100K); NN=3000rpm; Naturally cooled FRAME SIZE IMB 5 (IM V1, IM V3) FLANGE 1, WITH KTY TEMPERATURESENSOR POWER CONNECTOR ROTATABLE RESOLVER MULTI-POLE (RESOLVER P=4); Smooth shaft, tolerance N With holding brake PROTECTION CLASS IP64; | - | 0 | 0
1FK7081-2AF71-1TG0 |  | 1FK7081-2AF71-1TG0 | 1 | UN | 1 | 15 | C | D | N | N | 85015220 | 1 |  | 12.902 | KG | 1100.2 | 1100.2 | MC05 | MC05 | SIMOTICS S Synchronous motor 1FK7-CT PN=2.7kW; UDC=600V M0=12Nm (100K); NN=3000rpm; Naturally cooled FRAME SIZE IMB 5 (IM V1, IM V3) FLANGE 1, WITH KTY TEMPERATURESENSOR POWER CONNECTOR ROTATABLE RESOLVER 2-POLE (RESOLVER P=1); PLAIN SHAFT, TOLERANCE N; W/O HOLDING BRAKE PROTECTION CLASS IP64; | - | 0 | 0
1FK7081-2AF71-1TH0 |  | 1FK7081-2AF71-1TH0 | 1 | UN | 1 | 15 | C | D | N | N | 85015220 | 1 |  | 13.201 | KG | 1374.39 | 1374.39 | MC05 | MC05 | SIMOTICS S Synchronous motor 1FK7-CT PN=2.7kW; UDC=600V M0=12Nm (100K); NN=3000rpm; Naturally cooled FRAME SIZE IMB 5 (IM V1, IM V3) FLANGE 1, WITH KTY TEMPERATURESENSOR POWER CONNECTOR ROTATABLE RESOLVER 2-POLE (RESOLVER P=1); Smooth shaft, tolerance N With holding brake PROTECTION CLASS IP64; | - | 0 | 0
1FK7081-2AF71-1UG0 |  | 1FK7081-2AF71-1UG0 | 1 | UN | 1 | 15 | C | D | N | N | 85015220 | 1 |  | 12.902 | KG | 1260.9 | 1260.9 | MC05 | MC05 | SIMOTICS S Synchronous motor 1FK7-CT PN=2.7kW; UDC=600V M0=12Nm (100K); NN=3000rpm; Naturally cooled FRAME SIZE IMB 5 (IM V1, IM V3) FLANGE 1 POWER CONNECTOR ROTATABLE RESOLVER MULTI-POLE WITH DRIVE-CLIQ INTERFACE; PLAIN SHAFT, TOLERANCE N; W/O HOLDING BRAKE PROTECTION CLASS IP64; | - | 0 | 0
1FK7081-2AF71-1UH0 |  | 1FK7081-2AF71-1UH0 | 1 | UN | 1 | 15 | C | D | N | N | 85015220 | 1 |  | 13.201 | KG | 1535.09 | 1535.09 | MC05 | MC05 | SIMOTICS S Synchronous motor 1FK7-CT PN=2.7kW; UDC=600V M0=12Nm (100K); NN=3000rpm; Naturally cooled FRAME SIZE IMB 5 (IM V1, IM V3) FLANGE 1 POWER CONNECTOR ROTATABLE RESOLVER MULTI-POLE WITH DRIVE-CLIQ INTERFACE; Smooth shaft, tolerance N With holding brake PROTECTION CLASS IP64; | - | 0 | 0
1FK7081-2AF74-1AA0 |  | 1FK7081-2AF74-1AA0 | 1 | UN | 1 | 15 | C | D | N | N | 85015220 | 1 |  | 12.901 | KG | 1548.33 | 1548.33 | MC05 | MC05 | SIMOTICS S Synchronous motor 1FK7-CT PN=2.7kW; UDC=600V M0=12Nm (100K); NN=3000rpm; Naturally cooled FRAME SIZE IMB 5 (IM V1, IM V3) FLANGE 1, WITH PT1000 TEMPERATURESENSOR POWER CONNECTOR ROTATABLE INCREMENTAL ENCODER SIN/COS 1VPP;2048 S/R W. C-AND D-SPUR (ENCODER IC2048S/R) SHAFT WITH FITTED KEY, TOLERANCE N; W/O HOLDING BRAKE PROTECTION CLASS IP64; | - | 0 | 0
1FK7081-2AF74-1AA1 |  | 1FK7081-2AF74-1AA1 | 1 | UN | 1 | 15 | C | D | N | N | 85015220 | 1 |  | 12.901 | KG | 1610.67 | 1610.67 | MC05 | MC05 | SIMOTICS S Synchronous motor 1FK7-CT PN=2.7kW; UDC=600V M0=12Nm (100K); NN=3000rpm; Naturally cooled FRAME SIZE IMB 5 (IM V1, IM V3) FLANGE 1, WITH PT1000 TEMPERATURESENSOR POWER CONNECTOR ROTATABLE INCREMENTAL ENCODER SIN/COS 1VPP;2048 S/R W. C-AND D-SPUR (ENCODER IC2048S/R) SHAFT WITH FITTED KEY, TOLERANCE N; W/O HOLDING BRAKE PROTECTION CLASS IP65, | - | 0 | 0
1FK7081-2AF74-1AA2 |  | 1FK7081-2AF74-1AA2 | 1 | UN | 1 | 15 | C | D | N | N | 85015220 | 1 |  | 12.901 | KG | 1610.67 | 1610.67 | MC05 | MC05 | SIMOTICS S Synchronous motor 1FK7-CT PN=2.7kW; UDC=600V M0=12Nm (100K); NN=3000rpm; Naturally cooled FRAME SIZE IMB 5 (IM V1, IM V3) FLANGE 1, WITH PT1000 TEMPERATURESENSOR POWER CONNECTOR ROTATABLE INCREMENTAL ENCODER SIN/COS 1VPP;2048 S/R W. C-AND D-SPUR (ENCODER IC2048S/R) SHAFT WITH FITTED KEY, TOLERANCE N; W/O HOLDING BRAKE PROTECTION CLASS IP65, FLANGE ON DRIVE END IP67; | - | 0 | 0
1FK7081-2AF74-1AB0 |  | 1FK7081-2AF74-1AB0 | 1 | UN | 1 | 15 | C | D | N | N | 85015220 | 1 |  | 13.2 | KG | 1822.53 | 1822.53 | MC05 | MC05 | SIMOTICS S Synchronous motor 1FK7-CT PN=2.7kW; UDC=600V M0=12Nm (100K); NN=3000rpm; Naturally cooled FRAME SIZE IMB 5 (IM V1, IM V3) FLANGE 1, WITH PT1000 TEMPERATURESENSOR POWER CONNECTOR ROTATABLE INCREMENTAL ENCODER SIN/COS 1VPP;2048 S/R W. C-AND D-SPUR (ENCODER IC2048S/R) SHAFT WITH FITTED KEY, TOLERANCE N; WITH HOLDING BRAKE PROTECTION CLASS IP64; | - | 0 | 0
1FK7081-2AF74-1AB1 |  | 1FK7081-2AF74-1AB1 | 1 | UN | 1 | 15 | C | D | N | N | 85015220 | 1 |  | 13.2 | KG | 1884.87 | 1884.87 | MC05 | MC05 | SIMOTICS S Synchronous motor 1FK7-CT PN=2.7kW; UDC=600V M0=12Nm (100K); NN=3000rpm; Naturally cooled FRAME SIZE IMB 5 (IM V1, IM V3) FLANGE 1, WITH PT1000 TEMPERATURESENSOR POWER CONNECTOR ROTATABLE INCREMENTAL ENCODER SIN/COS 1VPP;2048 S/R W. C-AND D-SPUR (ENCODER IC2048S/R) SHAFT WITH FITTED KEY, TOLERANCE N; WITH HOLDING BRAKE PROTECTION CLASS IP65, | - | 0 | 0
1FK7081-2AF74-1AB2 |  | 1FK7081-2AF74-1AB2 | 1 | UN | 1 | 15 | C | D | N | N | 85015220 | 1 |  | 13.2 | KG | 1884.87 | 1884.87 | MC05 | MC05 | SIMOTICS S Synchronous motor 1FK7-CT PN=2.7kW; UDC=600V M0=12Nm (100K); NN=3000rpm; Naturally cooled FRAME SIZE IMB 5 (IM V1, IM V3) FLANGE 1, WITH PT1000 TEMPERATURESENSOR POWER CONNECTOR ROTATABLE INCREMENTAL ENCODER SIN/COS 1VPP;2048 S/R W. C-AND D-SPUR (ENCODER IC2048S/R) SHAFT WITH FITTED KEY, TOLERANCE N; WITH HOLDING BRAKE PROTECTION CLASS IP65, FLANGE ON DRIVE END IP67; | - | 0 | 0
1FK7081-2AF74-1AG0 |  | 1FK7081-2AF74-1AG0 | 1 | UN | 1 | 15 | C | D | N | N | 85015220 | 1 |  | 12.901 | KG | 1490.84 | 1490.84 | MC05 | MC05 | SIMOTICS S Synchronous motor 1FK7-CT PN=2.7kW; UDC=600V M0=12Nm (100K); NN=3000rpm; Naturally cooled FRAME SIZE IMB 5 (IM V1, IM V3) FLANGE 1, WITH PT1000 TEMPERATURESENSOR POWER CONNECTOR ROTATABLE INCREMENTAL ENCODER SIN/COS 1VPP;2048 S/R W. C-AND D-SPUR (ENCODER IC2048S/R) PLAIN SHAFT, TOLERANCE N; W/O HOLDING BRAKE PROTECTION CLASS IP64; | - | 0 | 0
1FK7081-2AF74-1AG1 |  | 1FK7081-2AF74-1AG1 | 1 | UN | 1 | 15 | C | D | N | N | 85015220 | 1 |  | 12.901 | KG | 1553.18 | 1553.18 | MC05 | MC05 | SIMOTICS S Synchronous motor 1FK7-CT PN=2.7kW; UDC=600V M0=12Nm (100K); NN=3000rpm; Naturally cooled FRAME SIZE IMB 5 (IM V1, IM V3) FLANGE 1, WITH PT1000 TEMPERATURESENSOR POWER CONNECTOR ROTATABLE INCREMENTAL ENCODER SIN/COS 1VPP;2048 S/R W. C-AND D-SPUR (ENCODER IC2048S/R) PLAIN SHAFT, TOLERANCE N; W/O HOLDING BRAKE PROTECTION CLASS IP65, | - | 0 | 0
1FK7081-2AF74-1AG2 |  | 1FK7081-2AF74-1AG2 | 1 | UN | 1 | 15 | C | D | N | N | 85015220 | 1 |  | 12.901 | KG | 1553.18 | 1553.18 | MC05 | MC05 | SIMOTICS S Synchronous motor 1FK7-CT PN=2.7kW; UDC=600V M0=12Nm (100K); NN=3000rpm; Naturally cooled FRAME SIZE IMB 5 (IM V1, IM V3) FLANGE 1, WITH PT1000 TEMPERATURESENSOR POWER CONNECTOR ROTATABLE INCREMENTAL ENCODER SIN/COS 1VPP;2048 S/R W. C-AND D-SPUR (ENCODER IC2048S/R) PLAIN SHAFT, TOLERANCE N; W/O HOLDING BRAKE PROTECTION CLASS IP65, FLANGE ON DRIVE END IP67; | - | 0 | 0
1FK7081-2AF74-1AH0 |  | 1FK7081-2AF74-1AH0 | 1 | UN | 1 | 15 | C | D | N | N | 85015220 | 1 |  | 13.2 | KG | 1765.03 | 1765.03 | MC05 | MC05 | SIMOTICS S Synchronous motor 1FK7-CT PN=2.7kW; UDC=600V M0=12Nm (100K); NN=3000rpm; Naturally cooled FRAME SIZE IMB 5 (IM V1, IM V3) FLANGE 1, WITH PT1000 TEMPERATURESENSOR POWER CONNECTOR ROTATABLE INCREMENTAL ENCODER SIN/COS 1VPP;2048 S/R W. C-AND D-SPUR (ENCODER IC2048S/R) Smooth shaft, tolerance N With holding brake PROTECTION CLASS IP64; | - | 0 | 0
1FK7081-2AF74-1AH1 |  | 1FK7081-2AF74-1AH1 | 1 | UN | 1 | 15 | C | D | N | N | 85015220 | 1 |  | 13.2 | KG | 1827.37 | 1827.37 | MC05 | MC05 | SIMOTICS S Synchronous motor 1FK7-CT PN=2.7kW; UDC=600V M0=12Nm (100K); NN=3000rpm; Naturally cooled FRAME SIZE IMB 5 (IM V1, IM V3) FLANGE 1, WITH PT1000 TEMPERATURESENSOR POWER CONNECTOR ROTATABLE INCREMENTAL ENCODER SIN/COS 1VPP;2048 S/R W. C-AND D-SPUR (ENCODER IC2048S/R) Smooth shaft, tolerance N With holding brake PROTECTION CLASS IP65, | - | 0 | 0
1FK7081-2AF74-1AH2 |  | 1FK7081-2AF74-1AH2 | 1 | UN | 1 | 15 | C | D | N | N | 85015220 | 1 |  | 13.2 | KG | 1827.37 | 1827.37 | MC05 | MC05 | SIMOTICS S Synchronous motor 1FK7-CT PN=2.7kW; UDC=600V M0=12Nm (100K); NN=3000rpm; Naturally cooled FRAME SIZE IMB 5 (IM V1, IM V3) FLANGE 1, WITH PT1000 TEMPERATURESENSOR POWER CONNECTOR ROTATABLE INCREMENTAL ENCODER SIN/COS 1VPP;2048 S/R W. C-AND D-SPUR (ENCODER IC2048S/R) Smooth shaft, tolerance N With holding brake PROTECTION CLASS IP65, FLANGE ON DRIVE END IP67; | - | 0 | 0
1FK7081-2AF74-1EA0 |  | 1FK7081-2AF74-1EA0 | 1 | UN | 1 | 15 | C | D | N | N | 85015220 | 1 |  | 12.901 | KG | 1796.01 | 1796.01 | MC05 | MC05 | SIMOTICS S Synchronous motor 1FK7-CT PN=2.7kW; UDC=600V M0=12Nm (100K); NN=3000rpm; Naturally cooled FRAME SIZE IMB 5 (IM V1, IM V3) FLANGE 1, WITH PT1000 TEMPERATURESENSOR POWER CONNECTOR ROTATABLE ABSOLUTE ENCODERR 2048 S/R + 4096 UMDREHUNGEN MULTITURN, WITH ENDAT-SCHNITTSTELLE (ENCODER AM2048S/R) SHAFT WITH FITTED KEY, TOLERANCE N; W/O HOLDING BRAKE PROTECTION CLASS IP64; | - | 0 | 0
1FK7081-2AF74-1EA1 |  | 1FK7081-2AF74-1EA1 | 1 | UN | 1 | 15 | C | D | N | N | 85015220 | 1 |  | 12.901 | KG | 1858.35 | 1858.35 | MC05 | MC05 | SIMOTICS S Synchronous motor 1FK7-CT PN=2.7kW; UDC=600V M0=12Nm (100K); NN=3000rpm; Naturally cooled FRAME SIZE IMB 5 (IM V1, IM V3) FLANGE 1, WITH PT1000 TEMPERATURESENSOR POWER CONNECTOR ROTATABLE ABSOLUTE ENCODERR 2048 S/R + 4096 UMDREHUNGEN MULTITURN, WITH ENDAT-SCHNITTSTELLE (ENCODER AM2048S/R) SHAFT WITH FITTED KEY, TOLERANCE N; W/O HOLDING BRAKE PROTECTION CLASS IP65, | - | 0 | 0
1FK7081-2AF74-1EA2 |  | 1FK7081-2AF74-1EA2 | 1 | UN | 1 | 15 | C | D | N | N | 85015220 | 1 |  | 12.901 | KG | 1858.35 | 1858.35 | MC05 | MC05 | SIMOTICS S Synchronous motor 1FK7-CT PN=2.7kW; UDC=600V M0=12Nm (100K); NN=3000rpm; Naturally cooled FRAME SIZE IMB 5 (IM V1, IM V3) FLANGE 1, WITH PT1000 TEMPERATURESENSOR POWER CONNECTOR ROTATABLE ABSOLUTE ENCODERR 2048 S/R + 4096 UMDREHUNGEN MULTITURN, WITH ENDAT-SCHNITTSTELLE (ENCODER AM2048S/R) SHAFT WITH FITTED KEY, TOLERANCE N; W/O HOLDING BRAKE PROTECTION CLASS IP65, FLANGE ON DRIVE END IP67; | - | 0 | 0
1FK7081-2AF74-1EB0 |  | 1FK7081-2AF74-1EB0 | 1 | UN | 1 | 15 | C | D | N | N | 85015220 | 1 |  | 13.2 | KG | 2070.21 | 2070.21 | MC05 | MC05 | SIMOTICS S Synchronous motor 1FK7-CT PN=2.7kW; UDC=600V M0=12Nm (100K); NN=3000rpm; Naturally cooled FRAME SIZE IMB 5 (IM V1, IM V3) FLANGE 1, WITH PT1000 TEMPERATURESENSOR POWER CONNECTOR ROTATABLE ABSOLUTE ENCODERR 2048 S/R + 4096 UMDREHUNGEN MULTITURN, WITH ENDAT-SCHNITTSTELLE (ENCODER AM2048S/R) SHAFT WITH FITTED KEY, TOLERANCE N; WITH HOLDING BRAKE PROTECTION CLASS IP64; | - | 0 | 0
1FK7081-2AF74-1EB1 |  | 1FK7081-2AF74-1EB1 | 1 | UN | 1 | 15 | C | D | N | N | 85015220 | 1 |  | 13.2 | KG | 2132.55 | 2132.55 | MC05 | MC05 | SIMOTICS S Synchronous motor 1FK7-CT PN=2.7kW; UDC=600V M0=12Nm (100K); NN=3000rpm; Naturally cooled FRAME SIZE IMB 5 (IM V1, IM V3) FLANGE 1, WITH PT1000 TEMPERATURESENSOR POWER CONNECTOR ROTATABLE ABSOLUTE ENCODERR 2048 S/R + 4096 UMDREHUNGEN MULTITURN, WITH ENDAT-SCHNITTSTELLE (ENCODER AM2048S/R) SHAFT WITH FITTED KEY, TOLERANCE N; WITH HOLDING BRAKE PROTECTION CLASS IP65, | - | 0 | 0
1FK7081-2AF74-1EB2 |  | 1FK7081-2AF74-1EB2 | 1 | UN | 1 | 15 | C | D | N | N | 85015220 | 1 |  | 13.2 | KG | 2132.55 | 2132.55 | MC05 | MC05 | SIMOTICS S Synchronous motor 1FK7-CT PN=2.7kW; UDC=600V M0=12Nm (100K); NN=3000rpm; Naturally cooled FRAME SIZE IMB 5 (IM V1, IM V3) FLANGE 1, WITH PT1000 TEMPERATURESENSOR POWER CONNECTOR ROTATABLE ABSOLUTE ENCODERR 2048 S/R + 4096 UMDREHUNGEN MULTITURN, WITH ENDAT-SCHNITTSTELLE (ENCODER AM2048S/R) SHAFT WITH FITTED KEY, TOLERANCE N; WITH HOLDING BRAKE PROTECTION CLASS IP65, FLANGE ON DRIVE END IP67; | - | 0 | 0
1FK7081-2AF74-1EG0 |  | 1FK7081-2AF74-1EG0 | 1 | UN | 1 | 15 | C | D | N | N | 85015220 | 1 |  | 12.901 | KG | 1738.52 | 1738.52 | MC05 | MC05 | SIMOTICS S Synchronous motor 1FK7-CT PN=2.7kW; UDC=600V M0=12Nm (100K); NN=3000rpm; Naturally cooled FRAME SIZE IMB 5 (IM V1, IM V3) FLANGE 1, WITH PT1000 TEMPERATURESENSOR POWER CONNECTOR ROTATABLE ABSOLUTE ENCODERR 2048 S/R + 4096 UMDREHUNGEN MULTITURN, WITH ENDAT-SCHNITTSTELLE (ENCODER AM2048S/R) PLAIN SHAFT, TOLERANCE N; W/O HOLDING BRAKE PROTECTION CLASS IP64; | - | 0 | 0
1FK7081-2AF74-1EG1 |  | 1FK7081-2AF74-1EG1 | 1 | UN | 1 | 15 | C | D | N | N | 85015220 | 1 |  | 12.901 | KG | 1800.86 | 1800.86 | MC05 | MC05 | SIMOTICS S Synchronous motor 1FK7-CT PN=2.7kW; UDC=600V M0=12Nm (100K); NN=3000rpm; Naturally cooled FRAME SIZE IMB 5 (IM V1, IM V3) FLANGE 1, WITH PT1000 TEMPERATURESENSOR POWER CONNECTOR ROTATABLE ABSOLUTE ENCODERR 2048 S/R + 4096 UMDREHUNGEN MULTITURN, WITH ENDAT-SCHNITTSTELLE (ENCODER AM2048S/R) PLAIN SHAFT, TOLERANCE N; W/O HOLDING BRAKE PROTECTION CLASS IP65, | - | 0 | 0
1FK7081-2AF74-1EG2 |  | 1FK7081-2AF74-1EG2 | 1 | UN | 1 | 15 | C | D | N | N | 85015220 | 1 |  | 12.901 | KG | 1800.86 | 1800.86 | MC05 | MC05 | SIMOTICS S Synchronous motor 1FK7-CT PN=2.7kW; UDC=600V M0=12Nm (100K); NN=3000rpm; Naturally cooled FRAME SIZE IMB 5 (IM V1, IM V3) FLANGE 1, WITH PT1000 TEMPERATURESENSOR POWER CONNECTOR ROTATABLE ABSOLUTE ENCODERR 2048 S/R + 4096 UMDREHUNGEN MULTITURN, WITH ENDAT-SCHNITTSTELLE (ENCODER AM2048S/R) PLAIN SHAFT, TOLERANCE N; W/O HOLDING BRAKE PROTECTION CLASS IP65, FLANGE ON DRIVE END IP67; | - | 0 | 0
1FK7081-2AF74-1EH0 |  | 1FK7081-2AF74-1EH0 | 1 | UN | 1 | 15 | C | D | N | N | 85015220 | 1 |  | 13.2 | KG | 2012.71 | 2012.71 | MC05 | MC05 | SIMOTICS S Synchronous motor 1FK7-CT PN=2.7kW; UDC=600V M0=12Nm (100K); NN=3000rpm; Naturally cooled FRAME SIZE IMB 5 (IM V1, IM V3) FLANGE 1, WITH PT1000 TEMPERATURESENSOR POWER CONNECTOR ROTATABLE ABSOLUTE ENCODERR 2048 S/R + 4096 UMDREHUNGEN MULTITURN, WITH ENDAT-SCHNITTSTELLE (ENCODER AM2048S/R) Smooth shaft, tolerance N With holding brake PROTECTION CLASS IP64; | - | 0 | 0
1FK7081-2AF74-1EH1 |  | 1FK7081-2AF74-1EH1 | 1 | UN | 1 | 15 | C | D | N | N | 85015220 | 1 |  | 13.2 | KG | 2075.05 | 2075.05 | MC05 | MC05 | SIMOTICS S Synchronous motor 1FK7-CT PN=2.7kW; UDC=600V M0=12Nm (100K); NN=3000rpm; Naturally cooled FRAME SIZE IMB 5 (IM V1, IM V3) FLANGE 1, WITH PT1000 TEMPERATURESENSOR POWER CONNECTOR ROTATABLE ABSOLUTE ENCODERR 2048 S/R + 4096 UMDREHUNGEN MULTITURN, WITH ENDAT-SCHNITTSTELLE (ENCODER AM2048S/R) Smooth shaft, tolerance N With holding brake PROTECTION CLASS IP65, | - | 0 | 0
1FK7081-2AF74-1EH2 |  | 1FK7081-2AF74-1EH2 | 1 | UN | 1 | 15 | C | D | N | N | 85015220 | 1 |  | 13.2 | KG | 2075.05 | 2075.05 | MC05 | MC05 | SIMOTICS S Synchronous motor 1FK7-CT PN=2.7kW; UDC=600V M0=12Nm (100K); NN=3000rpm; Naturally cooled FRAME SIZE IMB 5 (IM V1, IM V3) FLANGE 1, WITH PT1000 TEMPERATURESENSOR POWER CONNECTOR ROTATABLE ABSOLUTE ENCODERR 2048 S/R + 4096 UMDREHUNGEN MULTITURN, WITH ENDAT-SCHNITTSTELLE (ENCODER AM2048S/R) Smooth shaft, tolerance N With holding brake PROTECTION CLASS IP65, FLANGE ON DRIVE END IP67; | - | 0 | 0
1FK7081-2AF74-1SA0 |  | 1FK7081-2AF74-1SA0 | 1 | UN | 1 | 15 | C | D | N | N | 85015220 | 1 |  | 12.902 | KG | 1157.69 | 1157.69 | MC05 | MC05 | SIMOTICS S Synchronous motor 1FK7-CT PN=2.7kW; UDC=600V M0=12Nm (100K); NN=3000rpm; Naturally cooled FRAME SIZE IMB 5 (IM V1, IM V3) FLANGE 1, WITH PT1000 TEMPERATURESENSOR POWER CONNECTOR ROTATABLE RESOLVER MULTI-POLE (RESOLVER P=4); SHAFT WITH FITTED KEY, TOLERANCE N; W/O HOLDING BRAKE PROTECTION CLASS IP64; | - | 0 | 0
1FK7081-2AF74-1SA1 |  | 1FK7081-2AF74-1SA1 | 1 | UN | 1 | 15 | C | D | N | N | 85015220 | 1 |  | 12.902 | KG | 1220.03 | 1220.03 | MC05 | MC05 | SIMOTICS S Synchronous motor 1FK7-CT PN=2.7kW; UDC=600V M0=12Nm (100K); NN=3000rpm; Naturally cooled FRAME SIZE IMB 5 (IM V1, IM V3) FLANGE 1, WITH PT1000 TEMPERATURESENSOR POWER CONNECTOR ROTATABLE RESOLVER MULTI-POLE (RESOLVER P=4); SHAFT WITH FITTED KEY, TOLERANCE N; W/O HOLDING BRAKE PROTECTION CLASS IP65, | - | 0 | 0
1FK7081-2AF74-1SA2 |  | 1FK7081-2AF74-1SA2 | 1 | UN | 1 | 15 | C | D | N | N | 85015220 | 1 |  | 12.902 | KG | 1220.03 | 1220.03 | MC05 | MC05 | SIMOTICS S Synchronous motor 1FK7-CT PN=2.7kW; UDC=600V M0=12Nm (100K); NN=3000rpm; Naturally cooled FRAME SIZE IMB 5 (IM V1, IM V3) FLANGE 1, WITH PT1000 TEMPERATURESENSOR POWER CONNECTOR ROTATABLE RESOLVER MULTI-POLE (RESOLVER P=4); SHAFT WITH FITTED KEY, TOLERANCE N; W/O HOLDING BRAKE PROTECTION CLASS IP65, FLANGE ON DRIVE END IP67; | - | 0 | 0
1FK7081-2AF74-1SB0 |  | 1FK7081-2AF74-1SB0 | 1 | UN | 1 | 15 | C | D | N | N | 85015220 | 1 |  | 13.201 | KG | 1431.89 | 1431.89 | MC05 | MC05 | SIMOTICS S Synchronous motor 1FK7-CT PN=2.7kW; UDC=600V M0=12Nm (100K); NN=3000rpm; Naturally cooled FRAME SIZE IMB 5 (IM V1, IM V3) FLANGE 1, WITH PT1000 TEMPERATURESENSOR POWER CONNECTOR ROTATABLE RESOLVER MULTI-POLE (RESOLVER P=4); SHAFT WITH FITTED KEY, TOLERANCE N; WITH HOLDING BRAKE PROTECTION CLASS IP64; | - | 0 | 0
1FK7081-2AF74-1SB1 |  | 1FK7081-2AF74-1SB1 | 1 | UN | 1 | 15 | C | D | N | N | 85015220 | 1 |  | 13.201 | KG | 1494.23 | 1494.23 | MC05 | MC05 | SIMOTICS S Synchronous motor 1FK7-CT PN=2.7kW; UDC=600V M0=12Nm (100K); NN=3000rpm; Naturally cooled FRAME SIZE IMB 5 (IM V1, IM V3) FLANGE 1, WITH PT1000 TEMPERATURESENSOR POWER CONNECTOR ROTATABLE RESOLVER MULTI-POLE (RESOLVER P=4); SHAFT WITH FITTED KEY, TOLERANCE N; WITH HOLDING BRAKE PROTECTION CLASS IP65, | - | 0 | 0
1FK7081-2AF74-1SB2 |  | 1FK7081-2AF74-1SB2 | 1 | UN | 1 | 15 | C | D | N | N | 85015220 | 1 |  | 13.201 | KG | 1494.23 | 1494.23 | MC05 | MC05 | SIMOTICS S Synchronous motor 1FK7-CT PN=2.7kW; UDC=600V M0=12Nm (100K); NN=3000rpm; Naturally cooled FRAME SIZE IMB 5 (IM V1, IM V3) FLANGE 1, WITH PT1000 TEMPERATURESENSOR POWER CONNECTOR ROTATABLE RESOLVER MULTI-POLE (RESOLVER P=4); SHAFT WITH FITTED KEY, TOLERANCE N; WITH HOLDING BRAKE PROTECTION CLASS IP65, FLANGE ON DRIVE END IP67; | - | 0 | 0
1FK7081-2AF74-1SG0 |  | 1FK7081-2AF74-1SG0 | 1 | UN | 1 | 15 | C | D | N | N | 85015220 | 1 |  | 12.902 | KG | 1100.2 | 1100.2 | MC05 | MC05 | SIMOTICS S Synchronous motor 1FK7-CT PN=2.7kW; UDC=600V M0=12Nm (100K); NN=3000rpm; Naturally cooled FRAME SIZE IMB 5 (IM V1, IM V3) FLANGE 1, WITH PT1000 TEMPERATURESENSOR POWER CONNECTOR ROTATABLE RESOLVER MULTI-POLE (RESOLVER P=4); PLAIN SHAFT, TOLERANCE N; W/O HOLDING BRAKE PROTECTION CLASS IP64; | - | 0 | 0
1FK7081-2AF74-1SG1 |  | 1FK7081-2AF74-1SG1 | 1 | UN | 1 | 15 | C | D | N | N | 85015220 | 1 |  | 12.902 | KG | 1162.54 | 1162.54 | MC05 | MC05 | SIMOTICS S Synchronous motor 1FK7-CT PN=2.7kW; UDC=600V M0=12Nm (100K); NN=3000rpm; Naturally cooled FRAME SIZE IMB 5 (IM V1, IM V3) FLANGE 1, WITH PT1000 TEMPERATURESENSOR POWER CONNECTOR ROTATABLE RESOLVER MULTI-POLE (RESOLVER P=4); PLAIN SHAFT, TOLERANCE N; W/O HOLDING BRAKE PROTECTION CLASS IP65, | - | 0 | 0
1FK7081-2AF74-1SG2 |  | 1FK7081-2AF74-1SG2 | 1 | UN | 1 | 15 | C | D | N | N | 85015220 | 1 |  | 12.902 | KG | 1162.54 | 1162.54 | MC05 | MC05 | SIMOTICS S Synchronous motor 1FK7-CT PN=2.7kW; UDC=600V M0=12Nm (100K); NN=3000rpm; Naturally cooled FRAME SIZE IMB 5 (IM V1, IM V3) FLANGE 1, WITH PT1000 TEMPERATURESENSOR POWER CONNECTOR ROTATABLE RESOLVER MULTI-POLE (RESOLVER P=4); PLAIN SHAFT, TOLERANCE N; W/O HOLDING BRAKE PROTECTION CLASS IP65, FLANGE ON DRIVE END IP67; | - | 0 | 0
1FK7081-2AF74-1SH0 |  | 1FK7081-2AF74-1SH0 | 1 | UN | 1 | 15 | C | D | N | N | 85015220 | 1 |  | 13.201 | KG | 1374.39 | 1374.39 | MC05 | MC05 | SIMOTICS S Synchronous motor 1FK7-CT PN=2.7kW; UDC=600V M0=12Nm (100K); NN=3000rpm; Naturally cooled FRAME SIZE IMB 5 (IM V1, IM V3) FLANGE 1, WITH PT1000 TEMPERATURESENSOR POWER CONNECTOR ROTATABLE RESOLVER MULTI-POLE (RESOLVER P=4); Smooth shaft, tolerance N With holding brake PROTECTION CLASS IP64; | - | 0 | 0
1FK7081-2AF74-1SH1 |  | 1FK7081-2AF74-1SH1 | 1 | UN | 1 | 15 | C | D | N | N | 85015220 | 1 |  | 13.201 | KG | 1436.73 | 1436.73 | MC05 | MC05 | SIMOTICS S Synchronous motor 1FK7-CT PN=2.7kW; UDC=600V M0=12Nm (100K); NN=3000rpm; Naturally cooled FRAME SIZE IMB 5 (IM V1, IM V3) FLANGE 1, WITH PT1000 TEMPERATURESENSOR POWER CONNECTOR ROTATABLE RESOLVER MULTI-POLE (RESOLVER P=4); Smooth shaft, tolerance N With holding brake PROTECTION CLASS IP65, | - | 0 | 0
1FK7081-2AF74-1SH2 |  | 1FK7081-2AF74-1SH2 | 1 | UN | 1 | 15 | C | D | N | N | 85015220 | 1 |  | 13.201 | KG | 1436.73 | 1436.73 | MC05 | MC05 | SIMOTICS S Synchronous motor 1FK7-CT PN=2.7kW; UDC=600V M0=12Nm (100K); NN=3000rpm; Naturally cooled FRAME SIZE IMB 5 (IM V1, IM V3) FLANGE 1, WITH PT1000 TEMPERATURESENSOR POWER CONNECTOR ROTATABLE RESOLVER MULTI-POLE (RESOLVER P=4); Smooth shaft, tolerance N With holding brake PROTECTION CLASS IP65, FLANGE ON DRIVE END IP67; | - | 0 | 0
1FK7081-2AF74-1TA0 |  | 1FK7081-2AF74-1TA0 | 1 | UN | 1 | 15 | C | D | N | N | 85015220 | 1 |  | 12.902 | KG | 1157.69 | 1157.69 | MC05 | MC05 | SIMOTICS S Synchronous motor 1FK7-CT PN=2.7kW; UDC=600V M0=12Nm (100K); NN=3000rpm; Naturally cooled FRAME SIZE IMB 5 (IM V1, IM V3) FLANGE 1, WITH PT1000 TEMPERATURESENSOR POWER CONNECTOR ROTATABLE RESOLVER 2-POLE (RESOLVER P=1); SHAFT WITH FITTED KEY, TOLERANCE N; W/O HOLDING BRAKE PROTECTION CLASS IP64; | - | 0 | 0
1FK7081-2AF74-1TA1 |  | 1FK7081-2AF74-1TA1 | 1 | UN | 1 | 15 | C | D | N | N | 85015220 | 1 |  | 12.902 | KG | 1220.03 | 1220.03 | MC05 | MC05 | SIMOTICS S Synchronous motor 1FK7-CT PN=2.7kW; UDC=600V M0=12Nm (100K); NN=3000rpm; Naturally cooled FRAME SIZE IMB 5 (IM V1, IM V3) FLANGE 1, WITH PT1000 TEMPERATURESENSOR POWER CONNECTOR ROTATABLE RESOLVER 2-POLE (RESOLVER P=1); SHAFT WITH FITTED KEY, TOLERANCE N; W/O HOLDING BRAKE PROTECTION CLASS IP65, | - | 0 | 0
1FK7081-2AF74-1TA2 |  | 1FK7081-2AF74-1TA2 | 1 | UN | 1 | 15 | C | D | N | N | 85015220 | 1 |  | 12.902 | KG | 1220.03 | 1220.03 | MC05 | MC05 | SIMOTICS S Synchronous motor 1FK7-CT PN=2.7kW; UDC=600V M0=12Nm (100K); NN=3000rpm; Naturally cooled FRAME SIZE IMB 5 (IM V1, IM V3) FLANGE 1, WITH PT1000 TEMPERATURESENSOR POWER CONNECTOR ROTATABLE RESOLVER 2-POLE (RESOLVER P=1); SHAFT WITH FITTED KEY, TOLERANCE N; W/O HOLDING BRAKE PROTECTION CLASS IP65, FLANGE ON DRIVE END IP67; | - | 0 | 0
1FK7081-2AF74-1TB0 |  | 1FK7081-2AF74-1TB0 | 1 | UN | 1 | 15 | C | D | N | N | 85015220 | 1 |  | 13.201 | KG | 1431.89 | 1431.89 | MC05 | MC05 | SIMOTICS S Synchronous motor 1FK7-CT PN=2.7kW; UDC=600V M0=12Nm (100K); NN=3000rpm; Naturally cooled FRAME SIZE IMB 5 (IM V1, IM V3) FLANGE 1, WITH PT1000 TEMPERATURESENSOR POWER CONNECTOR ROTATABLE RESOLVER 2-POLE (RESOLVER P=1); SHAFT WITH FITTED KEY, TOLERANCE N; WITH HOLDING BRAKE PROTECTION CLASS IP64; | - | 0 | 0
1FK7081-2AF74-1TB1 |  | 1FK7081-2AF74-1TB1 | 1 | UN | 1 | 15 | C | D | N | N | 85015220 | 1 |  | 13.201 | KG | 1494.23 | 1494.23 | MC05 | MC05 | SIMOTICS S Synchronous motor 1FK7-CT PN=2.7kW; UDC=600V M0=12Nm (100K); NN=3000rpm; Naturally cooled FRAME SIZE IMB 5 (IM V1, IM V3) FLANGE 1, WITH PT1000 TEMPERATURESENSOR POWER CONNECTOR ROTATABLE RESOLVER 2-POLE (RESOLVER P=1); SHAFT WITH FITTED KEY, TOLERANCE N; WITH HOLDING BRAKE PROTECTION CLASS IP65, | - | 0 | 0
1FK7081-2AF74-1TB2 |  | 1FK7081-2AF74-1TB2 | 1 | UN | 1 | 15 | C | D | N | N | 85015220 | 1 |  | 13.201 | KG | 1494.23 | 1494.23 | MC05 | MC05 | SIMOTICS S Synchronous motor 1FK7-CT PN=2.7kW; UDC=600V M0=12Nm (100K); NN=3000rpm; Naturally cooled FRAME SIZE IMB 5 (IM V1, IM V3) FLANGE 1, WITH PT1000 TEMPERATURESENSOR POWER CONNECTOR ROTATABLE RESOLVER 2-POLE (RESOLVER P=1); SHAFT WITH FITTED KEY, TOLERANCE N; WITH HOLDING BRAKE PROTECTION CLASS IP65, FLANGE ON DRIVE END IP67; | - | 0 | 0
1FK7081-2AF74-1TG0 |  | 1FK7081-2AF74-1TG0 | 1 | UN | 1 | 15 | C | D | N | N | 85015220 | 1 |  | 12.902 | KG | 1100.2 | 1100.2 | MC05 | MC05 | SIMOTICS S Synchronous motor 1FK7-CT PN=2.7kW; UDC=600V M0=12Nm (100K); NN=3000rpm; Naturally cooled FRAME SIZE IMB 5 (IM V1, IM V3) FLANGE 1, WITH PT1000 TEMPERATURESENSOR POWER CONNECTOR ROTATABLE RESOLVER 2-POLE (RESOLVER P=1); PLAIN SHAFT, TOLERANCE N; W/O HOLDING BRAKE PROTECTION CLASS IP64; | - | 0 | 0
1FK7081-2AF74-1TG1 |  | 1FK7081-2AF74-1TG1 | 1 | UN | 1 | 15 | C | D | N | N | 85015220 | 1 |  | 12.902 | KG | 1162.54 | 1162.54 | MC05 | MC05 | SIMOTICS S Synchronous motor 1FK7-CT PN=2.7kW; UDC=600V M0=12Nm (100K); NN=3000rpm; Naturally cooled FRAME SIZE IMB 5 (IM V1, IM V3) FLANGE 1, WITH PT1000 TEMPERATURESENSOR POWER CONNECTOR ROTATABLE RESOLVER 2-POLE (RESOLVER P=1); PLAIN SHAFT, TOLERANCE N; W/O HOLDING BRAKE PROTECTION CLASS IP65, | - | 0 | 0
1FK7081-2AF74-1TG2 |  | 1FK7081-2AF74-1TG2 | 1 | UN | 1 | 15 | C | D | N | N | 85015220 | 1 |  | 12.902 | KG | 1162.54 | 1162.54 | MC05 | MC05 | SIMOTICS S Synchronous motor 1FK7-CT PN=2.7kW; UDC=600V M0=12Nm (100K); NN=3000rpm; Naturally cooled FRAME SIZE IMB 5 (IM V1, IM V3) FLANGE 1, WITH PT1000 TEMPERATURESENSOR POWER CONNECTOR ROTATABLE RESOLVER 2-POLE (RESOLVER P=1); PLAIN SHAFT, TOLERANCE N; W/O HOLDING BRAKE PROTECTION CLASS IP65, FLANGE ON DRIVE END IP67; | - | 0 | 0
1FK7081-2AF74-1TH0 |  | 1FK7081-2AF74-1TH0 | 1 | UN | 1 | 15 | C | D | N | N | 85015220 | 1 |  | 13.201 | KG | 1374.39 | 1374.39 | MC05 | MC05 | SIMOTICS S Synchronous motor 1FK7-CT PN=2.7kW; UDC=600V M0=12Nm (100K); NN=3000rpm; Naturally cooled FRAME SIZE IMB 5 (IM V1, IM V3) FLANGE 1, WITH PT1000 TEMPERATURESENSOR POWER CONNECTOR ROTATABLE RESOLVER 2-POLE (RESOLVER P=1); Smooth shaft, tolerance N With holding brake PROTECTION CLASS IP64; | - | 0 | 0
1FK7081-2AF74-1TH1 |  | 1FK7081-2AF74-1TH1 | 1 | UN | 1 | 15 | C | D | N | N | 85015220 | 1 |  | 13.201 | KG | 1436.73 | 1436.73 | MC05 | MC05 | SIMOTICS S Synchronous motor 1FK7-CT PN=2.7kW; UDC=600V M0=12Nm (100K); NN=3000rpm; Naturally cooled FRAME SIZE IMB 5 (IM V1, IM V3) FLANGE 1, WITH PT1000 TEMPERATURESENSOR POWER CONNECTOR ROTATABLE RESOLVER 2-POLE (RESOLVER P=1); Smooth shaft, tolerance N With holding brake PROTECTION CLASS IP65, | - | 0 | 0
1FK7081-2AF74-1TH2 |  | 1FK7081-2AF74-1TH2 | 1 | UN | 1 | 15 | C | D | N | N | 85015220 | 1 |  | 13.201 | KG | 1436.73 | 1436.73 | MC05 | MC05 | SIMOTICS S Synchronous motor 1FK7-CT PN=2.7kW; UDC=600V M0=12Nm (100K); NN=3000rpm; Naturally cooled FRAME SIZE IMB 5 (IM V1, IM V3) FLANGE 1, WITH PT1000 TEMPERATURESENSOR POWER CONNECTOR ROTATABLE RESOLVER 2-POLE (RESOLVER P=1); Smooth shaft, tolerance N With holding brake PROTECTION CLASS IP65, FLANGE ON DRIVE END IP67; | - | 0 | 0
1FK7081-2AH71-1AG0 |  | 1FK7081-2AH71-1AG0 | 1 | UN | 1 | 15 | C | D | N | N | 85015220 | 1 |  | 12.901 | KG | 1490.84 | 1490.84 | MC05 | MC05 | SIMOTICS S Synchronous motor 1FK7-CT PN=1.8kW; UDC=600V M0=12Nm (100K); NN=4500rpm; Naturally cooled FRAME SIZE IMB 5 (IM V1, IM V3) FLANGE 1, WITH KTY TEMPERATURESENSOR POWER CONNECTOR ROTATABLE INCREMENTAL ENCODER SIN/COS 1VPP;2048 S/R W. C-AND D-SPUR (ENCODER IC2048S/R) PLAIN SHAFT, TOLERANCE N; W/O HOLDING BRAKE PROTECTION CLASS IP64; | - | 0 | 0
1FK7081-2AH71-1AH0 |  | 1FK7081-2AH71-1AH0 | 1 | UN | 1 | 15 | C | D | N | N | 85015220 | 1 |  | 13.2 | KG | 1765.03 | 1765.03 | MC05 | MC05 | SIMOTICS S Synchronous motor 1FK7-CT PN=1.8kW; UDC=600V M0=12Nm (100K); NN=4500rpm; Naturally cooled FRAME SIZE IMB 5 (IM V1, IM V3) FLANGE 1, WITH KTY TEMPERATURESENSOR POWER CONNECTOR ROTATABLE INCREMENTAL ENCODER SIN/COS 1VPP;2048 S/R W. C-AND D-SPUR (ENCODER IC2048S/R) Smooth shaft, tolerance N With holding brake PROTECTION CLASS IP64; | - | 0 | 0
1FK7081-2AH71-1DG0 |  | 1FK7081-2AH71-1DG0 | 1 | UN | 1 | 15 | C | D | N | N | 85015220 | 1 |  | 12.902 | KG | 1704.97 | 1704.97 | MC05 | MC05 | SIMOTICS S Synchronous motor 1FK7-CT PN=1.8kW; UDC=600V M0=12Nm (100K); NN=4500rpm; Naturally cooled FRAME SIZE IMB 5 (IM V1, IM V3) FLANGE 1 POWER CONNECTOR ROTATABLE INCREMENTAL ENCODER 22 BIT WITH DRIVE-CLIQ INTERFACE (ENCODER IC22DQ) PLAIN SHAFT, TOLERANCE N; W/O HOLDING BRAKE PROTECTION CLASS IP64; | - | 0 | 0
1FK7081-2AH71-1DH0 |  | 1FK7081-2AH71-1DH0 | 1 | UN | 1 | 15 | C | D | N | N | 85015220 | 1 |  | 13.201 | KG | 1979.16 | 1979.16 | MC05 | MC05 | SIMOTICS S Synchronous motor 1FK7-CT PN=1.8kW; UDC=600V M0=12Nm (100K); NN=4500rpm; Naturally cooled FRAME SIZE IMB 5 (IM V1, IM V3) FLANGE 1 POWER CONNECTOR ROTATABLE INCREMENTAL ENCODER 22 BIT WITH DRIVE-CLIQ INTERFACE (ENCODER IC22DQ) Smooth shaft, tolerance N With holding brake PROTECTION CLASS IP64; | - | 0 | 0
1FK7081-2AH71-1EG0 |  | 1FK7081-2AH71-1EG0 | 1 | UN | 1 | 15 | C | D | N | N | 85015220 | 1 |  | 12.901 | KG | 1738.52 | 1738.52 | MC05 | MC05 | SIMOTICS S Synchronous motor 1FK7-CT PN=1.8kW; UDC=600V M0=12Nm (100K); NN=4500rpm; Naturally cooled FRAME SIZE IMB 5 (IM V1, IM V3) FLANGE 1, WITH KTY TEMPERATURESENSOR POWER CONNECTOR ROTATABLE ABSOLUTE ENCODERR 2048 S/R + 4096 UMDREHUNGEN MULTITURN, WITH ENDAT-SCHNITTSTELLE (ENCODER AM2048S/R) PLAIN SHAFT, TOLERANCE N; W/O HOLDING BRAKE PROTECTION CLASS IP64; | - | 0 | 0
1FK7081-2AH71-1EH0 |  | 1FK7081-2AH71-1EH0 | 1 | UN | 1 | 15 | C | D | N | N | 85015220 | 1 |  | 13.2 | KG | 2012.71 | 2012.71 | MC05 | MC05 | SIMOTICS S Synchronous motor 1FK7-CT PN=1.8kW; UDC=600V M0=12Nm (100K); NN=4500rpm; Naturally cooled FRAME SIZE IMB 5 (IM V1, IM V3) FLANGE 1, WITH KTY TEMPERATURESENSOR POWER CONNECTOR ROTATABLE ABSOLUTE ENCODERR 2048 S/R + 4096 UMDREHUNGEN MULTITURN, WITH ENDAT-SCHNITTSTELLE (ENCODER AM2048S/R) Smooth shaft, tolerance N With holding brake PROTECTION CLASS IP64; | - | 0 | 0
1FK7081-2AH71-1PG0 |  | 1FK7081-2AH71-1PG0 | 1 | UN | 1 | 15 | C | D | N | N | 85015220 | 1 |  | 13.001 | KG | 1260.9 | 1260.9 | MC05 | MC05 | SIMOTICS S Synchronous motor 1FK7-CT PN=1.8kW; UDC=600V M0=12Nm (100K); NN=4500rpm; Naturally cooled FRAME SIZE IMB 5 (IM V1, IM V3) FLANGE 1 POWER CONNECTOR ROTATABLE RESOLVER 2-POLE, WITH DRIVE CLIQ-INTERFACE PLAIN SHAFT, TOLERANCE N; W/O HOLDING BRAKE PROTECTION CLASS IP64; | - | 0 | 0
1FK7081-2AH71-1PH0 |  | 1FK7081-2AH71-1PH0 | 1 | UN | 1 | 15 | C | D | N | N | 85015220 | 1 |  | 13.3 | KG | 1535.09 | 1535.09 | MC05 | MC05 | SIMOTICS S Synchronous motor 1FK7-CT PN=1.8kW; UDC=600V M0=12Nm (100K); NN=4500rpm; Naturally cooled FRAME SIZE IMB 5 (IM V1, IM V3) FLANGE 1 POWER CONNECTOR ROTATABLE RESOLVER 2-POLE, WITH DRIVE CLIQ-INTERFACE Smooth shaft, tolerance N With holding brake PROTECTION CLASS IP64; | - | 0 | 0
1FK7081-2AH71-1QG0 |  | 1FK7081-2AH71-1QG0 | 1 | UN | 1 | 15 | C | D | N | N | 85015220 | 1 |  | 12.901 | KG | 1329.6 | 1329.6 | MC05 | MC05 | SIMOTICS S Synchronous motor 1FK7-CT PN=1.8kW; UDC=600V M0=12Nm (100K); NN=4500rpm; Naturally cooled FRAME SIZE IMB 5 (IM V1, IM V3) FLANGE 1 POWER CONNECTOR ROTATABLE ABSOLUTE ENCODER SINGLETURN 20 BIT WITH DRIVE-CLIQ INTERFACE (ENCODER AS20DQI) PLAIN SHAFT, TOLERANCE N; W/O HOLDING BRAKE PROTECTION CLASS IP64; | - | 0 | 0
1FK7081-2AH71-1QH0 |  | 1FK7081-2AH71-1QH0 | 1 | UN | 1 | 15 | C | D | N | N | 85015220 | 1 |  | 13.2 | KG | 1603.79 | 1603.79 | MC05 | MC05 | SIMOTICS S Synchronous motor 1FK7-CT PN=1.8kW; UDC=600V M0=12Nm (100K); NN=4500rpm; Naturally cooled FRAME SIZE IMB 5 (IM V1, IM V3) FLANGE 1 POWER CONNECTOR ROTATABLE ABSOLUTE ENCODER SINGLETURN 20 BIT WITH DRIVE-CLIQ INTERFACE (ENCODER AS20DQI) Smooth shaft, tolerance N With holding brake PROTECTION CLASS IP64; | - | 0 | 0
1FK7081-2AH71-1RG0 |  | 1FK7081-2AH71-1RG0 | 1 | UN | 1 | 15 | C | D | N | N | 85015220 | 1 |  | 12.901 | KG | 1578.97 | 1578.97 | MC05 | MC05 | SIMOTICS S Synchronous motor 1FK7-CT PN=1.8kW; UDC=600V M0=12Nm (100K); NN=4500rpm; Naturally cooled FRAME SIZE IMB 5 (IM V1, IM V3) FLANGE 1 POWER CONNECTOR ROTATABLE ABSOLUTE ENCODER 20 BIT + 12 BIT MULTITURN WITH DRIVE-CLIQ INTERFACE (ENCODER AM20DQI) PLAIN SHAFT, TOLERANCE N; W/O HOLDING BRAKE PROTECTION CLASS IP64; | - | 0 | 0
1FK7081-2AH71-1RH0 |  | 1FK7081-2AH71-1RH0 | 1 | UN | 1 | 15 | C | D | N | N | 85015220 | 1 |  | 13.2 | KG | 1853.16 | 1853.16 | MC05 | MC05 | SIMOTICS S Synchronous motor 1FK7-CT PN=1.8kW; UDC=600V M0=12Nm (100K); NN=4500rpm; Naturally cooled FRAME SIZE IMB 5 (IM V1, IM V3) FLANGE 1 POWER CONNECTOR ROTATABLE ABSOLUTE ENCODER 20 BIT + 12 BIT MULTITURN WITH DRIVE-CLIQ INTERFACE (ENCODER AM20DQI) Smooth shaft, tolerance N With holding brake PROTECTION CLASS IP64; | - | 0 | 0
1FK7081-2AH71-1SG0 |  | 1FK7081-2AH71-1SG0 | 1 | UN | 1 | 15 | C | D | N | N | 85015220 | 1 |  | 12.902 | KG | 1100.2 | 1100.2 | MC05 | MC05 | SIMOTICS S Synchronous motor 1FK7-CT PN=1.8kW; UDC=600V M0=12Nm (100K); NN=4500rpm; Naturally cooled FRAME SIZE IMB 5 (IM V1, IM V3) FLANGE 1, WITH KTY TEMPERATURESENSOR POWER CONNECTOR ROTATABLE RESOLVER MULTI-POLE (RESOLVER P=4); PLAIN SHAFT, TOLERANCE N; W/O HOLDING BRAKE PROTECTION CLASS IP64; | - | 0 | 0
1FK7081-2AH71-1SH0 |  | 1FK7081-2AH71-1SH0 | 1 | UN | 1 | 15 | C | D | N | N | 85015220 | 1 |  | 13.201 | KG | 1374.39 | 1374.39 | MC05 | MC05 | SIMOTICS S Synchronous motor 1FK7-CT PN=1.8kW; UDC=600V M0=12Nm (100K); NN=4500rpm; Naturally cooled FRAME SIZE IMB 5 (IM V1, IM V3) FLANGE 1, WITH KTY TEMPERATURESENSOR POWER CONNECTOR ROTATABLE RESOLVER MULTI-POLE (RESOLVER P=4); Smooth shaft, tolerance N With holding brake PROTECTION CLASS IP64; | - | 0 | 0
1FK7081-2AH71-1TG0 |  | 1FK7081-2AH71-1TG0 | 1 | UN | 1 | 15 | C | D | N | N | 85015220 | 1 |  | 12.902 | KG | 1100.2 | 1100.2 | MC05 | MC05 | SIMOTICS S Synchronous motor 1FK7-CT PN=1.8kW; UDC=600V M0=12Nm (100K); NN=4500rpm; Naturally cooled FRAME SIZE IMB 5 (IM V1, IM V3) FLANGE 1, WITH KTY TEMPERATURESENSOR POWER CONNECTOR ROTATABLE RESOLVER 2-POLE (RESOLVER P=1); PLAIN SHAFT, TOLERANCE N; W/O HOLDING BRAKE PROTECTION CLASS IP64; | - | 0 | 0
1FK7081-2AH71-1TH0 |  | 1FK7081-2AH71-1TH0 | 1 | UN | 1 | 15 | C | D | N | N | 85015220 | 1 |  | 13.201 | KG | 1374.39 | 1374.39 | MC05 | MC05 | SIMOTICS S Synchronous motor 1FK7-CT PN=1.8kW; UDC=600V M0=12Nm (100K); NN=4500rpm; Naturally cooled FRAME SIZE IMB 5 (IM V1, IM V3) FLANGE 1, WITH KTY TEMPERATURESENSOR POWER CONNECTOR ROTATABLE RESOLVER 2-POLE (RESOLVER P=1); Smooth shaft, tolerance N With holding brake PROTECTION CLASS IP64; | - | 0 | 0
1FK7081-2AH71-1UG0 |  | 1FK7081-2AH71-1UG0 | 1 | UN | 1 | 15 | C | D | N | N | 85015220 | 1 |  | 12.902 | KG | 1260.9 | 1260.9 | MC05 | MC05 | SIMOTICS S Synchronous motor 1FK7-CT PN=1.8kW; UDC=600V M0=12Nm (100K); NN=4500rpm; Naturally cooled FRAME SIZE IMB 5 (IM V1, IM V3) FLANGE 1 POWER CONNECTOR ROTATABLE RESOLVER MULTI-POLE WITH DRIVE-CLIQ INTERFACE; PLAIN SHAFT, TOLERANCE N; W/O HOLDING BRAKE PROTECTION CLASS IP64; | - | 0 | 0
1FK7081-2AH71-1UH0 |  | 1FK7081-2AH71-1UH0 | 1 | UN | 1 | 15 | C | D | N | N | 85015220 | 1 |  | 13.201 | KG | 1535.09 | 1535.09 | MC05 | MC05 | SIMOTICS S Synchronous motor 1FK7-CT PN=1.8kW; UDC=600V M0=12Nm (100K); NN=4500rpm; Naturally cooled FRAME SIZE IMB 5 (IM V1, IM V3) FLANGE 1 POWER CONNECTOR ROTATABLE RESOLVER MULTI-POLE WITH DRIVE-CLIQ INTERFACE; Smooth shaft, tolerance N With holding brake PROTECTION CLASS IP64; | - | 0 | 0
1FK7081-2AH74-1AA0 |  | 1FK7081-2AH74-1AA0 | 1 | UN | 1 | 15 | C | D | N | N | 85015220 | 1 |  | 12.901 | KG | 1548.33 | 1548.33 | MC05 | MC05 | SIMOTICS S Synchronous motor 1FK7-CT PN=1.8kW; UDC=600V M0=12Nm (100K); NN=4500rpm; Naturally cooled FRAME SIZE IMB 5 (IM V1, IM V3) FLANGE 1, WITH PT1000 TEMPERATURESENSOR POWER CONNECTOR ROTATABLE INCREMENTAL ENCODER SIN/COS 1VPP;2048 S/R W. C-AND D-SPUR (ENCODER IC2048S/R) SHAFT WITH FITTED KEY, TOLERANCE N; W/O HOLDING BRAKE PROTECTION CLASS IP64; | - | 0 | 0
1FK7081-2AH74-1AA1 |  | 1FK7081-2AH74-1AA1 | 1 | UN | 1 | 15 | C | D | N | N | 85015220 | 1 |  | 12.901 | KG | 1610.67 | 1610.67 | MC05 | MC05 | SIMOTICS S Synchronous motor 1FK7-CT PN=1.8kW; UDC=600V M0=12Nm (100K); NN=4500rpm; Naturally cooled FRAME SIZE IMB 5 (IM V1, IM V3) FLANGE 1, WITH PT1000 TEMPERATURESENSOR POWER CONNECTOR ROTATABLE INCREMENTAL ENCODER SIN/COS 1VPP;2048 S/R W. C-AND D-SPUR (ENCODER IC2048S/R) SHAFT WITH FITTED KEY, TOLERANCE N; W/O HOLDING BRAKE PROTECTION CLASS IP65, | - | 0 | 0
1FK7081-2AH74-1AA2 |  | 1FK7081-2AH74-1AA2 | 1 | UN | 1 | 15 | C | D | N | N | 85015220 | 1 |  | 12.901 | KG | 1610.67 | 1610.67 | MC05 | MC05 | SIMOTICS S Synchronous motor 1FK7-CT PN=1.8kW; UDC=600V M0=12Nm (100K); NN=4500rpm; Naturally cooled FRAME SIZE IMB 5 (IM V1, IM V3) FLANGE 1, WITH PT1000 TEMPERATURESENSOR POWER CONNECTOR ROTATABLE INCREMENTAL ENCODER SIN/COS 1VPP;2048 S/R W. C-AND D-SPUR (ENCODER IC2048S/R) SHAFT WITH FITTED KEY, TOLERANCE N; W/O HOLDING BRAKE PROTECTION CLASS IP65, FLANGE ON DRIVE END IP67; | - | 0 | 0
1FK7081-2AH74-1AB0 |  | 1FK7081-2AH74-1AB0 | 1 | UN | 1 | 15 | C | D | N | N | 85015220 | 1 |  | 13.2 | KG | 1822.53 | 1822.53 | MC05 | MC05 | SIMOTICS S Synchronous motor 1FK7-CT PN=1.8kW; UDC=600V M0=12Nm (100K); NN=4500rpm; Naturally cooled FRAME SIZE IMB 5 (IM V1, IM V3) FLANGE 1, WITH PT1000 TEMPERATURESENSOR POWER CONNECTOR ROTATABLE INCREMENTAL ENCODER SIN/COS 1VPP;2048 S/R W. C-AND D-SPUR (ENCODER IC2048S/R) SHAFT WITH FITTED KEY, TOLERANCE N; WITH HOLDING BRAKE PROTECTION CLASS IP64; | - | 0 | 0
1FK7081-2AH74-1AB1 |  | 1FK7081-2AH74-1AB1 | 1 | UN | 1 | 15 | C | D | N | N | 85015220 | 1 |  | 13.2 | KG | 1884.87 | 1884.87 | MC05 | MC05 | SIMOTICS S Synchronous motor 1FK7-CT PN=1.8kW; UDC=600V M0=12Nm (100K); NN=4500rpm; Naturally cooled FRAME SIZE IMB 5 (IM V1, IM V3) FLANGE 1, WITH PT1000 TEMPERATURESENSOR POWER CONNECTOR ROTATABLE INCREMENTAL ENCODER SIN/COS 1VPP;2048 S/R W. C-AND D-SPUR (ENCODER IC2048S/R) SHAFT WITH FITTED KEY, TOLERANCE N; WITH HOLDING BRAKE PROTECTION CLASS IP65, | - | 0 | 0
1FK7081-2AH74-1AB2 |  | 1FK7081-2AH74-1AB2 | 1 | UN | 1 | 15 | C | D | N | N | 85015220 | 1 |  | 13.2 | KG | 1884.87 | 1884.87 | MC05 | MC05 | SIMOTICS S Synchronous motor 1FK7-CT PN=1.8kW; UDC=600V M0=12Nm (100K); NN=4500rpm; Naturally cooled FRAME SIZE IMB 5 (IM V1, IM V3) FLANGE 1, WITH PT1000 TEMPERATURESENSOR POWER CONNECTOR ROTATABLE INCREMENTAL ENCODER SIN/COS 1VPP;2048 S/R W. C-AND D-SPUR (ENCODER IC2048S/R) SHAFT WITH FITTED KEY, TOLERANCE N; WITH HOLDING BRAKE PROTECTION CLASS IP65, FLANGE ON DRIVE END IP67; | - | 0 | 0
1FK7081-2AH74-1AG0 |  | 1FK7081-2AH74-1AG0 | 1 | UN | 1 | 15 | C | D | N | N | 85015220 | 1 |  | 12.901 | KG | 1490.84 | 1490.84 | MC05 | MC05 | SIMOTICS S Synchronous motor 1FK7-CT PN=1.8kW; UDC=600V M0=12Nm (100K); NN=4500rpm; Naturally cooled FRAME SIZE IMB 5 (IM V1, IM V3) FLANGE 1, WITH PT1000 TEMPERATURESENSOR POWER CONNECTOR ROTATABLE INCREMENTAL ENCODER SIN/COS 1VPP;2048 S/R W. C-AND D-SPUR (ENCODER IC2048S/R) PLAIN SHAFT, TOLERANCE N; W/O HOLDING BRAKE PROTECTION CLASS IP64; | - | 0 | 0
1FK7081-2AH74-1AG1 |  | 1FK7081-2AH74-1AG1 | 1 | UN | 1 | 15 | C | D | N | N | 85015220 | 1 |  | 12.901 | KG | 1553.18 | 1553.18 | MC05 | MC05 | SIMOTICS S Synchronous motor 1FK7-CT PN=1.8kW; UDC=600V M0=12Nm (100K); NN=4500rpm; Naturally cooled FRAME SIZE IMB 5 (IM V1, IM V3) FLANGE 1, WITH PT1000 TEMPERATURESENSOR POWER CONNECTOR ROTATABLE INCREMENTAL ENCODER SIN/COS 1VPP;2048 S/R W. C-AND D-SPUR (ENCODER IC2048S/R) PLAIN SHAFT, TOLERANCE N; W/O HOLDING BRAKE PROTECTION CLASS IP65, | - | 0 | 0
1FK7081-2AH74-1AG2 |  | 1FK7081-2AH74-1AG2 | 1 | UN | 1 | 15 | C | D | N | N | 85015220 | 1 |  | 12.901 | KG | 1553.18 | 1553.18 | MC05 | MC05 | SIMOTICS S Synchronous motor 1FK7-CT PN=1.8kW; UDC=600V M0=12Nm (100K); NN=4500rpm; Naturally cooled FRAME SIZE IMB 5 (IM V1, IM V3) FLANGE 1, WITH PT1000 TEMPERATURESENSOR POWER CONNECTOR ROTATABLE INCREMENTAL ENCODER SIN/COS 1VPP;2048 S/R W. C-AND D-SPUR (ENCODER IC2048S/R) PLAIN SHAFT, TOLERANCE N; W/O HOLDING BRAKE PROTECTION CLASS IP65, FLANGE ON DRIVE END IP67; | - | 0 | 0
1FK7081-2AH74-1AH0 |  | 1FK7081-2AH74-1AH0 | 1 | UN | 1 | 15 | C | D | N | N | 85015220 | 1 |  | 13.2 | KG | 1765.03 | 1765.03 | MC05 | MC05 | SIMOTICS S Synchronous motor 1FK7-CT PN=1.8kW; UDC=600V M0=12Nm (100K); NN=4500rpm; Naturally cooled FRAME SIZE IMB 5 (IM V1, IM V3) FLANGE 1, WITH PT1000 TEMPERATURESENSOR POWER CONNECTOR ROTATABLE INCREMENTAL ENCODER SIN/COS 1VPP;2048 S/R W. C-AND D-SPUR (ENCODER IC2048S/R) Smooth shaft, tolerance N With holding brake PROTECTION CLASS IP64; | - | 0 | 0
1FK7081-2AH74-1AH1 |  | 1FK7081-2AH74-1AH1 | 1 | UN | 1 | 15 | C | D | N | N | 85015220 | 1 |  | 13.2 | KG | 1827.37 | 1827.37 | MC05 | MC05 | SIMOTICS S Synchronous motor 1FK7-CT PN=1.8kW; UDC=600V M0=12Nm (100K); NN=4500rpm; Naturally cooled FRAME SIZE IMB 5 (IM V1, IM V3) FLANGE 1, WITH PT1000 TEMPERATURESENSOR POWER CONNECTOR ROTATABLE INCREMENTAL ENCODER SIN/COS 1VPP;2048 S/R W. C-AND D-SPUR (ENCODER IC2048S/R) Smooth shaft, tolerance N With holding brake PROTECTION CLASS IP65, | - | 0 | 0
1FK7081-2AH74-1AH2 |  | 1FK7081-2AH74-1AH2 | 1 | UN | 1 | 15 | C | D | N | N | 85015220 | 1 |  | 13.2 | KG | 1827.37 | 1827.37 | MC05 | MC05 | SIMOTICS S Synchronous motor 1FK7-CT PN=1.8kW; UDC=600V M0=12Nm (100K); NN=4500rpm; Naturally cooled FRAME SIZE IMB 5 (IM V1, IM V3) FLANGE 1, WITH PT1000 TEMPERATURESENSOR POWER CONNECTOR ROTATABLE INCREMENTAL ENCODER SIN/COS 1VPP;2048 S/R W. C-AND D-SPUR (ENCODER IC2048S/R) Smooth shaft, tolerance N With holding brake PROTECTION CLASS IP65, FLANGE ON DRIVE END IP67; | - | 0 | 0
1FK7081-2AH74-1EA0 |  | 1FK7081-2AH74-1EA0 | 1 | UN | 1 | 15 | C | D | N | N | 85015220 | 1 |  | 12.901 | KG | 1796.01 | 1796.01 | MC05 | MC05 | SIMOTICS S Synchronous motor 1FK7-CT PN=1.8kW; UDC=600V M0=12Nm (100K); NN=4500rpm; Naturally cooled FRAME SIZE IMB 5 (IM V1, IM V3) FLANGE 1, WITH PT1000 TEMPERATURESENSOR POWER CONNECTOR ROTATABLE ABSOLUTE ENCODERR 2048 S/R + 4096 UMDREHUNGEN MULTITURN, WITH ENDAT-SCHNITTSTELLE (ENCODER AM2048S/R) SHAFT WITH FITTED KEY, TOLERANCE N; W/O HOLDING BRAKE PROTECTION CLASS IP64; | - | 0 | 0
1FK7081-2AH74-1EA1 |  | 1FK7081-2AH74-1EA1 | 1 | UN | 1 | 15 | C | D | N | N | 85015220 | 1 |  | 12.901 | KG | 1858.35 | 1858.35 | MC05 | MC05 | SIMOTICS S Synchronous motor 1FK7-CT PN=1.8kW; UDC=600V M0=12Nm (100K); NN=4500rpm; Naturally cooled FRAME SIZE IMB 5 (IM V1, IM V3) FLANGE 1, WITH PT1000 TEMPERATURESENSOR POWER CONNECTOR ROTATABLE ABSOLUTE ENCODERR 2048 S/R + 4096 UMDREHUNGEN MULTITURN, WITH ENDAT-SCHNITTSTELLE (ENCODER AM2048S/R) SHAFT WITH FITTED KEY, TOLERANCE N; W/O HOLDING BRAKE PROTECTION CLASS IP65, | - | 0 | 0
1FK7081-2AH74-1EA2 |  | 1FK7081-2AH74-1EA2 | 1 | UN | 1 | 15 | C | D | N | N | 85015220 | 1 |  | 12.901 | KG | 1858.35 | 1858.35 | MC05 | MC05 | SIMOTICS S Synchronous motor 1FK7-CT PN=1.8kW; UDC=600V M0=12Nm (100K); NN=4500rpm; Naturally cooled FRAME SIZE IMB 5 (IM V1, IM V3) FLANGE 1, WITH PT1000 TEMPERATURESENSOR POWER CONNECTOR ROTATABLE ABSOLUTE ENCODERR 2048 S/R + 4096 UMDREHUNGEN MULTITURN, WITH ENDAT-SCHNITTSTELLE (ENCODER AM2048S/R) SHAFT WITH FITTED KEY, TOLERANCE N; W/O HOLDING BRAKE PROTECTION CLASS IP65, FLANGE ON DRIVE END IP67; | - | 0 | 0
1FK7081-2AH74-1EB0 |  | 1FK7081-2AH74-1EB0 | 1 | UN | 1 | 15 | C | D | N | N | 85015220 | 1 |  | 13.2 | KG | 2070.21 | 2070.21 | MC05 | MC05 | SIMOTICS S Synchronous motor 1FK7-CT PN=1.8kW; UDC=600V M0=12Nm (100K); NN=4500rpm; Naturally cooled FRAME SIZE IMB 5 (IM V1, IM V3) FLANGE 1, WITH PT1000 TEMPERATURESENSOR POWER CONNECTOR ROTATABLE ABSOLUTE ENCODERR 2048 S/R + 4096 UMDREHUNGEN MULTITURN, WITH ENDAT-SCHNITTSTELLE (ENCODER AM2048S/R) SHAFT WITH FITTED KEY, TOLERANCE N; WITH HOLDING BRAKE PROTECTION CLASS IP64; | - | 0 | 0
1FK7081-2AH74-1EB1 |  | 1FK7081-2AH74-1EB1 | 1 | UN | 1 | 15 | C | D | N | N | 85015220 | 1 |  | 13.2 | KG | 2132.55 | 2132.55 | MC05 | MC05 | SIMOTICS S Synchronous motor 1FK7-CT PN=1.8kW; UDC=600V M0=12Nm (100K); NN=4500rpm; Naturally cooled FRAME SIZE IMB 5 (IM V1, IM V3) FLANGE 1, WITH PT1000 TEMPERATURESENSOR POWER CONNECTOR ROTATABLE ABSOLUTE ENCODERR 2048 S/R + 4096 UMDREHUNGEN MULTITURN, WITH ENDAT-SCHNITTSTELLE (ENCODER AM2048S/R) SHAFT WITH FITTED KEY, TOLERANCE N; WITH HOLDING BRAKE PROTECTION CLASS IP65, | - | 0 | 0
1FK7081-2AH74-1EB2 |  | 1FK7081-2AH74-1EB2 | 1 | UN | 1 | 15 | C | D | N | N | 85015220 | 1 |  | 13.2 | KG | 2132.55 | 2132.55 | MC05 | MC05 | SIMOTICS S Synchronous motor 1FK7-CT PN=1.8kW; UDC=600V M0=12Nm (100K); NN=4500rpm; Naturally cooled FRAME SIZE IMB 5 (IM V1, IM V3) FLANGE 1, WITH PT1000 TEMPERATURESENSOR POWER CONNECTOR ROTATABLE ABSOLUTE ENCODERR 2048 S/R + 4096 UMDREHUNGEN MULTITURN, WITH ENDAT-SCHNITTSTELLE (ENCODER AM2048S/R) SHAFT WITH FITTED KEY, TOLERANCE N; WITH HOLDING BRAKE PROTECTION CLASS IP65, FLANGE ON DRIVE END IP67; | - | 0 | 0
1FK7081-2AH74-1EG0 |  | 1FK7081-2AH74-1EG0 | 1 | UN | 1 | 15 | C | D | N | N | 85015220 | 1 |  | 12.901 | KG | 1738.52 | 1738.52 | MC05 | MC05 | SIMOTICS S Synchronous motor 1FK7-CT PN=1.8kW; UDC=600V M0=12Nm (100K); NN=4500rpm; Naturally cooled FRAME SIZE IMB 5 (IM V1, IM V3) FLANGE 1, WITH PT1000 TEMPERATURESENSOR POWER CONNECTOR ROTATABLE ABSOLUTE ENCODERR 2048 S/R + 4096 UMDREHUNGEN MULTITURN, WITH ENDAT-SCHNITTSTELLE (ENCODER AM2048S/R) PLAIN SHAFT, TOLERANCE N; W/O HOLDING BRAKE PROTECTION CLASS IP64; | - | 0 | 0
1FK7081-2AH74-1EG1 |  | 1FK7081-2AH74-1EG1 | 1 | UN | 1 | 15 | C | D | N | N | 85015220 | 1 |  | 12.901 | KG | 1800.86 | 1800.86 | MC05 | MC05 | SIMOTICS S Synchronous motor 1FK7-CT PN=1.8kW; UDC=600V M0=12Nm (100K); NN=4500rpm; Naturally cooled FRAME SIZE IMB 5 (IM V1, IM V3) FLANGE 1, WITH PT1000 TEMPERATURESENSOR POWER CONNECTOR ROTATABLE ABSOLUTE ENCODERR 2048 S/R + 4096 UMDREHUNGEN MULTITURN, WITH ENDAT-SCHNITTSTELLE (ENCODER AM2048S/R) PLAIN SHAFT, TOLERANCE N; W/O HOLDING BRAKE PROTECTION CLASS IP65, | - | 0 | 0
1FK7081-2AH74-1EG2 |  | 1FK7081-2AH74-1EG2 | 1 | UN | 1 | 15 | C | D | N | N | 85015220 | 1 |  | 12.901 | KG | 1800.86 | 1800.86 | MC05 | MC05 | SIMOTICS S Synchronous motor 1FK7-CT PN=1.8kW; UDC=600V M0=12Nm (100K); NN=4500rpm; Naturally cooled FRAME SIZE IMB 5 (IM V1, IM V3) FLANGE 1, WITH PT1000 TEMPERATURESENSOR POWER CONNECTOR ROTATABLE ABSOLUTE ENCODERR 2048 S/R + 4096 UMDREHUNGEN MULTITURN, WITH ENDAT-SCHNITTSTELLE (ENCODER AM2048S/R) PLAIN SHAFT, TOLERANCE N; W/O HOLDING BRAKE PROTECTION CLASS IP65, FLANGE ON DRIVE END IP67; | - | 0 | 0
1FK7081-2AH74-1EH0 |  | 1FK7081-2AH74-1EH0 | 1 | UN | 1 | 15 | C | D | N | N | 85015220 | 1 |  | 13.2 | KG | 2012.71 | 2012.71 | MC05 | MC05 | SIMOTICS S Synchronous motor 1FK7-CT PN=1.8kW; UDC=600V M0=12Nm (100K); NN=4500rpm; Naturally cooled FRAME SIZE IMB 5 (IM V1, IM V3) FLANGE 1, WITH PT1000 TEMPERATURESENSOR POWER CONNECTOR ROTATABLE ABSOLUTE ENCODERR 2048 S/R + 4096 UMDREHUNGEN MULTITURN, WITH ENDAT-SCHNITTSTELLE (ENCODER AM2048S/R) Smooth shaft, tolerance N With holding brake PROTECTION CLASS IP64; | - | 0 | 0
1FK7081-2AH74-1EH1 |  | 1FK7081-2AH74-1EH1 | 1 | UN | 1 | 15 | C | D | N | N | 85015220 | 1 |  | 13.2 | KG | 2075.05 | 2075.05 | MC05 | MC05 | SIMOTICS S Synchronous motor 1FK7-CT PN=1.8kW; UDC=600V M0=12Nm (100K); NN=4500rpm; Naturally cooled FRAME SIZE IMB 5 (IM V1, IM V3) FLANGE 1, WITH PT1000 TEMPERATURESENSOR POWER CONNECTOR ROTATABLE ABSOLUTE ENCODERR 2048 S/R + 4096 UMDREHUNGEN MULTITURN, WITH ENDAT-SCHNITTSTELLE (ENCODER AM2048S/R) Smooth shaft, tolerance N With holding brake PROTECTION CLASS IP65, | - | 0 | 0
1FK7081-2AH74-1EH2 |  | 1FK7081-2AH74-1EH2 | 1 | UN | 1 | 15 | C | D | N | N | 85015220 | 1 |  | 13.2 | KG | 2075.05 | 2075.05 | MC05 | MC05 | SIMOTICS S Synchronous motor 1FK7-CT PN=1.8kW; UDC=600V M0=12Nm (100K); NN=4500rpm; Naturally cooled FRAME SIZE IMB 5 (IM V1, IM V3) FLANGE 1, WITH PT1000 TEMPERATURESENSOR POWER CONNECTOR ROTATABLE ABSOLUTE ENCODERR 2048 S/R + 4096 UMDREHUNGEN MULTITURN, WITH ENDAT-SCHNITTSTELLE (ENCODER AM2048S/R) Smooth shaft, tolerance N With holding brake PROTECTION CLASS IP65, FLANGE ON DRIVE END IP67; | - | 0 | 0
1FK7081-2AH74-1SA0 |  | 1FK7081-2AH74-1SA0 | 1 | UN | 1 | 15 | C | D | N | N | 85015220 | 1 |  | 12.902 | KG | 1157.69 | 1157.69 | MC05 | MC05 | SIMOTICS S Synchronous motor 1FK7-CT PN=1.8kW; UDC=600V M0=12Nm (100K); NN=4500rpm; Naturally cooled FRAME SIZE IMB 5 (IM V1, IM V3) FLANGE 1, WITH PT1000 TEMPERATURESENSOR POWER CONNECTOR ROTATABLE RESOLVER MULTI-POLE (RESOLVER P=4); SHAFT WITH FITTED KEY, TOLERANCE N; W/O HOLDING BRAKE PROTECTION CLASS IP64; | - | 0 | 0
1FK7081-2AH74-1SA1 |  | 1FK7081-2AH74-1SA1 | 1 | UN | 1 | 15 | C | D | N | N | 85015220 | 1 |  | 12.902 | KG | 1220.03 | 1220.03 | MC05 | MC05 | SIMOTICS S Synchronous motor 1FK7-CT PN=1.8kW; UDC=600V M0=12Nm (100K); NN=4500rpm; Naturally cooled FRAME SIZE IMB 5 (IM V1, IM V3) FLANGE 1, WITH PT1000 TEMPERATURESENSOR POWER CONNECTOR ROTATABLE RESOLVER MULTI-POLE (RESOLVER P=4); SHAFT WITH FITTED KEY, TOLERANCE N; W/O HOLDING BRAKE PROTECTION CLASS IP65, | - | 0 | 0
1FK7081-2AH74-1SA2 |  | 1FK7081-2AH74-1SA2 | 1 | UN | 1 | 15 | C | D | N | N | 85015220 | 1 |  | 12.902 | KG | 1220.03 | 1220.03 | MC05 | MC05 | SIMOTICS S Synchronous motor 1FK7-CT PN=1.8kW; UDC=600V M0=12Nm (100K); NN=4500rpm; Naturally cooled FRAME SIZE IMB 5 (IM V1, IM V3) FLANGE 1, WITH PT1000 TEMPERATURESENSOR POWER CONNECTOR ROTATABLE RESOLVER MULTI-POLE (RESOLVER P=4); SHAFT WITH FITTED KEY, TOLERANCE N; W/O HOLDING BRAKE PROTECTION CLASS IP65, FLANGE ON DRIVE END IP67; | - | 0 | 0
1FK7081-2AH74-1SB0 |  | 1FK7081-2AH74-1SB0 | 1 | UN | 1 | 15 | C | D | N | N | 85015220 | 1 |  | 13.201 | KG | 1431.89 | 1431.89 | MC05 | MC05 | SIMOTICS S Synchronous motor 1FK7-CT PN=1.8kW; UDC=600V M0=12Nm (100K); NN=4500rpm; Naturally cooled FRAME SIZE IMB 5 (IM V1, IM V3) FLANGE 1, WITH PT1000 TEMPERATURESENSOR POWER CONNECTOR ROTATABLE RESOLVER MULTI-POLE (RESOLVER P=4); SHAFT WITH FITTED KEY, TOLERANCE N; WITH HOLDING BRAKE PROTECTION CLASS IP64; | - | 0 | 0
1FK7081-2AH74-1SB1 |  | 1FK7081-2AH74-1SB1 | 1 | UN | 1 | 15 | C | D | N | N | 85015220 | 1 |  | 13.201 | KG | 1494.23 | 1494.23 | MC05 | MC05 | SIMOTICS S Synchronous motor 1FK7-CT PN=1.8kW; UDC=600V M0=12Nm (100K); NN=4500rpm; Naturally cooled FRAME SIZE IMB 5 (IM V1, IM V3) FLANGE 1, WITH PT1000 TEMPERATURESENSOR POWER CONNECTOR ROTATABLE RESOLVER MULTI-POLE (RESOLVER P=4); SHAFT WITH FITTED KEY, TOLERANCE N; WITH HOLDING BRAKE PROTECTION CLASS IP65, | - | 0 | 0
1FK7081-2AH74-1SB2 |  | 1FK7081-2AH74-1SB2 | 1 | UN | 1 | 15 | C | D | N | N | 85015220 | 1 |  | 13.201 | KG | 1494.23 | 1494.23 | MC05 | MC05 | SIMOTICS S Synchronous motor 1FK7-CT PN=1.8kW; UDC=600V M0=12Nm (100K); NN=4500rpm; Naturally cooled FRAME SIZE IMB 5 (IM V1, IM V3) FLANGE 1, WITH PT1000 TEMPERATURESENSOR POWER CONNECTOR ROTATABLE RESOLVER MULTI-POLE (RESOLVER P=4); SHAFT WITH FITTED KEY, TOLERANCE N; WITH HOLDING BRAKE PROTECTION CLASS IP65, FLANGE ON DRIVE END IP67; | - | 0 | 0
1FK7081-2AH74-1SG0 |  | 1FK7081-2AH74-1SG0 | 1 | UN | 1 | 15 | C | D | N | N | 85015220 | 1 |  | 12.902 | KG | 1100.2 | 1100.2 | MC05 | MC05 | SIMOTICS S Synchronous motor 1FK7-CT PN=1.8kW; UDC=600V M0=12Nm (100K); NN=4500rpm; Naturally cooled FRAME SIZE IMB 5 (IM V1, IM V3) FLANGE 1, WITH PT1000 TEMPERATURESENSOR POWER CONNECTOR ROTATABLE RESOLVER MULTI-POLE (RESOLVER P=4); PLAIN SHAFT, TOLERANCE N; W/O HOLDING BRAKE PROTECTION CLASS IP64; | - | 0 | 0
1FK7081-2AH74-1SG1 |  | 1FK7081-2AH74-1SG1 | 1 | UN | 1 | 15 | C | D | N | N | 85015220 | 1 |  | 12.902 | KG | 1162.54 | 1162.54 | MC05 | MC05 | SIMOTICS S Synchronous motor 1FK7-CT PN=1.8kW; UDC=600V M0=12Nm (100K); NN=4500rpm; Naturally cooled FRAME SIZE IMB 5 (IM V1, IM V3) FLANGE 1, WITH PT1000 TEMPERATURESENSOR POWER CONNECTOR ROTATABLE RESOLVER MULTI-POLE (RESOLVER P=4); PLAIN SHAFT, TOLERANCE N; W/O HOLDING BRAKE PROTECTION CLASS IP65, | - | 0 | 0
1FK7081-2AH74-1SG2 |  | 1FK7081-2AH74-1SG2 | 1 | UN | 1 | 15 | C | D | N | N | 85015220 | 1 |  | 12.902 | KG | 1162.54 | 1162.54 | MC05 | MC05 | SIMOTICS S Synchronous motor 1FK7-CT PN=1.8kW; UDC=600V M0=12Nm (100K); NN=4500rpm; Naturally cooled FRAME SIZE IMB 5 (IM V1, IM V3) FLANGE 1, WITH PT1000 TEMPERATURESENSOR POWER CONNECTOR ROTATABLE RESOLVER MULTI-POLE (RESOLVER P=4); PLAIN SHAFT, TOLERANCE N; W/O HOLDING BRAKE PROTECTION CLASS IP65, FLANGE ON DRIVE END IP67; | - | 0 | 0
1FK7081-2AH74-1SH0 |  | 1FK7081-2AH74-1SH0 | 1 | UN | 1 | 15 | C | D | N | N | 85015220 | 1 |  | 13.201 | KG | 1374.39 | 1374.39 | MC05 | MC05 | SIMOTICS S Synchronous motor 1FK7-CT PN=1.8kW; UDC=600V M0=12Nm (100K); NN=4500rpm; Naturally cooled FRAME SIZE IMB 5 (IM V1, IM V3) FLANGE 1, WITH PT1000 TEMPERATURESENSOR POWER CONNECTOR ROTATABLE RESOLVER MULTI-POLE (RESOLVER P=4); Smooth shaft, tolerance N With holding brake PROTECTION CLASS IP64; | - | 0 | 0
1FK7081-2AH74-1SH1 |  | 1FK7081-2AH74-1SH1 | 1 | UN | 1 | 15 | C | D | N | N | 85015220 | 1 |  | 13.201 | KG | 1436.73 | 1436.73 | MC05 | MC05 | SIMOTICS S Synchronous motor 1FK7-CT PN=1.8kW; UDC=600V M0=12Nm (100K); NN=4500rpm; Naturally cooled FRAME SIZE IMB 5 (IM V1, IM V3) FLANGE 1, WITH PT1000 TEMPERATURESENSOR POWER CONNECTOR ROTATABLE RESOLVER MULTI-POLE (RESOLVER P=4); Smooth shaft, tolerance N With holding brake PROTECTION CLASS IP65, | - | 0 | 0
1FK7081-2AH74-1SH2 |  | 1FK7081-2AH74-1SH2 | 1 | UN | 1 | 15 | C | D | N | N | 85015220 | 1 |  | 13.201 | KG | 1436.73 | 1436.73 | MC05 | MC05 | SIMOTICS S Synchronous motor 1FK7-CT PN=1.8kW; UDC=600V M0=12Nm (100K); NN=4500rpm; Naturally cooled FRAME SIZE IMB 5 (IM V1, IM V3) FLANGE 1, WITH PT1000 TEMPERATURESENSOR POWER CONNECTOR ROTATABLE RESOLVER MULTI-POLE (RESOLVER P=4); Smooth shaft, tolerance N With holding brake PROTECTION CLASS IP65, FLANGE ON DRIVE END IP67; | - | 0 | 0
1FK7081-2AH74-1TA0 |  | 1FK7081-2AH74-1TA0 | 1 | UN | 1 | 15 | C | D | N | N | 85015220 | 1 |  | 12.902 | KG | 1157.69 | 1157.69 | MC05 | MC05 | SIMOTICS S Synchronous motor 1FK7-CT PN=1.8kW; UDC=600V M0=12Nm (100K); NN=4500rpm; Naturally cooled FRAME SIZE IMB 5 (IM V1, IM V3) FLANGE 1, WITH PT1000 TEMPERATURESENSOR POWER CONNECTOR ROTATABLE RESOLVER 2-POLE (RESOLVER P=1); SHAFT WITH FITTED KEY, TOLERANCE N; W/O HOLDING BRAKE PROTECTION CLASS IP64; | - | 0 | 0
1FK7081-2AH74-1TA1 |  | 1FK7081-2AH74-1TA1 | 1 | UN | 1 | 15 | C | D | N | N | 85015220 | 1 |  | 12.902 | KG | 1220.03 | 1220.03 | MC05 | MC05 | SIMOTICS S Synchronous motor 1FK7-CT PN=1.8kW; UDC=600V M0=12Nm (100K); NN=4500rpm; Naturally cooled FRAME SIZE IMB 5 (IM V1, IM V3) FLANGE 1, WITH PT1000 TEMPERATURESENSOR POWER CONNECTOR ROTATABLE RESOLVER 2-POLE (RESOLVER P=1); SHAFT WITH FITTED KEY, TOLERANCE N; W/O HOLDING BRAKE PROTECTION CLASS IP65, | - | 0 | 0
1FK7081-2AH74-1TA2 |  | 1FK7081-2AH74-1TA2 | 1 | UN | 1 | 15 | C | D | N | N | 85015220 | 1 |  | 12.902 | KG | 1220.03 | 1220.03 | MC05 | MC05 | SIMOTICS S Synchronous motor 1FK7-CT PN=1.8kW; UDC=600V M0=12Nm (100K); NN=4500rpm; Naturally cooled FRAME SIZE IMB 5 (IM V1, IM V3) FLANGE 1, WITH PT1000 TEMPERATURESENSOR POWER CONNECTOR ROTATABLE RESOLVER 2-POLE (RESOLVER P=1); SHAFT WITH FITTED KEY, TOLERANCE N; W/O HOLDING BRAKE PROTECTION CLASS IP65, FLANGE ON DRIVE END IP67; | - | 0 | 0
1FK7081-2AH74-1TB0 |  | 1FK7081-2AH74-1TB0 | 1 | UN | 1 | 15 | C | D | N | N | 85015220 | 1 |  | 13.201 | KG | 1431.89 | 1431.89 | MC05 | MC05 | SIMOTICS S Synchronous motor 1FK7-CT PN=1.8kW; UDC=600V M0=12Nm (100K); NN=4500rpm; Naturally cooled FRAME SIZE IMB 5 (IM V1, IM V3) FLANGE 1, WITH PT1000 TEMPERATURESENSOR POWER CONNECTOR ROTATABLE RESOLVER 2-POLE (RESOLVER P=1); SHAFT WITH FITTED KEY, TOLERANCE N; WITH HOLDING BRAKE PROTECTION CLASS IP64; | - | 0 | 0
1FK7081-2AH74-1TB1 |  | 1FK7081-2AH74-1TB1 | 1 | UN | 1 | 15 | C | D | N | N | 85015220 | 1 |  | 13.201 | KG | 1494.23 | 1494.23 | MC05 | MC05 | SIMOTICS S Synchronous motor 1FK7-CT PN=1.8kW; UDC=600V M0=12Nm (100K); NN=4500rpm; Naturally cooled FRAME SIZE IMB 5 (IM V1, IM V3) FLANGE 1, WITH PT1000 TEMPERATURESENSOR POWER CONNECTOR ROTATABLE RESOLVER 2-POLE (RESOLVER P=1); SHAFT WITH FITTED KEY, TOLERANCE N; WITH HOLDING BRAKE PROTECTION CLASS IP65, | - | 0 | 0
1FK7081-2AH74-1TB2 |  | 1FK7081-2AH74-1TB2 | 1 | UN | 1 | 15 | C | D | N | N | 85015220 | 1 |  | 13.201 | KG | 1494.23 | 1494.23 | MC05 | MC05 | SIMOTICS S Synchronous motor 1FK7-CT PN=1.8kW; UDC=600V M0=12Nm (100K); NN=4500rpm; Naturally cooled FRAME SIZE IMB 5 (IM V1, IM V3) FLANGE 1, WITH PT1000 TEMPERATURESENSOR POWER CONNECTOR ROTATABLE RESOLVER 2-POLE (RESOLVER P=1); SHAFT WITH FITTED KEY, TOLERANCE N; WITH HOLDING BRAKE PROTECTION CLASS IP65, FLANGE ON DRIVE END IP67; | - | 0 | 0
1FK7081-2AH74-1TG0 |  | 1FK7081-2AH74-1TG0 | 1 | UN | 1 | 15 | C | D | N | N | 85015220 | 1 |  | 12.902 | KG | 1100.2 | 1100.2 | MC05 | MC05 | SIMOTICS S Synchronous motor 1FK7-CT PN=1.8kW; UDC=600V M0=12Nm (100K); NN=4500rpm; Naturally cooled FRAME SIZE IMB 5 (IM V1, IM V3) FLANGE 1, WITH PT1000 TEMPERATURESENSOR POWER CONNECTOR ROTATABLE RESOLVER 2-POLE (RESOLVER P=1); PLAIN SHAFT, TOLERANCE N; W/O HOLDING BRAKE PROTECTION CLASS IP64; | - | 0 | 0
1FK7081-2AH74-1TG1 |  | 1FK7081-2AH74-1TG1 | 1 | UN | 1 | 15 | C | D | N | N | 85015220 | 1 |  | 12.902 | KG | 1162.54 | 1162.54 | MC05 | MC05 | SIMOTICS S Synchronous motor 1FK7-CT PN=1.8kW; UDC=600V M0=12Nm (100K); NN=4500rpm; Naturally cooled FRAME SIZE IMB 5 (IM V1, IM V3) FLANGE 1, WITH PT1000 TEMPERATURESENSOR POWER CONNECTOR ROTATABLE RESOLVER 2-POLE (RESOLVER P=1); PLAIN SHAFT, TOLERANCE N; W/O HOLDING BRAKE PROTECTION CLASS IP65, | - | 0 | 0
1FK7081-2AH74-1TG2 |  | 1FK7081-2AH74-1TG2 | 1 | UN | 1 | 15 | C | D | N | N | 85015220 | 1 |  | 12.902 | KG | 1162.54 | 1162.54 | MC05 | MC05 | SIMOTICS S Synchronous motor 1FK7-CT PN=1.8kW; UDC=600V M0=12Nm (100K); NN=4500rpm; Naturally cooled FRAME SIZE IMB 5 (IM V1, IM V3) FLANGE 1, WITH PT1000 TEMPERATURESENSOR POWER CONNECTOR ROTATABLE RESOLVER 2-POLE (RESOLVER P=1); PLAIN SHAFT, TOLERANCE N; W/O HOLDING BRAKE PROTECTION CLASS IP65, FLANGE ON DRIVE END IP67; | - | 0 | 0
1FK7081-2AH74-1TH0 |  | 1FK7081-2AH74-1TH0 | 1 | UN | 1 | 15 | C | D | N | N | 85015220 | 1 |  | 13.201 | KG | 1374.39 | 1374.39 | MC05 | MC05 | SIMOTICS S Synchronous motor 1FK7-CT PN=1.8kW; UDC=600V M0=12Nm (100K); NN=4500rpm; Naturally cooled FRAME SIZE IMB 5 (IM V1, IM V3) FLANGE 1, WITH PT1000 TEMPERATURESENSOR POWER CONNECTOR ROTATABLE RESOLVER 2-POLE (RESOLVER P=1); Smooth shaft, tolerance N With holding brake PROTECTION CLASS IP64; | - | 0 | 0
1FK7081-2AH74-1TH1 |  | 1FK7081-2AH74-1TH1 | 1 | UN | 1 | 15 | C | D | N | N | 85015220 | 1 |  | 13.201 | KG | 1436.73 | 1436.73 | MC05 | MC05 | SIMOTICS S Synchronous motor 1FK7-CT PN=1.8kW; UDC=600V M0=12Nm (100K); NN=4500rpm; Naturally cooled FRAME SIZE IMB 5 (IM V1, IM V3) FLANGE 1, WITH PT1000 TEMPERATURESENSOR POWER CONNECTOR ROTATABLE RESOLVER 2-POLE (RESOLVER P=1); Smooth shaft, tolerance N With holding brake PROTECTION CLASS IP65, | - | 0 | 0
1FK7081-2AH74-1TH2 |  | 1FK7081-2AH74-1TH2 | 1 | UN | 1 | 15 | C | D | N | N | 85015220 | 1 |  | 13.201 | KG | 1436.73 | 1436.73 | MC05 | MC05 | SIMOTICS S Synchronous motor 1FK7-CT PN=1.8kW; UDC=600V M0=12Nm (100K); NN=4500rpm; Naturally cooled FRAME SIZE IMB 5 (IM V1, IM V3) FLANGE 1, WITH PT1000 TEMPERATURESENSOR POWER CONNECTOR ROTATABLE RESOLVER 2-POLE (RESOLVER P=1); Smooth shaft, tolerance N With holding brake PROTECTION CLASS IP65, FLANGE ON DRIVE END IP67; | - | 0 | 0
1FK7081-3BF71-1CA0-Z | X01 | 1FK7081-3BF71-1CA0-ZX01 | 1 | UN | 1 | 15 | C | D | N | N | 85015220 | 1 |  | 15.202 | KG | 2017.53 | 2017.53 | MC05 | MC05 | SIMOTICS S synchronous motor 1FK7-HI PN=2.7kW; UDC=600V M0=12Nm (100K); NN=3000rpm; naturally cooled design IMB 5 (IM V1, IM V3) Flange 1 Power connector rotatable Absolute encoder 24-bit + 12-bit multiturn with DRIVE-CLiQ interface (encoder AM24DQI) shaft with feather key, tolerance N without holding brake, degree of protection IP64 X01: PAINT FINISH DULL BLACK RAL9005 | - | 0 | 0
1FK7081-3BF71-1RA1-Z | N05 | 1FK7081-3BF71-1RA1-ZN05 | 1 | UN | 1 | 15 | C | D | N | N | 85015220 | 1 |  | 15.202 | KG | 1902.23 | 1902.23 | MC05 | MC05 | SIMOTICS S synchronous motor 1FK7-HI PN=2.7kW; UDC=600V M0=12Nm (100K); NN=3000rpm; naturally cooled design IMB 5 (IM V1, IM V3) Flange 1 Power connector rotatable Absolute encoder 20-bit + 12-bit multiturn with DRIVE-CLiQ interface (encoder AM20DQI) shaft with feather key, tolerance N without holding brake, degree of protection IP65 N05: Compatibility of the shaft extension dimensions with 1FT507X (Configuration information to be considered, see notification number 14361688) | - | 0 | 0
1FK7081-3BF71-1RH1-Z | Y84 | 1FK7081-3BF71-1RH1-ZY84 | 1 | UN | 1 | 15 | C | D | N | N | 85015220 | 1 |  | 15.5 | KG | 1915.5 | 1915.5 | MC05 | MC05 | SIMOTICS S synchronous motor 1FK7-HI PN=2.7kW; UDC=600V M0=12Nm (100K); NN=3000rpm; naturally cooled design IMB 5 (IM V1, IM V3) Flange 1 Power connector rotatable Absolute encoder 20-bit + 12-bit multiturn with DRIVE-CLiQ interface (encoder AM20DQI) Smooth shaft, tolerance N with holding brake, degree of protection IP65 Y84: Customer specifications on the rating plate Ordering notes see Notification number 22370783 | - | 0 | 0
1FK7081-3BF74-1AA0 |  | 1FK7081-3BF74-1AA0 | 1 | UN | 1 | 15 | C | D | N | N | 85015220 | 1 |  | 15.201 | KG | 1548.33 | 1548.33 | MC05 | MC05 | SIMOTICS S Synchronous motor 1FK7-HI PN=2.7kW; UDC=600V M0=12Nm (100K); NN=3000rpm; Naturally cooled FRAME SIZE IMB 5 (IM V1, IM V3) FLANGE 1, WITH PT1000 TEMPERATURESENSOR POWER CONNECTOR ROTATABLE INCREMENTAL ENCODER SIN/COS 1VP 2048 S/R WITH C- AND D-SPUR (ENCODER IC2048S/R) SHAFT WITH FITTED KEY, TOLERANCE N; W/O HOLDING BRAKE PROTECTION CLASS IP64; | - | 0 | 0
1FK7081-3BF74-1AA1 |  | 1FK7081-3BF74-1AA1 | 1 | UN | 1 | 15 | C | D | N | N | 85015220 | 1 |  | 15.201 | KG | 1610.67 | 1610.67 | MC05 | MC05 | SIMOTICS S Synchronous motor 1FK7-HI PN=2.7kW; UDC=600V M0=12Nm (100K); NN=3000rpm; Naturally cooled FRAME SIZE IMB 5 (IM V1, IM V3) FLANGE 1, WITH PT1000 TEMPERATURESENSOR POWER CONNECTOR ROTATABLE INCREMENTAL ENCODER SIN/COS 1VP 2048 S/R WITH C- AND D-SPUR (ENCODER IC2048S/R) SHAFT WITH FITTED KEY, TOLERANCE N; W/O HOLDING BRAKE PROTECTION CLASS IP65, | - | 0 | 0
1FK7081-3BF74-1AA2 |  | 1FK7081-3BF74-1AA2 | 1 | UN | 1 | 15 | C | D | N | N | 85015220 | 1 |  | 15.201 | KG | 1610.67 | 1610.67 | MC05 | MC05 | SIMOTICS S Synchronous motor 1FK7-HI PN=2.7kW; UDC=600V M0=12Nm (100K); NN=3000rpm; Naturally cooled FRAME SIZE IMB 5 (IM V1, IM V3) FLANGE 1, WITH PT1000 TEMPERATURESENSOR POWER CONNECTOR ROTATABLE INCREMENTAL ENCODER SIN/COS 1VP 2048 S/R WITH C- AND D-SPUR (ENCODER IC2048S/R) SHAFT WITH FITTED KEY, TOLERANCE N; W/O HOLDING BRAKE PROTECTION CLASS IP65, FLANGE ON DRIVE END IP67; | - | 0 | 0
1FK7081-3BF74-1AB0 |  | 1FK7081-3BF74-1AB0 | 1 | UN | 1 | 15 | C | D | N | N | 85015220 | 1 |  | 15.5 | KG | 1822.53 | 1822.53 | MC05 | MC05 | SIMOTICS S Synchronous motor 1FK7-HI PN=2.7kW; UDC=600V M0=12Nm (100K); NN=3000rpm; Naturally cooled FRAME SIZE IMB 5 (IM V1, IM V3) FLANGE 1, WITH PT1000 TEMPERATURESENSOR POWER CONNECTOR ROTATABLE INCREMENTAL ENCODER SIN/COS 1VP 2048 S/R WITH C- AND D-SPUR (ENCODER IC2048S/R) SHAFT WITH FITTED KEY, TOLERANCE N; WITH HOLDING BRAKE PROTECTION CLASS IP64; | - | 0 | 0
1FK7081-3BF74-1AB1 |  | 1FK7081-3BF74-1AB1 | 1 | UN | 1 | 15 | C | D | N | N | 85015220 | 1 |  | 15.5 | KG | 1884.87 | 1884.87 | MC05 | MC05 | SIMOTICS S Synchronous motor 1FK7-HI PN=2.7kW; UDC=600V M0=12Nm (100K); NN=3000rpm; Naturally cooled FRAME SIZE IMB 5 (IM V1, IM V3) FLANGE 1, WITH PT1000 TEMPERATURESENSOR POWER CONNECTOR ROTATABLE INCREMENTAL ENCODER SIN/COS 1VP 2048 S/R WITH C- AND D-SPUR (ENCODER IC2048S/R) SHAFT WITH FITTED KEY, TOLERANCE N; WITH HOLDING BRAKE PROTECTION CLASS IP65, | - | 0 | 0
1FK7081-3BF74-1AB2 |  | 1FK7081-3BF74-1AB2 | 1 | UN | 1 | 15 | C | D | N | N | 85015220 | 1 |  | 15.5 | KG | 1884.87 | 1884.87 | MC05 | MC05 | SIMOTICS S Synchronous motor 1FK7-HI PN=2.7kW; UDC=600V M0=12Nm (100K); NN=3000rpm; Naturally cooled FRAME SIZE IMB 5 (IM V1, IM V3) FLANGE 1, WITH PT1000 TEMPERATURESENSOR POWER CONNECTOR ROTATABLE INCREMENTAL ENCODER SIN/COS 1VP 2048 S/R WITH C- AND D-SPUR (ENCODER IC2048S/R) SHAFT WITH FITTED KEY, TOLERANCE N; WITH HOLDING BRAKE PROTECTION CLASS IP65, FLANGE ON DRIVE END IP67; | - | 0 | 0
1FK7081-3BF74-1AG0 |  | 1FK7081-3BF74-1AG0 | 1 | UN | 1 | 15 | C | D | N | N | 85015220 | 1 |  | 15.201 | KG | 1490.84 | 1490.84 | MC05 | MC05 | SIMOTICS S Synchronous motor 1FK7-HI PN=2.7kW; UDC=600V M0=12Nm (100K); NN=3000rpm; Naturally cooled FRAME SIZE IMB 5 (IM V1, IM V3) FLANGE 1, WITH PT1000 TEMPERATURESENSOR POWER CONNECTOR ROTATABLE INCREMENTAL ENCODER SIN/COS 1VP 2048 S/R WITH C- AND D-SPUR (ENCODER IC2048S/R) PLAIN SHAFT, TOLERANCE N; W/O HOLDING BRAKE PROTECTION CLASS IP64; | - | 0 | 0
1FK7081-3BF74-1AG1 |  | 1FK7081-3BF74-1AG1 | 1 | UN | 1 | 15 | C | D | N | N | 85015220 | 1 |  | 15.201 | KG | 1553.18 | 1553.18 | MC05 | MC05 | SIMOTICS S Synchronous motor 1FK7-HI PN=2.7kW; UDC=600V M0=12Nm (100K); NN=3000rpm; Naturally cooled FRAME SIZE IMB 5 (IM V1, IM V3) FLANGE 1, WITH PT1000 TEMPERATURESENSOR POWER CONNECTOR ROTATABLE INCREMENTAL ENCODER SIN/COS 1VP 2048 S/R WITH C- AND D-SPUR (ENCODER IC2048S/R) PLAIN SHAFT, TOLERANCE N; W/O HOLDING BRAKE PROTECTION CLASS IP65, | - | 0 | 0
1FK7081-3BF74-1AG2 |  | 1FK7081-3BF74-1AG2 | 1 | UN | 1 | 15 | C | D | N | N | 85015220 | 1 |  | 15.201 | KG | 1553.18 | 1553.18 | MC05 | MC05 | SIMOTICS S Synchronous motor 1FK7-HI PN=2.7kW; UDC=600V M0=12Nm (100K); NN=3000rpm; Naturally cooled FRAME SIZE IMB 5 (IM V1, IM V3) FLANGE 1, WITH PT1000 TEMPERATURESENSOR POWER CONNECTOR ROTATABLE INCREMENTAL ENCODER SIN/COS 1VP 2048 S/R WITH C- AND D-SPUR (ENCODER IC2048S/R) PLAIN SHAFT, TOLERANCE N; W/O HOLDING BRAKE PROTECTION CLASS IP65, FLANGE ON DRIVE END IP67; | - | 0 | 0
1FK7081-3BF74-1AH0 |  | 1FK7081-3BF74-1AH0 | 1 | UN | 1 | 15 | C | D | N | N | 85015220 | 1 |  | 15.5 | KG | 1765.03 | 1765.03 | MC05 | MC05 | SIMOTICS S Synchronous motor 1FK7-HI PN=2.7kW; UDC=600V M0=12Nm (100K); NN=3000rpm; Naturally cooled FRAME SIZE IMB 5 (IM V1, IM V3) FLANGE 1, WITH PT1000 TEMPERATURESENSOR POWER CONNECTOR ROTATABLE INCREMENTAL ENCODER SIN/COS 1VP 2048 S/R WITH C- AND D-SPUR (ENCODER IC2048S/R) Smooth shaft, tolerance N With holding brake PROTECTION CLASS IP64; | - | 0 | 0
1FK7081-3BF74-1AH1 |  | 1FK7081-3BF74-1AH1 | 1 | UN | 1 | 15 | C | D | N | N | 85015220 | 1 |  | 15.5 | KG | 1827.37 | 1827.37 | MC05 | MC05 | SIMOTICS S Synchronous motor 1FK7-HI PN=2.7kW; UDC=600V M0=12Nm (100K); NN=3000rpm; Naturally cooled FRAME SIZE IMB 5 (IM V1, IM V3) FLANGE 1, WITH PT1000 TEMPERATURESENSOR POWER CONNECTOR ROTATABLE INCREMENTAL ENCODER SIN/COS 1VP 2048 S/R WITH C- AND D-SPUR (ENCODER IC2048S/R) Smooth shaft, tolerance N With holding brake PROTECTION CLASS IP65, | - | 0 | 0
1FK7081-3BF74-1AH2 |  | 1FK7081-3BF74-1AH2 | 1 | UN | 1 | 15 | C | D | N | N | 85015220 | 1 |  | 15.5 | KG | 1827.37 | 1827.37 | MC05 | MC05 | SIMOTICS S Synchronous motor 1FK7-HI PN=2.7kW; UDC=600V M0=12Nm (100K); NN=3000rpm; Naturally cooled FRAME SIZE IMB 5 (IM V1, IM V3) FLANGE 1, WITH PT1000 TEMPERATURESENSOR POWER CONNECTOR ROTATABLE INCREMENTAL ENCODER SIN/COS 1VP 2048 S/R WITH C- AND D-SPUR (ENCODER IC2048S/R) Smooth shaft, tolerance N With holding brake PROTECTION CLASS IP65, FLANGE ON DRIVE END IP67; | - | 0 | 0
1FK7081-3BF74-1EA0 |  | 1FK7081-3BF74-1EA0 | 1 | UN | 1 | 15 | C | D | N | N | 85015220 | 1 |  | 15.201 | KG | 1796.01 | 1796.01 | MC05 | MC05 | SIMOTICS S Synchronous motor 1FK7-HI PN=2.7kW; UDC=600V M0=12Nm (100K); NN=3000rpm; Naturally cooled FRAME SIZE IMB 5 (IM V1, IM V3) FLANGE 1, WITH PT1000 TEMPERATURESENSOR POWER CONNECTOR ROTATABLE ABSOLUTE ENCODERR 2048S/R + 4096 UMDREHUNGEN MULTITURN, WITH ENDAT-SCHNITTSTELLE (ENCODER AM2048S/R) SHAFT WITH FITTED KEY, TOLERANCE N; W/O HOLDING BRAKE PROTECTION CLASS IP64; | - | 0 | 0
1FK7081-3BF74-1EA1 |  | 1FK7081-3BF74-1EA1 | 1 | UN | 1 | 15 | C | D | N | N | 85015220 | 1 |  | 15.201 | KG | 1858.35 | 1858.35 | MC05 | MC05 | SIMOTICS S Synchronous motor 1FK7-HI PN=2.7kW; UDC=600V M0=12Nm (100K); NN=3000rpm; Naturally cooled FRAME SIZE IMB 5 (IM V1, IM V3) FLANGE 1, WITH PT1000 TEMPERATURESENSOR POWER CONNECTOR ROTATABLE ABSOLUTE ENCODERR 2048S/R + 4096 UMDREHUNGEN MULTITURN, WITH ENDAT-SCHNITTSTELLE (ENCODER AM2048S/R) SHAFT WITH FITTED KEY, TOLERANCE N; W/O HOLDING BRAKE PROTECTION CLASS IP65, | - | 0 | 0
1FK7081-3BF74-1EA2 |  | 1FK7081-3BF74-1EA2 | 1 | UN | 1 | 15 | C | D | N | N | 85015220 | 1 |  | 15.201 | KG | 1858.35 | 1858.35 | MC05 | MC05 | SIMOTICS S Synchronous motor 1FK7-HI PN=2.7kW; UDC=600V M0=12Nm (100K); NN=3000rpm; Naturally cooled FRAME SIZE IMB 5 (IM V1, IM V3) FLANGE 1, WITH PT1000 TEMPERATURESENSOR POWER CONNECTOR ROTATABLE ABSOLUTE ENCODERR 2048S/R + 4096 UMDREHUNGEN MULTITURN, WITH ENDAT-SCHNITTSTELLE (ENCODER AM2048S/R) SHAFT WITH FITTED KEY, TOLERANCE N; W/O HOLDING BRAKE PROTECTION CLASS IP65, FLANGE ON DRIVE END IP67; | - | 0 | 0
1FK7081-3BF74-1EB0 |  | 1FK7081-3BF74-1EB0 | 1 | UN | 1 | 15 | C | D | N | N | 85015220 | 1 |  | 15.5 | KG | 2070.21 | 2070.21 | MC05 | MC05 | SIMOTICS S Synchronous motor 1FK7-HI PN=2.7kW; UDC=600V M0=12Nm (100K); NN=3000rpm; Naturally cooled FRAME SIZE IMB 5 (IM V1, IM V3) FLANGE 1, WITH PT1000 TEMPERATURESENSOR POWER CONNECTOR ROTATABLE ABSOLUTE ENCODERR 2048S/R + 4096 UMDREHUNGEN MULTITURN, WITH ENDAT-SCHNITTSTELLE (ENCODER AM2048S/R) SHAFT WITH FITTED KEY, TOLERANCE N; WITH HOLDING BRAKE PROTECTION CLASS IP64; | - | 0 | 0
1FK7081-3BF74-1EB1 |  | 1FK7081-3BF74-1EB1 | 1 | UN | 1 | 15 | C | D | N | N | 85015220 | 1 |  | 15.5 | KG | 2132.55 | 2132.55 | MC05 | MC05 | SIMOTICS S Synchronous motor 1FK7-HI PN=2.7kW; UDC=600V M0=12Nm (100K); NN=3000rpm; Naturally cooled FRAME SIZE IMB 5 (IM V1, IM V3) FLANGE 1, WITH PT1000 TEMPERATURESENSOR POWER CONNECTOR ROTATABLE ABSOLUTE ENCODERR 2048S/R + 4096 UMDREHUNGEN MULTITURN, WITH ENDAT-SCHNITTSTELLE (ENCODER AM2048S/R) SHAFT WITH FITTED KEY, TOLERANCE N; WITH HOLDING BRAKE PROTECTION CLASS IP65, | - | 0 | 0
1FK7081-3BF74-1EB2 |  | 1FK7081-3BF74-1EB2 | 1 | UN | 1 | 15 | C | D | N | N | 85015220 | 1 |  | 15.5 | KG | 2132.55 | 2132.55 | MC05 | MC05 | SIMOTICS S Synchronous motor 1FK7-HI PN=2.7kW; UDC=600V M0=12Nm (100K); NN=3000rpm; Naturally cooled FRAME SIZE IMB 5 (IM V1, IM V3) FLANGE 1, WITH PT1000 TEMPERATURESENSOR POWER CONNECTOR ROTATABLE ABSOLUTE ENCODERR 2048S/R + 4096 UMDREHUNGEN MULTITURN, WITH ENDAT-SCHNITTSTELLE (ENCODER AM2048S/R) SHAFT WITH FITTED KEY, TOLERANCE N; WITH HOLDING BRAKE PROTECTION CLASS IP65, FLANGE ON DRIVE END IP67; | - | 0 | 0
1FK7081-3BF74-1EG0 |  | 1FK7081-3BF74-1EG0 | 1 | UN | 1 | 15 | C | D | N | N | 85015220 | 1 |  | 15.201 | KG | 1738.52 | 1738.52 | MC05 | MC05 | SIMOTICS S Synchronous motor 1FK7-HI PN=2.7kW; UDC=600V M0=12Nm (100K); NN=3000rpm; Naturally cooled FRAME SIZE IMB 5 (IM V1, IM V3) FLANGE 1, WITH PT1000 TEMPERATURESENSOR POWER CONNECTOR ROTATABLE ABSOLUTE ENCODERR 2048S/R + 4096 UMDREHUNGEN MULTITURN, WITH ENDAT-SCHNITTSTELLE (ENCODER AM2048S/R) PLAIN SHAFT, TOLERANCE N; W/O HOLDING BRAKE PROTECTION CLASS IP64; | - | 0 | 0
1FK7081-3BF74-1EG1 |  | 1FK7081-3BF74-1EG1 | 1 | UN | 1 | 15 | C | D | N | N | 85015220 | 1 |  | 15.201 | KG | 1800.86 | 1800.86 | MC05 | MC05 | SIMOTICS S Synchronous motor 1FK7-HI PN=2.7kW; UDC=600V M0=12Nm (100K); NN=3000rpm; Naturally cooled FRAME SIZE IMB 5 (IM V1, IM V3) FLANGE 1, WITH PT1000 TEMPERATURESENSOR POWER CONNECTOR ROTATABLE ABSOLUTE ENCODERR 2048S/R + 4096 UMDREHUNGEN MULTITURN, WITH ENDAT-SCHNITTSTELLE (ENCODER AM2048S/R) PLAIN SHAFT, TOLERANCE N; W/O HOLDING BRAKE PROTECTION CLASS IP65, | - | 0 | 0
1FK7081-3BF74-1EG2 |  | 1FK7081-3BF74-1EG2 | 1 | UN | 1 | 15 | C | D | N | N | 85015220 | 1 |  | 15.201 | KG | 1800.86 | 1800.86 | MC05 | MC05 | SIMOTICS S Synchronous motor 1FK7-HI PN=2.7kW; UDC=600V M0=12Nm (100K); NN=3000rpm; Naturally cooled FRAME SIZE IMB 5 (IM V1, IM V3) FLANGE 1, WITH PT1000 TEMPERATURESENSOR POWER CONNECTOR ROTATABLE ABSOLUTE ENCODERR 2048S/R + 4096 UMDREHUNGEN MULTITURN, WITH ENDAT-SCHNITTSTELLE (ENCODER AM2048S/R) PLAIN SHAFT, TOLERANCE N; W/O HOLDING BRAKE PROTECTION CLASS IP65, FLANGE ON DRIVE END IP67; | - | 0 | 0
1FK7081-3BF74-1EH0 |  | 1FK7081-3BF74-1EH0 | 1 | UN | 1 | 15 | C | D | N | N | 85015220 | 1 |  | 15.5 | KG | 2012.71 | 2012.71 | MC05 | MC05 | SIMOTICS S Synchronous motor 1FK7-HI PN=2.7kW; UDC=600V M0=12Nm (100K); NN=3000rpm; Naturally cooled FRAME SIZE IMB 5 (IM V1, IM V3) FLANGE 1, WITH PT1000 TEMPERATURESENSOR POWER CONNECTOR ROTATABLE ABSOLUTE ENCODERR 2048S/R + 4096 UMDREHUNGEN MULTITURN, WITH ENDAT-SCHNITTSTELLE (ENCODER AM2048S/R) Smooth shaft, tolerance N With holding brake PROTECTION CLASS IP64; | - | 0 | 0
1FK7081-3BF74-1EH1 |  | 1FK7081-3BF74-1EH1 | 1 | UN | 1 | 15 | C | D | N | N | 85015220 | 1 |  | 15.5 | KG | 2075.05 | 2075.05 | MC05 | MC05 | SIMOTICS S Synchronous motor 1FK7-HI PN=2.7kW; UDC=600V M0=12Nm (100K); NN=3000rpm; Naturally cooled FRAME SIZE IMB 5 (IM V1, IM V3) FLANGE 1, WITH PT1000 TEMPERATURESENSOR POWER CONNECTOR ROTATABLE ABSOLUTE ENCODERR 2048S/R + 4096 UMDREHUNGEN MULTITURN, WITH ENDAT-SCHNITTSTELLE (ENCODER AM2048S/R) Smooth shaft, tolerance N With holding brake PROTECTION CLASS IP65, | - | 0 | 0
1FK7081-3BF74-1EH2 |  | 1FK7081-3BF74-1EH2 | 1 | UN | 1 | 15 | C | D | N | N | 85015220 | 1 |  | 15.5 | KG | 2075.05 | 2075.05 | MC05 | MC05 | SIMOTICS S Synchronous motor 1FK7-HI PN=2.7kW; UDC=600V M0=12Nm (100K); NN=3000rpm; Naturally cooled FRAME SIZE IMB 5 (IM V1, IM V3) FLANGE 1, WITH PT1000 TEMPERATURESENSOR POWER CONNECTOR ROTATABLE ABSOLUTE ENCODERR 2048S/R + 4096 UMDREHUNGEN MULTITURN, WITH ENDAT-SCHNITTSTELLE (ENCODER AM2048S/R) Smooth shaft, tolerance N With holding brake PROTECTION CLASS IP65, FLANGE ON DRIVE END IP67; | - | 0 | 0
1FK7082-7AF71-1EA0 |  | 1FK7082-7AF71-1EA0 | 1 | UN | 1 | 60 | X | D | N | N | 85015220 | 1 | 4025515002116 | 17.203 | KG | 2419.12 | 2419.12 | MC05 | MC05 | SIMOTICS S Synchronous servo motor 1FK7 High Dynamic, 14Nm 100K, 3000rpm, 2.51kW Naturally cooled IM B5 (V1, V3) power/signal connectors Connector can be rotated by 270Â° ABSOLUTE ENCODER ENDAT 2048 P/REV (ENCODER A-2048); PERFORMANCE REDUCTION BY 10% DUE TO ABSOLUTE ENCODER; SHAFT WITH FITTED KEY, TOLERANCE N; W/O HOLDING BRAKE DEGREE OF PROTECTION IP64 | - | 0 | 7
1FK7083-2AC71-1AG0 |  | 1FK7083-2AC71-1AG0 | 1 | UN | 1 | 15 | C | D | N | N | 85015220 | 1 |  | 15.601 | KG | 1562.59 | 1562.59 | MC05 | MC05 | SIMOTICS S Synchronous motor 1FK7-CT PN=2.6kW; UDC=600V M0=16Nm (100K); NN=2000rpm; Naturally cooled FRAME SIZE IMB 5 (IM V1, IM V3) FLANGE 1, WITH KTY TEMPERATURESENSOR POWER CONNECTOR ROTATABLE INCREMENTAL ENCODER SIN/COS 1VPP;2048 S/R W. C-AND D-SPUR (ENCODER IC2048S/R) PLAIN SHAFT, TOLERANCE N; W/O HOLDING BRAKE PROTECTION CLASS IP64; | - | 0 | 0
1FK7083-2AC71-1AH0 |  | 1FK7083-2AC71-1AH0 | 1 | UN | 1 | 15 | C | D | N | N | 85015220 | 1 |  | 15.9 | KG | 1836.78 | 1836.78 | MC05 | MC05 | SIMOTICS S Synchronous motor 1FK7-CT PN=2.6kW; UDC=600V M0=16Nm (100K); NN=2000rpm; Naturally cooled FRAME SIZE IMB 5 (IM V1, IM V3) FLANGE 1, WITH KTY TEMPERATURESENSOR POWER CONNECTOR ROTATABLE INCREMENTAL ENCODER SIN/COS 1VPP;2048 S/R W. C-AND D-SPUR (ENCODER IC2048S/R) PLAIN SHAFT, TOLERANCE N; WITH HOLDING BRAKE PROTECTION CLASS IP64; | - | 0 | 0
1FK7083-2AC71-1CH0-Z | N05 | 1FK7083-2AC71-1CH0-ZN05 | 1 | UN | 1 | 15 | C | D | N | N | 85015220 | 1 |  | 15.901 | KG | 2447.09 | 2447.09 | MC05 | MC05 | SIMOTICS S synchronous motor 1FK7-CT PN=2.6kW; UDC=600V M0=16Nm (100K); NN=2000rpm; naturally cooled design IMB 5 (IM V1, IM V3) Flange 1 Power connector rotatable Absolute encoder 24-bit + 12-bit multiturn with DRIVE-CLiQ interface (encoder AM24DQI) Smooth shaft, tolerance N with holding brake, degree of protection IP64 N05: Compatibility of the shaft extension dimensions with 1FT507X (Configuration information to be considered, see notification number 14361688) | - | 0 | 0
1FK7083-2AC71-1DG0 |  | 1FK7083-2AC71-1DG0 | 1 | UN | 1 | 15 | C | D | N | N | 85015220 | 1 |  | 15.602 | KG | 1776.72 | 1776.72 | MC05 | MC05 | SIMOTICS S Synchronous motor 1FK7-CT PN=2.6kW; UDC=600V M0=16Nm (100K); NN=2000rpm; Naturally cooled FRAME SIZE IMB 5 (IM V1, IM V3) FLANGE 1 POWER CONNECTOR ROTATABLE INCREMENTAL ENCODER 22 BIT WITH DRIVE-CLIQ INTERFACE (ENCODER IC22DQ) PLAIN SHAFT, TOLERANCE N; W/O HOLDING BRAKE PROTECTION CLASS IP64; | - | 0 | 0
1FK7083-2AC71-1DH0 |  | 1FK7083-2AC71-1DH0 | 1 | UN | 1 | 15 | C | D | N | N | 85015220 | 1 |  | 15.901 | KG | 2050.91 | 2050.91 | MC05 | MC05 | SIMOTICS S Synchronous motor 1FK7-CT PN=2.6kW; UDC=600V M0=16Nm (100K); NN=2000rpm; Naturally cooled FRAME SIZE IMB 5 (IM V1, IM V3) FLANGE 1 POWER CONNECTOR ROTATABLE INCREMENTAL ENCODER 22 BIT WITH DRIVE-CLIQ INTERFACE (ENCODER IC22DQ) PLAIN SHAFT, TOLERANCE N; WITH HOLDING BRAKE PROTECTION CLASS IP64; | - | 0 | 0
1FK7083-2AC71-1EG0 |  | 1FK7083-2AC71-1EG0 | 1 | UN | 1 | 15 | C | D | N | N | 85015220 | 1 |  | 15.601 | KG | 1810.27 | 1810.27 | MC05 | MC05 | SIMOTICS S Synchronous motor 1FK7-CT PN=2.6kW; UDC=600V M0=16Nm (100K); NN=2000rpm; Naturally cooled FRAME SIZE IMB 5 (IM V1, IM V3) FLANGE 1, WITH KTY TEMPERATURESENSOR POWER CONNECTOR ROTATABLE ABSOLUTE ENCODERR 2048 S/R + 4096 UMDREHUNGEN MULTITURN, WITH ENDAT-SCHNITTSTELLE (ENCODER AM2048S/R) PLAIN SHAFT, TOLERANCE N; W/O HOLDING BRAKE PROTECTION CLASS IP64; | - | 0 | 0
1FK7083-2AC71-1EH0 |  | 1FK7083-2AC71-1EH0 | 1 | UN | 1 | 15 | C | D | N | N | 85015220 | 1 |  | 15.9 | KG | 2084.46 | 2084.46 | MC05 | MC05 | SIMOTICS S Synchronous motor 1FK7-CT PN=2.6kW; UDC=600V M0=16Nm (100K); NN=2000rpm; Naturally cooled FRAME SIZE IMB 5 (IM V1, IM V3) FLANGE 1, WITH KTY TEMPERATURESENSOR POWER CONNECTOR ROTATABLE ABSOLUTE ENCODERR 2048 S/R + 4096 UMDREHUNGEN MULTITURN, WITH ENDAT-SCHNITTSTELLE (ENCODER AM2048S/R) PLAIN SHAFT, TOLERANCE N; WITH HOLDING BRAKE PROTECTION CLASS IP64; | - | 0 | 0
1FK7083-2AC71-1PG0 |  | 1FK7083-2AC71-1PG0 | 1 | UN | 1 | 15 | C | D | N | N | 85015220 | 1 |  | 15.701 | KG | 1332.65 | 1332.65 | MC05 | MC05 | SIMOTICS S Synchronous motor 1FK7-CT PN=2.6kW; UDC=600V M0=16Nm (100K); NN=2000rpm; Naturally cooled FRAME SIZE IMB 5 (IM V1, IM V3) FLANGE 1 POWER CONNECTOR ROTATABLE RESOLVER 2-POLE, WITH DRIVE CLIQ-INTERFACE PLAIN SHAFT, TOLERANCE N; W/O HOLDING BRAKE PROTECTION CLASS IP64; | - | 0 | 0
1FK7083-2AC71-1PH0 |  | 1FK7083-2AC71-1PH0 | 1 | UN | 1 | 15 | C | D | N | N | 85015220 | 1 |  | 16 | KG | 1606.84 | 1606.84 | MC05 | MC05 | SIMOTICS S Synchronous motor 1FK7-CT PN=2.6kW; UDC=600V M0=16Nm (100K); NN=2000rpm; Naturally cooled FRAME SIZE IMB 5 (IM V1, IM V3) FLANGE 1 POWER CONNECTOR ROTATABLE RESOLVER 2-POLE, WITH DRIVE CLIQ-INTERFACE PLAIN SHAFT, TOLERANCE N; WITH HOLDING BRAKE PROTECTION CLASS IP64; | - | 0 | 0
1FK7083-2AC71-1QA0 |  | 1FK7083-2AC71-1QA0 | 1 | UN | 1 | 10 | C | D | N | N | 85015220 | 1 |  | 15.601 | KG | 1458.83 | 1458.83 | MC05 | MC05 | SIMOTICS S synchronous motor 1FK7-CT PN=2.6kW; UDC=600V M0=16Nm (100K); NN=2000rpm; naturally cooled design IMB 5 (IM V1, IM V3) Flange 1 Power connector rotatable Absolute encoder single-turn 20-bit with Drive-CLiQ interface (encoder AS20DQI) shaft with feather key, tolerance N without holding brake, degree of protection IP64 | - | 0 | 0
1FK7083-2AC71-1QB0 |  | 1FK7083-2AC71-1QB0 | 1 | UN | 1 | 10 | C | D | N | N | 85015220 | 1 |  | 15.9 | KG | 1733.03 | 1733.03 | MC05 | MC05 | SIMOTICS S synchronous motor 1FK7-CT PN=2.6kW; UDC=600V M0=16Nm (100K); NN=2000rpm; naturally cooled design IMB 5 (IM V1, IM V3) Flange 1 Power connector rotatable Absolute encoder single-turn 20-bit with Drive-CLiQ interface (encoder AS20DQI) shaft with feather key, tolerance N with holding brake, degree of protection IP64 | - | 0 | 0
1FK7083-2AC71-1QG0 |  | 1FK7083-2AC71-1QG0 | 1 | UN | 1 | 10 | C | D | N | N | 85015220 | 1 |  | 15.601 | KG | 1401.35 | 1401.35 | MC05 | MC05 | SIMOTICS S synchronous motor 1FK7-CT PN=2.6kW; UDC=600V M0=16Nm (100K); NN=2000rpm; naturally cooled design IMB 5 (IM V1, IM V3) Flange 1 Power connector rotatable Absolute encoder single-turn 20-bit with Drive-CLiQ interface (encoder AS20DQI) Smooth shaft, tolerance N without holding brake, degree of protection IP64 | - | 0 | 0
1FK7083-2AC71-1QH0 |  | 1FK7083-2AC71-1QH0 | 1 | UN | 1 | 10 | C | D | N | N | 85015220 | 1 |  | 15.9 | KG | 1675.53 | 1675.53 | MC05 | MC05 | SIMOTICS S synchronous motor 1FK7-CT PN=2.6kW; UDC=600V M0=16Nm (100K); NN=2000rpm; naturally cooled design IMB 5 (IM V1, IM V3) Flange 1 Power connector rotatable Absolute encoder single-turn 20-bit with Drive-CLiQ interface (encoder AS20DQI) Smooth shaft, tolerance N with holding brake, degree of protection IP64 | - | 0 | 0
1FK7083-2AC71-1RA0 |  | 1FK7083-2AC71-1RA0 | 1 | UN | 1 | 10 | C | D | N | N | 85015220 | 1 |  | 15.601 | KG | 1708.2 | 1708.2 | MC05 | MC05 | SIMOTICS S synchronous motor 1FK7-CT PN=2.6kW; UDC=600V M0=16Nm (100K); NN=2000rpm; naturally cooled design IMB 5 (IM V1, IM V3) Flange 1 Power connector rotatable Absolute encoder 20-bit + 12-bit multiturn with DRIVE-CLiQ interface (encoder AM20DQI) shaft with feather key, tolerance N without holding brake, degree of protection IP64 | - | 0 | 0
1FK7083-2AC71-1RB0 |  | 1FK7083-2AC71-1RB0 | 1 | UN | 1 | 10 | C | D | N | N | 85015220 | 1 |  | 15.9 | KG | 1982.4 | 1982.4 | MC05 | MC05 | SIMOTICS S synchronous motor 1FK7-CT PN=2.6kW; UDC=600V M0=16Nm (100K); NN=2000rpm; naturally cooled design IMB 5 (IM V1, IM V3) Flange 1 Power connector rotatable Absolute encoder 20-bit + 12-bit multiturn with DRIVE-CLiQ interface (encoder AM20DQI) shaft with feather key, tolerance N with holding brake, degree of protection IP64 | - | 0 | 0
1FK7083-2AC71-1RG0 |  | 1FK7083-2AC71-1RG0 | 1 | UN | 1 | 10 | C | D | N | N | 85015220 | 1 |  | 15.601 | KG | 1650.72 | 1650.72 | MC05 | MC05 | SIMOTICS S synchronous motor 1FK7-CT PN=2.6kW; UDC=600V M0=16Nm (100K); NN=2000rpm; naturally cooled design IMB 5 (IM V1, IM V3) Flange 1 Power connector rotatable Absolute encoder 20-bit + 12-bit multiturn with DRIVE-CLiQ interface (encoder AM20DQI) Smooth shaft, tolerance N without holding brake, degree of protection IP64 | - | 0 | 0
1FK7083-2AC71-1RG0-Z | V42 | 1FK7083-2AC71-1RG0-ZV42 | 1 | UN | 1 | 10 | C | D | N | N | 85015220 | 1 |  | 34.601 | KG | 3182.12 | 3182.12 | MC05 | MC05 | SIMOTICS S synchronous motor 1FK7-CT PN=2.6kW; UDC=600V M0=16Nm (100K); NN=2000rpm; naturally cooled design IMB 5 (IM V1, IM V3) Flange 1 Power connector rotatable Absolute encoder 20-bit + 12-bit multiturn with DRIVE-CLiQ interface (encoder AM20DQI) Smooth shaft, tolerance N without holding brake, degree of protection IP64 V42: ALPHA NP, NP 045 Planetary gear unit 1-stage, i=10, with feather key | - | 0 | 0
1FK7083-2AC71-1RH0 |  | 1FK7083-2AC71-1RH0 | 1 | UN | 1 | 10 | C | D | N | N | 85015220 | 1 |  | 15.9 | KG | 1924.9 | 1924.9 | MC05 | MC05 | SIMOTICS S synchronous motor 1FK7-CT PN=2.6kW; UDC=600V M0=16Nm (100K); NN=2000rpm; naturally cooled design IMB 5 (IM V1, IM V3) Flange 1 Power connector rotatable Absolute encoder 20-bit + 12-bit multiturn with DRIVE-CLiQ interface (encoder AM20DQI) Smooth shaft, tolerance N with holding brake, degree of protection IP64 | - | 0 | 0
1FK7083-2AC71-1SG0 |  | 1FK7083-2AC71-1SG0 | 1 | UN | 1 | 15 | C | D | N | N | 85015220 | 1 |  | 15.602 | KG | 1171.95 | 1171.95 | MC05 | MC05 | SIMOTICS S Synchronous motor 1FK7-CT PN=2.6kW; UDC=600V M0=16Nm (100K); NN=2000rpm; Naturally cooled FRAME SIZE IMB 5 (IM V1, IM V3) FLANGE 1, WITH KTY TEMPERATURESENSOR POWER CONNECTOR ROTATABLE RESOLVER MULTI-POLE (RESOLVER P=4); PLAIN SHAFT, TOLERANCE N; W/O HOLDING BRAKE PROTECTION CLASS IP64; | - | 0 | 0
1FK7083-2AC71-1SH0 |  | 1FK7083-2AC71-1SH0 | 1 | UN | 1 | 15 | C | D | N | N | 85015220 | 1 |  | 15.901 | KG | 1446.14 | 1446.14 | MC05 | MC05 | SIMOTICS S Synchronous motor 1FK7-CT PN=2.6kW; UDC=600V M0=16Nm (100K); NN=2000rpm; Naturally cooled FRAME SIZE IMB 5 (IM V1, IM V3) FLANGE 1, WITH KTY TEMPERATURESENSOR POWER CONNECTOR ROTATABLE RESOLVER MULTI-POLE (RESOLVER P=4); PLAIN SHAFT, TOLERANCE N; WITH HOLDING BRAKE PROTECTION CLASS IP64; | - | 0 | 0
1FK7083-2AC71-1TG0 |  | 1FK7083-2AC71-1TG0 | 1 | UN | 1 | 15 | C | D | N | N | 85015220 | 1 |  | 15.602 | KG | 1171.95 | 1171.95 | MC05 | MC05 | SIMOTICS S Synchronous motor 1FK7-CT PN=2.6kW; UDC=600V M0=16Nm (100K); NN=2000rpm; Naturally cooled FRAME SIZE IMB 5 (IM V1, IM V3) FLANGE 1, WITH KTY TEMPERATURESENSOR POWER CONNECTOR ROTATABLE RESOLVER 2-POLE (RESOLVER P=1); PLAIN SHAFT, TOLERANCE N; W/O HOLDING BRAKE PROTECTION CLASS IP64; | - | 0 | 0
1FK7083-2AC71-1TH0 |  | 1FK7083-2AC71-1TH0 | 1 | UN | 1 | 15 | C | D | N | N | 85015220 | 1 |  | 15.901 | KG | 1446.14 | 1446.14 | MC05 | MC05 | SIMOTICS S Synchronous motor 1FK7-CT PN=2.6kW; UDC=600V M0=16Nm (100K); NN=2000rpm; Naturally cooled FRAME SIZE IMB 5 (IM V1, IM V3) FLANGE 1, WITH KTY TEMPERATURESENSOR POWER CONNECTOR ROTATABLE RESOLVER 2-POLE (RESOLVER P=1); PLAIN SHAFT, TOLERANCE N; WITH HOLDING BRAKE PROTECTION CLASS IP64; | - | 0 | 0
1FK7083-2AC71-1UG0 |  | 1FK7083-2AC71-1UG0 | 1 | UN | 1 | 15 | C | D | N | N | 85015220 | 1 |  | 15.602 | KG | 1332.65 | 1332.65 | MC05 | MC05 | SIMOTICS S Synchronous motor 1FK7-CT PN=2.6kW; UDC=600V M0=16Nm (100K); NN=2000rpm; Naturally cooled FRAME SIZE IMB 5 (IM V1, IM V3) FLANGE 1 POWER CONNECTOR ROTATABLE RESOLVER MULTI-POLE WITH DRIVE-CLIQ INTERFACE; PLAIN SHAFT, TOLERANCE N; W/O HOLDING BRAKE PROTECTION CLASS IP64; | - | 0 | 0
1FK7083-2AC71-1UH0 |  | 1FK7083-2AC71-1UH0 | 1 | UN | 1 | 15 | C | D | N | N | 85015220 | 1 |  | 15.901 | KG | 1606.84 | 1606.84 | MC05 | MC05 | SIMOTICS S Synchronous motor 1FK7-CT PN=2.6kW; UDC=600V M0=16Nm (100K); NN=2000rpm; Naturally cooled FRAME SIZE IMB 5 (IM V1, IM V3) FLANGE 1 POWER CONNECTOR ROTATABLE RESOLVER MULTI-POLE WITH DRIVE-CLIQ INTERFACE; PLAIN SHAFT, TOLERANCE N; WITH HOLDING BRAKE PROTECTION CLASS IP64; | - | 0 | 0
1FK7083-2AC74-1AA0 |  | 1FK7083-2AC74-1AA0 | 1 | UN | 1 | 15 | C | D | N | N | 85015220 | 1 |  | 15.601 | KG | 1620.08 | 1620.08 | MC05 | MC05 | SIMOTICS S Synchronous motor 1FK7-CT PN=2.6kW; UDC=600V M0=16Nm (100K); NN=2000rpm; Naturally cooled FRAME SIZE IMB 5 (IM V1, IM V3) FLANGE 1, WITH PT1000 TEMPERATURESENSOR POWER CONNECTOR ROTATABLE INCREMENTAL ENCODER SIN/COS 1VPP;2048 S/R W. C-AND D-SPUR (ENCODER IC2048S/R) SHAFT WITH FITTED KEY, TOLERANCE N; W/O HOLDING BRAKE PROTECTION CLASS IP64; | - | 0 | 0
1FK7083-2AC74-1AA1 |  | 1FK7083-2AC74-1AA1 | 1 | UN | 1 | 15 | C | D | N | N | 85015220 | 1 |  | 15.601 | KG | 1682.42 | 1682.42 | MC05 | MC05 | SIMOTICS S Synchronous motor 1FK7-CT PN=2.6kW; UDC=600V M0=16Nm (100K); NN=2000rpm; Naturally cooled FRAME SIZE IMB 5 (IM V1, IM V3) FLANGE 1, WITH PT1000 TEMPERATURESENSOR POWER CONNECTOR ROTATABLE INCREMENTAL ENCODER SIN/COS 1VPP;2048 S/R W. C-AND D-SPUR (ENCODER IC2048S/R) SHAFT WITH FITTED KEY, TOLERANCE N; W/O HOLDING BRAKE PROTECTION CLASS IP65, | - | 0 | 0
1FK7083-2AC74-1AA2 |  | 1FK7083-2AC74-1AA2 | 1 | UN | 1 | 15 | C | D | N | N | 85015220 | 1 |  | 15.601 | KG | 1682.42 | 1682.42 | MC05 | MC05 | SIMOTICS S Synchronous motor 1FK7-CT PN=2.6kW; UDC=600V M0=16Nm (100K); NN=2000rpm; Naturally cooled FRAME SIZE IMB 5 (IM V1, IM V3) FLANGE 1, WITH PT1000 TEMPERATURESENSOR POWER CONNECTOR ROTATABLE INCREMENTAL ENCODER SIN/COS 1VPP;2048 S/R W. C-AND D-SPUR (ENCODER IC2048S/R) SHAFT WITH FITTED KEY, TOLERANCE N; W/O HOLDING BRAKE PROTECTION CLASS IP65, FLANGE ON DRIVE END IP67; | - | 0 | 0
1FK7083-2AC74-1AB0 |  | 1FK7083-2AC74-1AB0 | 1 | UN | 1 | 15 | C | D | N | N | 85015220 | 1 |  | 15.9 | KG | 1894.28 | 1894.28 | MC05 | MC05 | SIMOTICS S Synchronous motor 1FK7-CT PN=2.6kW; UDC=600V M0=16Nm (100K); NN=2000rpm; Naturally cooled FRAME SIZE IMB 5 (IM V1, IM V3) FLANGE 1, WITH PT1000 TEMPERATURESENSOR POWER CONNECTOR ROTATABLE INCREMENTAL ENCODER SIN/COS 1VPP;2048 S/R W. C-AND D-SPUR (ENCODER IC2048S/R) SHAFT WITH FITTED KEY, TOLERANCE N; WITH HOLDING BRAKE PROTECTION CLASS IP64; | - | 0 | 0
1FK7083-2AC74-1AB1 |  | 1FK7083-2AC74-1AB1 | 1 | UN | 1 | 15 | C | D | N | N | 85015220 | 1 |  | 15.9 | KG | 1956.62 | 1956.62 | MC05 | MC05 | SIMOTICS S Synchronous motor 1FK7-CT PN=2.6kW; UDC=600V M0=16Nm (100K); NN=2000rpm; Naturally cooled FRAME SIZE IMB 5 (IM V1, IM V3) FLANGE 1, WITH PT1000 TEMPERATURESENSOR POWER CONNECTOR ROTATABLE INCREMENTAL ENCODER SIN/COS 1VPP;2048 S/R W. C-AND D-SPUR (ENCODER IC2048S/R) SHAFT WITH FITTED KEY, TOLERANCE N; WITH HOLDING BRAKE PROTECTION CLASS IP65, | - | 0 | 0
1FK7083-2AC74-1AB2 |  | 1FK7083-2AC74-1AB2 | 1 | UN | 1 | 15 | C | D | N | N | 85015220 | 1 |  | 15.9 | KG | 1956.62 | 1956.62 | MC05 | MC05 | SIMOTICS S Synchronous motor 1FK7-CT PN=2.6kW; UDC=600V M0=16Nm (100K); NN=2000rpm; Naturally cooled FRAME SIZE IMB 5 (IM V1, IM V3) FLANGE 1, WITH PT1000 TEMPERATURESENSOR POWER CONNECTOR ROTATABLE INCREMENTAL ENCODER SIN/COS 1VPP;2048 S/R W. C-AND D-SPUR (ENCODER IC2048S/R) SHAFT WITH FITTED KEY, TOLERANCE N; WITH HOLDING BRAKE PROTECTION CLASS IP65, FLANGE ON DRIVE END IP67; | - | 0 | 0
1FK7083-2AC74-1AG0 |  | 1FK7083-2AC74-1AG0 | 1 | UN | 1 | 15 | C | D | N | N | 85015220 | 1 |  | 15.601 | KG | 1562.59 | 1562.59 | MC05 | MC05 | SIMOTICS S Synchronous motor 1FK7-CT PN=2.6kW; UDC=600V M0=16Nm (100K); NN=2000rpm; Naturally cooled FRAME SIZE IMB 5 (IM V1, IM V3) FLANGE 1, WITH PT1000 TEMPERATURESENSOR POWER CONNECTOR ROTATABLE INCREMENTAL ENCODER SIN/COS 1VPP;2048 S/R W. C-AND D-SPUR (ENCODER IC2048S/R) PLAIN SHAFT, TOLERANCE N; W/O HOLDING BRAKE PROTECTION CLASS IP64; | - | 0 | 0
1FK7083-2AC74-1AG1 |  | 1FK7083-2AC74-1AG1 | 1 | UN | 1 | 15 | C | D | N | N | 85015220 | 1 |  | 15.601 | KG | 1624.93 | 1624.93 | MC05 | MC05 | SIMOTICS S Synchronous motor 1FK7-CT PN=2.6kW; UDC=600V M0=16Nm (100K); NN=2000rpm; Naturally cooled FRAME SIZE IMB 5 (IM V1, IM V3) FLANGE 1, WITH PT1000 TEMPERATURESENSOR POWER CONNECTOR ROTATABLE INCREMENTAL ENCODER SIN/COS 1VPP;2048 S/R W. C-AND D-SPUR (ENCODER IC2048S/R) PLAIN SHAFT, TOLERANCE N; W/O HOLDING BRAKE PROTECTION CLASS IP65, | - | 0 | 0
1FK7083-2AC74-1AG2 |  | 1FK7083-2AC74-1AG2 | 1 | UN | 1 | 15 | C | D | N | N | 85015220 | 1 |  | 15.601 | KG | 1624.93 | 1624.93 | MC05 | MC05 | SIMOTICS S Synchronous motor 1FK7-CT PN=2.6kW; UDC=600V M0=16Nm (100K); NN=2000rpm; Naturally cooled FRAME SIZE IMB 5 (IM V1, IM V3) FLANGE 1, WITH PT1000 TEMPERATURESENSOR POWER CONNECTOR ROTATABLE INCREMENTAL ENCODER SIN/COS 1VPP;2048 S/R W. C-AND D-SPUR (ENCODER IC2048S/R) PLAIN SHAFT, TOLERANCE N; W/O HOLDING BRAKE PROTECTION CLASS IP65, FLANGE ON DRIVE END IP67; | - | 0 | 0
1FK7083-2AC74-1AH0 |  | 1FK7083-2AC74-1AH0 | 1 | UN | 1 | 15 | C | D | N | N | 85015220 | 1 |  | 15.9 | KG | 1836.78 | 1836.78 | MC05 | MC05 | SIMOTICS S Synchronous motor 1FK7-CT PN=2.6kW; UDC=600V M0=16Nm (100K); NN=2000rpm; Naturally cooled FRAME SIZE IMB 5 (IM V1, IM V3) FLANGE 1, WITH PT1000 TEMPERATURESENSOR POWER CONNECTOR ROTATABLE INCREMENTAL ENCODER SIN/COS 1VPP;2048 S/R W. C-AND D-SPUR (ENCODER IC2048S/R) PLAIN SHAFT, TOLERANCE N; WITH HOLDING BRAKE PROTECTION CLASS IP64; | - | 0 | 0
1FK7083-2AC74-1AH1 |  | 1FK7083-2AC74-1AH1 | 1 | UN | 1 | 15 | C | D | N | N | 85015220 | 1 |  | 15.9 | KG | 1899.12 | 1899.12 | MC05 | MC05 | SIMOTICS S Synchronous motor 1FK7-CT PN=2.6kW; UDC=600V M0=16Nm (100K); NN=2000rpm; Naturally cooled FRAME SIZE IMB 5 (IM V1, IM V3) FLANGE 1, WITH PT1000 TEMPERATURESENSOR POWER CONNECTOR ROTATABLE INCREMENTAL ENCODER SIN/COS 1VPP;2048 S/R W. C-AND D-SPUR (ENCODER IC2048S/R) PLAIN SHAFT, TOLERANCE N; WITH HOLDING BRAKE PROTECTION CLASS IP65, | - | 0 | 0
1FK7083-2AC74-1AH2 |  | 1FK7083-2AC74-1AH2 | 1 | UN | 1 | 15 | C | D | N | N | 85015220 | 1 |  | 15.9 | KG | 1899.12 | 1899.12 | MC05 | MC05 | SIMOTICS S Synchronous motor 1FK7-CT PN=2.6kW; UDC=600V M0=16Nm (100K); NN=2000rpm; Naturally cooled FRAME SIZE IMB 5 (IM V1, IM V3) FLANGE 1, WITH PT1000 TEMPERATURESENSOR POWER CONNECTOR ROTATABLE INCREMENTAL ENCODER SIN/COS 1VPP;2048 S/R W. C-AND D-SPUR (ENCODER IC2048S/R) PLAIN SHAFT, TOLERANCE N; WITH HOLDING BRAKE PROTECTION CLASS IP65, FLANGE ON DRIVE END IP67; | - | 0 | 0
1FK7083-2AC74-1EA0 |  | 1FK7083-2AC74-1EA0 | 1 | UN | 1 | 15 | C | D | N | N | 85015220 | 1 |  | 15.601 | KG | 1867.76 | 1867.76 | MC05 | MC05 | SIMOTICS S Synchronous motor 1FK7-CT PN=2.6kW; UDC=600V M0=16Nm (100K); NN=2000rpm; Naturally cooled FRAME SIZE IMB 5 (IM V1, IM V3) FLANGE 1, WITH PT1000 TEMPERATURESENSOR POWER CONNECTOR ROTATABLE ABSOLUTE ENCODERR 2048 S/R + 4096 UMDREHUNGEN MULTITURN, WITH ENDAT-SCHNITTSTELLE (ENCODER AM2048S/R) SHAFT WITH FITTED KEY, TOLERANCE N; W/O HOLDING BRAKE PROTECTION CLASS IP64; | - | 0 | 0
1FK7083-2AC74-1EA1 |  | 1FK7083-2AC74-1EA1 | 1 | UN | 1 | 15 | C | D | N | N | 85015220 | 1 |  | 15.601 | KG | 1930.1 | 1930.1 | MC05 | MC05 | SIMOTICS S Synchronous motor 1FK7-CT PN=2.6kW; UDC=600V M0=16Nm (100K); NN=2000rpm; Naturally cooled FRAME SIZE IMB 5 (IM V1, IM V3) FLANGE 1, WITH PT1000 TEMPERATURESENSOR POWER CONNECTOR ROTATABLE ABSOLUTE ENCODERR 2048 S/R + 4096 UMDREHUNGEN MULTITURN, WITH ENDAT-SCHNITTSTELLE (ENCODER AM2048S/R) SHAFT WITH FITTED KEY, TOLERANCE N; W/O HOLDING BRAKE PROTECTION CLASS IP65, | - | 0 | 0
1FK7083-2AC74-1EA2 |  | 1FK7083-2AC74-1EA2 | 1 | UN | 1 | 15 | C | D | N | N | 85015220 | 1 |  | 15.601 | KG | 1930.1 | 1930.1 | MC05 | MC05 | SIMOTICS S Synchronous motor 1FK7-CT PN=2.6kW; UDC=600V M0=16Nm (100K); NN=2000rpm; Naturally cooled FRAME SIZE IMB 5 (IM V1, IM V3) FLANGE 1, WITH PT1000 TEMPERATURESENSOR POWER CONNECTOR ROTATABLE ABSOLUTE ENCODERR 2048 S/R + 4096 UMDREHUNGEN MULTITURN, WITH ENDAT-SCHNITTSTELLE (ENCODER AM2048S/R) SHAFT WITH FITTED KEY, TOLERANCE N; W/O HOLDING BRAKE PROTECTION CLASS IP65, FLANGE ON DRIVE END IP67; | - | 0 | 0
1FK7083-2AC74-1EB0 |  | 1FK7083-2AC74-1EB0 | 1 | UN | 1 | 15 | C | D | N | N | 85015220 | 1 |  | 15.9 | KG | 2141.96 | 2141.96 | MC05 | MC05 | SIMOTICS S Synchronous motor 1FK7-CT PN=2.6kW; UDC=600V M0=16Nm (100K); NN=2000rpm; Naturally cooled FRAME SIZE IMB 5 (IM V1, IM V3) FLANGE 1, WITH PT1000 TEMPERATURESENSOR POWER CONNECTOR ROTATABLE ABSOLUTE ENCODERR 2048 S/R + 4096 UMDREHUNGEN MULTITURN, WITH ENDAT-SCHNITTSTELLE (ENCODER AM2048S/R) SHAFT WITH FITTED KEY, TOLERANCE N; WITH HOLDING BRAKE PROTECTION CLASS IP64; | - | 0 | 0
1FK7083-2AC74-1EB1 |  | 1FK7083-2AC74-1EB1 | 1 | UN | 1 | 15 | C | D | N | N | 85015220 | 1 |  | 15.9 | KG | 2204.3 | 2204.3 | MC05 | MC05 | SIMOTICS S Synchronous motor 1FK7-CT PN=2.6kW; UDC=600V M0=16Nm (100K); NN=2000rpm; Naturally cooled FRAME SIZE IMB 5 (IM V1, IM V3) FLANGE 1, WITH PT1000 TEMPERATURESENSOR POWER CONNECTOR ROTATABLE ABSOLUTE ENCODERR 2048 S/R + 4096 UMDREHUNGEN MULTITURN, WITH ENDAT-SCHNITTSTELLE (ENCODER AM2048S/R) SHAFT WITH FITTED KEY, TOLERANCE N; WITH HOLDING BRAKE PROTECTION CLASS IP65, | - | 0 | 0
1FK7083-2AC74-1EB2 |  | 1FK7083-2AC74-1EB2 | 1 | UN | 1 | 15 | C | D | N | N | 85015220 | 1 |  | 15.9 | KG | 2204.3 | 2204.3 | MC05 | MC05 | SIMOTICS S Synchronous motor 1FK7-CT PN=2.6kW; UDC=600V M0=16Nm (100K); NN=2000rpm; Naturally cooled FRAME SIZE IMB 5 (IM V1, IM V3) FLANGE 1, WITH PT1000 TEMPERATURESENSOR POWER CONNECTOR ROTATABLE ABSOLUTE ENCODERR 2048 S/R + 4096 UMDREHUNGEN MULTITURN, WITH ENDAT-SCHNITTSTELLE (ENCODER AM2048S/R) SHAFT WITH FITTED KEY, TOLERANCE N; WITH HOLDING BRAKE PROTECTION CLASS IP65, FLANGE ON DRIVE END IP67; | - | 0 | 0
1FK7083-2AC74-1EG0 |  | 1FK7083-2AC74-1EG0 | 1 | UN | 1 | 15 | C | D | N | N | 85015220 | 1 |  | 15.601 | KG | 1810.27 | 1810.27 | MC05 | MC05 | SIMOTICS S Synchronous motor 1FK7-CT PN=2.6kW; UDC=600V M0=16Nm (100K); NN=2000rpm; Naturally cooled FRAME SIZE IMB 5 (IM V1, IM V3) FLANGE 1, WITH PT1000 TEMPERATURESENSOR POWER CONNECTOR ROTATABLE ABSOLUTE ENCODERR 2048 S/R + 4096 UMDREHUNGEN MULTITURN, WITH ENDAT-SCHNITTSTELLE (ENCODER AM2048S/R) PLAIN SHAFT, TOLERANCE N; W/O HOLDING BRAKE PROTECTION CLASS IP64; | - | 0 | 0
1FK7083-2AC74-1EG1 |  | 1FK7083-2AC74-1EG1 | 1 | UN | 1 | 15 | C | D | N | N | 85015220 | 1 |  | 15.601 | KG | 1872.61 | 1872.61 | MC05 | MC05 | SIMOTICS S Synchronous motor 1FK7-CT PN=2.6kW; UDC=600V M0=16Nm (100K); NN=2000rpm; Naturally cooled FRAME SIZE IMB 5 (IM V1, IM V3) FLANGE 1, WITH PT1000 TEMPERATURESENSOR POWER CONNECTOR ROTATABLE ABSOLUTE ENCODERR 2048 S/R + 4096 UMDREHUNGEN MULTITURN, WITH ENDAT-SCHNITTSTELLE (ENCODER AM2048S/R) PLAIN SHAFT, TOLERANCE N; W/O HOLDING BRAKE PROTECTION CLASS IP65, | - | 0 | 0
1FK7083-2AC74-1EG2 |  | 1FK7083-2AC74-1EG2 | 1 | UN | 1 | 15 | C | D | N | N | 85015220 | 1 |  | 15.601 | KG | 1872.61 | 1872.61 | MC05 | MC05 | SIMOTICS S Synchronous motor 1FK7-CT PN=2.6kW; UDC=600V M0=16Nm (100K); NN=2000rpm; Naturally cooled FRAME SIZE IMB 5 (IM V1, IM V3) FLANGE 1, WITH PT1000 TEMPERATURESENSOR POWER CONNECTOR ROTATABLE ABSOLUTE ENCODERR 2048 S/R + 4096 UMDREHUNGEN MULTITURN, WITH ENDAT-SCHNITTSTELLE (ENCODER AM2048S/R) PLAIN SHAFT, TOLERANCE N; W/O HOLDING BRAKE PROTECTION CLASS IP65, FLANGE ON DRIVE END IP67; | - | 0 | 0
1FK7083-2AC74-1EH0 |  | 1FK7083-2AC74-1EH0 | 1 | UN | 1 | 15 | C | D | N | N | 85015220 | 1 |  | 15.9 | KG | 2084.46 | 2084.46 | MC05 | MC05 | SIMOTICS S Synchronous motor 1FK7-CT PN=2.6kW; UDC=600V M0=16Nm (100K); NN=2000rpm; Naturally cooled FRAME SIZE IMB 5 (IM V1, IM V3) FLANGE 1, WITH PT1000 TEMPERATURESENSOR POWER CONNECTOR ROTATABLE ABSOLUTE ENCODERR 2048 S/R + 4096 UMDREHUNGEN MULTITURN, WITH ENDAT-SCHNITTSTELLE (ENCODER AM2048S/R) PLAIN SHAFT, TOLERANCE N; WITH HOLDING BRAKE PROTECTION CLASS IP64; | - | 0 | 0
1FK7083-2AC74-1EH1 |  | 1FK7083-2AC74-1EH1 | 1 | UN | 1 | 15 | C | D | N | N | 85015220 | 1 |  | 15.9 | KG | 2146.8 | 2146.8 | MC05 | MC05 | SIMOTICS S Synchronous motor 1FK7-CT PN=2.6kW; UDC=600V M0=16Nm (100K); NN=2000rpm; Naturally cooled FRAME SIZE IMB 5 (IM V1, IM V3) FLANGE 1, WITH PT1000 TEMPERATURESENSOR POWER CONNECTOR ROTATABLE ABSOLUTE ENCODERR 2048 S/R + 4096 UMDREHUNGEN MULTITURN, WITH ENDAT-SCHNITTSTELLE (ENCODER AM2048S/R) PLAIN SHAFT, TOLERANCE N; WITH HOLDING BRAKE PROTECTION CLASS IP65, | - | 0 | 0
1FK7083-2AC74-1EH2 |  | 1FK7083-2AC74-1EH2 | 1 | UN | 1 | 15 | C | D | N | N | 85015220 | 1 |  | 15.9 | KG | 2146.8 | 2146.8 | MC05 | MC05 | SIMOTICS S Synchronous motor 1FK7-CT PN=2.6kW; UDC=600V M0=16Nm (100K); NN=2000rpm; Naturally cooled FRAME SIZE IMB 5 (IM V1, IM V3) FLANGE 1, WITH PT1000 TEMPERATURESENSOR POWER CONNECTOR ROTATABLE ABSOLUTE ENCODERR 2048 S/R + 4096 UMDREHUNGEN MULTITURN, WITH ENDAT-SCHNITTSTELLE (ENCODER AM2048S/R) PLAIN SHAFT, TOLERANCE N; WITH HOLDING BRAKE PROTECTION CLASS IP65, FLANGE ON DRIVE END IP67; | - | 0 | 0
1FK7083-2AC74-1SA0 |  | 1FK7083-2AC74-1SA0 | 1 | UN | 1 | 15 | C | D | N | N | 85015220 | 1 |  | 15.602 | KG | 1229.44 | 1229.44 | MC05 | MC05 | SIMOTICS S Synchronous motor 1FK7-CT PN=2.6kW; UDC=600V M0=16Nm (100K); NN=2000rpm; Naturally cooled FRAME SIZE IMB 5 (IM V1, IM V3) FLANGE 1, WITH PT1000 TEMPERATURESENSOR POWER CONNECTOR ROTATABLE RESOLVER MULTI-POLE (RESOLVER P=4); SHAFT WITH FITTED KEY, TOLERANCE N; W/O HOLDING BRAKE PROTECTION CLASS IP64; | - | 0 | 0
1FK7083-2AC74-1SA1 |  | 1FK7083-2AC74-1SA1 | 1 | UN | 1 | 15 | C | D | N | N | 85015220 | 1 |  | 15.602 | KG | 1291.78 | 1291.78 | MC05 | MC05 | SIMOTICS S Synchronous motor 1FK7-CT PN=2.6kW; UDC=600V M0=16Nm (100K); NN=2000rpm; Naturally cooled FRAME SIZE IMB 5 (IM V1, IM V3) FLANGE 1, WITH PT1000 TEMPERATURESENSOR POWER CONNECTOR ROTATABLE RESOLVER MULTI-POLE (RESOLVER P=4); SHAFT WITH FITTED KEY, TOLERANCE N; W/O HOLDING BRAKE PROTECTION CLASS IP65, | - | 0 | 0
1FK7083-2AC74-1SA2 |  | 1FK7083-2AC74-1SA2 | 1 | UN | 1 | 15 | C | D | N | N | 85015220 | 1 |  | 15.602 | KG | 1291.78 | 1291.78 | MC05 | MC05 | SIMOTICS S Synchronous motor 1FK7-CT PN=2.6kW; UDC=600V M0=16Nm (100K); NN=2000rpm; Naturally cooled FRAME SIZE IMB 5 (IM V1, IM V3) FLANGE 1, WITH PT1000 TEMPERATURESENSOR POWER CONNECTOR ROTATABLE RESOLVER MULTI-POLE (RESOLVER P=4); SHAFT WITH FITTED KEY, TOLERANCE N; W/O HOLDING BRAKE PROTECTION CLASS IP65, FLANGE ON DRIVE END IP67; | - | 0 | 0
1FK7083-2AC74-1SB0 |  | 1FK7083-2AC74-1SB0 | 1 | UN | 1 | 15 | C | D | N | N | 85015220 | 1 |  | 15.901 | KG | 1503.64 | 1503.64 | MC05 | MC05 | SIMOTICS S Synchronous motor 1FK7-CT PN=2.6kW; UDC=600V M0=16Nm (100K); NN=2000rpm; Naturally cooled FRAME SIZE IMB 5 (IM V1, IM V3) FLANGE 1, WITH PT1000 TEMPERATURESENSOR POWER CONNECTOR ROTATABLE RESOLVER MULTI-POLE (RESOLVER P=4); SHAFT WITH FITTED KEY, TOLERANCE N; WITH HOLDING BRAKE PROTECTION CLASS IP64; | - | 0 | 0
1FK7083-2AC74-1SB1 |  | 1FK7083-2AC74-1SB1 | 1 | UN | 1 | 15 | C | D | N | N | 85015220 | 1 |  | 15.901 | KG | 1565.98 | 1565.98 | MC05 | MC05 | SIMOTICS S Synchronous motor 1FK7-CT PN=2.6kW; UDC=600V M0=16Nm (100K); NN=2000rpm; Naturally cooled FRAME SIZE IMB 5 (IM V1, IM V3) FLANGE 1, WITH PT1000 TEMPERATURESENSOR POWER CONNECTOR ROTATABLE RESOLVER MULTI-POLE (RESOLVER P=4); SHAFT WITH FITTED KEY, TOLERANCE N; WITH HOLDING BRAKE PROTECTION CLASS IP65, | - | 0 | 0
1FK7083-2AC74-1SB2 |  | 1FK7083-2AC74-1SB2 | 1 | UN | 1 | 15 | C | D | N | N | 85015220 | 1 |  | 15.901 | KG | 1565.98 | 1565.98 | MC05 | MC05 | SIMOTICS S Synchronous motor 1FK7-CT PN=2.6kW; UDC=600V M0=16Nm (100K); NN=2000rpm; Naturally cooled FRAME SIZE IMB 5 (IM V1, IM V3) FLANGE 1, WITH PT1000 TEMPERATURESENSOR POWER CONNECTOR ROTATABLE RESOLVER MULTI-POLE (RESOLVER P=4); SHAFT WITH FITTED KEY, TOLERANCE N; WITH HOLDING BRAKE PROTECTION CLASS IP65, FLANGE ON DRIVE END IP67; | - | 0 | 0
1FK7083-2AC74-1SG0 |  | 1FK7083-2AC74-1SG0 | 1 | UN | 1 | 15 | C | D | N | N | 85015220 | 1 |  | 15.602 | KG | 1171.95 | 1171.95 | MC05 | MC05 | SIMOTICS S Synchronous motor 1FK7-CT PN=2.6kW; UDC=600V M0=16Nm (100K); NN=2000rpm; Naturally cooled FRAME SIZE IMB 5 (IM V1, IM V3) FLANGE 1, WITH PT1000 TEMPERATURESENSOR POWER CONNECTOR ROTATABLE RESOLVER MULTI-POLE (RESOLVER P=4); PLAIN SHAFT, TOLERANCE N; W/O HOLDING BRAKE PROTECTION CLASS IP64; | - | 0 | 0
1FK7083-2AC74-1SG1 |  | 1FK7083-2AC74-1SG1 | 1 | UN | 1 | 15 | C | D | N | N | 85015220 | 1 |  | 15.602 | KG | 1234.29 | 1234.29 | MC05 | MC05 | SIMOTICS S Synchronous motor 1FK7-CT PN=2.6kW; UDC=600V M0=16Nm (100K); NN=2000rpm; Naturally cooled FRAME SIZE IMB 5 (IM V1, IM V3) FLANGE 1, WITH PT1000 TEMPERATURESENSOR POWER CONNECTOR ROTATABLE RESOLVER MULTI-POLE (RESOLVER P=4); PLAIN SHAFT, TOLERANCE N; W/O HOLDING BRAKE PROTECTION CLASS IP65, | - | 0 | 0
1FK7083-2AC74-1SG2 |  | 1FK7083-2AC74-1SG2 | 1 | UN | 1 | 15 | C | D | N | N | 85015220 | 1 |  | 15.602 | KG | 1234.29 | 1234.29 | MC05 | MC05 | SIMOTICS S Synchronous motor 1FK7-CT PN=2.6kW; UDC=600V M0=16Nm (100K); NN=2000rpm; Naturally cooled FRAME SIZE IMB 5 (IM V1, IM V3) FLANGE 1, WITH PT1000 TEMPERATURESENSOR POWER CONNECTOR ROTATABLE RESOLVER MULTI-POLE (RESOLVER P=4); PLAIN SHAFT, TOLERANCE N; W/O HOLDING BRAKE PROTECTION CLASS IP65, FLANGE ON DRIVE END IP67; | - | 0 | 0
1FK7083-2AC74-1SH0 |  | 1FK7083-2AC74-1SH0 | 1 | UN | 1 | 15 | C | D | N | N | 85015220 | 1 |  | 15.901 | KG | 1446.14 | 1446.14 | MC05 | MC05 | SIMOTICS S Synchronous motor 1FK7-CT PN=2.6kW; UDC=600V M0=16Nm (100K); NN=2000rpm; Naturally cooled FRAME SIZE IMB 5 (IM V1, IM V3) FLANGE 1, WITH PT1000 TEMPERATURESENSOR POWER CONNECTOR ROTATABLE RESOLVER MULTI-POLE (RESOLVER P=4); PLAIN SHAFT, TOLERANCE N; WITH HOLDING BRAKE PROTECTION CLASS IP64; | - | 0 | 0
1FK7083-2AC74-1SH1 |  | 1FK7083-2AC74-1SH1 | 1 | UN | 1 | 15 | C | D | N | N | 85015220 | 1 |  | 15.901 | KG | 1508.48 | 1508.48 | MC05 | MC05 | SIMOTICS S Synchronous motor 1FK7-CT PN=2.6kW; UDC=600V M0=16Nm (100K); NN=2000rpm; Naturally cooled FRAME SIZE IMB 5 (IM V1, IM V3) FLANGE 1, WITH PT1000 TEMPERATURESENSOR POWER CONNECTOR ROTATABLE RESOLVER MULTI-POLE (RESOLVER P=4); PLAIN SHAFT, TOLERANCE N; WITH HOLDING BRAKE PROTECTION CLASS IP65, | - | 0 | 0
1FK7083-2AC74-1SH2 |  | 1FK7083-2AC74-1SH2 | 1 | UN | 1 | 15 | C | D | N | N | 85015220 | 1 |  | 15.901 | KG | 1508.48 | 1508.48 | MC05 | MC05 | SIMOTICS S Synchronous motor 1FK7-CT PN=2.6kW; UDC=600V M0=16Nm (100K); NN=2000rpm; Naturally cooled FRAME SIZE IMB 5 (IM V1, IM V3) FLANGE 1, WITH PT1000 TEMPERATURESENSOR POWER CONNECTOR ROTATABLE RESOLVER MULTI-POLE (RESOLVER P=4); PLAIN SHAFT, TOLERANCE N; WITH HOLDING BRAKE PROTECTION CLASS IP65, FLANGE ON DRIVE END IP67; | - | 0 | 0
1FK7083-2AC74-1TA0 |  | 1FK7083-2AC74-1TA0 | 1 | UN | 1 | 15 | C | D | N | N | 85015220 | 1 |  | 15.602 | KG | 1229.44 | 1229.44 | MC05 | MC05 | SIMOTICS S Synchronous motor 1FK7-CT PN=2.6kW; UDC=600V M0=16Nm (100K); NN=2000rpm; Naturally cooled FRAME SIZE IMB 5 (IM V1, IM V3) FLANGE 1, WITH PT1000 TEMPERATURESENSOR POWER CONNECTOR ROTATABLE RESOLVER 2-POLE (RESOLVER P=1); SHAFT WITH FITTED KEY, TOLERANCE N; W/O HOLDING BRAKE PROTECTION CLASS IP64; | - | 0 | 0
1FK7083-2AC74-1TA1 |  | 1FK7083-2AC74-1TA1 | 1 | UN | 1 | 15 | C | D | N | N | 85015220 | 1 |  | 15.602 | KG | 1291.78 | 1291.78 | MC05 | MC05 | SIMOTICS S Synchronous motor 1FK7-CT PN=2.6kW; UDC=600V M0=16Nm (100K); NN=2000rpm; Naturally cooled FRAME SIZE IMB 5 (IM V1, IM V3) FLANGE 1, WITH PT1000 TEMPERATURESENSOR POWER CONNECTOR ROTATABLE RESOLVER 2-POLE (RESOLVER P=1); SHAFT WITH FITTED KEY, TOLERANCE N; W/O HOLDING BRAKE PROTECTION CLASS IP65, | - | 0 | 0
1FK7083-2AC74-1TA2 |  | 1FK7083-2AC74-1TA2 | 1 | UN | 1 | 15 | C | D | N | N | 85015220 | 1 |  | 15.602 | KG | 1291.78 | 1291.78 | MC05 | MC05 | SIMOTICS S Synchronous motor 1FK7-CT PN=2.6kW; UDC=600V M0=16Nm (100K); NN=2000rpm; Naturally cooled FRAME SIZE IMB 5 (IM V1, IM V3) FLANGE 1, WITH PT1000 TEMPERATURESENSOR POWER CONNECTOR ROTATABLE RESOLVER 2-POLE (RESOLVER P=1); SHAFT WITH FITTED KEY, TOLERANCE N; W/O HOLDING BRAKE PROTECTION CLASS IP65, FLANGE ON DRIVE END IP67; | - | 0 | 0
1FK7083-2AC74-1TB0 |  | 1FK7083-2AC74-1TB0 | 1 | UN | 1 | 15 | C | D | N | N | 85015220 | 1 |  | 15.901 | KG | 1503.64 | 1503.64 | MC05 | MC05 | SIMOTICS S Synchronous motor 1FK7-CT PN=2.6kW; UDC=600V M0=16Nm (100K); NN=2000rpm; Naturally cooled FRAME SIZE IMB 5 (IM V1, IM V3) FLANGE 1, WITH PT1000 TEMPERATURESENSOR POWER CONNECTOR ROTATABLE RESOLVER 2-POLE (RESOLVER P=1); SHAFT WITH FITTED KEY, TOLERANCE N; WITH HOLDING BRAKE PROTECTION CLASS IP64; | - | 0 | 0
1FK7083-2AC74-1TB1 |  | 1FK7083-2AC74-1TB1 | 1 | UN | 1 | 15 | C | D | N | N | 85015220 | 1 |  | 15.901 | KG | 1565.98 | 1565.98 | MC05 | MC05 | SIMOTICS S Synchronous motor 1FK7-CT PN=2.6kW; UDC=600V M0=16Nm (100K); NN=2000rpm; Naturally cooled FRAME SIZE IMB 5 (IM V1, IM V3) FLANGE 1, WITH PT1000 TEMPERATURESENSOR POWER CONNECTOR ROTATABLE RESOLVER 2-POLE (RESOLVER P=1); SHAFT WITH FITTED KEY, TOLERANCE N; WITH HOLDING BRAKE PROTECTION CLASS IP65, | - | 0 | 0
1FK7083-2AC74-1TB2 |  | 1FK7083-2AC74-1TB2 | 1 | UN | 1 | 15 | C | D | N | N | 85015220 | 1 |  | 15.901 | KG | 1565.98 | 1565.98 | MC05 | MC05 | SIMOTICS S Synchronous motor 1FK7-CT PN=2.6kW; UDC=600V M0=16Nm (100K); NN=2000rpm; Naturally cooled FRAME SIZE IMB 5 (IM V1, IM V3) FLANGE 1, WITH PT1000 TEMPERATURESENSOR POWER CONNECTOR ROTATABLE RESOLVER 2-POLE (RESOLVER P=1); SHAFT WITH FITTED KEY, TOLERANCE N; WITH HOLDING BRAKE PROTECTION CLASS IP65, FLANGE ON DRIVE END IP67; | - | 0 | 0
1FK7083-2AC74-1TG0 |  | 1FK7083-2AC74-1TG0 | 1 | UN | 1 | 15 | C | D | N | N | 85015220 | 1 |  | 15.602 | KG | 1171.95 | 1171.95 | MC05 | MC05 | SIMOTICS S Synchronous motor 1FK7-CT PN=2.6kW; UDC=600V M0=16Nm (100K); NN=2000rpm; Naturally cooled FRAME SIZE IMB 5 (IM V1, IM V3) FLANGE 1, WITH PT1000 TEMPERATURESENSOR POWER CONNECTOR ROTATABLE RESOLVER 2-POLE (RESOLVER P=1); PLAIN SHAFT, TOLERANCE N; W/O HOLDING BRAKE PROTECTION CLASS IP64; | - | 0 | 0
1FK7083-2AC74-1TG1 |  | 1FK7083-2AC74-1TG1 | 1 | UN | 1 | 15 | C | D | N | N | 85015220 | 1 |  | 15.602 | KG | 1234.29 | 1234.29 | MC05 | MC05 | SIMOTICS S Synchronous motor 1FK7-CT PN=2.6kW; UDC=600V M0=16Nm (100K); NN=2000rpm; Naturally cooled FRAME SIZE IMB 5 (IM V1, IM V3) FLANGE 1, WITH PT1000 TEMPERATURESENSOR POWER CONNECTOR ROTATABLE RESOLVER 2-POLE (RESOLVER P=1); PLAIN SHAFT, TOLERANCE N; W/O HOLDING BRAKE PROTECTION CLASS IP65, | - | 0 | 0
1FK7083-2AC74-1TG2 |  | 1FK7083-2AC74-1TG2 | 1 | UN | 1 | 15 | C | D | N | N | 85015220 | 1 |  | 15.602 | KG | 1234.29 | 1234.29 | MC05 | MC05 | SIMOTICS S Synchronous motor 1FK7-CT PN=2.6kW; UDC=600V M0=16Nm (100K); NN=2000rpm; Naturally cooled FRAME SIZE IMB 5 (IM V1, IM V3) FLANGE 1, WITH PT1000 TEMPERATURESENSOR POWER CONNECTOR ROTATABLE RESOLVER 2-POLE (RESOLVER P=1); PLAIN SHAFT, TOLERANCE N; W/O HOLDING BRAKE PROTECTION CLASS IP65, FLANGE ON DRIVE END IP67; | - | 0 | 0
1FK7083-2AC74-1TH0 |  | 1FK7083-2AC74-1TH0 | 1 | UN | 1 | 15 | C | D | N | N | 85015220 | 1 |  | 15.901 | KG | 1446.14 | 1446.14 | MC05 | MC05 | SIMOTICS S Synchronous motor 1FK7-CT PN=2.6kW; UDC=600V M0=16Nm (100K); NN=2000rpm; Naturally cooled FRAME SIZE IMB 5 (IM V1, IM V3) FLANGE 1, WITH PT1000 TEMPERATURESENSOR POWER CONNECTOR ROTATABLE RESOLVER 2-POLE (RESOLVER P=1); PLAIN SHAFT, TOLERANCE N; WITH HOLDING BRAKE PROTECTION CLASS IP64; | - | 0 | 0
1FK7083-2AC74-1TH1 |  | 1FK7083-2AC74-1TH1 | 1 | UN | 1 | 15 | C | D | N | N | 85015220 | 1 |  | 15.901 | KG | 1508.48 | 1508.48 | MC05 | MC05 | SIMOTICS S Synchronous motor 1FK7-CT PN=2.6kW; UDC=600V M0=16Nm (100K); NN=2000rpm; Naturally cooled FRAME SIZE IMB 5 (IM V1, IM V3) FLANGE 1, WITH PT1000 TEMPERATURESENSOR POWER CONNECTOR ROTATABLE RESOLVER 2-POLE (RESOLVER P=1); PLAIN SHAFT, TOLERANCE N; WITH HOLDING BRAKE PROTECTION CLASS IP65, | - | 0 | 0
1FK7083-2AC74-1TH2 |  | 1FK7083-2AC74-1TH2 | 1 | UN | 1 | 15 | C | D | N | N | 85015220 | 1 |  | 15.901 | KG | 1508.48 | 1508.48 | MC05 | MC05 | SIMOTICS S Synchronous motor 1FK7-CT PN=2.6kW; UDC=600V M0=16Nm (100K); NN=2000rpm; Naturally cooled FRAME SIZE IMB 5 (IM V1, IM V3) FLANGE 1, WITH PT1000 TEMPERATURESENSOR POWER CONNECTOR ROTATABLE RESOLVER 2-POLE (RESOLVER P=1); PLAIN SHAFT, TOLERANCE N; WITH HOLDING BRAKE PROTECTION CLASS IP65, FLANGE ON DRIVE END IP67; | - | 0 | 0
1FK7083-2AF71-1AG0 |  | 1FK7083-2AF71-1AG0 | 1 | UN | 1 | 15 | C | D | N | N | 85015220 | 1 |  | 15.601 | KG | 1562.59 | 1562.59 | MC05 | MC05 | SIMOTICS S Synchronous motor 1FK7-CT PN=3.3kW; UDC=600V M0=16Nm (100K); NN=3000rpm; Naturally cooled FRAME SIZE IMB 5 (IM V1, IM V3) FLANGE 1, WITH KTY TEMPERATURESENSOR POWER CONNECTOR ROTATABLE INCREMENTAL ENCODER SIN/COS 1VPP;2048 S/R W. C-AND D-SPUR (ENCODER IC2048S/R) PLAIN SHAFT, TOLERANCE N; W/O HOLDING BRAKE PROTECTION CLASS IP64; | - | 0 | 0
1FK7083-2AF71-1AH0 |  | 1FK7083-2AF71-1AH0 | 1 | UN | 1 | 15 | C | D | N | N | 85015220 | 1 |  | 15.9 | KG | 1836.78 | 1836.78 | MC05 | MC05 | SIMOTICS S Synchronous motor 1FK7-CT PN=3.3kW; UDC=600V M0=16Nm (100K); NN=3000rpm; Naturally cooled FRAME SIZE IMB 5 (IM V1, IM V3) FLANGE 1, WITH KTY TEMPERATURESENSOR POWER CONNECTOR ROTATABLE INCREMENTAL ENCODER SIN/COS 1VPP;2048 S/R W. C-AND D-SPUR (ENCODER IC2048S/R) PLAIN SHAFT, TOLERANCE N; WITH HOLDING BRAKE PROTECTION CLASS IP64; | - | 0 | 0
1FK7083-2AF71-1CG0-Z | K24 | 1FK7083-2AF71-1CG0-ZK24 | 1 | UN | 1 | 15 | C | D | N | N | 85015220 | 1 |  | 15.611 | KG | 2031.79 | 2031.79 | MC05 | MC05 | SIMOTICS S synchronous motor 1FK7-CT PN=3.3kW; UDC=600V M0=16Nm (100K); NN=3000rpm; naturally cooled design IMB 5 (IM V1, IM V3) Flange 1 Power connector rotatable Absolute encoder 24-bit + 12-bit multiturn with DRIVE-CLiQ interface (encoder AM24DQI) Smooth shaft, tolerance N without holding brake, degree of protection IP64 K24: W/O PAINT FINISH, PRIMED | - | 0 | 0
1FK7083-2AF71-1CH1-Z | J02 | 1FK7083-2AF71-1CH1-ZJ02 | 1 | UN | 1 | 15 | C | D | N | N | 85015220 | 1 |  | 33.1 | KG | 4310.82 | 4310.82 | MC05 | MC05 | SIMOTICS S synchronous motor 1FK7-CT PN=3.3kW; UDC=600V M0=16Nm (100K); NN=3000rpm; naturally cooled design IMB 5 (IM V1, IM V3) Flange 1 Power connector rotatable Absolute encoder 24-bit + 12-bit multiturn with DRIVE-CLiQ interface (encoder AM24DQI) Smooth shaft, tolerance N with holding brake, degree of protection IP65 J02: ALPHA SP+, SP 140S-MF1 PLANETARY GEARING 1 STAGE, I=4, WITH FEATHER KEY | - | 0 | 0
1FK7083-2AF71-1CH1-Z | J22 | 1FK7083-2AF71-1CH1-ZJ22 | 1 | UN | 1 | 15 | C | D | N | N | 85015220 | 1 |  | 33.1 | KG | 4310.82 | 4310.82 | MC05 | MC05 | SIMOTICS S synchronous motor 1FK7-CT PN=3.3kW; UDC=600V M0=16Nm (100K); NN=3000rpm; naturally cooled design IMB 5 (IM V1, IM V3) Flange 1 Power connector rotatable Absolute encoder 24-bit + 12-bit multiturn with DRIVE-CLiQ interface (encoder AM24DQI) Smooth shaft, tolerance N with holding brake, degree of protection IP65 J22: ALPHA SP+, SP 140S-MF1 PLANETARY GEARING 1 STAGE, I=4, W/O FEATHER KEY | - | 0 | 0
1FK7083-2AF71-1CH1-Z | J29 | 1FK7083-2AF71-1CH1-ZJ29 | 1 | UN | 1 | 15 | C | D | N | N | 85015220 | 1 |  | 33.1 | KG | 4310.82 | 4310.82 | MC05 | MC05 | SIMOTICS S synchronous motor 1FK7-CT PN=3.3kW; UDC=600V M0=16Nm (100K); NN=3000rpm; naturally cooled design IMB 5 (IM V1, IM V3) Flange 1 Power connector rotatable Absolute encoder 24-bit + 12-bit multiturn with DRIVE-CLiQ interface (encoder AM24DQI) Smooth shaft, tolerance N with holding brake, degree of protection IP65 J29: ALPHA SP+, SP 140S-MF1 PLANETARY GEARING 1 STAGE, I=10, W/O FEATHER KEY | - | 0 | 0
1FK7083-2AF71-1DA9-Z | N01R2A | 1FK7083-2AF71-1DA9-ZN01R2A | 1 | UN | 1 | 15 | C | D | N | N | 85015220 | 1 |  | 15.6 | KG | 1834.2 | 1834.2 | MC05 | MC05 | SIMOTICS S Synchronous motor 1FK7-CT PN=3.3kW; UDC=600V M0=16Nm (100K); NN=3000rpm Naturally cooled IMB 5 design (IM V1, IM V3), Flange 1 Power connector rotatable Incremental encoder 22-bit with Drive-CLiQ interface (encoder IC22DQ) Shaft with feather key Tolerance N without holding brake N01: Ball bearing DE in 2Z version (instead of 2RS) R2A: Degree of protection IP43 (DE flange)/IP64 customer-specific motor according to SMR-69-2015 | - | 0 | 9
1FK7083-2AF71-1DG0 |  | 1FK7083-2AF71-1DG0 | 1 | UN | 1 | 15 | C | D | N | N | 85015220 | 1 |  | 15.602 | KG | 1776.72 | 1776.72 | MC05 | MC05 | SIMOTICS S Synchronous motor 1FK7-CT PN=3.3kW; UDC=600V M0=16Nm (100K); NN=3000rpm; Naturally cooled FRAME SIZE IMB 5 (IM V1, IM V3) FLANGE 1 POWER CONNECTOR ROTATABLE INCREMENTAL ENCODER 22 BIT WITH DRIVE-CLIQ INTERFACE (ENCODER IC22DQ) PLAIN SHAFT, TOLERANCE N; W/O HOLDING BRAKE PROTECTION CLASS IP64; | - | 0 | 0
1FK7083-2AF71-1DG1-Z | J09 | 1FK7083-2AF71-1DG1-ZJ09 | 1 | UN | 1 | 15 | C | D | N | N | 85015220 | 1 |  | 32.802 | KG | 3843.9 | 3843.9 | MC05 | MC05 | SIMOTICS S Synchronous motor 1FK7-CT PN=3.3kW; UDC=600V M0=16Nm (100K); NN=3000rpm; Naturally cooled FRAME SIZE IMB 5 (IM V1, IM V3) FLANGE 1 POWER CONNECTOR ROTATABLE INCREMENTAL ENCODER 22 BIT WITH DRIVE-CLIQ INTERFACE (ENCODER IC22DQ) PLAIN SHAFT, TOLERANCE N; W/O HOLDING BRAKE PROTECTION CLASS IP65, J09: ALPHA SP+, SP 140S-MF1 PLANETARY GEARING 1 STAGE, I=10, WITH FEATHER KEY | - | 0 | 0
1FK7083-2AF71-1DH0 |  | 1FK7083-2AF71-1DH0 | 1 | UN | 1 | 15 | C | D | N | N | 85015220 | 1 |  | 15.901 | KG | 2050.91 | 2050.91 | MC05 | MC05 | SIMOTICS S Synchronous motor 1FK7-CT PN=3.3kW; UDC=600V M0=16Nm (100K); NN=3000rpm; Naturally cooled FRAME SIZE IMB 5 (IM V1, IM V3) FLANGE 1 POWER CONNECTOR ROTATABLE INCREMENTAL ENCODER 22 BIT WITH DRIVE-CLIQ INTERFACE (ENCODER IC22DQ) PLAIN SHAFT, TOLERANCE N; WITH HOLDING BRAKE PROTECTION CLASS IP64; | - | 0 | 0
1FK7083-2AF71-1EG0 |  | 1FK7083-2AF71-1EG0 | 1 | UN | 1 | 15 | C | D | N | N | 85015220 | 1 |  | 15.601 | KG | 1810.27 | 1810.27 | MC05 | MC05 | SIMOTICS S Synchronous motor 1FK7-CT PN=3.3kW; UDC=600V M0=16Nm (100K); NN=3000rpm; Naturally cooled FRAME SIZE IMB 5 (IM V1, IM V3) FLANGE 1, WITH KTY TEMPERATURESENSOR POWER CONNECTOR ROTATABLE ABSOLUTE ENCODERR 2048 S/R + 4096 UMDREHUNGEN MULTITURN, WITH ENDAT-SCHNITTSTELLE (ENCODER AM2048S/R) PLAIN SHAFT, TOLERANCE N; W/O HOLDING BRAKE PROTECTION CLASS IP64; | - | 0 | 0
1FK7083-2AF71-1EH0 |  | 1FK7083-2AF71-1EH0 | 1 | UN | 1 | 15 | C | D | N | N | 85015220 | 1 |  | 15.9 | KG | 2084.46 | 2084.46 | MC05 | MC05 | SIMOTICS S Synchronous motor 1FK7-CT PN=3.3kW; UDC=600V M0=16Nm (100K); NN=3000rpm; Naturally cooled FRAME SIZE IMB 5 (IM V1, IM V3) FLANGE 1, WITH KTY TEMPERATURESENSOR POWER CONNECTOR ROTATABLE ABSOLUTE ENCODERR 2048 S/R + 4096 UMDREHUNGEN MULTITURN, WITH ENDAT-SCHNITTSTELLE (ENCODER AM2048S/R) PLAIN SHAFT, TOLERANCE N; WITH HOLDING BRAKE PROTECTION CLASS IP64; | - | 0 | 0
1FK7083-2AF71-1PG0 |  | 1FK7083-2AF71-1PG0 | 1 | UN | 1 | 15 | C | D | N | N | 85015220 | 1 |  | 15.701 | KG | 1332.65 | 1332.65 | MC05 | MC05 | SIMOTICS S Synchronous motor 1FK7-CT PN=3.3kW; UDC=600V M0=16Nm (100K); NN=3000rpm; Naturally cooled FRAME SIZE IMB 5 (IM V1, IM V3) FLANGE 1 POWER CONNECTOR ROTATABLE RESOLVER 2-POLE, WITH DRIVE CLIQ-INTERFACE PLAIN SHAFT, TOLERANCE N; W/O HOLDING BRAKE PROTECTION CLASS IP64; | - | 0 | 0
1FK7083-2AF71-1PH0 |  | 1FK7083-2AF71-1PH0 | 1 | UN | 1 | 15 | C | D | N | N | 85015220 | 1 |  | 16 | KG | 1606.84 | 1606.84 | MC05 | MC05 | SIMOTICS S Synchronous motor 1FK7-CT PN=3.3kW; UDC=600V M0=16Nm (100K); NN=3000rpm; Naturally cooled FRAME SIZE IMB 5 (IM V1, IM V3) FLANGE 1 POWER CONNECTOR ROTATABLE RESOLVER 2-POLE, WITH DRIVE CLIQ-INTERFACE PLAIN SHAFT, TOLERANCE N; WITH HOLDING BRAKE PROTECTION CLASS IP64; | - | 0 | 0
1FK7083-2AF71-1QG0 |  | 1FK7083-2AF71-1QG0 | 1 | UN | 1 | 15 | C | D | N | N | 85015220 | 1 |  | 15.601 | KG | 1401.35 | 1401.35 | MC05 | MC05 | SIMOTICS S synchronous motor 1FK7-CT PN=3.3kW; UDC=600V M0=16Nm (100K); NN=3000rpm; naturally cooled design IMB 5 (IM V1, IM V3) Flange 1 Power connector rotatable Absolute encoder single-turn 20-bit with Drive-CLiQ interface (encoder AS20DQI) Smooth shaft, tolerance N without holding brake, degree of protection IP64 | - | 0 | 0
1FK7083-2AF71-1QG0-Z | X05 | 1FK7083-2AF71-1QG0-ZX05 | 1 | UN | 1 | 15 | C | D | N | N | 85015220 | 1 |  | 15.602 | KG | 1463.69 | 1463.69 | MC05 | MC05 | SIMOTICS S synchronous motor 1FK7-CT PN=3.3kW; UDC=600V M0=16Nm (100K); NN=3000rpm; naturally cooled design IMB 5 (IM V1, IM V3) Flange 1 Power connector rotatable Absolute encoder single-turn 20-bit with Drive-CLiQ interface (encoder AS20DQI) Smooth shaft, tolerance N without holding brake, degree of protection IP64 X05: PAINT FINISH SKY BLUE RAL5015 | - | 0 | 0
1FK7083-2AF71-1QH0 |  | 1FK7083-2AF71-1QH0 | 1 | UN | 1 | 15 | C | D | N | N | 85015220 | 1 |  | 15.9 | KG | 1675.53 | 1675.53 | MC05 | MC05 | SIMOTICS S synchronous motor 1FK7-CT PN=3.3kW; UDC=600V M0=16Nm (100K); NN=3000rpm; naturally cooled design IMB 5 (IM V1, IM V3) Flange 1 Power connector rotatable Absolute encoder single-turn 20-bit with Drive-CLiQ interface (encoder AS20DQI) Smooth shaft, tolerance N with holding brake, degree of protection IP64 | - | 0 | 0
1FK7083-2AF71-1RB1-Z | K23 | 1FK7083-2AF71-1RB1-ZK23 | 1 | UN | 1 | 15 | C | D | N | N | 85015220 | 1 |  | 15.91 | KG | 2107.08 | 2107.08 | MC05 | MC05 | SIMOTICS S synchronous motor 1FK7-CT PN=3.3kW; UDC=600V M0=16Nm (100K); NN=3000rpm; naturally cooled design IMB 5 (IM V1, IM V3) Flange 1 Power connector rotatable Absolute encoder 20-bit + 12-bit multiturn with DRIVE-CLiQ interface (encoder AM20DQI) shaft with feather key, tolerance N with holding brake, degree of protection IP65 K23: PRIMER AND PAINT FINISH ANTHRACITE | - | 0 | 0
1FK7083-2AF71-1RG0 |  | 1FK7083-2AF71-1RG0 | 1 | UN | 1 | 15 | C | D | N | N | 85015220 | 1 |  | 15.601 | KG | 1650.72 | 1650.72 | MC05 | MC05 | SIMOTICS S synchronous motor 1FK7-CT PN=3.3kW; UDC=600V M0=16Nm (100K); NN=3000rpm; naturally cooled design IMB 5 (IM V1, IM V3) Flange 1 Power connector rotatable Absolute encoder 20-bit + 12-bit multiturn with DRIVE-CLiQ interface (encoder AM20DQI) Smooth shaft, tolerance N without holding brake, degree of protection IP64 | - | 0 | 0
1FK7083-2AF71-1RG2-Z | Q31 | 1FK7083-2AF71-1RG2-ZQ31 | 1 | UN | 1 | 15 | C | D | N | N | 85015220 | 1 |  | 15.651 | KG | 1775.55 | 1775.55 | MC05 | MC05 | SIMOTICS S synchronous motor 1FK7-CT PN=3.3kW; UDC=600V M0=16Nm (100K); NN=3000rpm; naturally cooled design IMB 5 (IM V1, IM V3) Flange 1 Power connector rotatable Absolute encoder 20-bit + 12-bit multiturn with DRIVE-CLiQ interface (encoder AM20DQI) Smooth shaft, tolerance N without holding brake, degree of protection IP65 DE Flange, IP67 Q31: METALLIC RATING PLATE ON MOTOR | - | 0 | 0
1FK7083-2AF71-1RH0 |  | 1FK7083-2AF71-1RH0 | 1 | UN | 1 | 15 | C | D | N | N | 85015220 | 1 |  | 15.9 | KG | 1924.9 | 1924.9 | MC05 | MC05 | SIMOTICS S synchronous motor 1FK7-CT PN=3.3kW; UDC=600V M0=16Nm (100K); NN=3000rpm; naturally cooled design IMB 5 (IM V1, IM V3) Flange 1 Power connector rotatable Absolute encoder 20-bit + 12-bit multiturn with DRIVE-CLiQ interface (encoder AM20DQI) Smooth shaft, tolerance N with holding brake, degree of protection IP64 | - | 0 | 0
1FK7083-2AF71-1SG0 |  | 1FK7083-2AF71-1SG0 | 1 | UN | 1 | 15 | C | D | N | N | 85015220 | 1 |  | 15.602 | KG | 1171.95 | 1171.95 | MC05 | MC05 | SIMOTICS S Synchronous motor 1FK7-CT PN=3.3kW; UDC=600V M0=16Nm (100K); NN=3000rpm; Naturally cooled FRAME SIZE IMB 5 (IM V1, IM V3) FLANGE 1, WITH KTY TEMPERATURESENSOR POWER CONNECTOR ROTATABLE RESOLVER MULTI-POLE (RESOLVER P=4); PLAIN SHAFT, TOLERANCE N; W/O HOLDING BRAKE PROTECTION CLASS IP64; | - | 0 | 0
1FK7083-2AF71-1SH0 |  | 1FK7083-2AF71-1SH0 | 1 | UN | 1 | 15 | C | D | N | N | 85015220 | 1 |  | 15.901 | KG | 1446.14 | 1446.14 | MC05 | MC05 | SIMOTICS S Synchronous motor 1FK7-CT PN=3.3kW; UDC=600V M0=16Nm (100K); NN=3000rpm; Naturally cooled FRAME SIZE IMB 5 (IM V1, IM V3) FLANGE 1, WITH KTY TEMPERATURESENSOR POWER CONNECTOR ROTATABLE RESOLVER MULTI-POLE (RESOLVER P=4); PLAIN SHAFT, TOLERANCE N; WITH HOLDING BRAKE PROTECTION CLASS IP64; | - | 0 | 0
1FK7083-2AF71-1TG0 |  | 1FK7083-2AF71-1TG0 | 1 | UN | 1 | 15 | C | D | N | N | 85015220 | 1 |  | 15.602 | KG | 1171.95 | 1171.95 | MC05 | MC05 | SIMOTICS S Synchronous motor 1FK7-CT PN=3.3kW; UDC=600V M0=16Nm (100K); NN=3000rpm; Naturally cooled FRAME SIZE IMB 5 (IM V1, IM V3) FLANGE 1, WITH KTY TEMPERATURESENSOR POWER CONNECTOR ROTATABLE RESOLVER 2-POLE (RESOLVER P=1); PLAIN SHAFT, TOLERANCE N; W/O HOLDING BRAKE PROTECTION CLASS IP64; | - | 0 | 0
1FK7083-2AF71-1TH0 |  | 1FK7083-2AF71-1TH0 | 1 | UN | 1 | 15 | C | D | N | N | 85015220 | 1 |  | 15.901 | KG | 1446.14 | 1446.14 | MC05 | MC05 | SIMOTICS S Synchronous motor 1FK7-CT PN=3.3kW; UDC=600V M0=16Nm (100K); NN=3000rpm; Naturally cooled FRAME SIZE IMB 5 (IM V1, IM V3) FLANGE 1, WITH KTY TEMPERATURESENSOR POWER CONNECTOR ROTATABLE RESOLVER 2-POLE (RESOLVER P=1); PLAIN SHAFT, TOLERANCE N; WITH HOLDING BRAKE PROTECTION CLASS IP64; | - | 0 | 0
1FK7083-2AF71-1UA9-Z | N01R2A | 1FK7083-2AF71-1UA9-ZN01R2A | 1 | UN | 1 | 15 | C | D | N | N | 85015220 | 1 |  | 15.6 | KG | 1390.13 | 1390.13 | MC05 | MC05 | SIMOTICS S Synchronous motor 1FK7-CT PN=3.3kW; UDC=600V M0=16Nm (100K); NN=3000rpm Naturally cooled IMB 5 design (IM V1, IM V3) Flange 1 Power connector rotatable Resolver multi-pole with DRIVE-CLiQ interface Shaft with feather key Tolerance N without holding brake N01: Ball bearing DE in 2Z version (instead of 2RS) R2A: Degree of protection IP43 (DE flange)/IP64 customer-specific motor according to SMR-69-2015 | - | 0 | 9
1FK7083-2AF71-1UG0 |  | 1FK7083-2AF71-1UG0 | 1 | UN | 1 | 15 | C | D | N | N | 85015220 | 1 |  | 15.602 | KG | 1332.65 | 1332.65 | MC05 | MC05 | SIMOTICS S Synchronous motor 1FK7-CT PN=3.3kW; UDC=600V M0=16Nm (100K); NN=3000rpm; Naturally cooled FRAME SIZE IMB 5 (IM V1, IM V3) FLANGE 1 POWER CONNECTOR ROTATABLE RESOLVER MULTI-POLE WITH DRIVE-CLIQ INTERFACE; PLAIN SHAFT, TOLERANCE N; W/O HOLDING BRAKE PROTECTION CLASS IP64; | - | 0 | 0
1FK7083-2AF71-1UH0 |  | 1FK7083-2AF71-1UH0 | 1 | UN | 1 | 15 | C | D | N | N | 85015220 | 1 |  | 15.901 | KG | 1606.84 | 1606.84 | MC05 | MC05 | SIMOTICS S Synchronous motor 1FK7-CT PN=3.3kW; UDC=600V M0=16Nm (100K); NN=3000rpm; Naturally cooled FRAME SIZE IMB 5 (IM V1, IM V3) FLANGE 1 POWER CONNECTOR ROTATABLE RESOLVER MULTI-POLE WITH DRIVE-CLIQ INTERFACE; PLAIN SHAFT, TOLERANCE N; WITH HOLDING BRAKE PROTECTION CLASS IP64; | - | 0 | 0
1FK7083-2AF74-1AA0 |  | 1FK7083-2AF74-1AA0 | 1 | UN | 1 | 15 | C | D | N | N | 85015220 | 1 |  | 15.601 | KG | 1620.08 | 1620.08 | MC05 | MC05 | SIMOTICS S Synchronous motor 1FK7-CT PN=3.3kW; UDC=600V M0=16Nm (100K); NN=3000rpm; Naturally cooled FRAME SIZE IMB 5 (IM V1, IM V3) FLANGE 1, WITH PT1000 TEMPERATURESENSOR POWER CONNECTOR ROTATABLE INCREMENTAL ENCODER SIN/COS 1VPP;2048 S/R W. C-AND D-SPUR (ENCODER IC2048S/R) SHAFT WITH FITTED KEY, TOLERANCE N; W/O HOLDING BRAKE PROTECTION CLASS IP64; | - | 0 | 0
1FK7083-2AF74-1AA1 |  | 1FK7083-2AF74-1AA1 | 1 | UN | 1 | 15 | C | D | N | N | 85015220 | 1 |  | 15.601 | KG | 1682.42 | 1682.42 | MC05 | MC05 | SIMOTICS S Synchronous motor 1FK7-CT PN=3.3kW; UDC=600V M0=16Nm (100K); NN=3000rpm; Naturally cooled FRAME SIZE IMB 5 (IM V1, IM V3) FLANGE 1, WITH PT1000 TEMPERATURESENSOR POWER CONNECTOR ROTATABLE INCREMENTAL ENCODER SIN/COS 1VPP;2048 S/R W. C-AND D-SPUR (ENCODER IC2048S/R) SHAFT WITH FITTED KEY, TOLERANCE N; W/O HOLDING BRAKE PROTECTION CLASS IP65, | - | 0 | 0
1FK7083-2AF74-1AA2 |  | 1FK7083-2AF74-1AA2 | 1 | UN | 1 | 15 | C | D | N | N | 85015220 | 1 |  | 15.601 | KG | 1682.42 | 1682.42 | MC05 | MC05 | SIMOTICS S Synchronous motor 1FK7-CT PN=3.3kW; UDC=600V M0=16Nm (100K); NN=3000rpm; Naturally cooled FRAME SIZE IMB 5 (IM V1, IM V3) FLANGE 1, WITH PT1000 TEMPERATURESENSOR POWER CONNECTOR ROTATABLE INCREMENTAL ENCODER SIN/COS 1VPP;2048 S/R W. C-AND D-SPUR (ENCODER IC2048S/R) SHAFT WITH FITTED KEY, TOLERANCE N; W/O HOLDING BRAKE PROTECTION CLASS IP65, FLANGE ON DRIVE END IP67; | - | 0 | 0
1FK7083-2AF74-1AB0 |  | 1FK7083-2AF74-1AB0 | 1 | UN | 1 | 15 | C | D | N | N | 85015220 | 1 |  | 15.9 | KG | 1894.28 | 1894.28 | MC05 | MC05 | SIMOTICS S Synchronous motor 1FK7-CT PN=3.3kW; UDC=600V M0=16Nm (100K); NN=3000rpm; Naturally cooled FRAME SIZE IMB 5 (IM V1, IM V3) FLANGE 1, WITH PT1000 TEMPERATURESENSOR POWER CONNECTOR ROTATABLE INCREMENTAL ENCODER SIN/COS 1VPP;2048 S/R W. C-AND D-SPUR (ENCODER IC2048S/R) SHAFT WITH FITTED KEY, TOLERANCE N; WITH HOLDING BRAKE PROTECTION CLASS IP64; | - | 0 | 0
1FK7083-2AF74-1AB1 |  | 1FK7083-2AF74-1AB1 | 1 | UN | 1 | 15 | C | D | N | N | 85015220 | 1 |  | 15.9 | KG | 1956.62 | 1956.62 | MC05 | MC05 | SIMOTICS S Synchronous motor 1FK7-CT PN=3.3kW; UDC=600V M0=16Nm (100K); NN=3000rpm; Naturally cooled FRAME SIZE IMB 5 (IM V1, IM V3) FLANGE 1, WITH PT1000 TEMPERATURESENSOR POWER CONNECTOR ROTATABLE INCREMENTAL ENCODER SIN/COS 1VPP;2048 S/R W. C-AND D-SPUR (ENCODER IC2048S/R) SHAFT WITH FITTED KEY, TOLERANCE N; WITH HOLDING BRAKE PROTECTION CLASS IP65, | - | 0 | 0
1FK7083-2AF74-1AB2 |  | 1FK7083-2AF74-1AB2 | 1 | UN | 1 | 15 | C | D | N | N | 85015220 | 1 |  | 15.9 | KG | 1956.62 | 1956.62 | MC05 | MC05 | SIMOTICS S Synchronous motor 1FK7-CT PN=3.3kW; UDC=600V M0=16Nm (100K); NN=3000rpm; Naturally cooled FRAME SIZE IMB 5 (IM V1, IM V3) FLANGE 1, WITH PT1000 TEMPERATURESENSOR POWER CONNECTOR ROTATABLE INCREMENTAL ENCODER SIN/COS 1VPP;2048 S/R W. C-AND D-SPUR (ENCODER IC2048S/R) SHAFT WITH FITTED KEY, TOLERANCE N; WITH HOLDING BRAKE PROTECTION CLASS IP65, FLANGE ON DRIVE END IP67; | - | 0 | 0
1FK7083-2AF74-1AG0 |  | 1FK7083-2AF74-1AG0 | 1 | UN | 1 | 15 | C | D | N | N | 85015220 | 1 |  | 15.601 | KG | 1562.59 | 1562.59 | MC05 | MC05 | SIMOTICS S Synchronous motor 1FK7-CT PN=3.3kW; UDC=600V M0=16Nm (100K); NN=3000rpm; Naturally cooled FRAME SIZE IMB 5 (IM V1, IM V3) FLANGE 1, WITH PT1000 TEMPERATURESENSOR POWER CONNECTOR ROTATABLE INCREMENTAL ENCODER SIN/COS 1VPP;2048 S/R W. C-AND D-SPUR (ENCODER IC2048S/R) PLAIN SHAFT, TOLERANCE N; W/O HOLDING BRAKE PROTECTION CLASS IP64; | - | 0 | 0
1FK7083-2AF74-1AG1 |  | 1FK7083-2AF74-1AG1 | 1 | UN | 1 | 15 | C | D | N | N | 85015220 | 1 |  | 15.601 | KG | 1624.93 | 1624.93 | MC05 | MC05 | SIMOTICS S Synchronous motor 1FK7-CT PN=3.3kW; UDC=600V M0=16Nm (100K); NN=3000rpm; Naturally cooled FRAME SIZE IMB 5 (IM V1, IM V3) FLANGE 1, WITH PT1000 TEMPERATURESENSOR POWER CONNECTOR ROTATABLE INCREMENTAL ENCODER SIN/COS 1VPP;2048 S/R W. C-AND D-SPUR (ENCODER IC2048S/R) PLAIN SHAFT, TOLERANCE N; W/O HOLDING BRAKE PROTECTION CLASS IP65, | - | 0 | 0
1FK7083-2AF74-1AG2 |  | 1FK7083-2AF74-1AG2 | 1 | UN | 1 | 15 | C | D | N | N | 85015220 | 1 |  | 15.601 | KG | 1624.93 | 1624.93 | MC05 | MC05 | SIMOTICS S Synchronous motor 1FK7-CT PN=3.3kW; UDC=600V M0=16Nm (100K); NN=3000rpm; Naturally cooled FRAME SIZE IMB 5 (IM V1, IM V3) FLANGE 1, WITH PT1000 TEMPERATURESENSOR POWER CONNECTOR ROTATABLE INCREMENTAL ENCODER SIN/COS 1VPP;2048 S/R W. C-AND D-SPUR (ENCODER IC2048S/R) PLAIN SHAFT, TOLERANCE N; W/O HOLDING BRAKE PROTECTION CLASS IP65, FLANGE ON DRIVE END IP67; | - | 0 | 0
1FK7083-2AF74-1AH0 |  | 1FK7083-2AF74-1AH0 | 1 | UN | 1 | 15 | C | D | N | N | 85015220 | 1 |  | 15.9 | KG | 1836.78 | 1836.78 | MC05 | MC05 | SIMOTICS S Synchronous motor 1FK7-CT PN=3.3kW; UDC=600V M0=16Nm (100K); NN=3000rpm; Naturally cooled FRAME SIZE IMB 5 (IM V1, IM V3) FLANGE 1, WITH PT1000 TEMPERATURESENSOR POWER CONNECTOR ROTATABLE INCREMENTAL ENCODER SIN/COS 1VPP;2048 S/R W. C-AND D-SPUR (ENCODER IC2048S/R) PLAIN SHAFT, TOLERANCE N; WITH HOLDING BRAKE PROTECTION CLASS IP64; | - | 0 | 0
1FK7083-2AF74-1AH1 |  | 1FK7083-2AF74-1AH1 | 1 | UN | 1 | 15 | C | D | N | N | 85015220 | 1 |  | 15.9 | KG | 1899.12 | 1899.12 | MC05 | MC05 | SIMOTICS S Synchronous motor 1FK7-CT PN=3.3kW; UDC=600V M0=16Nm (100K); NN=3000rpm; Naturally cooled FRAME SIZE IMB 5 (IM V1, IM V3) FLANGE 1, WITH PT1000 TEMPERATURESENSOR POWER CONNECTOR ROTATABLE INCREMENTAL ENCODER SIN/COS 1VPP;2048 S/R W. C-AND D-SPUR (ENCODER IC2048S/R) PLAIN SHAFT, TOLERANCE N; WITH HOLDING BRAKE PROTECTION CLASS IP65, | - | 0 | 0
1FK7083-2AF74-1AH2 |  | 1FK7083-2AF74-1AH2 | 1 | UN | 1 | 15 | C | D | N | N | 85015220 | 1 |  | 15.9 | KG | 1899.12 | 1899.12 | MC05 | MC05 | SIMOTICS S Synchronous motor 1FK7-CT PN=3.3kW; UDC=600V M0=16Nm (100K); NN=3000rpm; Naturally cooled FRAME SIZE IMB 5 (IM V1, IM V3) FLANGE 1, WITH PT1000 TEMPERATURESENSOR POWER CONNECTOR ROTATABLE INCREMENTAL ENCODER SIN/COS 1VPP;2048 S/R W. C-AND D-SPUR (ENCODER IC2048S/R) PLAIN SHAFT, TOLERANCE N; WITH HOLDING BRAKE PROTECTION CLASS IP65, FLANGE ON DRIVE END IP67; | - | 0 | 0
1FK7083-2AF74-1EA0 |  | 1FK7083-2AF74-1EA0 | 1 | UN | 1 | 15 | C | D | N | N | 85015220 | 1 |  | 15.601 | KG | 1867.76 | 1867.76 | MC05 | MC05 | SIMOTICS S Synchronous motor 1FK7-CT PN=3.3kW; UDC=600V M0=16Nm (100K); NN=3000rpm; Naturally cooled FRAME SIZE IMB 5 (IM V1, IM V3) FLANGE 1, WITH PT1000 TEMPERATURESENSOR POWER CONNECTOR ROTATABLE ABSOLUTE ENCODERR 2048 S/R + 4096 UMDREHUNGEN MULTITURN, WITH ENDAT-SCHNITTSTELLE (ENCODER AM2048S/R) SHAFT WITH FITTED KEY, TOLERANCE N; W/O HOLDING BRAKE PROTECTION CLASS IP64; | - | 0 | 0
1FK7083-2AF74-1EA1 |  | 1FK7083-2AF74-1EA1 | 1 | UN | 1 | 15 | C | D | N | N | 85015220 | 1 |  | 15.601 | KG | 1930.1 | 1930.1 | MC05 | MC05 | SIMOTICS S Synchronous motor 1FK7-CT PN=3.3kW; UDC=600V M0=16Nm (100K); NN=3000rpm; Naturally cooled FRAME SIZE IMB 5 (IM V1, IM V3) FLANGE 1, WITH PT1000 TEMPERATURESENSOR POWER CONNECTOR ROTATABLE ABSOLUTE ENCODERR 2048 S/R + 4096 UMDREHUNGEN MULTITURN, WITH ENDAT-SCHNITTSTELLE (ENCODER AM2048S/R) SHAFT WITH FITTED KEY, TOLERANCE N; W/O HOLDING BRAKE PROTECTION CLASS IP65, | - | 0 | 0
1FK7083-2AF74-1EA2 |  | 1FK7083-2AF74-1EA2 | 1 | UN | 1 | 15 | C | D | N | N | 85015220 | 1 |  | 15.601 | KG | 1930.1 | 1930.1 | MC05 | MC05 | SIMOTICS S Synchronous motor 1FK7-CT PN=3.3kW; UDC=600V M0=16Nm (100K); NN=3000rpm; Naturally cooled FRAME SIZE IMB 5 (IM V1, IM V3) FLANGE 1, WITH PT1000 TEMPERATURESENSOR POWER CONNECTOR ROTATABLE ABSOLUTE ENCODERR 2048 S/R + 4096 UMDREHUNGEN MULTITURN, WITH ENDAT-SCHNITTSTELLE (ENCODER AM2048S/R) SHAFT WITH FITTED KEY, TOLERANCE N; W/O HOLDING BRAKE PROTECTION CLASS IP65, FLANGE ON DRIVE END IP67; | - | 0 | 0
1FK7083-2AF74-1EB0 |  | 1FK7083-2AF74-1EB0 | 1 | UN | 1 | 15 | C | D | N | N | 85015220 | 1 |  | 15.9 | KG | 2141.96 | 2141.96 | MC05 | MC05 | SIMOTICS S Synchronous motor 1FK7-CT PN=3.3kW; UDC=600V M0=16Nm (100K); NN=3000rpm; Naturally cooled FRAME SIZE IMB 5 (IM V1, IM V3) FLANGE 1, WITH PT1000 TEMPERATURESENSOR POWER CONNECTOR ROTATABLE ABSOLUTE ENCODERR 2048 S/R + 4096 UMDREHUNGEN MULTITURN, WITH ENDAT-SCHNITTSTELLE (ENCODER AM2048S/R) SHAFT WITH FITTED KEY, TOLERANCE N; WITH HOLDING BRAKE PROTECTION CLASS IP64; | - | 0 | 0
1FK7083-2AF74-1EB1 |  | 1FK7083-2AF74-1EB1 | 1 | UN | 1 | 15 | C | D | N | N | 85015220 | 1 |  | 15.9 | KG | 2204.3 | 2204.3 | MC05 | MC05 | SIMOTICS S Synchronous motor 1FK7-CT PN=3.3kW; UDC=600V M0=16Nm (100K); NN=3000rpm; Naturally cooled FRAME SIZE IMB 5 (IM V1, IM V3) FLANGE 1, WITH PT1000 TEMPERATURESENSOR POWER CONNECTOR ROTATABLE ABSOLUTE ENCODERR 2048 S/R + 4096 UMDREHUNGEN MULTITURN, WITH ENDAT-SCHNITTSTELLE (ENCODER AM2048S/R) SHAFT WITH FITTED KEY, TOLERANCE N; WITH HOLDING BRAKE PROTECTION CLASS IP65, | - | 0 | 0
1FK7083-2AF74-1EB2 |  | 1FK7083-2AF74-1EB2 | 1 | UN | 1 | 15 | C | D | N | N | 85015220 | 1 |  | 15.9 | KG | 2204.3 | 2204.3 | MC05 | MC05 | SIMOTICS S Synchronous motor 1FK7-CT PN=3.3kW; UDC=600V M0=16Nm (100K); NN=3000rpm; Naturally cooled FRAME SIZE IMB 5 (IM V1, IM V3) FLANGE 1, WITH PT1000 TEMPERATURESENSOR POWER CONNECTOR ROTATABLE ABSOLUTE ENCODERR 2048 S/R + 4096 UMDREHUNGEN MULTITURN, WITH ENDAT-SCHNITTSTELLE (ENCODER AM2048S/R) SHAFT WITH FITTED KEY, TOLERANCE N; WITH HOLDING BRAKE PROTECTION CLASS IP65, FLANGE ON DRIVE END IP67; | - | 0 | 0
1FK7083-2AF74-1EG0 |  | 1FK7083-2AF74-1EG0 | 1 | UN | 1 | 15 | C | D | N | N | 85015220 | 1 |  | 15.601 | KG | 1810.27 | 1810.27 | MC05 | MC05 | SIMOTICS S Synchronous motor 1FK7-CT PN=3.3kW; UDC=600V M0=16Nm (100K); NN=3000rpm; Naturally cooled FRAME SIZE IMB 5 (IM V1, IM V3) FLANGE 1, WITH PT1000 TEMPERATURESENSOR POWER CONNECTOR ROTATABLE ABSOLUTE ENCODERR 2048 S/R + 4096 UMDREHUNGEN MULTITURN, WITH ENDAT-SCHNITTSTELLE (ENCODER AM2048S/R) PLAIN SHAFT, TOLERANCE N; W/O HOLDING BRAKE PROTECTION CLASS IP64; | - | 0 | 0
1FK7083-2AF74-1EG1 |  | 1FK7083-2AF74-1EG1 | 1 | UN | 1 | 15 | C | D | N | N | 85015220 | 1 |  | 15.601 | KG | 1872.61 | 1872.61 | MC05 | MC05 | SIMOTICS S Synchronous motor 1FK7-CT PN=3.3kW; UDC=600V M0=16Nm (100K); NN=3000rpm; Naturally cooled FRAME SIZE IMB 5 (IM V1, IM V3) FLANGE 1, WITH PT1000 TEMPERATURESENSOR POWER CONNECTOR ROTATABLE ABSOLUTE ENCODERR 2048 S/R + 4096 UMDREHUNGEN MULTITURN, WITH ENDAT-SCHNITTSTELLE (ENCODER AM2048S/R) PLAIN SHAFT, TOLERANCE N; W/O HOLDING BRAKE PROTECTION CLASS IP65, | - | 0 | 0
1FK7083-2AF74-1EG2 |  | 1FK7083-2AF74-1EG2 | 1 | UN | 1 | 15 | C | D | N | N | 85015220 | 1 |  | 15.601 | KG | 1872.61 | 1872.61 | MC05 | MC05 | SIMOTICS S Synchronous motor 1FK7-CT PN=3.3kW; UDC=600V M0=16Nm (100K); NN=3000rpm; Naturally cooled FRAME SIZE IMB 5 (IM V1, IM V3) FLANGE 1, WITH PT1000 TEMPERATURESENSOR POWER CONNECTOR ROTATABLE ABSOLUTE ENCODERR 2048 S/R + 4096 UMDREHUNGEN MULTITURN, WITH ENDAT-SCHNITTSTELLE (ENCODER AM2048S/R) PLAIN SHAFT, TOLERANCE N; W/O HOLDING BRAKE PROTECTION CLASS IP65, FLANGE ON DRIVE END IP67; | - | 0 | 0
1FK7083-2AF74-1EH0 |  | 1FK7083-2AF74-1EH0 | 1 | UN | 1 | 15 | C | D | N | N | 85015220 | 1 |  | 15.9 | KG | 2084.46 | 2084.46 | MC05 | MC05 | SIMOTICS S Synchronous motor 1FK7-CT PN=3.3kW; UDC=600V M0=16Nm (100K); NN=3000rpm; Naturally cooled FRAME SIZE IMB 5 (IM V1, IM V3) FLANGE 1, WITH PT1000 TEMPERATURESENSOR POWER CONNECTOR ROTATABLE ABSOLUTE ENCODERR 2048 S/R + 4096 UMDREHUNGEN MULTITURN, WITH ENDAT-SCHNITTSTELLE (ENCODER AM2048S/R) PLAIN SHAFT, TOLERANCE N; WITH HOLDING BRAKE PROTECTION CLASS IP64; | - | 0 | 0
1FK7083-2AF74-1EH1 |  | 1FK7083-2AF74-1EH1 | 1 | UN | 1 | 15 | C | D | N | N | 85015220 | 1 |  | 15.9 | KG | 2146.8 | 2146.8 | MC05 | MC05 | SIMOTICS S Synchronous motor 1FK7-CT PN=3.3kW; UDC=600V M0=16Nm (100K); NN=3000rpm; Naturally cooled FRAME SIZE IMB 5 (IM V1, IM V3) FLANGE 1, WITH PT1000 TEMPERATURESENSOR POWER CONNECTOR ROTATABLE ABSOLUTE ENCODERR 2048 S/R + 4096 UMDREHUNGEN MULTITURN, WITH ENDAT-SCHNITTSTELLE (ENCODER AM2048S/R) PLAIN SHAFT, TOLERANCE N; WITH HOLDING BRAKE PROTECTION CLASS IP65, | - | 0 | 0
1FK7083-2AF74-1EH2 |  | 1FK7083-2AF74-1EH2 | 1 | UN | 1 | 15 | C | D | N | N | 85015220 | 1 |  | 15.9 | KG | 2146.8 | 2146.8 | MC05 | MC05 | SIMOTICS S Synchronous motor 1FK7-CT PN=3.3kW; UDC=600V M0=16Nm (100K); NN=3000rpm; Naturally cooled FRAME SIZE IMB 5 (IM V1, IM V3) FLANGE 1, WITH PT1000 TEMPERATURESENSOR POWER CONNECTOR ROTATABLE ABSOLUTE ENCODERR 2048 S/R + 4096 UMDREHUNGEN MULTITURN, WITH ENDAT-SCHNITTSTELLE (ENCODER AM2048S/R) PLAIN SHAFT, TOLERANCE N; WITH HOLDING BRAKE PROTECTION CLASS IP65, FLANGE ON DRIVE END IP67; | - | 0 | 0
1FK7083-2AF74-1SA0 |  | 1FK7083-2AF74-1SA0 | 1 | UN | 1 | 15 | C | D | N | N | 85015220 | 1 |  | 15.602 | KG | 1229.44 | 1229.44 | MC05 | MC05 | SIMOTICS S Synchronous motor 1FK7-CT PN=3.3kW; UDC=600V M0=16Nm (100K); NN=3000rpm; Naturally cooled FRAME SIZE IMB 5 (IM V1, IM V3) FLANGE 1, WITH PT1000 TEMPERATURESENSOR POWER CONNECTOR ROTATABLE RESOLVER MULTI-POLE (RESOLVER P=4); SHAFT WITH FITTED KEY, TOLERANCE N; W/O HOLDING BRAKE PROTECTION CLASS IP64; | - | 0 | 0
1FK7083-2AF74-1SA1 |  | 1FK7083-2AF74-1SA1 | 1 | UN | 1 | 15 | C | D | N | N | 85015220 | 1 |  | 15.602 | KG | 1291.78 | 1291.78 | MC05 | MC05 | SIMOTICS S Synchronous motor 1FK7-CT PN=3.3kW; UDC=600V M0=16Nm (100K); NN=3000rpm; Naturally cooled FRAME SIZE IMB 5 (IM V1, IM V3) FLANGE 1, WITH PT1000 TEMPERATURESENSOR POWER CONNECTOR ROTATABLE RESOLVER MULTI-POLE (RESOLVER P=4); SHAFT WITH FITTED KEY, TOLERANCE N; W/O HOLDING BRAKE PROTECTION CLASS IP65, | - | 0 | 0
1FK7083-2AF74-1SA2 |  | 1FK7083-2AF74-1SA2 | 1 | UN | 1 | 15 | C | D | N | N | 85015220 | 1 |  | 15.602 | KG | 1291.78 | 1291.78 | MC05 | MC05 | SIMOTICS S Synchronous motor 1FK7-CT PN=3.3kW; UDC=600V M0=16Nm (100K); NN=3000rpm; Naturally cooled FRAME SIZE IMB 5 (IM V1, IM V3) FLANGE 1, WITH PT1000 TEMPERATURESENSOR POWER CONNECTOR ROTATABLE RESOLVER MULTI-POLE (RESOLVER P=4); SHAFT WITH FITTED KEY, TOLERANCE N; W/O HOLDING BRAKE PROTECTION CLASS IP65, FLANGE ON DRIVE END IP67; | - | 0 | 0
1FK7083-2AF74-1SB0 |  | 1FK7083-2AF74-1SB0 | 1 | UN | 1 | 15 | C | D | N | N | 85015220 | 1 |  | 15.901 | KG | 1503.64 | 1503.64 | MC05 | MC05 | SIMOTICS S Synchronous motor 1FK7-CT PN=3.3kW; UDC=600V M0=16Nm (100K); NN=3000rpm; Naturally cooled FRAME SIZE IMB 5 (IM V1, IM V3) FLANGE 1, WITH PT1000 TEMPERATURESENSOR POWER CONNECTOR ROTATABLE RESOLVER MULTI-POLE (RESOLVER P=4); SHAFT WITH FITTED KEY, TOLERANCE N; WITH HOLDING BRAKE PROTECTION CLASS IP64; | - | 0 | 0
1FK7083-2AF74-1SB1 |  | 1FK7083-2AF74-1SB1 | 1 | UN | 1 | 15 | C | D | N | N | 85015220 | 1 |  | 15.901 | KG | 1565.98 | 1565.98 | MC05 | MC05 | SIMOTICS S Synchronous motor 1FK7-CT PN=3.3kW; UDC=600V M0=16Nm (100K); NN=3000rpm; Naturally cooled FRAME SIZE IMB 5 (IM V1, IM V3) FLANGE 1, WITH PT1000 TEMPERATURESENSOR POWER CONNECTOR ROTATABLE RESOLVER MULTI-POLE (RESOLVER P=4); SHAFT WITH FITTED KEY, TOLERANCE N; WITH HOLDING BRAKE PROTECTION CLASS IP65, | - | 0 | 0
1FK7083-2AF74-1SB2 |  | 1FK7083-2AF74-1SB2 | 1 | UN | 1 | 15 | C | D | N | N | 85015220 | 1 |  | 15.901 | KG | 1565.98 | 1565.98 | MC05 | MC05 | SIMOTICS S Synchronous motor 1FK7-CT PN=3.3kW; UDC=600V M0=16Nm (100K); NN=3000rpm; Naturally cooled FRAME SIZE IMB 5 (IM V1, IM V3) FLANGE 1, WITH PT1000 TEMPERATURESENSOR POWER CONNECTOR ROTATABLE RESOLVER MULTI-POLE (RESOLVER P=4); SHAFT WITH FITTED KEY, TOLERANCE N; WITH HOLDING BRAKE PROTECTION CLASS IP65, FLANGE ON DRIVE END IP67; | - | 0 | 0
1FK7083-2AF74-1SG0 |  | 1FK7083-2AF74-1SG0 | 1 | UN | 1 | 15 | C | D | N | N | 85015220 | 1 |  | 15.602 | KG | 1171.95 | 1171.95 | MC05 | MC05 | SIMOTICS S Synchronous motor 1FK7-CT PN=3.3kW; UDC=600V M0=16Nm (100K); NN=3000rpm; Naturally cooled FRAME SIZE IMB 5 (IM V1, IM V3) FLANGE 1, WITH PT1000 TEMPERATURESENSOR POWER CONNECTOR ROTATABLE RESOLVER MULTI-POLE (RESOLVER P=4); PLAIN SHAFT, TOLERANCE N; W/O HOLDING BRAKE PROTECTION CLASS IP64; | - | 0 | 0
1FK7083-2AF74-1SG1 |  | 1FK7083-2AF74-1SG1 | 1 | UN | 1 | 15 | C | D | N | N | 85015220 | 1 |  | 15.602 | KG | 1234.29 | 1234.29 | MC05 | MC05 | SIMOTICS S Synchronous motor 1FK7-CT PN=3.3kW; UDC=600V M0=16Nm (100K); NN=3000rpm; Naturally cooled FRAME SIZE IMB 5 (IM V1, IM V3) FLANGE 1, WITH PT1000 TEMPERATURESENSOR POWER CONNECTOR ROTATABLE RESOLVER MULTI-POLE (RESOLVER P=4); PLAIN SHAFT, TOLERANCE N; W/O HOLDING BRAKE PROTECTION CLASS IP65, | - | 0 | 0
1FK7083-2AF74-1SG2 |  | 1FK7083-2AF74-1SG2 | 1 | UN | 1 | 15 | C | D | N | N | 85015220 | 1 |  | 15.602 | KG | 1234.29 | 1234.29 | MC05 | MC05 | SIMOTICS S Synchronous motor 1FK7-CT PN=3.3kW; UDC=600V M0=16Nm (100K); NN=3000rpm; Naturally cooled FRAME SIZE IMB 5 (IM V1, IM V3) FLANGE 1, WITH PT1000 TEMPERATURESENSOR POWER CONNECTOR ROTATABLE RESOLVER MULTI-POLE (RESOLVER P=4); PLAIN SHAFT, TOLERANCE N; W/O HOLDING BRAKE PROTECTION CLASS IP65, FLANGE ON DRIVE END IP67; | - | 0 | 0
1FK7083-2AF74-1SH0 |  | 1FK7083-2AF74-1SH0 | 1 | UN | 1 | 15 | C | D | N | N | 85015220 | 1 |  | 15.901 | KG | 1446.14 | 1446.14 | MC05 | MC05 | SIMOTICS S Synchronous motor 1FK7-CT PN=3.3kW; UDC=600V M0=16Nm (100K); NN=3000rpm; Naturally cooled FRAME SIZE IMB 5 (IM V1, IM V3) FLANGE 1, WITH PT1000 TEMPERATURESENSOR POWER CONNECTOR ROTATABLE RESOLVER MULTI-POLE (RESOLVER P=4); PLAIN SHAFT, TOLERANCE N; WITH HOLDING BRAKE PROTECTION CLASS IP64; | - | 0 | 0
1FK7083-2AF74-1SH1 |  | 1FK7083-2AF74-1SH1 | 1 | UN | 1 | 15 | C | D | N | N | 85015220 | 1 |  | 15.901 | KG | 1508.48 | 1508.48 | MC05 | MC05 | SIMOTICS S Synchronous motor 1FK7-CT PN=3.3kW; UDC=600V M0=16Nm (100K); NN=3000rpm; Naturally cooled FRAME SIZE IMB 5 (IM V1, IM V3) FLANGE 1, WITH PT1000 TEMPERATURESENSOR POWER CONNECTOR ROTATABLE RESOLVER MULTI-POLE (RESOLVER P=4); PLAIN SHAFT, TOLERANCE N; WITH HOLDING BRAKE PROTECTION CLASS IP65, | - | 0 | 0
1FK7083-2AF74-1SH2 |  | 1FK7083-2AF74-1SH2 | 1 | UN | 1 | 15 | C | D | N | N | 85015220 | 1 |  | 15.901 | KG | 1508.48 | 1508.48 | MC05 | MC05 | SIMOTICS S Synchronous motor 1FK7-CT PN=3.3kW; UDC=600V M0=16Nm (100K); NN=3000rpm; Naturally cooled FRAME SIZE IMB 5 (IM V1, IM V3) FLANGE 1, WITH PT1000 TEMPERATURESENSOR POWER CONNECTOR ROTATABLE RESOLVER MULTI-POLE (RESOLVER P=4); PLAIN SHAFT, TOLERANCE N; WITH HOLDING BRAKE PROTECTION CLASS IP65, FLANGE ON DRIVE END IP67; | - | 0 | 0
1FK7083-2AF74-1TA0 |  | 1FK7083-2AF74-1TA0 | 1 | UN | 1 | 15 | C | D | N | N | 85015220 | 1 |  | 15.602 | KG | 1229.44 | 1229.44 | MC05 | MC05 | SIMOTICS S Synchronous motor 1FK7-CT PN=3.3kW; UDC=600V M0=16Nm (100K); NN=3000rpm; Naturally cooled FRAME SIZE IMB 5 (IM V1, IM V3) FLANGE 1, WITH PT1000 TEMPERATURESENSOR POWER CONNECTOR ROTATABLE RESOLVER 2-POLE (RESOLVER P=1); SHAFT WITH FITTED KEY, TOLERANCE N; W/O HOLDING BRAKE PROTECTION CLASS IP64; | - | 0 | 0
1FK7083-2AF74-1TA1 |  | 1FK7083-2AF74-1TA1 | 1 | UN | 1 | 15 | C | D | N | N | 85015220 | 1 |  | 15.602 | KG | 1291.78 | 1291.78 | MC05 | MC05 | SIMOTICS S Synchronous motor 1FK7-CT PN=3.3kW; UDC=600V M0=16Nm (100K); NN=3000rpm; Naturally cooled FRAME SIZE IMB 5 (IM V1, IM V3) FLANGE 1, WITH PT1000 TEMPERATURESENSOR POWER CONNECTOR ROTATABLE RESOLVER 2-POLE (RESOLVER P=1); SHAFT WITH FITTED KEY, TOLERANCE N; W/O HOLDING BRAKE PROTECTION CLASS IP65, | - | 0 | 0
1FK7083-2AF74-1TA2 |  | 1FK7083-2AF74-1TA2 | 1 | UN | 1 | 15 | C | D | N | N | 85015220 | 1 |  | 15.602 | KG | 1291.78 | 1291.78 | MC05 | MC05 | SIMOTICS S Synchronous motor 1FK7-CT PN=3.3kW; UDC=600V M0=16Nm (100K); NN=3000rpm; Naturally cooled FRAME SIZE IMB 5 (IM V1, IM V3) FLANGE 1, WITH PT1000 TEMPERATURESENSOR POWER CONNECTOR ROTATABLE RESOLVER 2-POLE (RESOLVER P=1); SHAFT WITH FITTED KEY, TOLERANCE N; W/O HOLDING BRAKE PROTECTION CLASS IP65, FLANGE ON DRIVE END IP67; | - | 0 | 0
1FK7083-2AF74-1TB0 |  | 1FK7083-2AF74-1TB0 | 1 | UN | 1 | 15 | C | D | N | N | 85015220 | 1 |  | 15.901 | KG | 1503.64 | 1503.64 | MC05 | MC05 | SIMOTICS S Synchronous motor 1FK7-CT PN=3.3kW; UDC=600V M0=16Nm (100K); NN=3000rpm; Naturally cooled FRAME SIZE IMB 5 (IM V1, IM V3) FLANGE 1, WITH PT1000 TEMPERATURESENSOR POWER CONNECTOR ROTATABLE RESOLVER 2-POLE (RESOLVER P=1); SHAFT WITH FITTED KEY, TOLERANCE N; WITH HOLDING BRAKE PROTECTION CLASS IP64; | - | 0 | 0
1FK7083-2AF74-1TB1 |  | 1FK7083-2AF74-1TB1 | 1 | UN | 1 | 15 | C | D | N | N | 85015220 | 1 |  | 15.901 | KG | 1565.98 | 1565.98 | MC05 | MC05 | SIMOTICS S Synchronous motor 1FK7-CT PN=3.3kW; UDC=600V M0=16Nm (100K); NN=3000rpm; Naturally cooled FRAME SIZE IMB 5 (IM V1, IM V3) FLANGE 1, WITH PT1000 TEMPERATURESENSOR POWER CONNECTOR ROTATABLE RESOLVER 2-POLE (RESOLVER P=1); SHAFT WITH FITTED KEY, TOLERANCE N; WITH HOLDING BRAKE PROTECTION CLASS IP65, | - | 0 | 0
1FK7083-2AF74-1TB2 |  | 1FK7083-2AF74-1TB2 | 1 | UN | 1 | 15 | C | D | N | N | 85015220 | 1 |  | 15.901 | KG | 1565.98 | 1565.98 | MC05 | MC05 | SIMOTICS S Synchronous motor 1FK7-CT PN=3.3kW; UDC=600V M0=16Nm (100K); NN=3000rpm; Naturally cooled FRAME SIZE IMB 5 (IM V1, IM V3) FLANGE 1, WITH PT1000 TEMPERATURESENSOR POWER CONNECTOR ROTATABLE RESOLVER 2-POLE (RESOLVER P=1); SHAFT WITH FITTED KEY, TOLERANCE N; WITH HOLDING BRAKE PROTECTION CLASS IP65, FLANGE ON DRIVE END IP67; | - | 0 | 0
1FK7083-2AF74-1TG0 |  | 1FK7083-2AF74-1TG0 | 1 | UN | 1 | 15 | C | D | N | N | 85015220 | 1 |  | 15.602 | KG | 1171.95 | 1171.95 | MC05 | MC05 | SIMOTICS S Synchronous motor 1FK7-CT PN=3.3kW; UDC=600V M0=16Nm (100K); NN=3000rpm; Naturally cooled FRAME SIZE IMB 5 (IM V1, IM V3) FLANGE 1, WITH PT1000 TEMPERATURESENSOR POWER CONNECTOR ROTATABLE RESOLVER 2-POLE (RESOLVER P=1); PLAIN SHAFT, TOLERANCE N; W/O HOLDING BRAKE PROTECTION CLASS IP64; | - | 0 | 0
1FK7083-2AF74-1TG1 |  | 1FK7083-2AF74-1TG1 | 1 | UN | 1 | 15 | C | D | N | N | 85015220 | 1 |  | 15.602 | KG | 1234.29 | 1234.29 | MC05 | MC05 | SIMOTICS S Synchronous motor 1FK7-CT PN=3.3kW; UDC=600V M0=16Nm (100K); NN=3000rpm; Naturally cooled FRAME SIZE IMB 5 (IM V1, IM V3) FLANGE 1, WITH PT1000 TEMPERATURESENSOR POWER CONNECTOR ROTATABLE RESOLVER 2-POLE (RESOLVER P=1); PLAIN SHAFT, TOLERANCE N; W/O HOLDING BRAKE PROTECTION CLASS IP65, | - | 0 | 0
1FK7083-2AF74-1TG2 |  | 1FK7083-2AF74-1TG2 | 1 | UN | 1 | 15 | C | D | N | N | 85015220 | 1 |  | 15.602 | KG | 1234.29 | 1234.29 | MC05 | MC05 | SIMOTICS S Synchronous motor 1FK7-CT PN=3.3kW; UDC=600V M0=16Nm (100K); NN=3000rpm; Naturally cooled FRAME SIZE IMB 5 (IM V1, IM V3) FLANGE 1, WITH PT1000 TEMPERATURESENSOR POWER CONNECTOR ROTATABLE RESOLVER 2-POLE (RESOLVER P=1); PLAIN SHAFT, TOLERANCE N; W/O HOLDING BRAKE PROTECTION CLASS IP65, FLANGE ON DRIVE END IP67; | - | 0 | 0
1FK7083-2AF74-1TH0 |  | 1FK7083-2AF74-1TH0 | 1 | UN | 1 | 15 | C | D | N | N | 85015220 | 1 |  | 15.901 | KG | 1446.14 | 1446.14 | MC05 | MC05 | SIMOTICS S Synchronous motor 1FK7-CT PN=3.3kW; UDC=600V M0=16Nm (100K); NN=3000rpm; Naturally cooled FRAME SIZE IMB 5 (IM V1, IM V3) FLANGE 1, WITH PT1000 TEMPERATURESENSOR POWER CONNECTOR ROTATABLE RESOLVER 2-POLE (RESOLVER P=1); PLAIN SHAFT, TOLERANCE N; WITH HOLDING BRAKE PROTECTION CLASS IP64; | - | 0 | 0
1FK7083-2AF74-1TH1 |  | 1FK7083-2AF74-1TH1 | 1 | UN | 1 | 15 | C | D | N | N | 85015220 | 1 |  | 15.901 | KG | 1508.48 | 1508.48 | MC05 | MC05 | SIMOTICS S Synchronous motor 1FK7-CT PN=3.3kW; UDC=600V M0=16Nm (100K); NN=3000rpm; Naturally cooled FRAME SIZE IMB 5 (IM V1, IM V3) FLANGE 1, WITH PT1000 TEMPERATURESENSOR POWER CONNECTOR ROTATABLE RESOLVER 2-POLE (RESOLVER P=1); PLAIN SHAFT, TOLERANCE N; WITH HOLDING BRAKE PROTECTION CLASS IP65, | - | 0 | 0
1FK7083-2AF74-1TH2 |  | 1FK7083-2AF74-1TH2 | 1 | UN | 1 | 15 | C | D | N | N | 85015220 | 1 |  | 15.901 | KG | 1508.48 | 1508.48 | MC05 | MC05 | SIMOTICS S Synchronous motor 1FK7-CT PN=3.3kW; UDC=600V M0=16Nm (100K); NN=3000rpm; Naturally cooled FRAME SIZE IMB 5 (IM V1, IM V3) FLANGE 1, WITH PT1000 TEMPERATURESENSOR POWER CONNECTOR ROTATABLE RESOLVER 2-POLE (RESOLVER P=1); PLAIN SHAFT, TOLERANCE N; WITH HOLDING BRAKE PROTECTION CLASS IP65, FLANGE ON DRIVE END IP67; | - | 0 | 0
1FK7083-2AH71-1AG0 |  | 1FK7083-2AH71-1AG0 | 1 | UN | 1 | 15 | C | D | N | N | 85015220 | 1 |  | 15.601 | KG | 1562.59 | 1562.59 | MC05 | MC05 | SIMOTICS S Synchronous motor 1FK7-CT PN=1.4kW; UDC=600V M0=16Nm (100K); NN=4500rpm; Naturally cooled FRAME SIZE IMB 5 (IM V1, IM V3) FLANGE 1, WITH KTY TEMPERATURESENSOR POWER CONNECTOR ROTATABLE INCREMENTAL ENCODER SIN/COS 1VPP;2048 S/R W. C-AND D-SPUR (ENCODER IC2048S/R) PLAIN SHAFT, TOLERANCE N; W/O HOLDING BRAKE PROTECTION CLASS IP64; | - | 0 | 0
1FK7083-2AH71-1AH0 |  | 1FK7083-2AH71-1AH0 | 1 | UN | 1 | 15 | C | D | N | N | 85015220 | 1 |  | 15.9 | KG | 1836.78 | 1836.78 | MC05 | MC05 | SIMOTICS S Synchronous motor 1FK7-CT PN=1.4kW; UDC=600V M0=16Nm (100K); NN=4500rpm; Naturally cooled FRAME SIZE IMB 5 (IM V1, IM V3) FLANGE 1, WITH KTY TEMPERATURESENSOR POWER CONNECTOR ROTATABLE INCREMENTAL ENCODER SIN/COS 1VPP;2048 S/R W. C-AND D-SPUR (ENCODER IC2048S/R) PLAIN SHAFT, TOLERANCE N; WITH HOLDING BRAKE PROTECTION CLASS IP64; | - | 0 | 0
1FK7083-2AH71-1BA0-Z | N05 | 1FK7083-2AH71-1BA0-ZN05 | 1 | UN | 1 | 15 | C | D | N | N | 85015220 | 1 |  | 15.602 | KG | 1984.22 | 1984.22 | MC05 | MC05 | SIMOTICS S Synchronous motor 1FK7-CT PN=1.4kW; UDC=600V M0=16Nm (100K); NN=4500rpm; Naturally cooled FRAME SIZE IMB 5 (IM V1, IM V3) FLANGE 1 POWER CONNECTOR ROTATABLE ABSOLUTE ENCODER SINGLETURN 24 BIT WITH DRIVE CLIQ INTERFACE (ENCODER AS24DQI) SHAFT WITH FITTED KEY, TOLERANCE N; W/O HOLDING BRAKE PROTECTION CLASS IP64; N05: Compatibility of the shaft extension dimensions with 1FT507X (Configuration information to be considered, see notification number 14361688) | - | 0 | 0
1FK7083-2AH71-1CA0-Z | N05 | 1FK7083-2AH71-1CA0-ZN05 | 1 | UN | 1 | 15 | C | D | N | N | 85015220 | 1 |  | 15.602 | KG | 2230.38 | 2230.38 | MC05 | MC05 | SIMOTICS S Synchronous motor 1FK7-CT PN=1.4kW; UDC=600V M0=16Nm (100K); NN=4500rpm; Naturally cooled FRAME SIZE IMB 5 (IM V1, IM V3) FLANGE 1 POWER CONNECTOR ROTATABLE ABSOLUTE ENCODER 24 BIT + 12 BIT MULTITURN WITH DRIVE-CLIQ INTERFACE (ENCODER AM24DQI) SHAFT WITH FITTED KEY, TOLERANCE N; W/O HOLDING BRAKE PROTECTION CLASS IP64; N05: Compatibility of the shaft extension dimensions with 1FT507X (Configuration information to be considered, see notification number 14361688) | - | 0 | 0
1FK7083-2AH71-1CH1-Z | X01 | 1FK7083-2AH71-1CH1-ZX01 | 1 | UN | 1 | 15 | C | D | N | N | 85015220 | 1 |  | 15.901 | KG | 2368.32 | 2368.32 | MC05 | MC05 | SIMOTICS S Synchronous motor 1FK7-CT PN=1.4kW; UDC=600V M0=16Nm (100K); NN=4500rpm; Naturally cooled FRAME SIZE IMB 5 (IM V1, IM V3) FLANGE 1 POWER CONNECTOR ROTATABLE ABSOLUTE ENCODER 24 BIT + 12 BIT MULTITURN WITH DRIVE-CLIQ INTERFACE (ENCODER AM24DQI) PLAIN SHAFT, TOLERANCE N; WITH HOLDING BRAKE PROTECTION CLASS IP65, X01: PAINT FINISH DULL BLACK RAL9005 | - | 0 | 0
1FK7083-2AH71-1DG0 |  | 1FK7083-2AH71-1DG0 | 1 | UN | 1 | 15 | C | D | N | N | 85015220 | 1 |  | 15.602 | KG | 1776.72 | 1776.72 | MC05 | MC05 | SIMOTICS S Synchronous motor 1FK7-CT PN=1.4kW; UDC=600V M0=16Nm (100K); NN=4500rpm; Naturally cooled FRAME SIZE IMB 5 (IM V1, IM V3) FLANGE 1 POWER CONNECTOR ROTATABLE INCREMENTAL ENCODER 22 BIT WITH DRIVE-CLIQ INTERFACE (ENCODER IC22DQ) PLAIN SHAFT, TOLERANCE N; W/O HOLDING BRAKE PROTECTION CLASS IP64; | - | 0 | 0
1FK7083-2AH71-1DH0 |  | 1FK7083-2AH71-1DH0 | 1 | UN | 1 | 15 | C | D | N | N | 85015220 | 1 |  | 15.901 | KG | 2050.91 | 2050.91 | MC05 | MC05 | SIMOTICS S Synchronous motor 1FK7-CT PN=1.4kW; UDC=600V M0=16Nm (100K); NN=4500rpm; Naturally cooled FRAME SIZE IMB 5 (IM V1, IM V3) FLANGE 1 POWER CONNECTOR ROTATABLE INCREMENTAL ENCODER 22 BIT WITH DRIVE-CLIQ INTERFACE (ENCODER IC22DQ) PLAIN SHAFT, TOLERANCE N; WITH HOLDING BRAKE PROTECTION CLASS IP64; | - | 0 | 0
1FK7083-2AH71-1EG0 |  | 1FK7083-2AH71-1EG0 | 1 | UN | 1 | 15 | C | D | N | N | 85015220 | 1 |  | 15.601 | KG | 1810.27 | 1810.27 | MC05 | MC05 | SIMOTICS S Synchronous motor 1FK7-CT PN=1.4kW; UDC=600V M0=16Nm (100K); NN=4500rpm; Naturally cooled FRAME SIZE IMB 5 (IM V1, IM V3) FLANGE 1, WITH KTY TEMPERATURESENSOR POWER CONNECTOR ROTATABLE ABSOLUTE ENCODERR 2048 S/R + 4096 UMDREHUNGEN MULTITURN, WITH ENDAT-SCHNITTSTELLE (ENCODER AM2048S/R) PLAIN SHAFT, TOLERANCE N; W/O HOLDING BRAKE PROTECTION CLASS IP64; | - | 0 | 0
1FK7083-2AH71-1EH0 |  | 1FK7083-2AH71-1EH0 | 1 | UN | 1 | 15 | C | D | N | N | 85015220 | 1 |  | 15.9 | KG | 2084.46 | 2084.46 | MC05 | MC05 | SIMOTICS S Synchronous motor 1FK7-CT PN=1.4kW; UDC=600V M0=16Nm (100K); NN=4500rpm; Naturally cooled FRAME SIZE IMB 5 (IM V1, IM V3) FLANGE 1, WITH KTY TEMPERATURESENSOR POWER CONNECTOR ROTATABLE ABSOLUTE ENCODERR 2048 S/R + 4096 UMDREHUNGEN MULTITURN, WITH ENDAT-SCHNITTSTELLE (ENCODER AM2048S/R) PLAIN SHAFT, TOLERANCE N; WITH HOLDING BRAKE PROTECTION CLASS IP64; | - | 0 | 0
1FK7083-2AH71-1FB2 |  | 1FK7083-2AH71-1FB2 | 1 | UN | 1 | 15 | C | D | N | N | 85015220 | 1 |  | 15.9 | KG | 2416.92 | 2416.92 | MC05 | MC05 | SIMOTICS S Synchronous motor 1FK7-CT PN=1.4kW; UDC=600V M0=16Nm (100K); NN=4500rpm; Naturally cooled FRAME SIZE IMB 5 (IM V1, IM V3) FLANGE 1 POWER CONNECTOR ROTATABLE ABSOLUTE ENCODER 22BIT + 12 BIT MULTITURN, WITH DRIVE-CLIQ INTERFACE (ENCODER AM22DQ) SHAFT WITH FITTED KEY, TOLERANCE N; WITH HOLDING BRAKE PROTECTION CLASS IP65, FLANGE ON DRIVE END IP67; | - | 0 | 0
1FK7083-2AH71-1PG0 |  | 1FK7083-2AH71-1PG0 | 1 | UN | 1 | 15 | C | D | N | N | 85015220 | 1 |  | 15.701 | KG | 1332.65 | 1332.65 | MC05 | MC05 | SIMOTICS S Synchronous motor 1FK7-CT PN=1.4kW; UDC=600V M0=16Nm (100K); NN=4500rpm; Naturally cooled FRAME SIZE IMB 5 (IM V1, IM V3) FLANGE 1 POWER CONNECTOR ROTATABLE RESOLVER 2-POLE, WITH DRIVE CLIQ-INTERFACE PLAIN SHAFT, TOLERANCE N; W/O HOLDING BRAKE PROTECTION CLASS IP64; | - | 0 | 0
1FK7083-2AH71-1PH0 |  | 1FK7083-2AH71-1PH0 | 1 | UN | 1 | 15 | C | D | N | N | 85015220 | 1 |  | 16 | KG | 1606.84 | 1606.84 | MC05 | MC05 | SIMOTICS S Synchronous motor 1FK7-CT PN=1.4kW; UDC=600V M0=16Nm (100K); NN=4500rpm; Naturally cooled FRAME SIZE IMB 5 (IM V1, IM V3) FLANGE 1 POWER CONNECTOR ROTATABLE RESOLVER 2-POLE, WITH DRIVE CLIQ-INTERFACE PLAIN SHAFT, TOLERANCE N; WITH HOLDING BRAKE PROTECTION CLASS IP64; | - | 0 | 0
1FK7083-2AH71-1QG0 |  | 1FK7083-2AH71-1QG0 | 1 | UN | 1 | 15 | C | D | N | N | 85015220 | 1 |  | 15.601 | KG | 1401.35 | 1401.35 | MC05 | MC05 | SIMOTICS S Synchronous motor 1FK7-CT PN=1.4kW; UDC=600V M0=16Nm (100K); NN=4500rpm; Naturally cooled FRAME SIZE IMB 5 (IM V1, IM V3) FLANGE 1 POWER CONNECTOR ROTATABLE ABSOLUTE ENCODER SINGLETURN 20 BIT WITH DRIVE-CLIQ INTERFACE (ENCODER AS20DQI) PLAIN SHAFT, TOLERANCE N; W/O HOLDING BRAKE PROTECTION CLASS IP64; | - | 0 | 0
1FK7083-2AH71-1QH0 |  | 1FK7083-2AH71-1QH0 | 1 | UN | 1 | 15 | C | D | N | N | 85015220 | 1 |  | 15.9 | KG | 1675.54 | 1675.54 | MC05 | MC05 | SIMOTICS S Synchronous motor 1FK7-CT PN=1.4kW; UDC=600V M0=16Nm (100K); NN=4500rpm; Naturally cooled FRAME SIZE IMB 5 (IM V1, IM V3) FLANGE 1 POWER CONNECTOR ROTATABLE ABSOLUTE ENCODER SINGLETURN 20 BIT WITH DRIVE-CLIQ INTERFACE (ENCODER AS20DQI) PLAIN SHAFT, TOLERANCE N; WITH HOLDING BRAKE PROTECTION CLASS IP64; | - | 0 | 0
1FK7083-2AH71-1RG0 |  | 1FK7083-2AH71-1RG0 | 1 | UN | 1 | 15 | C | D | N | N | 85015220 | 1 |  | 15.601 | KG | 1650.72 | 1650.72 | MC05 | MC05 | SIMOTICS S Synchronous motor 1FK7-CT PN=1.4kW; UDC=600V M0=16Nm (100K); NN=4500rpm; Naturally cooled FRAME SIZE IMB 5 (IM V1, IM V3) FLANGE 1 POWER CONNECTOR ROTATABLE ABSOLUTE ENCODER 20 BIT + 12 BIT MULTITURN WITH DRIVE-CLIQ INTERFACE (ENCODER AM20DQI) PLAIN SHAFT, TOLERANCE N; W/O HOLDING BRAKE PROTECTION CLASS IP64; | - | 0 | 0
1FK7083-2AH71-1RH0 |  | 1FK7083-2AH71-1RH0 | 1 | UN | 1 | 15 | C | D | N | N | 85015220 | 1 |  | 15.9 | KG | 1924.91 | 1924.91 | MC05 | MC05 | SIMOTICS S Synchronous motor 1FK7-CT PN=1.4kW; UDC=600V M0=16Nm (100K); NN=4500rpm; Naturally cooled FRAME SIZE IMB 5 (IM V1, IM V3) FLANGE 1 POWER CONNECTOR ROTATABLE ABSOLUTE ENCODER 20 BIT + 12 BIT MULTITURN WITH DRIVE-CLIQ INTERFACE (ENCODER AM20DQI) PLAIN SHAFT, TOLERANCE N; WITH HOLDING BRAKE PROTECTION CLASS IP64; | - | 0 | 0
1FK7083-2AH71-1SG0 |  | 1FK7083-2AH71-1SG0 | 1 | UN | 1 | 15 | C | D | N | N | 85015220 | 1 |  | 15.602 | KG | 1171.95 | 1171.95 | MC05 | MC05 | SIMOTICS S Synchronous motor 1FK7-CT PN=1.4kW; UDC=600V M0=16Nm (100K); NN=4500rpm; Naturally cooled FRAME SIZE IMB 5 (IM V1, IM V3) FLANGE 1, WITH KTY TEMPERATURESENSOR POWER CONNECTOR ROTATABLE RESOLVER MULTI-POLE (RESOLVER P=4); PLAIN SHAFT, TOLERANCE N; W/O HOLDING BRAKE PROTECTION CLASS IP64; | - | 0 | 0
1FK7083-2AH71-1SH0 |  | 1FK7083-2AH71-1SH0 | 1 | UN | 1 | 15 | C | D | N | N | 85015220 | 1 |  | 15.901 | KG | 1446.14 | 1446.14 | MC05 | MC05 | SIMOTICS S Synchronous motor 1FK7-CT PN=1.4kW; UDC=600V M0=16Nm (100K); NN=4500rpm; Naturally cooled FRAME SIZE IMB 5 (IM V1, IM V3) FLANGE 1, WITH KTY TEMPERATURESENSOR POWER CONNECTOR ROTATABLE RESOLVER MULTI-POLE (RESOLVER P=4); PLAIN SHAFT, TOLERANCE N; WITH HOLDING BRAKE PROTECTION CLASS IP64; | - | 0 | 0
1FK7083-2AH71-1TG0 |  | 1FK7083-2AH71-1TG0 | 1 | UN | 1 | 15 | C | D | N | N | 85015220 | 1 |  | 15.602 | KG | 1171.95 | 1171.95 | MC05 | MC05 | SIMOTICS S Synchronous motor 1FK7-CT PN=1.4kW; UDC=600V M0=16Nm (100K); NN=4500rpm; Naturally cooled FRAME SIZE IMB 5 (IM V1, IM V3) FLANGE 1, WITH KTY TEMPERATURESENSOR POWER CONNECTOR ROTATABLE RESOLVER 2-POLE (RESOLVER P=1); PLAIN SHAFT, TOLERANCE N; W/O HOLDING BRAKE PROTECTION CLASS IP64; | - | 0 | 0
1FK7083-2AH71-1TH0 |  | 1FK7083-2AH71-1TH0 | 1 | UN | 1 | 15 | C | D | N | N | 85015220 | 1 |  | 15.901 | KG | 1446.14 | 1446.14 | MC05 | MC05 | SIMOTICS S Synchronous motor 1FK7-CT PN=1.4kW; UDC=600V M0=16Nm (100K); NN=4500rpm; Naturally cooled FRAME SIZE IMB 5 (IM V1, IM V3) FLANGE 1, WITH KTY TEMPERATURESENSOR POWER CONNECTOR ROTATABLE RESOLVER 2-POLE (RESOLVER P=1); PLAIN SHAFT, TOLERANCE N; WITH HOLDING BRAKE PROTECTION CLASS IP64; | - | 0 | 0
1FK7083-2AH71-1UG0 |  | 1FK7083-2AH71-1UG0 | 1 | UN | 1 | 15 | C | D | N | N | 85015220 | 1 |  | 15.602 | KG | 1332.65 | 1332.65 | MC05 | MC05 | SIMOTICS S Synchronous motor 1FK7-CT PN=1.4kW; UDC=600V M0=16Nm (100K); NN=4500rpm; Naturally cooled FRAME SIZE IMB 5 (IM V1, IM V3) FLANGE 1 POWER CONNECTOR ROTATABLE RESOLVER MULTI-POLE WITH DRIVE-CLIQ INTERFACE; PLAIN SHAFT, TOLERANCE N; W/O HOLDING BRAKE PROTECTION CLASS IP64; | - | 0 | 0
1FK7083-2AH71-1UH0 |  | 1FK7083-2AH71-1UH0 | 1 | UN | 1 | 15 | C | D | N | N | 85015220 | 1 |  | 15.901 | KG | 1606.84 | 1606.84 | MC05 | MC05 | SIMOTICS S Synchronous motor 1FK7-CT PN=1.4kW; UDC=600V M0=16Nm (100K); NN=4500rpm; Naturally cooled FRAME SIZE IMB 5 (IM V1, IM V3) FLANGE 1 POWER CONNECTOR ROTATABLE RESOLVER MULTI-POLE WITH DRIVE-CLIQ INTERFACE; PLAIN SHAFT, TOLERANCE N; WITH HOLDING BRAKE PROTECTION CLASS IP64; | - | 0 | 0
1FK7083-2AH74-1AA0 |  | 1FK7083-2AH74-1AA0 | 1 | UN | 1 | 15 | C | D | N | N | 85015220 | 1 |  | 15.601 | KG | 1620.08 | 1620.08 | MC05 | MC05 | SIMOTICS S Synchronous motor 1FK7-CT PN=1.4kW; UDC=600V M0=16Nm (100K); NN=4500rpm; Naturally cooled FRAME SIZE IMB 5 (IM V1, IM V3) FLANGE 1, WITH PT1000 TEMPERATURESENSOR POWER CONNECTOR ROTATABLE INCREMENTAL ENCODER SIN/COS 1VPP;2048 S/R W. C-AND D-SPUR (ENCODER IC2048S/R) SHAFT WITH FITTED KEY, TOLERANCE N; W/O HOLDING BRAKE PROTECTION CLASS IP64; | - | 0 | 0
1FK7083-2AH74-1AA1 |  | 1FK7083-2AH74-1AA1 | 1 | UN | 1 | 15 | C | D | N | N | 85015220 | 1 |  | 15.601 | KG | 1682.42 | 1682.42 | MC05 | MC05 | SIMOTICS S Synchronous motor 1FK7-CT PN=1.4kW; UDC=600V M0=16Nm (100K); NN=4500rpm; Naturally cooled FRAME SIZE IMB 5 (IM V1, IM V3) FLANGE 1, WITH PT1000 TEMPERATURESENSOR POWER CONNECTOR ROTATABLE INCREMENTAL ENCODER SIN/COS 1VPP;2048 S/R W. C-AND D-SPUR (ENCODER IC2048S/R) SHAFT WITH FITTED KEY, TOLERANCE N; W/O HOLDING BRAKE PROTECTION CLASS IP65, | - | 0 | 0
1FK7083-2AH74-1AA2 |  | 1FK7083-2AH74-1AA2 | 1 | UN | 1 | 15 | C | D | N | N | 85015220 | 1 |  | 15.601 | KG | 1682.42 | 1682.42 | MC05 | MC05 | SIMOTICS S Synchronous motor 1FK7-CT PN=1.4kW; UDC=600V M0=16Nm (100K); NN=4500rpm; Naturally cooled FRAME SIZE IMB 5 (IM V1, IM V3) FLANGE 1, WITH PT1000 TEMPERATURESENSOR POWER CONNECTOR ROTATABLE INCREMENTAL ENCODER SIN/COS 1VPP;2048 S/R W. C-AND D-SPUR (ENCODER IC2048S/R) SHAFT WITH FITTED KEY, TOLERANCE N; W/O HOLDING BRAKE PROTECTION CLASS IP65, FLANGE ON DRIVE END IP67; | - | 0 | 0
1FK7083-2AH74-1AB0 |  | 1FK7083-2AH74-1AB0 | 1 | UN | 1 | 15 | C | D | N | N | 85015220 | 1 |  | 15.9 | KG | 1894.28 | 1894.28 | MC05 | MC05 | SIMOTICS S Synchronous motor 1FK7-CT PN=1.4kW; UDC=600V M0=16Nm (100K); NN=4500rpm; Naturally cooled FRAME SIZE IMB 5 (IM V1, IM V3) FLANGE 1, WITH PT1000 TEMPERATURESENSOR POWER CONNECTOR ROTATABLE INCREMENTAL ENCODER SIN/COS 1VPP;2048 S/R W. C-AND D-SPUR (ENCODER IC2048S/R) SHAFT WITH FITTED KEY, TOLERANCE N; WITH HOLDING BRAKE PROTECTION CLASS IP64; | - | 0 | 0
1FK7083-2AH74-1AB1 |  | 1FK7083-2AH74-1AB1 | 1 | UN | 1 | 15 | C | D | N | N | 85015220 | 1 |  | 15.9 | KG | 1956.62 | 1956.62 | MC05 | MC05 | SIMOTICS S Synchronous motor 1FK7-CT PN=1.4kW; UDC=600V M0=16Nm (100K); NN=4500rpm; Naturally cooled FRAME SIZE IMB 5 (IM V1, IM V3) FLANGE 1, WITH PT1000 TEMPERATURESENSOR POWER CONNECTOR ROTATABLE INCREMENTAL ENCODER SIN/COS 1VPP;2048 S/R W. C-AND D-SPUR (ENCODER IC2048S/R) SHAFT WITH FITTED KEY, TOLERANCE N; WITH HOLDING BRAKE PROTECTION CLASS IP65, | - | 0 | 0
1FK7083-2AH74-1AB2 |  | 1FK7083-2AH74-1AB2 | 1 | UN | 1 | 15 | C | D | N | N | 85015220 | 1 |  | 15.9 | KG | 1956.62 | 1956.62 | MC05 | MC05 | SIMOTICS S Synchronous motor 1FK7-CT PN=1.4kW; UDC=600V M0=16Nm (100K); NN=4500rpm; Naturally cooled FRAME SIZE IMB 5 (IM V1, IM V3) FLANGE 1, WITH PT1000 TEMPERATURESENSOR POWER CONNECTOR ROTATABLE INCREMENTAL ENCODER SIN/COS 1VPP;2048 S/R W. C-AND D-SPUR (ENCODER IC2048S/R) SHAFT WITH FITTED KEY, TOLERANCE N; WITH HOLDING BRAKE PROTECTION CLASS IP65, FLANGE ON DRIVE END IP67; | - | 0 | 0
1FK7083-2AH74-1AG0 |  | 1FK7083-2AH74-1AG0 | 1 | UN | 1 | 15 | C | D | N | N | 85015220 | 1 |  | 15.601 | KG | 1562.59 | 1562.59 | MC05 | MC05 | SIMOTICS S Synchronous motor 1FK7-CT PN=1.4kW; UDC=600V M0=16Nm (100K); NN=4500rpm; Naturally cooled FRAME SIZE IMB 5 (IM V1, IM V3) FLANGE 1, WITH PT1000 TEMPERATURESENSOR POWER CONNECTOR ROTATABLE INCREMENTAL ENCODER SIN/COS 1VPP;2048 S/R W. C-AND D-SPUR (ENCODER IC2048S/R) PLAIN SHAFT, TOLERANCE N; W/O HOLDING BRAKE PROTECTION CLASS IP64; | - | 0 | 0
1FK7083-2AH74-1AG1 |  | 1FK7083-2AH74-1AG1 | 1 | UN | 1 | 15 | C | D | N | N | 85015220 | 1 |  | 15.601 | KG | 1624.93 | 1624.93 | MC05 | MC05 | SIMOTICS S Synchronous motor 1FK7-CT PN=1.4kW; UDC=600V M0=16Nm (100K); NN=4500rpm; Naturally cooled FRAME SIZE IMB 5 (IM V1, IM V3) FLANGE 1, WITH PT1000 TEMPERATURESENSOR POWER CONNECTOR ROTATABLE INCREMENTAL ENCODER SIN/COS 1VPP;2048 S/R W. C-AND D-SPUR (ENCODER IC2048S/R) PLAIN SHAFT, TOLERANCE N; W/O HOLDING BRAKE PROTECTION CLASS IP65, | - | 0 | 0
1FK7083-2AH74-1AG2 |  | 1FK7083-2AH74-1AG2 | 1 | UN | 1 | 15 | C | D | N | N | 85015220 | 1 |  | 15.601 | KG | 1624.93 | 1624.93 | MC05 | MC05 | SIMOTICS S Synchronous motor 1FK7-CT PN=1.4kW; UDC=600V M0=16Nm (100K); NN=4500rpm; Naturally cooled FRAME SIZE IMB 5 (IM V1, IM V3) FLANGE 1, WITH PT1000 TEMPERATURESENSOR POWER CONNECTOR ROTATABLE INCREMENTAL ENCODER SIN/COS 1VPP;2048 S/R W. C-AND D-SPUR (ENCODER IC2048S/R) PLAIN SHAFT, TOLERANCE N; W/O HOLDING BRAKE PROTECTION CLASS IP65, FLANGE ON DRIVE END IP67; | - | 0 | 0
1FK7083-2AH74-1AH0 |  | 1FK7083-2AH74-1AH0 | 1 | UN | 1 | 15 | C | D | N | N | 85015220 | 1 |  | 15.9 | KG | 1836.78 | 1836.78 | MC05 | MC05 | SIMOTICS S Synchronous motor 1FK7-CT PN=1.4kW; UDC=600V M0=16Nm (100K); NN=4500rpm; Naturally cooled FRAME SIZE IMB 5 (IM V1, IM V3) FLANGE 1, WITH PT1000 TEMPERATURESENSOR POWER CONNECTOR ROTATABLE INCREMENTAL ENCODER SIN/COS 1VPP;2048 S/R W. C-AND D-SPUR (ENCODER IC2048S/R) PLAIN SHAFT, TOLERANCE N; WITH HOLDING BRAKE PROTECTION CLASS IP64; | - | 0 | 0
1FK7083-2AH74-1AH1 |  | 1FK7083-2AH74-1AH1 | 1 | UN | 1 | 15 | C | D | N | N | 85015220 | 1 |  | 15.9 | KG | 1899.12 | 1899.12 | MC05 | MC05 | SIMOTICS S Synchronous motor 1FK7-CT PN=1.4kW; UDC=600V M0=16Nm (100K); NN=4500rpm; Naturally cooled FRAME SIZE IMB 5 (IM V1, IM V3) FLANGE 1, WITH PT1000 TEMPERATURESENSOR POWER CONNECTOR ROTATABLE INCREMENTAL ENCODER SIN/COS 1VPP;2048 S/R W. C-AND D-SPUR (ENCODER IC2048S/R) PLAIN SHAFT, TOLERANCE N; WITH HOLDING BRAKE PROTECTION CLASS IP65, | - | 0 | 0
1FK7083-2AH74-1AH2 |  | 1FK7083-2AH74-1AH2 | 1 | UN | 1 | 15 | C | D | N | N | 85015220 | 1 |  | 15.9 | KG | 1899.12 | 1899.12 | MC05 | MC05 | SIMOTICS S Synchronous motor 1FK7-CT PN=1.4kW; UDC=600V M0=16Nm (100K); NN=4500rpm; Naturally cooled FRAME SIZE IMB 5 (IM V1, IM V3) FLANGE 1, WITH PT1000 TEMPERATURESENSOR POWER CONNECTOR ROTATABLE INCREMENTAL ENCODER SIN/COS 1VPP;2048 S/R W. C-AND D-SPUR (ENCODER IC2048S/R) PLAIN SHAFT, TOLERANCE N; WITH HOLDING BRAKE PROTECTION CLASS IP65, FLANGE ON DRIVE END IP67; | - | 0 | 0
1FK7083-2AH74-1EA0 |  | 1FK7083-2AH74-1EA0 | 1 | UN | 1 | 15 | C | D | N | N | 85015220 | 1 |  | 15.601 | KG | 1867.76 | 1867.76 | MC05 | MC05 | SIMOTICS S Synchronous motor 1FK7-CT PN=1.4kW; UDC=600V M0=16Nm (100K); NN=4500rpm; Naturally cooled FRAME SIZE IMB 5 (IM V1, IM V3) FLANGE 1, WITH PT1000 TEMPERATURESENSOR POWER CONNECTOR ROTATABLE ABSOLUTE ENCODERR 2048 S/R + 4096 UMDREHUNGEN MULTITURN, WITH ENDAT-SCHNITTSTELLE (ENCODER AM2048S/R) SHAFT WITH FITTED KEY, TOLERANCE N; W/O HOLDING BRAKE PROTECTION CLASS IP64; | - | 0 | 0
1FK7083-2AH74-1EA1 |  | 1FK7083-2AH74-1EA1 | 1 | UN | 1 | 15 | C | D | N | N | 85015220 | 1 |  | 15.601 | KG | 1930.1 | 1930.1 | MC05 | MC05 | SIMOTICS S Synchronous motor 1FK7-CT PN=1.4kW; UDC=600V M0=16Nm (100K); NN=4500rpm; Naturally cooled FRAME SIZE IMB 5 (IM V1, IM V3) FLANGE 1, WITH PT1000 TEMPERATURESENSOR POWER CONNECTOR ROTATABLE ABSOLUTE ENCODERR 2048 S/R + 4096 UMDREHUNGEN MULTITURN, WITH ENDAT-SCHNITTSTELLE (ENCODER AM2048S/R) SHAFT WITH FITTED KEY, TOLERANCE N; W/O HOLDING BRAKE PROTECTION CLASS IP65, | - | 0 | 0
1FK7083-2AH74-1EA2 |  | 1FK7083-2AH74-1EA2 | 1 | UN | 1 | 15 | C | D | N | N | 85015220 | 1 |  | 15.601 | KG | 1930.1 | 1930.1 | MC05 | MC05 | SIMOTICS S Synchronous motor 1FK7-CT PN=1.4kW; UDC=600V M0=16Nm (100K); NN=4500rpm; Naturally cooled FRAME SIZE IMB 5 (IM V1, IM V3) FLANGE 1, WITH PT1000 TEMPERATURESENSOR POWER CONNECTOR ROTATABLE ABSOLUTE ENCODERR 2048 S/R + 4096 UMDREHUNGEN MULTITURN, WITH ENDAT-SCHNITTSTELLE (ENCODER AM2048S/R) SHAFT WITH FITTED KEY, TOLERANCE N; W/O HOLDING BRAKE PROTECTION CLASS IP65, FLANGE ON DRIVE END IP67; | - | 0 | 0
1FK7083-2AH74-1EB0 |  | 1FK7083-2AH74-1EB0 | 1 | UN | 1 | 15 | C | D | N | N | 85015220 | 1 |  | 15.9 | KG | 2141.96 | 2141.96 | MC05 | MC05 | SIMOTICS S Synchronous motor 1FK7-CT PN=1.4kW; UDC=600V M0=16Nm (100K); NN=4500rpm; Naturally cooled FRAME SIZE IMB 5 (IM V1, IM V3) FLANGE 1, WITH PT1000 TEMPERATURESENSOR POWER CONNECTOR ROTATABLE ABSOLUTE ENCODERR 2048 S/R + 4096 UMDREHUNGEN MULTITURN, WITH ENDAT-SCHNITTSTELLE (ENCODER AM2048S/R) SHAFT WITH FITTED KEY, TOLERANCE N; WITH HOLDING BRAKE PROTECTION CLASS IP64; | - | 0 | 0
1FK7083-2AH74-1EB1 |  | 1FK7083-2AH74-1EB1 | 1 | UN | 1 | 15 | C | D | N | N | 85015220 | 1 |  | 15.9 | KG | 2204.3 | 2204.3 | MC05 | MC05 | SIMOTICS S Synchronous motor 1FK7-CT PN=1.4kW; UDC=600V M0=16Nm (100K); NN=4500rpm; Naturally cooled FRAME SIZE IMB 5 (IM V1, IM V3) FLANGE 1, WITH PT1000 TEMPERATURESENSOR POWER CONNECTOR ROTATABLE ABSOLUTE ENCODERR 2048 S/R + 4096 UMDREHUNGEN MULTITURN, WITH ENDAT-SCHNITTSTELLE (ENCODER AM2048S/R) SHAFT WITH FITTED KEY, TOLERANCE N; WITH HOLDING BRAKE PROTECTION CLASS IP65, | - | 0 | 0
1FK7083-2AH74-1EB2 |  | 1FK7083-2AH74-1EB2 | 1 | UN | 1 | 15 | C | D | N | N | 85015220 | 1 |  | 15.9 | KG | 2204.3 | 2204.3 | MC05 | MC05 | SIMOTICS S Synchronous motor 1FK7-CT PN=1.4kW; UDC=600V M0=16Nm (100K); NN=4500rpm; Naturally cooled FRAME SIZE IMB 5 (IM V1, IM V3) FLANGE 1, WITH PT1000 TEMPERATURESENSOR POWER CONNECTOR ROTATABLE ABSOLUTE ENCODERR 2048 S/R + 4096 UMDREHUNGEN MULTITURN, WITH ENDAT-SCHNITTSTELLE (ENCODER AM2048S/R) SHAFT WITH FITTED KEY, TOLERANCE N; WITH HOLDING BRAKE PROTECTION CLASS IP65, FLANGE ON DRIVE END IP67; | - | 0 | 0
1FK7083-2AH74-1EG0 |  | 1FK7083-2AH74-1EG0 | 1 | UN | 1 | 15 | C | D | N | N | 85015220 | 1 |  | 15.601 | KG | 1810.27 | 1810.27 | MC05 | MC05 | SIMOTICS S Synchronous motor 1FK7-CT PN=1.4kW; UDC=600V M0=16Nm (100K); NN=4500rpm; Naturally cooled FRAME SIZE IMB 5 (IM V1, IM V3) FLANGE 1, WITH PT1000 TEMPERATURESENSOR POWER CONNECTOR ROTATABLE ABSOLUTE ENCODERR 2048 S/R + 4096 UMDREHUNGEN MULTITURN, WITH ENDAT-SCHNITTSTELLE (ENCODER AM2048S/R) PLAIN SHAFT, TOLERANCE N; W/O HOLDING BRAKE PROTECTION CLASS IP64; | - | 0 | 0
1FK7083-2AH74-1EG1 |  | 1FK7083-2AH74-1EG1 | 1 | UN | 1 | 15 | C | D | N | N | 85015220 | 1 |  | 15.601 | KG | 1872.61 | 1872.61 | MC05 | MC05 | SIMOTICS S Synchronous motor 1FK7-CT PN=1.4kW; UDC=600V M0=16Nm (100K); NN=4500rpm; Naturally cooled FRAME SIZE IMB 5 (IM V1, IM V3) FLANGE 1, WITH PT1000 TEMPERATURESENSOR POWER CONNECTOR ROTATABLE ABSOLUTE ENCODERR 2048 S/R + 4096 UMDREHUNGEN MULTITURN, WITH ENDAT-SCHNITTSTELLE (ENCODER AM2048S/R) PLAIN SHAFT, TOLERANCE N; W/O HOLDING BRAKE PROTECTION CLASS IP65, | - | 0 | 0
1FK7083-2AH74-1EG2 |  | 1FK7083-2AH74-1EG2 | 1 | UN | 1 | 15 | C | D | N | N | 85015220 | 1 |  | 15.601 | KG | 1872.61 | 1872.61 | MC05 | MC05 | SIMOTICS S Synchronous motor 1FK7-CT PN=1.4kW; UDC=600V M0=16Nm (100K); NN=4500rpm; Naturally cooled FRAME SIZE IMB 5 (IM V1, IM V3) FLANGE 1, WITH PT1000 TEMPERATURESENSOR POWER CONNECTOR ROTATABLE ABSOLUTE ENCODERR 2048 S/R + 4096 UMDREHUNGEN MULTITURN, WITH ENDAT-SCHNITTSTELLE (ENCODER AM2048S/R) PLAIN SHAFT, TOLERANCE N; W/O HOLDING BRAKE PROTECTION CLASS IP65, FLANGE ON DRIVE END IP67; | - | 0 | 0
1FK7083-2AH74-1EH0 |  | 1FK7083-2AH74-1EH0 | 1 | UN | 1 | 15 | C | D | N | N | 85015220 | 1 |  | 15.9 | KG | 2084.46 | 2084.46 | MC05 | MC05 | SIMOTICS S Synchronous motor 1FK7-CT PN=1.4kW; UDC=600V M0=16Nm (100K); NN=4500rpm; Naturally cooled FRAME SIZE IMB 5 (IM V1, IM V3) FLANGE 1, WITH PT1000 TEMPERATURESENSOR POWER CONNECTOR ROTATABLE ABSOLUTE ENCODERR 2048 S/R + 4096 UMDREHUNGEN MULTITURN, WITH ENDAT-SCHNITTSTELLE (ENCODER AM2048S/R) PLAIN SHAFT, TOLERANCE N; WITH HOLDING BRAKE PROTECTION CLASS IP64; | - | 0 | 0
1FK7083-2AH74-1EH1 |  | 1FK7083-2AH74-1EH1 | 1 | UN | 1 | 15 | C | D | N | N | 85015220 | 1 |  | 15.9 | KG | 2146.8 | 2146.8 | MC05 | MC05 | SIMOTICS S Synchronous motor 1FK7-CT PN=1.4kW; UDC=600V M0=16Nm (100K); NN=4500rpm; Naturally cooled FRAME SIZE IMB 5 (IM V1, IM V3) FLANGE 1, WITH PT1000 TEMPERATURESENSOR POWER CONNECTOR ROTATABLE ABSOLUTE ENCODERR 2048 S/R + 4096 UMDREHUNGEN MULTITURN, WITH ENDAT-SCHNITTSTELLE (ENCODER AM2048S/R) PLAIN SHAFT, TOLERANCE N; WITH HOLDING BRAKE PROTECTION CLASS IP65, | - | 0 | 0
1FK7083-2AH74-1EH2 |  | 1FK7083-2AH74-1EH2 | 1 | UN | 1 | 15 | C | D | N | N | 85015220 | 1 |  | 15.9 | KG | 2146.8 | 2146.8 | MC05 | MC05 | SIMOTICS S Synchronous motor 1FK7-CT PN=1.4kW; UDC=600V M0=16Nm (100K); NN=4500rpm; Naturally cooled FRAME SIZE IMB 5 (IM V1, IM V3) FLANGE 1, WITH PT1000 TEMPERATURESENSOR POWER CONNECTOR ROTATABLE ABSOLUTE ENCODERR 2048 S/R + 4096 UMDREHUNGEN MULTITURN, WITH ENDAT-SCHNITTSTELLE (ENCODER AM2048S/R) PLAIN SHAFT, TOLERANCE N; WITH HOLDING BRAKE PROTECTION CLASS IP65, FLANGE ON DRIVE END IP67; | - | 0 | 0
1FK7083-2AH74-1SA0 |  | 1FK7083-2AH74-1SA0 | 1 | UN | 1 | 15 | C | D | N | N | 85015220 | 1 |  | 15.602 | KG | 1229.44 | 1229.44 | MC05 | MC05 | SIMOTICS S Synchronous motor 1FK7-CT PN=1.4kW; UDC=600V M0=16Nm (100K); NN=4500rpm; Naturally cooled FRAME SIZE IMB 5 (IM V1, IM V3) FLANGE 1, WITH PT1000 TEMPERATURESENSOR POWER CONNECTOR ROTATABLE RESOLVER MULTI-POLE (RESOLVER P=4); SHAFT WITH FITTED KEY, TOLERANCE N; W/O HOLDING BRAKE PROTECTION CLASS IP64; | - | 0 | 0
1FK7083-2AH74-1SA1 |  | 1FK7083-2AH74-1SA1 | 1 | UN | 1 | 15 | C | D | N | N | 85015220 | 1 |  | 15.602 | KG | 1291.78 | 1291.78 | MC05 | MC05 | SIMOTICS S Synchronous motor 1FK7-CT PN=1.4kW; UDC=600V M0=16Nm (100K); NN=4500rpm; Naturally cooled FRAME SIZE IMB 5 (IM V1, IM V3) FLANGE 1, WITH PT1000 TEMPERATURESENSOR POWER CONNECTOR ROTATABLE RESOLVER MULTI-POLE (RESOLVER P=4); SHAFT WITH FITTED KEY, TOLERANCE N; W/O HOLDING BRAKE PROTECTION CLASS IP65, | - | 0 | 0
1FK7083-2AH74-1SA2 |  | 1FK7083-2AH74-1SA2 | 1 | UN | 1 | 15 | C | D | N | N | 85015220 | 1 |  | 15.602 | KG | 1291.78 | 1291.78 | MC05 | MC05 | SIMOTICS S Synchronous motor 1FK7-CT PN=1.4kW; UDC=600V M0=16Nm (100K); NN=4500rpm; Naturally cooled FRAME SIZE IMB 5 (IM V1, IM V3) FLANGE 1, WITH PT1000 TEMPERATURESENSOR POWER CONNECTOR ROTATABLE RESOLVER MULTI-POLE (RESOLVER P=4); SHAFT WITH FITTED KEY, TOLERANCE N; W/O HOLDING BRAKE PROTECTION CLASS IP65, FLANGE ON DRIVE END IP67; | - | 0 | 0
1FK7083-2AH74-1SB0 |  | 1FK7083-2AH74-1SB0 | 1 | UN | 1 | 15 | C | D | N | N | 85015220 | 1 |  | 15.901 | KG | 1503.64 | 1503.64 | MC05 | MC05 | SIMOTICS S Synchronous motor 1FK7-CT PN=1.4kW; UDC=600V M0=16Nm (100K); NN=4500rpm; Naturally cooled FRAME SIZE IMB 5 (IM V1, IM V3) FLANGE 1, WITH PT1000 TEMPERATURESENSOR POWER CONNECTOR ROTATABLE RESOLVER MULTI-POLE (RESOLVER P=4); SHAFT WITH FITTED KEY, TOLERANCE N; WITH HOLDING BRAKE PROTECTION CLASS IP64; | - | 0 | 0
1FK7083-2AH74-1SB1 |  | 1FK7083-2AH74-1SB1 | 1 | UN | 1 | 15 | C | D | N | N | 85015220 | 1 |  | 15.901 | KG | 1565.98 | 1565.98 | MC05 | MC05 | SIMOTICS S Synchronous motor 1FK7-CT PN=1.4kW; UDC=600V M0=16Nm (100K); NN=4500rpm; Naturally cooled FRAME SIZE IMB 5 (IM V1, IM V3) FLANGE 1, WITH PT1000 TEMPERATURESENSOR POWER CONNECTOR ROTATABLE RESOLVER MULTI-POLE (RESOLVER P=4); SHAFT WITH FITTED KEY, TOLERANCE N; WITH HOLDING BRAKE PROTECTION CLASS IP65, | - | 0 | 0
1FK7083-2AH74-1SB2 |  | 1FK7083-2AH74-1SB2 | 1 | UN | 1 | 15 | C | D | N | N | 85015220 | 1 |  | 15.901 | KG | 1565.98 | 1565.98 | MC05 | MC05 | SIMOTICS S Synchronous motor 1FK7-CT PN=1.4kW; UDC=600V M0=16Nm (100K); NN=4500rpm; Naturally cooled FRAME SIZE IMB 5 (IM V1, IM V3) FLANGE 1, WITH PT1000 TEMPERATURESENSOR POWER CONNECTOR ROTATABLE RESOLVER MULTI-POLE (RESOLVER P=4); SHAFT WITH FITTED KEY, TOLERANCE N; WITH HOLDING BRAKE PROTECTION CLASS IP65, FLANGE ON DRIVE END IP67; | - | 0 | 0
1FK7083-2AH74-1SG0 |  | 1FK7083-2AH74-1SG0 | 1 | UN | 1 | 15 | C | D | N | N | 85015220 | 1 |  | 15.602 | KG | 1171.95 | 1171.95 | MC05 | MC05 | SIMOTICS S Synchronous motor 1FK7-CT PN=1.4kW; UDC=600V M0=16Nm (100K); NN=4500rpm; Naturally cooled FRAME SIZE IMB 5 (IM V1, IM V3) FLANGE 1, WITH PT1000 TEMPERATURESENSOR POWER CONNECTOR ROTATABLE RESOLVER MULTI-POLE (RESOLVER P=4); PLAIN SHAFT, TOLERANCE N; W/O HOLDING BRAKE PROTECTION CLASS IP64; | - | 0 | 0
1FK7083-2AH74-1SG1 |  | 1FK7083-2AH74-1SG1 | 1 | UN | 1 | 15 | C | D | N | N | 85015220 | 1 |  | 15.602 | KG | 1234.29 | 1234.29 | MC05 | MC05 | SIMOTICS S Synchronous motor 1FK7-CT PN=1.4kW; UDC=600V M0=16Nm (100K); NN=4500rpm; Naturally cooled FRAME SIZE IMB 5 (IM V1, IM V3) FLANGE 1, WITH PT1000 TEMPERATURESENSOR POWER CONNECTOR ROTATABLE RESOLVER MULTI-POLE (RESOLVER P=4); PLAIN SHAFT, TOLERANCE N; W/O HOLDING BRAKE PROTECTION CLASS IP65, | - | 0 | 0
1FK7083-2AH74-1SG2 |  | 1FK7083-2AH74-1SG2 | 1 | UN | 1 | 15 | C | D | N | N | 85015220 | 1 |  | 15.602 | KG | 1234.29 | 1234.29 | MC05 | MC05 | SIMOTICS S Synchronous motor 1FK7-CT PN=1.4kW; UDC=600V M0=16Nm (100K); NN=4500rpm; Naturally cooled FRAME SIZE IMB 5 (IM V1, IM V3) FLANGE 1, WITH PT1000 TEMPERATURESENSOR POWER CONNECTOR ROTATABLE RESOLVER MULTI-POLE (RESOLVER P=4); PLAIN SHAFT, TOLERANCE N; W/O HOLDING BRAKE PROTECTION CLASS IP65, FLANGE ON DRIVE END IP67; | - | 0 | 0
1FK7083-2AH74-1SH0 |  | 1FK7083-2AH74-1SH0 | 1 | UN | 1 | 15 | C | D | N | N | 85015220 | 1 |  | 15.901 | KG | 1446.14 | 1446.14 | MC05 | MC05 | SIMOTICS S Synchronous motor 1FK7-CT PN=1.4kW; UDC=600V M0=16Nm (100K); NN=4500rpm; Naturally cooled FRAME SIZE IMB 5 (IM V1, IM V3) FLANGE 1, WITH PT1000 TEMPERATURESENSOR POWER CONNECTOR ROTATABLE RESOLVER MULTI-POLE (RESOLVER P=4); PLAIN SHAFT, TOLERANCE N; WITH HOLDING BRAKE PROTECTION CLASS IP64; | - | 0 | 0
1FK7083-2AH74-1SH1 |  | 1FK7083-2AH74-1SH1 | 1 | UN | 1 | 15 | C | D | N | N | 85015220 | 1 |  | 15.901 | KG | 1508.48 | 1508.48 | MC05 | MC05 | SIMOTICS S Synchronous motor 1FK7-CT PN=1.4kW; UDC=600V M0=16Nm (100K); NN=4500rpm; Naturally cooled FRAME SIZE IMB 5 (IM V1, IM V3) FLANGE 1, WITH PT1000 TEMPERATURESENSOR POWER CONNECTOR ROTATABLE RESOLVER MULTI-POLE (RESOLVER P=4); PLAIN SHAFT, TOLERANCE N; WITH HOLDING BRAKE PROTECTION CLASS IP65, | - | 0 | 0
1FK7083-2AH74-1SH2 |  | 1FK7083-2AH74-1SH2 | 1 | UN | 1 | 15 | C | D | N | N | 85015220 | 1 |  | 15.901 | KG | 1508.48 | 1508.48 | MC05 | MC05 | SIMOTICS S Synchronous motor 1FK7-CT PN=1.4kW; UDC=600V M0=16Nm (100K); NN=4500rpm; Naturally cooled FRAME SIZE IMB 5 (IM V1, IM V3) FLANGE 1, WITH PT1000 TEMPERATURESENSOR POWER CONNECTOR ROTATABLE RESOLVER MULTI-POLE (RESOLVER P=4); PLAIN SHAFT, TOLERANCE N; WITH HOLDING BRAKE PROTECTION CLASS IP65, FLANGE ON DRIVE END IP67; | - | 0 | 0
1FK7083-2AH74-1TA0 |  | 1FK7083-2AH74-1TA0 | 1 | UN | 1 | 15 | C | D | N | N | 85015220 | 1 |  | 15.602 | KG | 1229.44 | 1229.44 | MC05 | MC05 | SIMOTICS S Synchronous motor 1FK7-CT PN=1.4kW; UDC=600V M0=16Nm (100K); NN=4500rpm; Naturally cooled FRAME SIZE IMB 5 (IM V1, IM V3) FLANGE 1, WITH PT1000 TEMPERATURESENSOR POWER CONNECTOR ROTATABLE RESOLVER 2-POLE (RESOLVER P=1); SHAFT WITH FITTED KEY, TOLERANCE N; W/O HOLDING BRAKE PROTECTION CLASS IP64; | - | 0 | 0
1FK7083-2AH74-1TA1 |  | 1FK7083-2AH74-1TA1 | 1 | UN | 1 | 15 | C | D | N | N | 85015220 | 1 |  | 15.602 | KG | 1291.78 | 1291.78 | MC05 | MC05 | SIMOTICS S Synchronous motor 1FK7-CT PN=1.4kW; UDC=600V M0=16Nm (100K); NN=4500rpm; Naturally cooled FRAME SIZE IMB 5 (IM V1, IM V3) FLANGE 1, WITH PT1000 TEMPERATURESENSOR POWER CONNECTOR ROTATABLE RESOLVER 2-POLE (RESOLVER P=1); SHAFT WITH FITTED KEY, TOLERANCE N; W/O HOLDING BRAKE PROTECTION CLASS IP65, | - | 0 | 0
1FK7083-2AH74-1TA2 |  | 1FK7083-2AH74-1TA2 | 1 | UN | 1 | 15 | C | D | N | N | 85015220 | 1 |  | 15.602 | KG | 1291.78 | 1291.78 | MC05 | MC05 | SIMOTICS S Synchronous motor 1FK7-CT PN=1.4kW; UDC=600V M0=16Nm (100K); NN=4500rpm; Naturally cooled FRAME SIZE IMB 5 (IM V1, IM V3) FLANGE 1, WITH PT1000 TEMPERATURESENSOR POWER CONNECTOR ROTATABLE RESOLVER 2-POLE (RESOLVER P=1); SHAFT WITH FITTED KEY, TOLERANCE N; W/O HOLDING BRAKE PROTECTION CLASS IP65, FLANGE ON DRIVE END IP67; | - | 0 | 0
1FK7083-2AH74-1TB0 |  | 1FK7083-2AH74-1TB0 | 1 | UN | 1 | 15 | C | D | N | N | 85015220 | 1 |  | 15.901 | KG | 1503.64 | 1503.64 | MC05 | MC05 | SIMOTICS S Synchronous motor 1FK7-CT PN=1.4kW; UDC=600V M0=16Nm (100K); NN=4500rpm; Naturally cooled FRAME SIZE IMB 5 (IM V1, IM V3) FLANGE 1, WITH PT1000 TEMPERATURESENSOR POWER CONNECTOR ROTATABLE RESOLVER 2-POLE (RESOLVER P=1); SHAFT WITH FITTED KEY, TOLERANCE N; WITH HOLDING BRAKE PROTECTION CLASS IP64; | - | 0 | 0
1FK7083-2AH74-1TB1 |  | 1FK7083-2AH74-1TB1 | 1 | UN | 1 | 15 | C | D | N | N | 85015220 | 1 |  | 15.901 | KG | 1565.98 | 1565.98 | MC05 | MC05 | SIMOTICS S Synchronous motor 1FK7-CT PN=1.4kW; UDC=600V M0=16Nm (100K); NN=4500rpm; Naturally cooled FRAME SIZE IMB 5 (IM V1, IM V3) FLANGE 1, WITH PT1000 TEMPERATURESENSOR POWER CONNECTOR ROTATABLE RESOLVER 2-POLE (RESOLVER P=1); SHAFT WITH FITTED KEY, TOLERANCE N; WITH HOLDING BRAKE PROTECTION CLASS IP65, | - | 0 | 0
1FK7083-2AH74-1TB2 |  | 1FK7083-2AH74-1TB2 | 1 | UN | 1 | 15 | C | D | N | N | 85015220 | 1 |  | 15.901 | KG | 1565.98 | 1565.98 | MC05 | MC05 | SIMOTICS S Synchronous motor 1FK7-CT PN=1.4kW; UDC=600V M0=16Nm (100K); NN=4500rpm; Naturally cooled FRAME SIZE IMB 5 (IM V1, IM V3) FLANGE 1, WITH PT1000 TEMPERATURESENSOR POWER CONNECTOR ROTATABLE RESOLVER 2-POLE (RESOLVER P=1); SHAFT WITH FITTED KEY, TOLERANCE N; WITH HOLDING BRAKE PROTECTION CLASS IP65, FLANGE ON DRIVE END IP67; | - | 0 | 0
1FK7083-2AH74-1TG0 |  | 1FK7083-2AH74-1TG0 | 1 | UN | 1 | 15 | C | D | N | N | 85015220 | 1 |  | 15.602 | KG | 1171.95 | 1171.95 | MC05 | MC05 | SIMOTICS S Synchronous motor 1FK7-CT PN=1.4kW; UDC=600V M0=16Nm (100K); NN=4500rpm; Naturally cooled FRAME SIZE IMB 5 (IM V1, IM V3) FLANGE 1, WITH PT1000 TEMPERATURESENSOR POWER CONNECTOR ROTATABLE RESOLVER 2-POLE (RESOLVER P=1); PLAIN SHAFT, TOLERANCE N; W/O HOLDING BRAKE PROTECTION CLASS IP64; | - | 0 | 0
1FK7083-2AH74-1TG1 |  | 1FK7083-2AH74-1TG1 | 1 | UN | 1 | 15 | C | D | N | N | 85015220 | 1 |  | 15.602 | KG | 1234.29 | 1234.29 | MC05 | MC05 | SIMOTICS S Synchronous motor 1FK7-CT PN=1.4kW; UDC=600V M0=16Nm (100K); NN=4500rpm; Naturally cooled FRAME SIZE IMB 5 (IM V1, IM V3) FLANGE 1, WITH PT1000 TEMPERATURESENSOR POWER CONNECTOR ROTATABLE RESOLVER 2-POLE (RESOLVER P=1); PLAIN SHAFT, TOLERANCE N; W/O HOLDING BRAKE PROTECTION CLASS IP65, | - | 0 | 0
1FK7083-2AH74-1TG2 |  | 1FK7083-2AH74-1TG2 | 1 | UN | 1 | 15 | C | D | N | N | 85015220 | 1 |  | 15.602 | KG | 1234.29 | 1234.29 | MC05 | MC05 | SIMOTICS S Synchronous motor 1FK7-CT PN=1.4kW; UDC=600V M0=16Nm (100K); NN=4500rpm; Naturally cooled FRAME SIZE IMB 5 (IM V1, IM V3) FLANGE 1, WITH PT1000 TEMPERATURESENSOR POWER CONNECTOR ROTATABLE RESOLVER 2-POLE (RESOLVER P=1); PLAIN SHAFT, TOLERANCE N; W/O HOLDING BRAKE PROTECTION CLASS IP65, FLANGE ON DRIVE END IP67; | - | 0 | 0
1FK7083-2AH74-1TH0 |  | 1FK7083-2AH74-1TH0 | 1 | UN | 1 | 15 | C | D | N | N | 85015220 | 1 |  | 15.901 | KG | 1446.14 | 1446.14 | MC05 | MC05 | SIMOTICS S Synchronous motor 1FK7-CT PN=1.4kW; UDC=600V M0=16Nm (100K); NN=4500rpm; Naturally cooled FRAME SIZE IMB 5 (IM V1, IM V3) FLANGE 1, WITH PT1000 TEMPERATURESENSOR POWER CONNECTOR ROTATABLE RESOLVER 2-POLE (RESOLVER P=1); PLAIN SHAFT, TOLERANCE N; WITH HOLDING BRAKE PROTECTION CLASS IP64; | - | 0 | 0
1FK7083-2AH74-1TH1 |  | 1FK7083-2AH74-1TH1 | 1 | UN | 1 | 15 | C | D | N | N | 85015220 | 1 |  | 15.901 | KG | 1508.48 | 1508.48 | MC05 | MC05 | SIMOTICS S Synchronous motor 1FK7-CT PN=1.4kW; UDC=600V M0=16Nm (100K); NN=4500rpm; Naturally cooled FRAME SIZE IMB 5 (IM V1, IM V3) FLANGE 1, WITH PT1000 TEMPERATURESENSOR POWER CONNECTOR ROTATABLE RESOLVER 2-POLE (RESOLVER P=1); PLAIN SHAFT, TOLERANCE N; WITH HOLDING BRAKE PROTECTION CLASS IP65, | - | 0 | 0
1FK7083-2AH74-1TH2 |  | 1FK7083-2AH74-1TH2 | 1 | UN | 1 | 15 | C | D | N | N | 85015220 | 1 |  | 15.901 | KG | 1508.48 | 1508.48 | MC05 | MC05 | SIMOTICS S Synchronous motor 1FK7-CT PN=1.4kW; UDC=600V M0=16Nm (100K); NN=4500rpm; Naturally cooled FRAME SIZE IMB 5 (IM V1, IM V3) FLANGE 1, WITH PT1000 TEMPERATURESENSOR POWER CONNECTOR ROTATABLE RESOLVER 2-POLE (RESOLVER P=1); PLAIN SHAFT, TOLERANCE N; WITH HOLDING BRAKE PROTECTION CLASS IP65, FLANGE ON DRIVE END IP67; | - | 0 | 0
1FK7083-5AF71-1AA0 |  | 1FK7083-5AF71-1AA0 | 1 | UN | 1 | 60 | X | D | N | N | 85015220 | 1 | 4025515002123 | 14.003 | KG | 2037.97 | 2037.97 | MC05 | MC05 | SIMOTICS S Synchronous servo motor 1FK7 COMPACT 16Nm, 100K 3000rpm, 3.30kW Naturally cooled IM B5 (IM V1, IM V3) power/signal connectors Connector can be rotated by 270Â° INCREM. ENCODER, SIN/COS 1 VPP 2048 P/REV (ENCODER I-2048); SHAFT WITH FITTED KEY, TOLERANCE N; W/O HOLDING BRAKE DEGREE OF PROTECTION IP64 | - | 0 | 7
1FK7083-5AF71-1AB0 |  | 1FK7083-5AF71-1AB0 | 1 | UN | 1 | 60 | X | D | N | N | 85015220 | 1 | 4019169392778 | 16.502 | KG | 2372 | 2372 | MC05 | MC05 | SIMOTICS S Synchronous servo motor 1FK7 COMPACT 16Nm, 100K 3000rpm, 3.30kW Naturally cooled IM B5 (IM V1, IM V3) power/signal connectors Connector can be rotated by 270Â° INCREM. ENCODER, SIN/COS 1 VPP 2048 P/REV (ENCODER I-2048); SHAFT WITH FITTED KEY, TOLERANCE N; WITH HOLDING BRAKE DEGREE OF PROTECTION IP64 | - | 0 | 7
1FK7083-5AF71-1AG0 |  | 1FK7083-5AF71-1AG0 | 1 | UN | 1 | 60 | X | D | N | N | 85015220 | 1 | 4025515002130 | 14.003 | KG | 1967.92 | 1967.92 | MC05 | MC05 | SIMOTICS S Synchronous servo motor 1FK7 COMPACT 16Nm, 100K 3000rpm, 3.30kW Naturally cooled IM B5 (IM V1, IM V3) power/signal connectors Connector can be rotated by 270Â° INCREM. ENCODER, SIN/COS 1 VPP 2048 P/REV (ENCODER I-2048); PLAIN SHAFT, TOLERANCE N; W/O HOLDING BRAKE DEGREE OF PROTECTION IP64 | - | 0 | 7
1FK7083-5AF71-1AH0 |  | 1FK7083-5AF71-1AH0 | 1 | UN | 1 | 60 | X | D | N | N | 85015220 | 1 | 4025515002147 | 16.502 | KG | 2301.97 | 2301.97 | MC05 | MC05 | SIMOTICS S Synchronous servo motor 1FK7 COMPACT 16Nm, 100K 3000rpm, 3.30kW Naturally cooled IM B5 (IM V1, IM V3) power/signal connectors Connector can be rotated by 270Â° INCREM. ENCODER, SIN/COS 1 VPP 2048 P/REV (ENCODER I-2048); PLAIN SHAFT, TOLERANCE N; WITH HOLDING BRAKE DEGREE OF PROTECTION IP64 | - | 0 | 7
1FK7083-5AF71-1EA0 |  | 1FK7083-5AF71-1EA0 | 1 | UN | 1 | 60 | X | D | N | N | 85015220 | 1 | 4025515002154 | 14.003 | KG | 2339.73 | 2339.73 | MC05 | MC05 | SIMOTICS S Synchronous servo motor 1FK7 COMPACT 16Nm, 100K 3000rpm, 3.30kW Naturally cooled IM B5 (IM V1, IM V3) power/signal connectors Connector can be rotated by 270Â° ABSOLUTE ENCODER ENDAT 2048 P/REV (ENCODER A-2048); PERFORMANCE REDUCTION BY 10% DUE TO ABSOLUTE ENCODER; SHAFT WITH FITTED KEY, TOLERANCE N; W/O HOLDING BRAKE DEGREE OF PROTECTION IP64 | - | 0 | 7
1FK7083-5AF71-1EB0 |  | 1FK7083-5AF71-1EB0 | 1 | UN | 1 | 60 | X | D | N | N | 85015220 | 1 | 4025515002161 | 16.502 | KG | 2673.76 | 2673.76 | MC05 | MC05 | SIMOTICS S Synchronous servo motor 1FK7 COMPACT 16Nm, 100K 3000rpm, 3.30kW Naturally cooled IM B5 (IM V1, IM V3) power/signal connectors Connector can be rotated by 270Â° ABSOLUTE ENCODER ENDAT 2048 P/REV (ENCODER A-2048); PERFORMANCE REDUCTION BY 10% DUE TO ABSOLUTE ENCODER; SHAFT WITH FITTED KEY, TOLERANCE N; WITH HOLDING BRAKE DEGREE OF PROTECTION IP64 | - | 0 | 7
1FK7083-5AF71-1EG0 |  | 1FK7083-5AF71-1EG0 | 1 | UN | 1 | 60 | X | D | N | N | 85015220 | 1 | 4025515002178 | 14.003 | KG | 2269.68 | 2269.68 | MC05 | MC05 | SIMOTICS S Synchronous servo motor 1FK7 COMPACT 16Nm, 100K 3000rpm, 3.30kW Naturally cooled IM B5 (IM V1, IM V3) power/signal connectors Connector can be rotated by 270Â° ABSOLUTE ENCODER ENDAT 2048 P/REV (ENCODER A-2048); PERFORMANCE REDUCTION BY 10% DUE TO ABSOLUTE ENCODER; PLAIN SHAFT, TOLERANCE N; W/O HOLDING BRAKE DEGREE OF PROTECTION IP64 | - | 0 | 7
1FK7083-5AF71-1EG2 |  | 1FK7083-5AF71-1EG2 | 1 | UN | 1 | 60 | X | D | N | N | 85015220 | 1 | 4025515002185 | 14.003 | KG | 2345.65 | 2345.65 | MC05 | MC05 | SIMOTICS S Synchronous servo motor 1FK7 COMPACT 16Nm, 100K 3000rpm, 3.30kW Naturally cooled IM B5 (IM V1, IM V3) power/signal connectors Connector can be rotated by 270Â° ABSOLUTE ENCODER ENDAT 2048 P/REV (ENCODER A-2048); PERFORMANCE REDUCTION BY 10% DUE TO ABSOLUTE ENCODER; PLAIN SHAFT, TOLERANCE N; W/O HOLDING BRAKE DEGREE OF PROTECTION IP65 FLANGE ON DRIVE END IP67 | - | 0 | 7
1FK7083-5AF71-1EG3 |  | 1FK7083-5AF71-1EG3 | 1 | UN | 1 | 60 | X | D | N | N | 85015220 | 1 | 4025515002192 | 14.003 | KG | 2306.49 | 2306.49 | MC05 | MC05 | SIMOTICS S Synchronous servo motor 1FK7 COMPACT 16Nm, 100K 3000rpm, 3.30kW Naturally cooled IM B5 (IM V1, IM V3) power/signal connectors Connector can be rotated by 270Â° ABSOLUTE ENCODER ENDAT 2048 P/REV (ENCODER A-2048); PERFORMANCE REDUCTION BY 10% DUE TO ABSOLUTE ENCODER; PLAIN SHAFT, TOLERANCE N; W/O HOLDING BRAKE DEGREE OF PROTECTION IP64; PAINT FINISH RAL7016 | - | 0 | 7
1FK7083-5AF71-1EG5 |  | 1FK7083-5AF71-1EG5 | 1 | UN | 1 | 60 | X | D | N | N | 85015220 | 1 | 4025515002208 | 14.003 | KG | 2382.44 | 2382.44 | MC05 | MC05 | SIMOTICS S Synchronous servo motor 1FK7 COMPACT 16Nm, 100K 3000rpm, 3.30kW Naturally cooled IM B5 (IM V1, IM V3) power/signal connectors Connector can be rotated by 270Â° ABSOLUTE ENCODER ENDAT 2048 P/REV (ENCODER A-2048); PERFORMANCE REDUCTION BY 10% DUE TO ABSOLUTE ENCODER; PLAIN SHAFT, TOLERANCE N; W/O HOLDING BRAKE DEGREE OF PROTECTION IP65 AS FLANGE IP67; PAINT FINISH RAL7016 | - | 0 | 7
1FK7083-5AF71-1EH0 |  | 1FK7083-5AF71-1EH0 | 1 | UN | 1 | 60 | X | D | N | N | 85015220 | 1 | 4025515002215 | 16.502 | KG | 2603.73 | 2603.73 | MC05 | MC05 | SIMOTICS S Synchronous servo motor 1FK7 COMPACT 16Nm, 100K 3000rpm, 3.30kW Naturally cooled IM B5 (IM V1, IM V3) power/signal connectors Connector can be rotated by 270Â° ABSOLUTE ENCODER ENDAT 2048 P/REV (ENCODER A-2048); PERFORMANCE REDUCTION BY 10% DUE TO ABSOLUTE ENCODER; PLAIN SHAFT, TOLERANCE N; WITH HOLDING BRAKE DEGREE OF PROTECTION IP64 | - | 0 | 7
1FK7083-5AF71-1EH2 |  | 1FK7083-5AF71-1EH2 | 1 | UN | 1 | 60 | X | D | N | N | 85015220 | 1 | 4025515002222 | 16.502 | KG | 2679.7 | 2679.7 | MC05 | MC05 | SIMOTICS S Synchronous servo motor 1FK7 COMPACT 16Nm, 100K 3000rpm, 3.30kW Naturally cooled IM B5 (IM V1, IM V3) power/signal connectors Connector can be rotated by 270Â° ABSOLUTE ENCODER ENDAT 2048 P/REV (ENCODER A-2048); PERFORMANCE REDUCTION BY 10% DUE TO ABSOLUTE ENCODER; PLAIN SHAFT, TOLERANCE N; WITH HOLDING BRAKE DEGREE OF PROTECTION IP65 FLANGE ON DRIVE END IP67 | - | 0 | 7
1FK7083-5AF71-1EH3 |  | 1FK7083-5AF71-1EH3 | 1 | UN | 1 | 60 | X | D | N | N | 85015220 | 1 | 4025515002239 | 16.502 | KG | 2640.54 | 2640.54 | MC05 | MC05 | SIMOTICS S Synchronous servo motor 1FK7 COMPACT 16Nm, 100K 3000rpm, 3.30kW Naturally cooled IM B5 (IM V1, IM V3) power/signal connectors Connector can be rotated by 270Â° ABSOLUTE ENCODER ENDAT 2048 P/REV (ENCODER A-2048); PERFORMANCE REDUCTION BY 10% DUE TO ABSOLUTE ENCODER; PLAIN SHAFT, TOLERANCE N; WITH HOLDING BRAKE DEGREE OF PROTECTION IP64; PAINT FINISH RAL7016 | - | 0 | 7
1FK7083-5AF71-1FG3 |  | 1FK7083-5AF71-1FG3 | 1 | UN | 1 | 60 | X | D | N | N | 85015220 | 1 | 4025515002246 | 14.003 | KG | 2500.44 | 2500.44 | MC05 | MC05 | SIMOTICS S Synchronous servo motor 1FK7 COMPACT 16Nm, 100K 3000rpm, 3.30kW Naturally cooled IM B5 (IM V1, IM V3) power/signal connectors Connector can be rotated by 270Â° ABSOLUTE ENCODER 2048 P/REV (ENCODER A-2048) WITH DRIVE-CLIQ INTERFACE; PERFORMANCE REDUCTION BY 10% DUE TO ABSOLUTE ENCODER; PLAIN SHAFT, TOLERANCE N; W/O HOLDING BRAKE DEGREE OF PROTECTION IP64; PAINT FINISH RAL7016 | - | 0 | 7
1FK7083-5AF71-1GB0 |  | 1FK7083-5AF71-1GB0 | 1 | UN | 1 | 60 | X | D | N | N | 85015220 | 1 | 4025515002253 | 16.502 | KG | 2253.49 | 2253.49 | MC05 | MC05 | SIMOTICS S Synchronous servo motor 1FK7 COMPACT 16Nm, 100K 3000rpm, 3.30kW Naturally cooled IM B5 (IM V1, IM V3) power/signal connectors Connector can be rotated by 270Â° BASIC ABSOLUTE ENCODER 32 P/REV (ENCODER A-32); PERFORMANCE REDUCTION BY 10% DUE TO ABSOLUTE ENCODER; SHAFT WITH FITTED KEY, TOLERANCE N; WITH HOLDING BRAKE DEGREE OF PROTECTION IP64 | - | 0 | 7
1FK7083-5AF71-1GG0 |  | 1FK7083-5AF71-1GG0 | 1 | UN | 1 | 60 | X | D | N | N | 85015220 | 1 | 4025515002260 | 14.003 | KG | 1849.41 | 1849.41 | MC05 | MC05 | SIMOTICS S Synchronous servo motor 1FK7 COMPACT 16Nm, 100K 3000rpm, 3.30kW Naturally cooled IM B5 (IM V1, IM V3) power/signal connectors Connector can be rotated by 270Â° BASIC ABSOLUTE ENCODER 32 P/REV (ENCODER A-32); PERFORMANCE REDUCTION BY 10% DUE TO ABSOLUTE ENCODER; PLAIN SHAFT, TOLERANCE N; W/O HOLDING BRAKE DEGREE OF PROTECTION IP64 | - | 0 | 7
1FK7083-5AF71-1GH0 |  | 1FK7083-5AF71-1GH0 | 1 | UN | 1 | 60 | X | D | N | N | 85015220 | 1 | 4025515002277 | 16.502 | KG | 2183.46 | 2183.46 | MC05 | MC05 | SIMOTICS S Synchronous servo motor 1FK7 COMPACT 16Nm, 100K 3000rpm, 3.30kW Naturally cooled IM B5 (IM V1, IM V3) power/signal connectors Connector can be rotated by 270Â° BASIC ABSOLUTE ENCODER 32 P/REV (ENCODER A-32); PERFORMANCE REDUCTION BY 10% DUE TO ABSOLUTE ENCODER; PLAIN SHAFT, TOLERANCE N; WITH HOLDING BRAKE DEGREE OF PROTECTION IP64 | - | 0 | 7
1FK7083-5AF71-1TH3-Z | N05X01 | 1FK7083-5AF71-1TH3-ZN05X01 | 1 | UN | 1 | 60 | X | D | N | N | 85015220 | 1 |  | 16.504 | KG | 2186.69 | 2186.69 | MC05 | MC05 | SIMOTICS S Synchronous servo motor 1FK7 COMPACT 16Nm, 100K 3000rpm, 3.30kW Naturally cooled IM B5 (IM V1, IM V3) power/signal connectors Connector can be rotated by 270Â° RESOLVER 2-POLE (RESOLVER P=1); PLAIN SHAFT, TOLERANCE N; WITH HOLDING BRAKE DEGREE OF PROTECTION IP64; PAINT FINISH RAL7016 N05: Compatibility of the shaft extension dimensions with 1FT507X (Configuration information to be considered, see notification number 14361688) X01: PAINT FINISH DULL BLACK RAL9005 | novo Out19 | 0 | 0
1FK7083-5AF71-3SG3 |  | 1FK7083-5AF71-3SG3 | 1 | UN | 1 | 60 | X | D | N | N | 85015220 | 1 |  | 15.6 | KG | 1541.42 | 1541.42 | MC05 | MC05 | SIMOTICS S-1FK7 Synchronous servo motor 1FK7 Compact; naturally cooled; NN=3000rpm; UDC=600V; IMB 5 design; Power connector fixed towards NDE; Resolver multi-pole; Smooth shaft Tolerance N without holding brake; Degree of protection IP 64 Color RAL 7016 (anthracite); Customer-specific version customer-specific motor | novo Out19 | 0 | 7
1FK7083-5AF71-3TG3 |  | 1FK7083-5AF71-3TG3 | 1 | UN | 1 | 60 | X | D | N | N | 85015220 | 1 |  | 15.6 | KG | 1541.42 | 1541.42 | MC05 | MC05 | SIMOTICS S-1FK7 Synchronous servo motor 1FK7 Compact; naturally cooled; NN=3000rpm; UDC=600V; IMB 5 design; Power connector fixed towards NDE; Resolver 2-pole; Smooth shaft Tolerance N without holding brake; Degree of protection IP 64 Color RAL 7016 (anthracite); Customer-specific version customer-specific motor | novo Out19 | 0 | 7
1FK7083-5AF71-4SH0 |  | 1FK7083-5AF71-4SH0 | 1 | UN | 1 | 60 | X | D | N | N | 85015220 | 1 |  | 15.6 | KG | 1854.25 | 1854.25 | MC05 | MC05 | SIMOTICS S-1FK7 Synchronous servo motor 1FK7 Compact; naturally cooled; NN=3000rpm; UDC=600V; IMB 5 design; Power connector fixed towards DE; Resolver multi-pole; Smooth shaft Tolerance N with holding brake; Degree of protection IP64; Customer-specific version customer-specific motor | novo Out19 | 0 | 7
1FK7083-5AH71-1EG3 |  | 1FK7083-5AH71-1EG3 | 1 | UN | 1 | 60 | X | D | N | N | 85015220 | 1 | 4025515002284 | 14.003 | KG | 2306.49 | 2306.49 | MC05 | MC05 | SIMOTICS S Synchronous servo motor 1FK7 Compact, 16Nm 100K, 4500rpm, 3.04kW Naturally cooled IM B5 (IM V1, IM V3) power/signal connectors Connector can be rotated by 270Â° ABSOLUTE ENCODER ENDAT 2048 P/REV (ENCODER A-2048); PERFORMANCE REDUCTION BY 10% DUE TO ABSOLUTE ENCODER; PLAIN SHAFT, TOLERANCE N; W/O HOLDING BRAKE DEGREE OF PROTECTION IP64; PAINT FINISH RAL7016 | - | 0 | 7
1FK7083-5AH71-1EH0 |  | 1FK7083-5AH71-1EH0 | 1 | UN | 1 | 60 | X | D | N | N | 85015220 | 1 | 4025515002291 | 16.502 | KG | 2603.73 | 2603.73 | MC05 | MC05 | SIMOTICS S Synchronous servo motor 1FK7 Compact, 16Nm 100K, 4500rpm, 3.04kW Naturally cooled IM B5 (IM V1, IM V3) power/signal connectors Connector can be rotated by 270Â° ABSOLUTE ENCODER ENDAT 2048 P/REV (ENCODER A-2048); PERFORMANCE REDUCTION BY 10% DUE TO ABSOLUTE ENCODER; PLAIN SHAFT, TOLERANCE N; WITH HOLDING BRAKE DEGREE OF PROTECTION IP64 | - | 0 | 7
1FK7083-5AH71-1EH2 |  | 1FK7083-5AH71-1EH2 | 1 | UN | 1 | 60 | X | D | N | N | 85015220 | 1 | 4025515002307 | 16.502 | KG | 2679.7 | 2679.7 | MC05 | MC05 | SIMOTICS S Synchronous servo motor 1FK7 Compact, 16Nm 100K, 4500rpm, 3.04kW Naturally cooled IM B5 (IM V1, IM V3) power/signal connectors Connector can be rotated by 270Â° ABSOLUTE ENCODER ENDAT 2048 P/REV (ENCODER A-2048); PERFORMANCE REDUCTION BY 10% DUE TO ABSOLUTE ENCODER; PLAIN SHAFT, TOLERANCE N; WITH HOLDING BRAKE DEGREE OF PROTECTION IP65 FLANGE ON DRIVE END IP67 | - | 0 | 7
1FK7083-5AH71-1EH3 |  | 1FK7083-5AH71-1EH3 | 1 | UN | 1 | 60 | X | D | N | N | 85015220 | 1 | 4025515002314 | 16.502 | KG | 2640.54 | 2640.54 | MC05 | MC05 | SIMOTICS S Synchronous servo motor 1FK7 Compact, 16Nm 100K, 4500rpm, 3.04kW Naturally cooled IM B5 (IM V1, IM V3) power/signal connectors Connector can be rotated by 270Â° ABSOLUTE ENCODER ENDAT 2048 P/REV (ENCODER A-2048); PERFORMANCE REDUCTION BY 10% DUE TO ABSOLUTE ENCODER; PLAIN SHAFT, TOLERANCE N; WITH HOLDING BRAKE DEGREE OF PROTECTION IP64; PAINT FINISH RAL7016 | - | 0 | 7
1FK7083-5AH71-1FG3 |  | 1FK7083-5AH71-1FG3 | 1 | UN | 1 | 60 | X | D | N | N | 85015220 | 1 | 4025515002321 | 14.003 | KG | 2500.44 | 2500.44 | MC05 | MC05 | SIMOTICS S Synchronous servo motor 1FK7 Compact, 16Nm 100K, 4500rpm, 3.04kW Naturally cooled IM B5 (IM V1, IM V3) power/signal connectors Connector can be rotated by 270Â° ABSOLUTE ENCODER 2048 P/REV (ENCODER A-2048) WITH DRIVE-CLIQ INTERFACE; PERFORMANCE REDUCTION BY 10% DUE TO ABSOLUTE ENCODER; PLAIN SHAFT, TOLERANCE N; W/O HOLDING BRAKE DEGREE OF PROTECTION IP64; PAINT FINISH RAL7016 | - | 0 | 7
1FK7083-5AH71-1FH3 |  | 1FK7083-5AH71-1FH3 | 1 | UN | 1 | 60 | X | D | N | N | 85015220 | 1 | 4025515002338 | 16.502 | KG | 2834.49 | 2834.49 | MC05 | MC05 | SIMOTICS S Synchronous servo motor 1FK7 Compact, 16Nm 100K, 4500rpm, 3.04kW Naturally cooled IM B5 (IM V1, IM V3) power/signal connectors Connector can be rotated by 270Â° ABSOLUTE ENCODER 2048 P/REV (ENCODER A-2048) WITH DRIVE-CLIQ INTERFACE; PERFORMANCE REDUCTION BY 10% DUE TO ABSOLUTE ENCODER; PLAIN SHAFT, TOLERANCE N; WITH HOLDING BRAKE DEGREE OF PROTECTION IP64; PAINT FINISH RAL7016 | - | 0 | 7
1FK7083-5AH71-1GH0 |  | 1FK7083-5AH71-1GH0 | 1 | UN | 1 | 60 | X | D | N | N | 85015220 | 1 | 4025515002345 | 16.502 | KG | 2183.46 | 2183.46 | MC05 | MC05 | SIMOTICS S Synchronous servo motor 1FK7 Compact, 16Nm 100K, 4500rpm, 3.04kW Naturally cooled IM B5 (IM V1, IM V3) power/signal connectors Connector can be rotated by 270Â° BASIC ABSOLUTE ENCODER 32 P/REV (ENCODER A-32); PERFORMANCE REDUCTION BY 10% DUE TO ABSOLUTE ENCODER; PLAIN SHAFT, TOLERANCE N; WITH HOLDING BRAKE DEGREE OF PROTECTION IP64 | - | 0 | 7
1FK7083-5AH71-1GH2 |  | 1FK7083-5AH71-1GH2 | 1 | UN | 1 | 60 | X | D | N | N | 85015220 | 1 | 4025515002352 | 16.502 | KG | 2259.43 | 2259.43 | MC05 | MC05 | SIMOTICS S Synchronous servo motor 1FK7 Compact, 16Nm 100K, 4500rpm, 3.04kW Naturally cooled IM B5 (IM V1, IM V3) power/signal connectors Connector can be rotated by 270Â° BASIC ABSOLUTE ENCODER 32 P/REV (ENCODER A-32); PERFORMANCE REDUCTION BY 10% DUE TO ABSOLUTE ENCODER; PLAIN SHAFT, TOLERANCE N; WITH HOLDING BRAKE DEGREE OF PROTECTION IP65 FLANGE ON DRIVE END IP67 | - | 0 | 7
1FK7083-5AH71-1GH3 |  | 1FK7083-5AH71-1GH3 | 1 | UN | 1 | 60 | X | D | N | N | 85015220 | 1 | 4025515002369 | 16.502 | KG | 2220.27 | 2220.27 | MC05 | MC05 | SIMOTICS S Synchronous servo motor 1FK7 Compact, 16Nm 100K, 4500rpm, 3.04kW Naturally cooled IM B5 (IM V1, IM V3) power/signal connectors Connector can be rotated by 270Â° BASIC ABSOLUTE ENCODER 32 P/REV (ENCODER A-32); PERFORMANCE REDUCTION BY 10% DUE TO ABSOLUTE ENCODER; PLAIN SHAFT, TOLERANCE N; WITH HOLDING BRAKE DEGREE OF PROTECTION IP64; PAINT FINISH RAL7016 | - | 0 | 7
1FK7083-5AH71-1GH5 |  | 1FK7083-5AH71-1GH5 | 1 | UN | 1 | 60 | X | D | N | N | 85015220 | 1 | 4025515002376 | 16.502 | KG | 2296.22 | 2296.22 | MC05 | MC05 | SIMOTICS S Synchronous servo motor 1FK7 Compact, 16Nm 100K, 4500rpm, 3.04kW Naturally cooled IM B5 (IM V1, IM V3) power/signal connectors Connector can be rotated by 270Â° BASIC ABSOLUTE ENCODER 32 P/REV (ENCODER A-32); PERFORMANCE REDUCTION BY 10% DUE TO ABSOLUTE ENCODER; PLAIN SHAFT, TOLERANCE N; WITH HOLDING BRAKE DEGREE OF PROTECTION IP65 AS FLANGE IP67; PAINT FINISH RAL7016 | - | 0 | 7
1FK7083-5AH71-3EH5 |  | 1FK7083-5AH71-3EH5 | 1 | UN | 1 | 60 | X | D | N | N | 85015220 | 1 |  | 15.6 | KG | 2791.39 | 2791.39 | MC05 | MC05 | SIMOTICS S-1FK7 Synchronous servo motor 1FK7 Compact; naturally cooled; NN=4500rpm; UDC=600V; IMB 5 design; Power connector fixed towards NDE; Absolute encoder 2048 S/R+ 4096 revolutions multi-turn with EnDat interface (encoder AM2048S/R); Smooth shaft Tolerance N with holding brake; Degree of protection IP65 with paint finish DE flange IP67; Customer-specific version customer-specific motor | novo Out19 | 0 | 7
1FK7084-2AC71-1AG0 |  | 1FK7084-2AC71-1AG0 | 1 | UN | 1 | 15 | C | D | N | N | 85015220 | 1 |  | 18.301 | KG | 1761.11 | 1761.11 | MC05 | MC05 | SIMOTICS S Synchronous motor 1FK7-CT PN=3.1kW; UDC=600V M0=20Nm (100K); NN=2000rpm; Naturally cooled FRAME SIZE IMB 5 (IM V1, IM V3) FLANGE 1, WITH KTY TEMPERATURESENSOR POWER CONNECTOR ROTATABLE INCREMENTAL ENCODER SIN/COS 1VPP;2048 S/R W. C-AND D-SPUR (ENCODER IC2048S/R) PLAIN SHAFT, TOLERANCE N; W/O HOLDING BRAKE PROTECTION CLASS IP64; | - | 0 | 0
1FK7084-2AC71-1AH0 |  | 1FK7084-2AC71-1AH0 | 1 | UN | 1 | 15 | C | D | N | N | 85015220 | 1 |  | 18.6 | KG | 2035.3 | 2035.3 | MC05 | MC05 | SIMOTICS S Synchronous motor 1FK7-CT PN=3.1kW; UDC=600V M0=20Nm (100K); NN=2000rpm; Naturally cooled FRAME SIZE IMB 5 (IM V1, IM V3) FLANGE 1, WITH KTY TEMPERATURESENSOR POWER CONNECTOR ROTATABLE INCREMENTAL ENCODER SIN/COS 1VPP;2048 S/R W. C-AND D-SPUR (ENCODER IC2048S/R) Smooth shaft, tolerance N With holding brake PROTECTION CLASS IP64; | - | 0 | 0
1FK7084-2AC71-1CA1-Z | N05Q31 | 1FK7084-2AC71-1CA1-ZN05Q31 | 1 | UN | 1 | 15 | C | D | N | N | 85015220 | 1 |  | 18.352 | KG | 2553.74 | 2553.74 | MC05 | MC05 | SIMOTICS S Synchronous motor 1FK7-CT PN=3.1kW; UDC=600V M0=20Nm (100K); NN=2000rpm; Naturally cooled FRAME SIZE IMB 5 (IM V1, IM V3) FLANGE 1 POWER CONNECTOR ROTATABLE ABSOLUTE ENCODER 24 BIT + 12 BIT MULTITURN WITH DRIVE-CLIQ INTERFACE (ENCODER AM24DQI) SHAFT WITH FITTED KEY, TOLERANCE N; W/O HOLDING BRAKE PROTECTION CLASS IP65, N05: Compatibility of the shaft extension dimensions with 1FT507X (Configuration information to be considered, see notification number 14361688) Q31: METALLIC RATING PLATE ON MOTOR | - | 0 | 0
1FK7084-2AC71-1DG0 |  | 1FK7084-2AC71-1DG0 | 1 | UN | 1 | 15 | C | D | N | N | 85015220 | 1 |  | 18.302 | KG | 1975.24 | 1975.24 | MC05 | MC05 | SIMOTICS S Synchronous motor 1FK7-CT PN=3.1kW; UDC=600V M0=20Nm (100K); NN=2000rpm; Naturally cooled FRAME SIZE IMB 5 (IM V1, IM V3) FLANGE 1 POWER CONNECTOR ROTATABLE INCREMENTAL ENCODER 22 BIT WITH DRIVE-CLIQ INTERFACE (ENCODER IC22DQ) PLAIN SHAFT, TOLERANCE N; W/O HOLDING BRAKE PROTECTION CLASS IP64; | - | 0 | 0
1FK7084-2AC71-1DH0 |  | 1FK7084-2AC71-1DH0 | 1 | UN | 1 | 15 | C | D | N | N | 85015220 | 1 |  | 18.601 | KG | 2249.43 | 2249.43 | MC05 | MC05 | SIMOTICS S Synchronous motor 1FK7-CT PN=3.1kW; UDC=600V M0=20Nm (100K); NN=2000rpm; Naturally cooled FRAME SIZE IMB 5 (IM V1, IM V3) FLANGE 1 POWER CONNECTOR ROTATABLE INCREMENTAL ENCODER 22 BIT WITH DRIVE-CLIQ INTERFACE (ENCODER IC22DQ) Smooth shaft, tolerance N With holding brake PROTECTION CLASS IP64; | - | 0 | 0
1FK7084-2AC71-1EG0 |  | 1FK7084-2AC71-1EG0 | 1 | UN | 1 | 15 | C | D | N | N | 85015220 | 1 |  | 18.301 | KG | 2008.79 | 2008.79 | MC05 | MC05 | SIMOTICS S Synchronous motor 1FK7-CT PN=3.1kW; UDC=600V M0=20Nm (100K); NN=2000rpm; Naturally cooled FRAME SIZE IMB 5 (IM V1, IM V3) FLANGE 1, WITH KTY TEMPERATURESENSOR POWER CONNECTOR ROTATABLE ABSOLUTE ENCODERR 2048 S/R + 4096 UMDREHUNGEN MULTITURN, WITH ENDAT-SCHNITTSTELLE (ENCODER AM2048S/R) PLAIN SHAFT, TOLERANCE N; W/O HOLDING BRAKE PROTECTION CLASS IP64; | - | 0 | 0
1FK7084-2AC71-1EH0 |  | 1FK7084-2AC71-1EH0 | 1 | UN | 1 | 15 | C | D | N | N | 85015220 | 1 |  | 18.6 | KG | 2282.98 | 2282.98 | MC05 | MC05 | SIMOTICS S Synchronous motor 1FK7-CT PN=3.1kW; UDC=600V M0=20Nm (100K); NN=2000rpm; Naturally cooled FRAME SIZE IMB 5 (IM V1, IM V3) FLANGE 1, WITH KTY TEMPERATURESENSOR POWER CONNECTOR ROTATABLE ABSOLUTE ENCODERR 2048 S/R + 4096 UMDREHUNGEN MULTITURN, WITH ENDAT-SCHNITTSTELLE (ENCODER AM2048S/R) Smooth shaft, tolerance N With holding brake PROTECTION CLASS IP64; | - | 0 | 0
1FK7084-2AC71-1PG0 |  | 1FK7084-2AC71-1PG0 | 1 | UN | 1 | 15 | C | D | N | N | 85015220 | 1 |  | 18.401 | KG | 1531.17 | 1531.17 | MC05 | MC05 | SIMOTICS S Synchronous motor 1FK7-CT PN=3.1kW; UDC=600V M0=20Nm (100K); NN=2000rpm; Naturally cooled FRAME SIZE IMB 5 (IM V1, IM V3) FLANGE 1 POWER CONNECTOR ROTATABLE RESOLVER 2-POLE, WITH DRIVE CLIQ-INTERFACE PLAIN SHAFT, TOLERANCE N; W/O HOLDING BRAKE PROTECTION CLASS IP64; | - | 0 | 0
1FK7084-2AC71-1PH0 |  | 1FK7084-2AC71-1PH0 | 1 | UN | 1 | 15 | C | D | N | N | 85015220 | 1 |  | 18.7 | KG | 1805.36 | 1805.36 | MC05 | MC05 | SIMOTICS S Synchronous motor 1FK7-CT PN=3.1kW; UDC=600V M0=20Nm (100K); NN=2000rpm; Naturally cooled FRAME SIZE IMB 5 (IM V1, IM V3) FLANGE 1 POWER CONNECTOR ROTATABLE RESOLVER 2-POLE, WITH DRIVE CLIQ-INTERFACE Smooth shaft, tolerance N With holding brake PROTECTION CLASS IP64; | - | 0 | 0
1FK7084-2AC71-1QB1-Z | N05 | 1FK7084-2AC71-1QB1-ZN05 | 1 | UN | 1 | 15 | C | D | N | N | 85015220 | 1 |  | 18.601 | KG | 2197.34 | 2197.34 | MC05 | MC05 | SIMOTICS S Synchronous motor 1FK7-CT PN=3.1kW; UDC=600V M0=20Nm (100K); NN=2000rpm; Naturally cooled FRAME SIZE IMB 5 (IM V1, IM V3) FLANGE 1 POWER CONNECTOR ROTATABLE ABSOLUTE ENCODER SINGLETURN 20 BIT WITH DRIVE-CLIQ INTERFACE (ENCODER AS20DQI) SHAFT WITH FITTED KEY, TOLERANCE N; WITH HOLDING BRAKE PROTECTION CLASS IP65, N05: Compatibility of the shaft extension dimensions with 1FT507X (Configuration information to be considered, see notification number 14361688) | - | 0 | 0
1FK7084-2AC71-1QG0 |  | 1FK7084-2AC71-1QG0 | 1 | UN | 1 | 15 | C | D | N | N | 85015220 | 1 |  | 18.301 | KG | 1599.87 | 1599.87 | MC05 | MC05 | SIMOTICS S Synchronous motor 1FK7-CT PN=3.1kW; UDC=600V M0=20Nm (100K); NN=2000rpm; Naturally cooled FRAME SIZE IMB 5 (IM V1, IM V3) FLANGE 1 POWER CONNECTOR ROTATABLE ABSOLUTE ENCODER SINGLETURN 20 BIT WITH DRIVE-CLIQ INTERFACE (ENCODER AS20DQI) PLAIN SHAFT, TOLERANCE N; W/O HOLDING BRAKE PROTECTION CLASS IP64; | - | 0 | 0
1FK7084-2AC71-1QH0 |  | 1FK7084-2AC71-1QH0 | 1 | UN | 1 | 15 | C | D | N | N | 85015220 | 1 |  | 18.6 | KG | 1874.06 | 1874.06 | MC05 | MC05 | SIMOTICS S Synchronous motor 1FK7-CT PN=3.1kW; UDC=600V M0=20Nm (100K); NN=2000rpm; Naturally cooled FRAME SIZE IMB 5 (IM V1, IM V3) FLANGE 1 POWER CONNECTOR ROTATABLE ABSOLUTE ENCODER SINGLETURN 20 BIT WITH DRIVE-CLIQ INTERFACE (ENCODER AS20DQI) Smooth shaft, tolerance N With holding brake PROTECTION CLASS IP64; | - | 0 | 0
1FK7084-2AC71-1RG0 |  | 1FK7084-2AC71-1RG0 | 1 | UN | 1 | 15 | C | D | N | N | 85015220 | 1 |  | 18.301 | KG | 1849.24 | 1849.24 | MC05 | MC05 | SIMOTICS S Synchronous motor 1FK7-CT PN=3.1kW; UDC=600V M0=20Nm (100K); NN=2000rpm; Naturally cooled FRAME SIZE IMB 5 (IM V1, IM V3) FLANGE 1 POWER CONNECTOR ROTATABLE ABSOLUTE ENCODER 20 BIT + 12 BIT MULTITURN WITH DRIVE-CLIQ INTERFACE (ENCODER AM20DQI) PLAIN SHAFT, TOLERANCE N; W/O HOLDING BRAKE PROTECTION CLASS IP64; | - | 0 | 0
1FK7084-2AC71-1RH0 |  | 1FK7084-2AC71-1RH0 | 1 | UN | 1 | 15 | C | D | N | N | 85015220 | 1 |  | 18.6 | KG | 2123.43 | 2123.43 | MC05 | MC05 | SIMOTICS S Synchronous motor 1FK7-CT PN=3.1kW; UDC=600V M0=20Nm (100K); NN=2000rpm; Naturally cooled FRAME SIZE IMB 5 (IM V1, IM V3) FLANGE 1 POWER CONNECTOR ROTATABLE ABSOLUTE ENCODER 20 BIT + 12 BIT MULTITURN WITH DRIVE-CLIQ INTERFACE (ENCODER AM20DQI) Smooth shaft, tolerance N With holding brake PROTECTION CLASS IP64; | - | 0 | 0
1FK7084-2AC71-1SG0 |  | 1FK7084-2AC71-1SG0 | 1 | UN | 1 | 15 | C | D | N | N | 85015220 | 1 |  | 18.302 | KG | 1370.47 | 1370.47 | MC05 | MC05 | SIMOTICS S Synchronous motor 1FK7-CT PN=3.1kW; UDC=600V M0=20Nm (100K); NN=2000rpm; Naturally cooled FRAME SIZE IMB 5 (IM V1, IM V3) FLANGE 1, WITH KTY TEMPERATURESENSOR POWER CONNECTOR ROTATABLE RESOLVER MULTI-POLE (RESOLVER P=4); PLAIN SHAFT, TOLERANCE N; W/O HOLDING BRAKE PROTECTION CLASS IP64; | - | 0 | 0
1FK7084-2AC71-1SH0 |  | 1FK7084-2AC71-1SH0 | 1 | UN | 1 | 15 | C | D | N | N | 85015220 | 1 |  | 18.601 | KG | 1644.66 | 1644.66 | MC05 | MC05 | SIMOTICS S Synchronous motor 1FK7-CT PN=3.1kW; UDC=600V M0=20Nm (100K); NN=2000rpm; Naturally cooled FRAME SIZE IMB 5 (IM V1, IM V3) FLANGE 1, WITH KTY TEMPERATURESENSOR POWER CONNECTOR ROTATABLE RESOLVER MULTI-POLE (RESOLVER P=4); Smooth shaft, tolerance N With holding brake PROTECTION CLASS IP64; | - | 0 | 0
1FK7084-2AC71-1TG0 |  | 1FK7084-2AC71-1TG0 | 1 | UN | 1 | 15 | C | D | N | N | 85015220 | 1 |  | 18.302 | KG | 1370.47 | 1370.47 | MC05 | MC05 | SIMOTICS S Synchronous motor 1FK7-CT PN=3.1kW; UDC=600V M0=20Nm (100K); NN=2000rpm; Naturally cooled FRAME SIZE IMB 5 (IM V1, IM V3) FLANGE 1, WITH KTY TEMPERATURESENSOR POWER CONNECTOR ROTATABLE RESOLVER 2-POLE (RESOLVER P=1); PLAIN SHAFT, TOLERANCE N; W/O HOLDING BRAKE PROTECTION CLASS IP64; | - | 0 | 0
1FK7084-2AC71-1TH0 |  | 1FK7084-2AC71-1TH0 | 1 | UN | 1 | 15 | C | D | N | N | 85015220 | 1 |  | 18.601 | KG | 1644.66 | 1644.66 | MC05 | MC05 | SIMOTICS S Synchronous motor 1FK7-CT PN=3.1kW; UDC=600V M0=20Nm (100K); NN=2000rpm; Naturally cooled FRAME SIZE IMB 5 (IM V1, IM V3) FLANGE 1, WITH KTY TEMPERATURESENSOR POWER CONNECTOR ROTATABLE RESOLVER 2-POLE (RESOLVER P=1); Smooth shaft, tolerance N With holding brake PROTECTION CLASS IP64; | - | 0 | 0
1FK7084-2AC71-1UG0 |  | 1FK7084-2AC71-1UG0 | 1 | UN | 1 | 15 | C | D | N | N | 85015220 | 1 |  | 18.302 | KG | 1531.17 | 1531.17 | MC05 | MC05 | SIMOTICS S Synchronous motor 1FK7-CT PN=3.1kW; UDC=600V M0=20Nm (100K); NN=2000rpm; Naturally cooled FRAME SIZE IMB 5 (IM V1, IM V3) FLANGE 1 POWER CONNECTOR ROTATABLE RESOLVER MULTI-POLE WITH DRIVE-CLIQ INTERFACE; PLAIN SHAFT, TOLERANCE N; W/O HOLDING BRAKE PROTECTION CLASS IP64; | - | 0 | 0
1FK7084-2AC71-1UH0 |  | 1FK7084-2AC71-1UH0 | 1 | UN | 1 | 15 | C | D | N | N | 85015220 | 1 |  | 18.601 | KG | 1805.36 | 1805.36 | MC05 | MC05 | SIMOTICS S Synchronous motor 1FK7-CT PN=3.1kW; UDC=600V M0=20Nm (100K); NN=2000rpm; Naturally cooled FRAME SIZE IMB 5 (IM V1, IM V3) FLANGE 1 POWER CONNECTOR ROTATABLE RESOLVER MULTI-POLE WITH DRIVE-CLIQ INTERFACE; Smooth shaft, tolerance N With holding brake PROTECTION CLASS IP64; | - | 0 | 0
1FK7084-2AC74-1AA0 |  | 1FK7084-2AC74-1AA0 | 1 | UN | 1 | 15 | C | D | N | N | 85015220 | 1 |  | 18.301 | KG | 1818.6 | 1818.6 | MC05 | MC05 | SIMOTICS S Synchronous motor 1FK7-CT PN=3.1kW; UDC=600V M0=20Nm (100K); NN=2000rpm; Naturally cooled FRAME SIZE IMB 5 (IM V1, IM V3) FLANGE 1, WITH PT1000 TEMPERATURESENSOR POWER CONNECTOR ROTATABLE INCREMENTAL ENCODER SIN/COS 1VPP;2048 S/R W. C-AND D-SPUR (ENCODER IC2048S/R) SHAFT WITH FITTED KEY, TOLERANCE N; W/O HOLDING BRAKE PROTECTION CLASS IP64; | - | 0 | 0
1FK7084-2AC74-1AA1 |  | 1FK7084-2AC74-1AA1 | 1 | UN | 1 | 15 | C | D | N | N | 85015220 | 1 |  | 18.301 | KG | 1880.94 | 1880.94 | MC05 | MC05 | SIMOTICS S Synchronous motor 1FK7-CT PN=3.1kW; UDC=600V M0=20Nm (100K); NN=2000rpm; Naturally cooled FRAME SIZE IMB 5 (IM V1, IM V3) FLANGE 1, WITH PT1000 TEMPERATURESENSOR POWER CONNECTOR ROTATABLE INCREMENTAL ENCODER SIN/COS 1VPP;2048 S/R W. C-AND D-SPUR (ENCODER IC2048S/R) SHAFT WITH FITTED KEY, TOLERANCE N; W/O HOLDING BRAKE PROTECTION CLASS IP65, | - | 0 | 0
1FK7084-2AC74-1AA2 |  | 1FK7084-2AC74-1AA2 | 1 | UN | 1 | 15 | C | D | N | N | 85015220 | 1 |  | 18.301 | KG | 1880.94 | 1880.94 | MC05 | MC05 | SIMOTICS S Synchronous motor 1FK7-CT PN=3.1kW; UDC=600V M0=20Nm (100K); NN=2000rpm; Naturally cooled FRAME SIZE IMB 5 (IM V1, IM V3) FLANGE 1, WITH PT1000 TEMPERATURESENSOR POWER CONNECTOR ROTATABLE INCREMENTAL ENCODER SIN/COS 1VPP;2048 S/R W. C-AND D-SPUR (ENCODER IC2048S/R) SHAFT WITH FITTED KEY, TOLERANCE N; W/O HOLDING BRAKE PROTECTION CLASS IP65, FLANGE ON DRIVE END IP67; | - | 0 | 0
1FK7084-2AC74-1AB0 |  | 1FK7084-2AC74-1AB0 | 1 | UN | 1 | 15 | C | D | N | N | 85015220 | 1 |  | 18.6 | KG | 2092.8 | 2092.8 | MC05 | MC05 | SIMOTICS S Synchronous motor 1FK7-CT PN=3.1kW; UDC=600V M0=20Nm (100K); NN=2000rpm; Naturally cooled FRAME SIZE IMB 5 (IM V1, IM V3) FLANGE 1, WITH PT1000 TEMPERATURESENSOR POWER CONNECTOR ROTATABLE INCREMENTAL ENCODER SIN/COS 1VPP;2048 S/R W. C-AND D-SPUR (ENCODER IC2048S/R) SHAFT WITH FITTED KEY, TOLERANCE N; WITH HOLDING BRAKE PROTECTION CLASS IP64; | - | 0 | 0
1FK7084-2AC74-1AB1 |  | 1FK7084-2AC74-1AB1 | 1 | UN | 1 | 15 | C | D | N | N | 85015220 | 1 |  | 18.6 | KG | 2155.14 | 2155.14 | MC05 | MC05 | SIMOTICS S Synchronous motor 1FK7-CT PN=3.1kW; UDC=600V M0=20Nm (100K); NN=2000rpm; Naturally cooled FRAME SIZE IMB 5 (IM V1, IM V3) FLANGE 1, WITH PT1000 TEMPERATURESENSOR POWER CONNECTOR ROTATABLE INCREMENTAL ENCODER SIN/COS 1VPP;2048 S/R W. C-AND D-SPUR (ENCODER IC2048S/R) SHAFT WITH FITTED KEY, TOLERANCE N; WITH HOLDING BRAKE PROTECTION CLASS IP65, | - | 0 | 0
1FK7084-2AC74-1AB2 |  | 1FK7084-2AC74-1AB2 | 1 | UN | 1 | 15 | C | D | N | N | 85015220 | 1 |  | 18.6 | KG | 2155.14 | 2155.14 | MC05 | MC05 | SIMOTICS S Synchronous motor 1FK7-CT PN=3.1kW; UDC=600V M0=20Nm (100K); NN=2000rpm; Naturally cooled FRAME SIZE IMB 5 (IM V1, IM V3) FLANGE 1, WITH PT1000 TEMPERATURESENSOR POWER CONNECTOR ROTATABLE INCREMENTAL ENCODER SIN/COS 1VPP;2048 S/R W. C-AND D-SPUR (ENCODER IC2048S/R) SHAFT WITH FITTED KEY, TOLERANCE N; WITH HOLDING BRAKE PROTECTION CLASS IP65, FLANGE ON DRIVE END IP67; | - | 0 | 0
1FK7084-2AC74-1AG0 |  | 1FK7084-2AC74-1AG0 | 1 | UN | 1 | 15 | C | D | N | N | 85015220 | 1 |  | 18.301 | KG | 1761.11 | 1761.11 | MC05 | MC05 | SIMOTICS S Synchronous motor 1FK7-CT PN=3.1kW; UDC=600V M0=20Nm (100K); NN=2000rpm; Naturally cooled FRAME SIZE IMB 5 (IM V1, IM V3) FLANGE 1, WITH PT1000 TEMPERATURESENSOR POWER CONNECTOR ROTATABLE INCREMENTAL ENCODER SIN/COS 1VPP;2048 S/R W. C-AND D-SPUR (ENCODER IC2048S/R) PLAIN SHAFT, TOLERANCE N; W/O HOLDING BRAKE PROTECTION CLASS IP64; | - | 0 | 0
1FK7084-2AC74-1AG1 |  | 1FK7084-2AC74-1AG1 | 1 | UN | 1 | 15 | C | D | N | N | 85015220 | 1 |  | 18.301 | KG | 1823.45 | 1823.45 | MC05 | MC05 | SIMOTICS S Synchronous motor 1FK7-CT PN=3.1kW; UDC=600V M0=20Nm (100K); NN=2000rpm; Naturally cooled FRAME SIZE IMB 5 (IM V1, IM V3) FLANGE 1, WITH PT1000 TEMPERATURESENSOR POWER CONNECTOR ROTATABLE INCREMENTAL ENCODER SIN/COS 1VPP;2048 S/R W. C-AND D-SPUR (ENCODER IC2048S/R) PLAIN SHAFT, TOLERANCE N; W/O HOLDING BRAKE PROTECTION CLASS IP65, | - | 0 | 0
1FK7084-2AC74-1AG2 |  | 1FK7084-2AC74-1AG2 | 1 | UN | 1 | 15 | C | D | N | N | 85015220 | 1 |  | 18.301 | KG | 1823.45 | 1823.45 | MC05 | MC05 | SIMOTICS S Synchronous motor 1FK7-CT PN=3.1kW; UDC=600V M0=20Nm (100K); NN=2000rpm; Naturally cooled FRAME SIZE IMB 5 (IM V1, IM V3) FLANGE 1, WITH PT1000 TEMPERATURESENSOR POWER CONNECTOR ROTATABLE INCREMENTAL ENCODER SIN/COS 1VPP;2048 S/R W. C-AND D-SPUR (ENCODER IC2048S/R) PLAIN SHAFT, TOLERANCE N; W/O HOLDING BRAKE PROTECTION CLASS IP65, FLANGE ON DRIVE END IP67; | - | 0 | 0
1FK7084-2AC74-1AH0 |  | 1FK7084-2AC74-1AH0 | 1 | UN | 1 | 15 | C | D | N | N | 85015220 | 1 |  | 18.6 | KG | 2035.3 | 2035.3 | MC05 | MC05 | SIMOTICS S Synchronous motor 1FK7-CT PN=3.1kW; UDC=600V M0=20Nm (100K); NN=2000rpm; Naturally cooled FRAME SIZE IMB 5 (IM V1, IM V3) FLANGE 1, WITH PT1000 TEMPERATURESENSOR POWER CONNECTOR ROTATABLE INCREMENTAL ENCODER SIN/COS 1VPP;2048 S/R W. C-AND D-SPUR (ENCODER IC2048S/R) Smooth shaft, tolerance N With holding brake PROTECTION CLASS IP64; | - | 0 | 0
1FK7084-2AC74-1AH1 |  | 1FK7084-2AC74-1AH1 | 1 | UN | 1 | 15 | C | D | N | N | 85015220 | 1 |  | 18.6 | KG | 2097.64 | 2097.64 | MC05 | MC05 | SIMOTICS S Synchronous motor 1FK7-CT PN=3.1kW; UDC=600V M0=20Nm (100K); NN=2000rpm; Naturally cooled FRAME SIZE IMB 5 (IM V1, IM V3) FLANGE 1, WITH PT1000 TEMPERATURESENSOR POWER CONNECTOR ROTATABLE INCREMENTAL ENCODER SIN/COS 1VPP;2048 S/R W. C-AND D-SPUR (ENCODER IC2048S/R) Smooth shaft, tolerance N With holding brake PROTECTION CLASS IP65, | - | 0 | 0
1FK7084-2AC74-1AH2 |  | 1FK7084-2AC74-1AH2 | 1 | UN | 1 | 15 | C | D | N | N | 85015220 | 1 |  | 18.6 | KG | 2097.64 | 2097.64 | MC05 | MC05 | SIMOTICS S Synchronous motor 1FK7-CT PN=3.1kW; UDC=600V M0=20Nm (100K); NN=2000rpm; Naturally cooled FRAME SIZE IMB 5 (IM V1, IM V3) FLANGE 1, WITH PT1000 TEMPERATURESENSOR POWER CONNECTOR ROTATABLE INCREMENTAL ENCODER SIN/COS 1VPP;2048 S/R W. C-AND D-SPUR (ENCODER IC2048S/R) Smooth shaft, tolerance N With holding brake PROTECTION CLASS IP65, FLANGE ON DRIVE END IP67; | - | 0 | 0
1FK7084-2AC74-1EA0 |  | 1FK7084-2AC74-1EA0 | 1 | UN | 1 | 15 | C | D | N | N | 85015220 | 1 |  | 18.301 | KG | 2066.28 | 2066.28 | MC05 | MC05 | SIMOTICS S Synchronous motor 1FK7-CT PN=3.1kW; UDC=600V M0=20Nm (100K); NN=2000rpm; Naturally cooled FRAME SIZE IMB 5 (IM V1, IM V3) FLANGE 1, WITH PT1000 TEMPERATURESENSOR POWER CONNECTOR ROTATABLE ABSOLUTE ENCODERR 2048 S/R + 4096 UMDREHUNGEN MULTITURN, WITH ENDAT-SCHNITTSTELLE (ENCODER AM2048S/R) SHAFT WITH FITTED KEY, TOLERANCE N; W/O HOLDING BRAKE PROTECTION CLASS IP64; | - | 0 | 0
1FK7084-2AC74-1EA1 |  | 1FK7084-2AC74-1EA1 | 1 | UN | 1 | 15 | C | D | N | N | 85015220 | 1 |  | 18.301 | KG | 2128.62 | 2128.62 | MC05 | MC05 | SIMOTICS S Synchronous motor 1FK7-CT PN=3.1kW; UDC=600V M0=20Nm (100K); NN=2000rpm; Naturally cooled FRAME SIZE IMB 5 (IM V1, IM V3) FLANGE 1, WITH PT1000 TEMPERATURESENSOR POWER CONNECTOR ROTATABLE ABSOLUTE ENCODERR 2048 S/R + 4096 UMDREHUNGEN MULTITURN, WITH ENDAT-SCHNITTSTELLE (ENCODER AM2048S/R) SHAFT WITH FITTED KEY, TOLERANCE N; W/O HOLDING BRAKE PROTECTION CLASS IP65, | - | 0 | 0
1FK7084-2AC74-1EA2 |  | 1FK7084-2AC74-1EA2 | 1 | UN | 1 | 15 | C | D | N | N | 85015220 | 1 |  | 18.301 | KG | 2128.62 | 2128.62 | MC05 | MC05 | SIMOTICS S Synchronous motor 1FK7-CT PN=3.1kW; UDC=600V M0=20Nm (100K); NN=2000rpm; Naturally cooled FRAME SIZE IMB 5 (IM V1, IM V3) FLANGE 1, WITH PT1000 TEMPERATURESENSOR POWER CONNECTOR ROTATABLE ABSOLUTE ENCODERR 2048 S/R + 4096 UMDREHUNGEN MULTITURN, WITH ENDAT-SCHNITTSTELLE (ENCODER AM2048S/R) SHAFT WITH FITTED KEY, TOLERANCE N; W/O HOLDING BRAKE PROTECTION CLASS IP65, FLANGE ON DRIVE END IP67; | - | 0 | 0
1FK7084-2AC74-1EB0 |  | 1FK7084-2AC74-1EB0 | 1 | UN | 1 | 15 | C | D | N | N | 85015220 | 1 |  | 18.6 | KG | 2340.48 | 2340.48 | MC05 | MC05 | SIMOTICS S Synchronous motor 1FK7-CT PN=3.1kW; UDC=600V M0=20Nm (100K); NN=2000rpm; Naturally cooled FRAME SIZE IMB 5 (IM V1, IM V3) FLANGE 1, WITH PT1000 TEMPERATURESENSOR POWER CONNECTOR ROTATABLE ABSOLUTE ENCODERR 2048 S/R + 4096 UMDREHUNGEN MULTITURN, WITH ENDAT-SCHNITTSTELLE (ENCODER AM2048S/R) SHAFT WITH FITTED KEY, TOLERANCE N; WITH HOLDING BRAKE PROTECTION CLASS IP64; | - | 0 | 0
1FK7084-2AC74-1EB1 |  | 1FK7084-2AC74-1EB1 | 1 | UN | 1 | 15 | C | D | N | N | 85015220 | 1 |  | 18.6 | KG | 2402.82 | 2402.82 | MC05 | MC05 | SIMOTICS S Synchronous motor 1FK7-CT PN=3.1kW; UDC=600V M0=20Nm (100K); NN=2000rpm; Naturally cooled FRAME SIZE IMB 5 (IM V1, IM V3) FLANGE 1, WITH PT1000 TEMPERATURESENSOR POWER CONNECTOR ROTATABLE ABSOLUTE ENCODERR 2048 S/R + 4096 UMDREHUNGEN MULTITURN, WITH ENDAT-SCHNITTSTELLE (ENCODER AM2048S/R) SHAFT WITH FITTED KEY, TOLERANCE N; WITH HOLDING BRAKE PROTECTION CLASS IP65, | - | 0 | 0
1FK7084-2AC74-1EB2 |  | 1FK7084-2AC74-1EB2 | 1 | UN | 1 | 15 | C | D | N | N | 85015220 | 1 |  | 18.6 | KG | 2402.82 | 2402.82 | MC05 | MC05 | SIMOTICS S Synchronous motor 1FK7-CT PN=3.1kW; UDC=600V M0=20Nm (100K); NN=2000rpm; Naturally cooled FRAME SIZE IMB 5 (IM V1, IM V3) FLANGE 1, WITH PT1000 TEMPERATURESENSOR POWER CONNECTOR ROTATABLE ABSOLUTE ENCODERR 2048 S/R + 4096 UMDREHUNGEN MULTITURN, WITH ENDAT-SCHNITTSTELLE (ENCODER AM2048S/R) SHAFT WITH FITTED KEY, TOLERANCE N; WITH HOLDING BRAKE PROTECTION CLASS IP65, FLANGE ON DRIVE END IP67; | - | 0 | 0
1FK7084-2AC74-1EG0 |  | 1FK7084-2AC74-1EG0 | 1 | UN | 1 | 15 | C | D | N | N | 85015220 | 1 |  | 18.301 | KG | 2008.79 | 2008.79 | MC05 | MC05 | SIMOTICS S Synchronous motor 1FK7-CT PN=3.1kW; UDC=600V M0=20Nm (100K); NN=2000rpm; Naturally cooled FRAME SIZE IMB 5 (IM V1, IM V3) FLANGE 1, WITH PT1000 TEMPERATURESENSOR POWER CONNECTOR ROTATABLE ABSOLUTE ENCODERR 2048 S/R + 4096 UMDREHUNGEN MULTITURN, WITH ENDAT-SCHNITTSTELLE (ENCODER AM2048S/R) PLAIN SHAFT, TOLERANCE N; W/O HOLDING BRAKE PROTECTION CLASS IP64; | - | 0 | 0
1FK7084-2AC74-1EG1 |  | 1FK7084-2AC74-1EG1 | 1 | UN | 1 | 15 | C | D | N | N | 85015220 | 1 |  | 18.301 | KG | 2071.13 | 2071.13 | MC05 | MC05 | SIMOTICS S Synchronous motor 1FK7-CT PN=3.1kW; UDC=600V M0=20Nm (100K); NN=2000rpm; Naturally cooled FRAME SIZE IMB 5 (IM V1, IM V3) FLANGE 1, WITH PT1000 TEMPERATURESENSOR POWER CONNECTOR ROTATABLE ABSOLUTE ENCODERR 2048 S/R + 4096 UMDREHUNGEN MULTITURN, WITH ENDAT-SCHNITTSTELLE (ENCODER AM2048S/R) PLAIN SHAFT, TOLERANCE N; W/O HOLDING BRAKE PROTECTION CLASS IP65, | - | 0 | 0
1FK7084-2AC74-1EG2 |  | 1FK7084-2AC74-1EG2 | 1 | UN | 1 | 15 | C | D | N | N | 85015220 | 1 |  | 18.301 | KG | 2071.13 | 2071.13 | MC05 | MC05 | SIMOTICS S Synchronous motor 1FK7-CT PN=3.1kW; UDC=600V M0=20Nm (100K); NN=2000rpm; Naturally cooled FRAME SIZE IMB 5 (IM V1, IM V3) FLANGE 1, WITH PT1000 TEMPERATURESENSOR POWER CONNECTOR ROTATABLE ABSOLUTE ENCODERR 2048 S/R + 4096 UMDREHUNGEN MULTITURN, WITH ENDAT-SCHNITTSTELLE (ENCODER AM2048S/R) PLAIN SHAFT, TOLERANCE N; W/O HOLDING BRAKE PROTECTION CLASS IP65, FLANGE ON DRIVE END IP67; | - | 0 | 0
1FK7084-2AC74-1EH0 |  | 1FK7084-2AC74-1EH0 | 1 | UN | 1 | 15 | C | D | N | N | 85015220 | 1 |  | 18.6 | KG | 2282.98 | 2282.98 | MC05 | MC05 | SIMOTICS S Synchronous motor 1FK7-CT PN=3.1kW; UDC=600V M0=20Nm (100K); NN=2000rpm; Naturally cooled FRAME SIZE IMB 5 (IM V1, IM V3) FLANGE 1, WITH PT1000 TEMPERATURESENSOR POWER CONNECTOR ROTATABLE ABSOLUTE ENCODERR 2048 S/R + 4096 UMDREHUNGEN MULTITURN, WITH ENDAT-SCHNITTSTELLE (ENCODER AM2048S/R) Smooth shaft, tolerance N With holding brake PROTECTION CLASS IP64; | - | 0 | 0
1FK7084-2AC74-1EH1 |  | 1FK7084-2AC74-1EH1 | 1 | UN | 1 | 15 | C | D | N | N | 85015220 | 1 |  | 18.6 | KG | 2345.32 | 2345.32 | MC05 | MC05 | SIMOTICS S Synchronous motor 1FK7-CT PN=3.1kW; UDC=600V M0=20Nm (100K); NN=2000rpm; Naturally cooled FRAME SIZE IMB 5 (IM V1, IM V3) FLANGE 1, WITH PT1000 TEMPERATURESENSOR POWER CONNECTOR ROTATABLE ABSOLUTE ENCODERR 2048 S/R + 4096 UMDREHUNGEN MULTITURN, WITH ENDAT-SCHNITTSTELLE (ENCODER AM2048S/R) Smooth shaft, tolerance N With holding brake PROTECTION CLASS IP65, | - | 0 | 0
1FK7084-2AC74-1EH2 |  | 1FK7084-2AC74-1EH2 | 1 | UN | 1 | 15 | C | D | N | N | 85015220 | 1 |  | 18.6 | KG | 2345.32 | 2345.32 | MC05 | MC05 | SIMOTICS S Synchronous motor 1FK7-CT PN=3.1kW; UDC=600V M0=20Nm (100K); NN=2000rpm; Naturally cooled FRAME SIZE IMB 5 (IM V1, IM V3) FLANGE 1, WITH PT1000 TEMPERATURESENSOR POWER CONNECTOR ROTATABLE ABSOLUTE ENCODERR 2048 S/R + 4096 UMDREHUNGEN MULTITURN, WITH ENDAT-SCHNITTSTELLE (ENCODER AM2048S/R) Smooth shaft, tolerance N With holding brake PROTECTION CLASS IP65, FLANGE ON DRIVE END IP67; | - | 0 | 0
1FK7084-2AC74-1SA0 |  | 1FK7084-2AC74-1SA0 | 1 | UN | 1 | 15 | C | D | N | N | 85015220 | 1 |  | 18.302 | KG | 1427.96 | 1427.96 | MC05 | MC05 | SIMOTICS S Synchronous motor 1FK7-CT PN=3.1kW; UDC=600V M0=20Nm (100K); NN=2000rpm; Naturally cooled FRAME SIZE IMB 5 (IM V1, IM V3) FLANGE 1, WITH PT1000 TEMPERATURESENSOR POWER CONNECTOR ROTATABLE RESOLVER MULTI-POLE (RESOLVER P=4); SHAFT WITH FITTED KEY, TOLERANCE N; W/O HOLDING BRAKE PROTECTION CLASS IP64; | - | 0 | 0
1FK7084-2AC74-1SA1 |  | 1FK7084-2AC74-1SA1 | 1 | UN | 1 | 15 | C | D | N | N | 85015220 | 1 |  | 18.302 | KG | 1490.3 | 1490.3 | MC05 | MC05 | SIMOTICS S Synchronous motor 1FK7-CT PN=3.1kW; UDC=600V M0=20Nm (100K); NN=2000rpm; Naturally cooled FRAME SIZE IMB 5 (IM V1, IM V3) FLANGE 1, WITH PT1000 TEMPERATURESENSOR POWER CONNECTOR ROTATABLE RESOLVER MULTI-POLE (RESOLVER P=4); SHAFT WITH FITTED KEY, TOLERANCE N; W/O HOLDING BRAKE PROTECTION CLASS IP65, | - | 0 | 0
1FK7084-2AC74-1SA2 |  | 1FK7084-2AC74-1SA2 | 1 | UN | 1 | 15 | C | D | N | N | 85015220 | 1 |  | 18.302 | KG | 1490.3 | 1490.3 | MC05 | MC05 | SIMOTICS S Synchronous motor 1FK7-CT PN=3.1kW; UDC=600V M0=20Nm (100K); NN=2000rpm; Naturally cooled FRAME SIZE IMB 5 (IM V1, IM V3) FLANGE 1, WITH PT1000 TEMPERATURESENSOR POWER CONNECTOR ROTATABLE RESOLVER MULTI-POLE (RESOLVER P=4); SHAFT WITH FITTED KEY, TOLERANCE N; W/O HOLDING BRAKE PROTECTION CLASS IP65, FLANGE ON DRIVE END IP67; | - | 0 | 0
1FK7084-2AC74-1SB0 |  | 1FK7084-2AC74-1SB0 | 1 | UN | 1 | 15 | C | D | N | N | 85015220 | 1 |  | 18.601 | KG | 1702.16 | 1702.16 | MC05 | MC05 | SIMOTICS S Synchronous motor 1FK7-CT PN=3.1kW; UDC=600V M0=20Nm (100K); NN=2000rpm; Naturally cooled FRAME SIZE IMB 5 (IM V1, IM V3) FLANGE 1, WITH PT1000 TEMPERATURESENSOR POWER CONNECTOR ROTATABLE RESOLVER MULTI-POLE (RESOLVER P=4); SHAFT WITH FITTED KEY, TOLERANCE N; WITH HOLDING BRAKE PROTECTION CLASS IP64; | - | 0 | 0
1FK7084-2AC74-1SB1 |  | 1FK7084-2AC74-1SB1 | 1 | UN | 1 | 15 | C | D | N | N | 85015220 | 1 |  | 18.601 | KG | 1764.5 | 1764.5 | MC05 | MC05 | SIMOTICS S Synchronous motor 1FK7-CT PN=3.1kW; UDC=600V M0=20Nm (100K); NN=2000rpm; Naturally cooled FRAME SIZE IMB 5 (IM V1, IM V3) FLANGE 1, WITH PT1000 TEMPERATURESENSOR POWER CONNECTOR ROTATABLE RESOLVER MULTI-POLE (RESOLVER P=4); SHAFT WITH FITTED KEY, TOLERANCE N; WITH HOLDING BRAKE PROTECTION CLASS IP65, | - | 0 | 0
1FK7084-2AC74-1SB2 |  | 1FK7084-2AC74-1SB2 | 1 | UN | 1 | 15 | C | D | N | N | 85015220 | 1 |  | 18.601 | KG | 1764.5 | 1764.5 | MC05 | MC05 | SIMOTICS S Synchronous motor 1FK7-CT PN=3.1kW; UDC=600V M0=20Nm (100K); NN=2000rpm; Naturally cooled FRAME SIZE IMB 5 (IM V1, IM V3) FLANGE 1, WITH PT1000 TEMPERATURESENSOR POWER CONNECTOR ROTATABLE RESOLVER MULTI-POLE (RESOLVER P=4); SHAFT WITH FITTED KEY, TOLERANCE N; WITH HOLDING BRAKE PROTECTION CLASS IP65, FLANGE ON DRIVE END IP67; | - | 0 | 0
1FK7084-2AC74-1SG0 |  | 1FK7084-2AC74-1SG0 | 1 | UN | 1 | 15 | C | D | N | N | 85015220 | 1 |  | 18.302 | KG | 1370.47 | 1370.47 | MC05 | MC05 | SIMOTICS S Synchronous motor 1FK7-CT PN=3.1kW; UDC=600V M0=20Nm (100K); NN=2000rpm; Naturally cooled FRAME SIZE IMB 5 (IM V1, IM V3) FLANGE 1, WITH PT1000 TEMPERATURESENSOR POWER CONNECTOR ROTATABLE RESOLVER MULTI-POLE (RESOLVER P=4); PLAIN SHAFT, TOLERANCE N; W/O HOLDING BRAKE PROTECTION CLASS IP64; | - | 0 | 0
1FK7084-2AC74-1SG1 |  | 1FK7084-2AC74-1SG1 | 1 | UN | 1 | 15 | C | D | N | N | 85015220 | 1 |  | 18.302 | KG | 1432.81 | 1432.81 | MC05 | MC05 | SIMOTICS S Synchronous motor 1FK7-CT PN=3.1kW; UDC=600V M0=20Nm (100K); NN=2000rpm; Naturally cooled FRAME SIZE IMB 5 (IM V1, IM V3) FLANGE 1, WITH PT1000 TEMPERATURESENSOR POWER CONNECTOR ROTATABLE RESOLVER MULTI-POLE (RESOLVER P=4); PLAIN SHAFT, TOLERANCE N; W/O HOLDING BRAKE PROTECTION CLASS IP65, | - | 0 | 0
1FK7084-2AC74-1SG2 |  | 1FK7084-2AC74-1SG2 | 1 | UN | 1 | 15 | C | D | N | N | 85015220 | 1 |  | 18.302 | KG | 1432.81 | 1432.81 | MC05 | MC05 | SIMOTICS S Synchronous motor 1FK7-CT PN=3.1kW; UDC=600V M0=20Nm (100K); NN=2000rpm; Naturally cooled FRAME SIZE IMB 5 (IM V1, IM V3) FLANGE 1, WITH PT1000 TEMPERATURESENSOR POWER CONNECTOR ROTATABLE RESOLVER MULTI-POLE (RESOLVER P=4); PLAIN SHAFT, TOLERANCE N; W/O HOLDING BRAKE PROTECTION CLASS IP65, FLANGE ON DRIVE END IP67; | - | 0 | 0
1FK7084-2AC74-1SH0 |  | 1FK7084-2AC74-1SH0 | 1 | UN | 1 | 15 | C | D | N | N | 85015220 | 1 |  | 18.601 | KG | 1644.66 | 1644.66 | MC05 | MC05 | SIMOTICS S Synchronous motor 1FK7-CT PN=3.1kW; UDC=600V M0=20Nm (100K); NN=2000rpm; Naturally cooled FRAME SIZE IMB 5 (IM V1, IM V3) FLANGE 1, WITH PT1000 TEMPERATURESENSOR POWER CONNECTOR ROTATABLE RESOLVER MULTI-POLE (RESOLVER P=4); Smooth shaft, tolerance N With holding brake PROTECTION CLASS IP64; | - | 0 | 0
1FK7084-2AC74-1SH1 |  | 1FK7084-2AC74-1SH1 | 1 | UN | 1 | 15 | C | D | N | N | 85015220 | 1 |  | 18.601 | KG | 1707 | 1707 | MC05 | MC05 | SIMOTICS S Synchronous motor 1FK7-CT PN=3.1kW; UDC=600V M0=20Nm (100K); NN=2000rpm; Naturally cooled FRAME SIZE IMB 5 (IM V1, IM V3) FLANGE 1, WITH PT1000 TEMPERATURESENSOR POWER CONNECTOR ROTATABLE RESOLVER MULTI-POLE (RESOLVER P=4); Smooth shaft, tolerance N With holding brake PROTECTION CLASS IP65, | - | 0 | 0
1FK7084-2AC74-1SH2 |  | 1FK7084-2AC74-1SH2 | 1 | UN | 1 | 15 | C | D | N | N | 85015220 | 1 |  | 18.601 | KG | 1707 | 1707 | MC05 | MC05 | SIMOTICS S Synchronous motor 1FK7-CT PN=3.1kW; UDC=600V M0=20Nm (100K); NN=2000rpm; Naturally cooled FRAME SIZE IMB 5 (IM V1, IM V3) FLANGE 1, WITH PT1000 TEMPERATURESENSOR POWER CONNECTOR ROTATABLE RESOLVER MULTI-POLE (RESOLVER P=4); Smooth shaft, tolerance N With holding brake PROTECTION CLASS IP65, FLANGE ON DRIVE END IP67; | - | 0 | 0
1FK7084-2AC74-1TA0 |  | 1FK7084-2AC74-1TA0 | 1 | UN | 1 | 15 | C | D | N | N | 85015220 | 1 |  | 18.302 | KG | 1427.96 | 1427.96 | MC05 | MC05 | SIMOTICS S Synchronous motor 1FK7-CT PN=3.1kW; UDC=600V M0=20Nm (100K); NN=2000rpm; Naturally cooled FRAME SIZE IMB 5 (IM V1, IM V3) FLANGE 1, WITH PT1000 TEMPERATURESENSOR POWER CONNECTOR ROTATABLE RESOLVER 2-POLE (RESOLVER P=1); SHAFT WITH FITTED KEY, TOLERANCE N; W/O HOLDING BRAKE PROTECTION CLASS IP64; | - | 0 | 0
1FK7084-2AC74-1TA1 |  | 1FK7084-2AC74-1TA1 | 1 | UN | 1 | 15 | C | D | N | N | 85015220 | 1 |  | 18.302 | KG | 1490.3 | 1490.3 | MC05 | MC05 | SIMOTICS S Synchronous motor 1FK7-CT PN=3.1kW; UDC=600V M0=20Nm (100K); NN=2000rpm; Naturally cooled FRAME SIZE IMB 5 (IM V1, IM V3) FLANGE 1, WITH PT1000 TEMPERATURESENSOR POWER CONNECTOR ROTATABLE RESOLVER 2-POLE (RESOLVER P=1); SHAFT WITH FITTED KEY, TOLERANCE N; W/O HOLDING BRAKE PROTECTION CLASS IP65, | - | 0 | 0
1FK7084-2AC74-1TA2 |  | 1FK7084-2AC74-1TA2 | 1 | UN | 1 | 15 | C | D | N | N | 85015220 | 1 |  | 18.302 | KG | 1490.3 | 1490.3 | MC05 | MC05 | SIMOTICS S Synchronous motor 1FK7-CT PN=3.1kW; UDC=600V M0=20Nm (100K); NN=2000rpm; Naturally cooled FRAME SIZE IMB 5 (IM V1, IM V3) FLANGE 1, WITH PT1000 TEMPERATURESENSOR POWER CONNECTOR ROTATABLE RESOLVER 2-POLE (RESOLVER P=1); SHAFT WITH FITTED KEY, TOLERANCE N; W/O HOLDING BRAKE PROTECTION CLASS IP65, FLANGE ON DRIVE END IP67; | - | 0 | 0
1FK7084-2AC74-1TB0 |  | 1FK7084-2AC74-1TB0 | 1 | UN | 1 | 15 | C | D | N | N | 85015220 | 1 |  | 18.601 | KG | 1702.16 | 1702.16 | MC05 | MC05 | SIMOTICS S Synchronous motor 1FK7-CT PN=3.1kW; UDC=600V M0=20Nm (100K); NN=2000rpm; Naturally cooled FRAME SIZE IMB 5 (IM V1, IM V3) FLANGE 1, WITH PT1000 TEMPERATURESENSOR POWER CONNECTOR ROTATABLE RESOLVER 2-POLE (RESOLVER P=1); SHAFT WITH FITTED KEY, TOLERANCE N; WITH HOLDING BRAKE PROTECTION CLASS IP64; | - | 0 | 0
1FK7084-2AC74-1TB1 |  | 1FK7084-2AC74-1TB1 | 1 | UN | 1 | 15 | C | D | N | N | 85015220 | 1 |  | 18.601 | KG | 1764.5 | 1764.5 | MC05 | MC05 | SIMOTICS S Synchronous motor 1FK7-CT PN=3.1kW; UDC=600V M0=20Nm (100K); NN=2000rpm; Naturally cooled FRAME SIZE IMB 5 (IM V1, IM V3) FLANGE 1, WITH PT1000 TEMPERATURESENSOR POWER CONNECTOR ROTATABLE RESOLVER 2-POLE (RESOLVER P=1); SHAFT WITH FITTED KEY, TOLERANCE N; WITH HOLDING BRAKE PROTECTION CLASS IP65, | - | 0 | 0
1FK7084-2AC74-1TB2 |  | 1FK7084-2AC74-1TB2 | 1 | UN | 1 | 15 | C | D | N | N | 85015220 | 1 |  | 18.601 | KG | 1764.5 | 1764.5 | MC05 | MC05 | SIMOTICS S Synchronous motor 1FK7-CT PN=3.1kW; UDC=600V M0=20Nm (100K); NN=2000rpm; Naturally cooled FRAME SIZE IMB 5 (IM V1, IM V3) FLANGE 1, WITH PT1000 TEMPERATURESENSOR POWER CONNECTOR ROTATABLE RESOLVER 2-POLE (RESOLVER P=1); SHAFT WITH FITTED KEY, TOLERANCE N; WITH HOLDING BRAKE PROTECTION CLASS IP65, FLANGE ON DRIVE END IP67; | - | 0 | 0
1FK7084-2AC74-1TG0 |  | 1FK7084-2AC74-1TG0 | 1 | UN | 1 | 15 | C | D | N | N | 85015220 | 1 |  | 18.302 | KG | 1370.47 | 1370.47 | MC05 | MC05 | SIMOTICS S Synchronous motor 1FK7-CT PN=3.1kW; UDC=600V M0=20Nm (100K); NN=2000rpm; Naturally cooled FRAME SIZE IMB 5 (IM V1, IM V3) FLANGE 1, WITH PT1000 TEMPERATURESENSOR POWER CONNECTOR ROTATABLE RESOLVER 2-POLE (RESOLVER P=1); PLAIN SHAFT, TOLERANCE N; W/O HOLDING BRAKE PROTECTION CLASS IP64; | - | 0 | 0
1FK7084-2AC74-1TG1 |  | 1FK7084-2AC74-1TG1 | 1 | UN | 1 | 15 | C | D | N | N | 85015220 | 1 |  | 18.302 | KG | 1432.81 | 1432.81 | MC05 | MC05 | SIMOTICS S Synchronous motor 1FK7-CT PN=3.1kW; UDC=600V M0=20Nm (100K); NN=2000rpm; Naturally cooled FRAME SIZE IMB 5 (IM V1, IM V3) FLANGE 1, WITH PT1000 TEMPERATURESENSOR POWER CONNECTOR ROTATABLE RESOLVER 2-POLE (RESOLVER P=1); PLAIN SHAFT, TOLERANCE N; W/O HOLDING BRAKE PROTECTION CLASS IP65, | - | 0 | 0
1FK7084-2AC74-1TG1-Z | J29 | 1FK7084-2AC74-1TG1-ZJ29 | 1 | UN | 1 | 15 | C | D | N | N | 85015220 | 1 |  | 35.502 | KG | 3437.65 | 3437.65 | MC05 | MC05 | SIMOTICS S Synchronous motor 1FK7-CT PN=3.1kW; UDC=600V M0=20Nm (100K); NN=2000rpm; Naturally cooled FRAME SIZE IMB 5 (IM V1, IM V3) FLANGE 1, WITH PT1000 TEMPERATURESENSOR POWER CONNECTOR ROTATABLE RESOLVER 2-POLE (RESOLVER P=1); PLAIN SHAFT, TOLERANCE N; W/O HOLDING BRAKE PROTECTION CLASS IP65, J29: ALPHA SP+, SP 140S-MF1 PLANETARY GEARING 1 STAGE, I=10, W/O FEATHER KEY | - | 0 | 0
1FK7084-2AC74-1TG2 |  | 1FK7084-2AC74-1TG2 | 1 | UN | 1 | 15 | C | D | N | N | 85015220 | 1 |  | 18.302 | KG | 1432.81 | 1432.81 | MC05 | MC05 | SIMOTICS S Synchronous motor 1FK7-CT PN=3.1kW; UDC=600V M0=20Nm (100K); NN=2000rpm; Naturally cooled FRAME SIZE IMB 5 (IM V1, IM V3) FLANGE 1, WITH PT1000 TEMPERATURESENSOR POWER CONNECTOR ROTATABLE RESOLVER 2-POLE (RESOLVER P=1); PLAIN SHAFT, TOLERANCE N; W/O HOLDING BRAKE PROTECTION CLASS IP65, FLANGE ON DRIVE END IP67; | - | 0 | 0
1FK7084-2AC74-1TH0 |  | 1FK7084-2AC74-1TH0 | 1 | UN | 1 | 15 | C | D | N | N | 85015220 | 1 |  | 18.601 | KG | 1644.66 | 1644.66 | MC05 | MC05 | SIMOTICS S Synchronous motor 1FK7-CT PN=3.1kW; UDC=600V M0=20Nm (100K); NN=2000rpm; Naturally cooled FRAME SIZE IMB 5 (IM V1, IM V3) FLANGE 1, WITH PT1000 TEMPERATURESENSOR POWER CONNECTOR ROTATABLE RESOLVER 2-POLE (RESOLVER P=1); Smooth shaft, tolerance N With holding brake PROTECTION CLASS IP64; | - | 0 | 0
1FK7084-2AC74-1TH1 |  | 1FK7084-2AC74-1TH1 | 1 | UN | 1 | 15 | C | D | N | N | 85015220 | 1 |  | 18.601 | KG | 1707 | 1707 | MC05 | MC05 | SIMOTICS S Synchronous motor 1FK7-CT PN=3.1kW; UDC=600V M0=20Nm (100K); NN=2000rpm; Naturally cooled FRAME SIZE IMB 5 (IM V1, IM V3) FLANGE 1, WITH PT1000 TEMPERATURESENSOR POWER CONNECTOR ROTATABLE RESOLVER 2-POLE (RESOLVER P=1); Smooth shaft, tolerance N With holding brake PROTECTION CLASS IP65, | - | 0 | 0
1FK7084-2AC74-1TH2 |  | 1FK7084-2AC74-1TH2 | 1 | UN | 1 | 15 | C | D | N | N | 85015220 | 1 |  | 18.601 | KG | 1707 | 1707 | MC05 | MC05 | SIMOTICS S Synchronous motor 1FK7-CT PN=3.1kW; UDC=600V M0=20Nm (100K); NN=2000rpm; Naturally cooled FRAME SIZE IMB 5 (IM V1, IM V3) FLANGE 1, WITH PT1000 TEMPERATURESENSOR POWER CONNECTOR ROTATABLE RESOLVER 2-POLE (RESOLVER P=1); Smooth shaft, tolerance N With holding brake PROTECTION CLASS IP65, FLANGE ON DRIVE END IP67; | - | 0 | 0
1FK7084-2AF71-1AG0 |  | 1FK7084-2AF71-1AG0 | 1 | UN | 1 | 15 | C | D | N | N | 85015220 | 1 |  | 18.301 | KG | 1761.11 | 1761.11 | MC05 | MC05 | SIMOTICS S Synchronous motor 1FK7-CT PN=3.1kW; UDC=600V M0=20Nm (100K); NN=3000rpm; Naturally cooled FRAME SIZE IMB 5 (IM V1, IM V3) FLANGE 1, WITH KTY TEMPERATURESENSOR POWER CONNECTOR ROTATABLE INCREMENTAL ENCODER SIN/COS 1VPP;2048 S/R W. C-AND D-SPUR (ENCODER IC2048S/R) PLAIN SHAFT, TOLERANCE N; W/O HOLDING BRAKE PROTECTION CLASS IP64; | - | 0 | 0
1FK7084-2AF71-1AH0 |  | 1FK7084-2AF71-1AH0 | 1 | UN | 1 | 15 | C | D | N | N | 85015220 | 1 |  | 18.6 | KG | 2035.3 | 2035.3 | MC05 | MC05 | SIMOTICS S Synchronous motor 1FK7-CT PN=3.1kW; UDC=600V M0=20Nm (100K); NN=3000rpm; Naturally cooled FRAME SIZE IMB 5 (IM V1, IM V3) FLANGE 1, WITH KTY TEMPERATURESENSOR POWER CONNECTOR ROTATABLE INCREMENTAL ENCODER SIN/COS 1VPP;2048 S/R W. C-AND D-SPUR (ENCODER IC2048S/R) Smooth shaft, tolerance N With holding brake PROTECTION CLASS IP64; | - | 0 | 0
1FK7084-2AF71-1DG0 |  | 1FK7084-2AF71-1DG0 | 1 | UN | 1 | 15 | C | D | N | N | 85015220 | 1 |  | 18.302 | KG | 1975.24 | 1975.24 | MC05 | MC05 | SIMOTICS S Synchronous motor 1FK7-CT PN=3.1kW; UDC=600V M0=20Nm (100K); NN=3000rpm; Naturally cooled FRAME SIZE IMB 5 (IM V1, IM V3) FLANGE 1 POWER CONNECTOR ROTATABLE INCREMENTAL ENCODER 22 BIT WITH DRIVE-CLIQ INTERFACE (ENCODER IC22DQ) PLAIN SHAFT, TOLERANCE N; W/O HOLDING BRAKE PROTECTION CLASS IP64; | - | 0 | 0
1FK7084-2AF71-1DH0 |  | 1FK7084-2AF71-1DH0 | 1 | UN | 1 | 15 | C | D | N | N | 85015220 | 1 |  | 18.601 | KG | 2249.43 | 2249.43 | MC05 | MC05 | SIMOTICS S Synchronous motor 1FK7-CT PN=3.1kW; UDC=600V M0=20Nm (100K); NN=3000rpm; Naturally cooled FRAME SIZE IMB 5 (IM V1, IM V3) FLANGE 1 POWER CONNECTOR ROTATABLE INCREMENTAL ENCODER 22 BIT WITH DRIVE-CLIQ INTERFACE (ENCODER IC22DQ) Smooth shaft, tolerance N With holding brake PROTECTION CLASS IP64; | - | 0 | 0
1FK7084-2AF71-1EG0 |  | 1FK7084-2AF71-1EG0 | 1 | UN | 1 | 15 | C | D | N | N | 85015220 | 1 |  | 18.301 | KG | 2008.79 | 2008.79 | MC05 | MC05 | SIMOTICS S Synchronous motor 1FK7-CT PN=3.1kW; UDC=600V M0=20Nm (100K); NN=3000rpm; Naturally cooled FRAME SIZE IMB 5 (IM V1, IM V3) FLANGE 1, WITH KTY TEMPERATURESENSOR POWER CONNECTOR ROTATABLE ABSOLUTE ENCODERR 2048 S/R + 4096 UMDREHUNGEN MULTITURN, WITH ENDAT-SCHNITTSTELLE (ENCODER AM2048S/R) PLAIN SHAFT, TOLERANCE N; W/O HOLDING BRAKE PROTECTION CLASS IP64; | - | 0 | 0
1FK7084-2AF71-1EH0 |  | 1FK7084-2AF71-1EH0 | 1 | UN | 1 | 15 | C | D | N | N | 85015220 | 1 |  | 18.6 | KG | 2282.98 | 2282.98 | MC05 | MC05 | SIMOTICS S Synchronous motor 1FK7-CT PN=3.1kW; UDC=600V M0=20Nm (100K); NN=3000rpm; Naturally cooled FRAME SIZE IMB 5 (IM V1, IM V3) FLANGE 1, WITH KTY TEMPERATURESENSOR POWER CONNECTOR ROTATABLE ABSOLUTE ENCODERR 2048 S/R + 4096 UMDREHUNGEN MULTITURN, WITH ENDAT-SCHNITTSTELLE (ENCODER AM2048S/R) Smooth shaft, tolerance N With holding brake PROTECTION CLASS IP64; | - | 0 | 0
1FK7084-2AF71-1PB0 |  | 1FK7084-2AF71-1PB0 | 1 | UN | 1 | 15 | C | D | N | N | 85015220 | 1 |  | 16.502 | KG | 1862.86 | 1862.86 | MC05 | MC05 | SIMOTICS S Synchronous motor 1FK7-CT PN=3.1kW; UDC=600V M0=20Nm (100K); NN=3000rpm; Naturally cooled FRAME SIZE IMB 5 (IM V1, IM V3) FLANGE 1 POWER CONNECTOR ROTATABLE RESOLVER 2-POLE, WITH DRIVE CLIQ-INTERFACE SHAFT WITH FITTED KEY, TOLERANCE N; WITH HOLDING BRAKE PROTECTION CLASS IP64; | - | 0 | 0
1FK7084-2AF71-1PG0 |  | 1FK7084-2AF71-1PG0 | 1 | UN | 1 | 15 | C | D | N | N | 85015220 | 1 |  | 18.401 | KG | 1531.17 | 1531.17 | MC05 | MC05 | SIMOTICS S Synchronous motor 1FK7-CT PN=3.1kW; UDC=600V M0=20Nm (100K); NN=3000rpm; Naturally cooled FRAME SIZE IMB 5 (IM V1, IM V3) FLANGE 1 POWER CONNECTOR ROTATABLE RESOLVER 2-POLE, WITH DRIVE CLIQ-INTERFACE PLAIN SHAFT, TOLERANCE N; W/O HOLDING BRAKE PROTECTION CLASS IP64; | - | 0 | 0
1FK7084-2AF71-1PH0 |  | 1FK7084-2AF71-1PH0 | 1 | UN | 1 | 15 | C | D | N | N | 85015220 | 1 |  | 18.7 | KG | 1805.36 | 1805.36 | MC05 | MC05 | SIMOTICS S Synchronous motor 1FK7-CT PN=3.1kW; UDC=600V M0=20Nm (100K); NN=3000rpm; Naturally cooled FRAME SIZE IMB 5 (IM V1, IM V3) FLANGE 1 POWER CONNECTOR ROTATABLE RESOLVER 2-POLE, WITH DRIVE CLIQ-INTERFACE Smooth shaft, tolerance N With holding brake PROTECTION CLASS IP64; | - | 0 | 0
1FK7084-2AF71-1QG0 |  | 1FK7084-2AF71-1QG0 | 1 | UN | 1 | 15 | C | D | N | N | 85015220 | 1 |  | 18.301 | KG | 1599.86 | 1599.86 | MC05 | MC05 | SIMOTICS S synchronous motor 1FK7-CT PN=3.1kW; UDC=600V M0=20Nm (100K); NN=3000rpm; naturally cooled design IMB 5 (IM V1, IM V3) Flange 1 Power connector rotatable Absolute encoder single-turn 20-bit with Drive-CLiQ interface (encoder AS20DQI) Smooth shaft, tolerance N without holding brake, degree of protection IP64 | - | 0 | 0
1FK7084-2AF71-1QG1-Z | J09 | 1FK7084-2AF71-1QG1-ZJ09 | 1 | UN | 1 | 15 | C | D | N | N | 85015220 | 1 |  | 35.501 | KG | 3667.03 | 3667.03 | MC05 | MC05 | SIMOTICS S synchronous motor 1FK7-CT PN=3.1kW; UDC=600V M0=20Nm (100K); NN=3000rpm; naturally cooled design IMB 5 (IM V1, IM V3) Flange 1 Power connector rotatable Absolute encoder single-turn 20-bit with Drive-CLiQ interface (encoder AS20DQI) Smooth shaft, tolerance N without holding brake, degree of protection IP65 J09: ALPHA SP+, SP 140S-MF1 PLANETARY GEARING 1 STAGE, I=10, WITH FEATHER KEY | - | 0 | 0
1FK7084-2AF71-1QH0 |  | 1FK7084-2AF71-1QH0 | 1 | UN | 1 | 15 | C | D | N | N | 85015220 | 1 |  | 18.6 | KG | 1874.06 | 1874.06 | MC05 | MC05 | SIMOTICS S synchronous motor 1FK7-CT PN=3.1kW; UDC=600V M0=20Nm (100K); NN=3000rpm; naturally cooled design IMB 5 (IM V1, IM V3) Flange 1 Power connector rotatable Absolute encoder single-turn 20-bit with Drive-CLiQ interface (encoder AS20DQI) Smooth shaft, tolerance N with holding brake, degree of protection IP64 | - | 0 | 0
1FK7084-2AF71-1RG0 |  | 1FK7084-2AF71-1RG0 | 1 | UN | 1 | 15 | C | D | N | N | 85015220 | 1 |  | 18.301 | KG | 1849.24 | 1849.24 | MC05 | MC05 | SIMOTICS S synchronous motor 1FK7-CT PN=3.1kW; UDC=600V M0=20Nm (100K); NN=3000rpm; naturally cooled design IMB 5 (IM V1, IM V3) Flange 1 Power connector rotatable Absolute encoder 20-bit + 12-bit multiturn with DRIVE-CLiQ interface (encoder AM20DQI) Smooth shaft, tolerance N without holding brake, degree of protection IP64 | - | 0 | 0
1FK7084-2AF71-1RH0 |  | 1FK7084-2AF71-1RH0 | 1 | UN | 1 | 15 | C | D | N | N | 85015220 | 1 |  | 18.6 | KG | 2123.43 | 2123.43 | MC05 | MC05 | SIMOTICS S synchronous motor 1FK7-CT PN=3.1kW; UDC=600V M0=20Nm (100K); NN=3000rpm; naturally cooled design IMB 5 (IM V1, IM V3) Flange 1 Power connector rotatable Absolute encoder 20-bit + 12-bit multiturn with DRIVE-CLiQ interface (encoder AM20DQI) Smooth shaft, tolerance N with holding brake, degree of protection IP64 | - | 0 | 0
1FK7084-2AF71-1RH1-Z | J05 | 1FK7084-2AF71-1RH1-ZJ05 | 1 | UN | 1 | 15 | C | D | N | N | 85015220 | 1 |  | 35.8 | KG | 4190.61 | 4190.61 | MC05 | MC05 | SIMOTICS S synchronous motor 1FK7-CT PN=3.1kW; UDC=600V M0=20Nm (100K); NN=3000rpm; naturally cooled design IMB 5 (IM V1, IM V3) Flange 1 Power connector rotatable Absolute encoder 20-bit + 12-bit multiturn with DRIVE-CLiQ interface (encoder AM20DQI) Smooth shaft, tolerance N with holding brake, degree of protection IP65 J05: ALPHA SP+, SP 140S-MF1 PLANETARY GEARING 1 STAGE, I=7, WITH FEATHER KEY | - | 0 | 0
1FK7084-2AF71-1RH2-Z | Y84 | 1FK7084-2AF71-1RH2-ZY84 | 1 | UN | 1 | 15 | C | D | N | N | 85015220 | 1 |  | 18.6 | KG | 2185.77 | 2185.77 | MC05 | MC05 | SIMOTICS S synchronous motor 1FK7-CT PN=3.1kW; UDC=600V M0=20Nm (100K); NN=3000rpm; naturally cooled design IMB 5 (IM V1, IM V3) Flange 1 Power connector rotatable Absolute encoder 20-bit + 12-bit multiturn with DRIVE-CLiQ interface (encoder AM20DQI) Smooth shaft, tolerance N with holding brake, degree of protection IP65 DE Flange, IP67 Y84: Customer specifications on the rating plate Ordering notes see Notification number 22370783 | - | 0 | 0
1FK7084-2AF71-1SG0 |  | 1FK7084-2AF71-1SG0 | 1 | UN | 1 | 15 | C | D | N | N | 85015220 | 1 |  | 18.302 | KG | 1370.47 | 1370.47 | MC05 | MC05 | SIMOTICS S Synchronous motor 1FK7-CT PN=3.1kW; UDC=600V M0=20Nm (100K); NN=3000rpm; Naturally cooled FRAME SIZE IMB 5 (IM V1, IM V3) FLANGE 1, WITH KTY TEMPERATURESENSOR POWER CONNECTOR ROTATABLE RESOLVER MULTI-POLE (RESOLVER P=4); PLAIN SHAFT, TOLERANCE N; W/O HOLDING BRAKE PROTECTION CLASS IP64; | - | 0 | 0
1FK7084-2AF71-1SH0 |  | 1FK7084-2AF71-1SH0 | 1 | UN | 1 | 15 | C | D | N | N | 85015220 | 1 |  | 18.601 | KG | 1644.66 | 1644.66 | MC05 | MC05 | SIMOTICS S Synchronous motor 1FK7-CT PN=3.1kW; UDC=600V M0=20Nm (100K); NN=3000rpm; Naturally cooled FRAME SIZE IMB 5 (IM V1, IM V3) FLANGE 1, WITH KTY TEMPERATURESENSOR POWER CONNECTOR ROTATABLE RESOLVER MULTI-POLE (RESOLVER P=4); Smooth shaft, tolerance N With holding brake PROTECTION CLASS IP64; | - | 0 | 0
1FK7084-2AF71-1SH0-Z | S30 | 1FK7084-2AF71-1SH0-ZS30 | 1 | UN | 1 | 15 | C | D | N | N | 85015220 | 1 |  | 18.601 | KG | 1455.48 | 1455.48 | MC05 | MC05 | SIMOTICS S Synchronous motor 1FK7-CT PN=3.1kW; UDC=600V M0=20Nm (100K); NN=3000rpm; naturally cooled; IMB 5 design (IM V1, IM V3) Flange 1 Power connector rotatable Resolver multi-pole (resolver P=3); Smooth shaft, tolerance N with holding brake; Degree of protection IP64; S30: Customer-specific version for KUKA SMR-151-2013 | - | 0 | 7
1FK7084-2AF71-1TG0 |  | 1FK7084-2AF71-1TG0 | 1 | UN | 1 | 15 | C | D | N | N | 85015220 | 1 |  | 18.302 | KG | 1370.47 | 1370.47 | MC05 | MC05 | SIMOTICS S Synchronous motor 1FK7-CT PN=3.1kW; UDC=600V M0=20Nm (100K); NN=3000rpm; Naturally cooled FRAME SIZE IMB 5 (IM V1, IM V3) FLANGE 1, WITH KTY TEMPERATURESENSOR POWER CONNECTOR ROTATABLE RESOLVER 2-POLE (RESOLVER P=1); PLAIN SHAFT, TOLERANCE N; W/O HOLDING BRAKE PROTECTION CLASS IP64; | - | 0 | 0
1FK7084-2AF71-1TH0 |  | 1FK7084-2AF71-1TH0 | 1 | UN | 1 | 15 | C | D | N | N | 85015220 | 1 |  | 18.601 | KG | 1644.66 | 1644.66 | MC05 | MC05 | SIMOTICS S Synchronous motor 1FK7-CT PN=3.1kW; UDC=600V M0=20Nm (100K); NN=3000rpm; Naturally cooled FRAME SIZE IMB 5 (IM V1, IM V3) FLANGE 1, WITH KTY TEMPERATURESENSOR POWER CONNECTOR ROTATABLE RESOLVER 2-POLE (RESOLVER P=1); Smooth shaft, tolerance N With holding brake PROTECTION CLASS IP64; | - | 0 | 0
1FK7084-2AF71-1UG0 |  | 1FK7084-2AF71-1UG0 | 1 | UN | 1 | 15 | C | D | N | N | 85015220 | 1 |  | 18.302 | KG | 1531.17 | 1531.17 | MC05 | MC05 | SIMOTICS S Synchronous motor 1FK7-CT PN=3.1kW; UDC=600V M0=20Nm (100K); NN=3000rpm; Naturally cooled FRAME SIZE IMB 5 (IM V1, IM V3) FLANGE 1 POWER CONNECTOR ROTATABLE RESOLVER MULTI-POLE WITH DRIVE-CLIQ INTERFACE; PLAIN SHAFT, TOLERANCE N; W/O HOLDING BRAKE PROTECTION CLASS IP64; | - | 0 | 0
1FK7084-2AF71-1UH0 |  | 1FK7084-2AF71-1UH0 | 1 | UN | 1 | 15 | C | D | N | N | 85015220 | 1 |  | 18.601 | KG | 1805.36 | 1805.36 | MC05 | MC05 | SIMOTICS S Synchronous motor 1FK7-CT PN=3.1kW; UDC=600V M0=20Nm (100K); NN=3000rpm; Naturally cooled FRAME SIZE IMB 5 (IM V1, IM V3) FLANGE 1 POWER CONNECTOR ROTATABLE RESOLVER MULTI-POLE WITH DRIVE-CLIQ INTERFACE; Smooth shaft, tolerance N With holding brake PROTECTION CLASS IP64; | - | 0 | 0
1FK7084-2AF71-3QG0-Z | S06Y84 | 1FK7084-2AF71-3QG0-ZS06Y84 | 1 | UN | 1 | 15 | C | D | N | N | 85015220 | 1 |  | 18.3 | KG | 1708.59 | 1708.59 | MC05 | MC05 | SIMOTICS S Synchronous motor 1FK7-CT PN=3.1kW; UDC=600V M0=20Nm (100K); NN=3000rpm; Naturally cooled IMB 5 design (IM V1, IM V3) Flange 1, Power connector connector outlet direction axial-NDE Absolute encoder single-turn 20-bit with Drive-CLiQ interface (encoder AS20DQI) smooth shaft, Tolerance N without holding brake Degree of protection IP64; S06: Vibration-resistant version Y84: Customer specifications on the rating plate | - | 0 | 0
1FK7084-2AF74-1AA0 |  | 1FK7084-2AF74-1AA0 | 1 | UN | 1 | 15 | C | D | N | N | 85015220 | 1 |  | 18.301 | KG | 1818.6 | 1818.6 | MC05 | MC05 | SIMOTICS S Synchronous motor 1FK7-CT PN=3.1kW; UDC=600V M0=20Nm (100K); NN=3000rpm; Naturally cooled FRAME SIZE IMB 5 (IM V1, IM V3) FLANGE 1, WITH PT1000 TEMPERATURESENSOR POWER CONNECTOR ROTATABLE INCREMENTAL ENCODER SIN/COS 1VPP;2048 S/R W. C-AND D-SPUR (ENCODER IC2048S/R) SHAFT WITH FITTED KEY, TOLERANCE N; W/O HOLDING BRAKE PROTECTION CLASS IP64; | - | 0 | 0
1FK7084-2AF74-1AA1 |  | 1FK7084-2AF74-1AA1 | 1 | UN | 1 | 15 | C | D | N | N | 85015220 | 1 |  | 18.301 | KG | 1880.94 | 1880.94 | MC05 | MC05 | SIMOTICS S Synchronous motor 1FK7-CT PN=3.1kW; UDC=600V M0=20Nm (100K); NN=3000rpm; Naturally cooled FRAME SIZE IMB 5 (IM V1, IM V3) FLANGE 1, WITH PT1000 TEMPERATURESENSOR POWER CONNECTOR ROTATABLE INCREMENTAL ENCODER SIN/COS 1VPP;2048 S/R W. C-AND D-SPUR (ENCODER IC2048S/R) SHAFT WITH FITTED KEY, TOLERANCE N; W/O HOLDING BRAKE PROTECTION CLASS IP65, | - | 0 | 0
1FK7084-2AF74-1AA2 |  | 1FK7084-2AF74-1AA2 | 1 | UN | 1 | 15 | C | D | N | N | 85015220 | 1 |  | 18.301 | KG | 1880.94 | 1880.94 | MC05 | MC05 | SIMOTICS S Synchronous motor 1FK7-CT PN=3.1kW; UDC=600V M0=20Nm (100K); NN=3000rpm; Naturally cooled FRAME SIZE IMB 5 (IM V1, IM V3) FLANGE 1, WITH PT1000 TEMPERATURESENSOR POWER CONNECTOR ROTATABLE INCREMENTAL ENCODER SIN/COS 1VPP;2048 S/R W. C-AND D-SPUR (ENCODER IC2048S/R) SHAFT WITH FITTED KEY, TOLERANCE N; W/O HOLDING BRAKE PROTECTION CLASS IP65, FLANGE ON DRIVE END IP67; | - | 0 | 0
1FK7084-2AF74-1AB0 |  | 1FK7084-2AF74-1AB0 | 1 | UN | 1 | 15 | C | D | N | N | 85015220 | 1 |  | 18.6 | KG | 2092.8 | 2092.8 | MC05 | MC05 | SIMOTICS S Synchronous motor 1FK7-CT PN=3.1kW; UDC=600V M0=20Nm (100K); NN=3000rpm; Naturally cooled FRAME SIZE IMB 5 (IM V1, IM V3) FLANGE 1, WITH PT1000 TEMPERATURESENSOR POWER CONNECTOR ROTATABLE INCREMENTAL ENCODER SIN/COS 1VPP;2048 S/R W. C-AND D-SPUR (ENCODER IC2048S/R) SHAFT WITH FITTED KEY, TOLERANCE N; WITH HOLDING BRAKE PROTECTION CLASS IP64; | - | 0 | 0
1FK7084-2AF74-1AB1 |  | 1FK7084-2AF74-1AB1 | 1 | UN | 1 | 15 | C | D | N | N | 85015220 | 1 |  | 18.6 | KG | 2155.14 | 2155.14 | MC05 | MC05 | SIMOTICS S Synchronous motor 1FK7-CT PN=3.1kW; UDC=600V M0=20Nm (100K); NN=3000rpm; Naturally cooled FRAME SIZE IMB 5 (IM V1, IM V3) FLANGE 1, WITH PT1000 TEMPERATURESENSOR POWER CONNECTOR ROTATABLE INCREMENTAL ENCODER SIN/COS 1VPP;2048 S/R W. C-AND D-SPUR (ENCODER IC2048S/R) SHAFT WITH FITTED KEY, TOLERANCE N; WITH HOLDING BRAKE PROTECTION CLASS IP65, | - | 0 | 0
1FK7084-2AF74-1AB2 |  | 1FK7084-2AF74-1AB2 | 1 | UN | 1 | 15 | C | D | N | N | 85015220 | 1 |  | 18.6 | KG | 2155.14 | 2155.14 | MC05 | MC05 | SIMOTICS S Synchronous motor 1FK7-CT PN=3.1kW; UDC=600V M0=20Nm (100K); NN=3000rpm; Naturally cooled FRAME SIZE IMB 5 (IM V1, IM V3) FLANGE 1, WITH PT1000 TEMPERATURESENSOR POWER CONNECTOR ROTATABLE INCREMENTAL ENCODER SIN/COS 1VPP;2048 S/R W. C-AND D-SPUR (ENCODER IC2048S/R) SHAFT WITH FITTED KEY, TOLERANCE N; WITH HOLDING BRAKE PROTECTION CLASS IP65, FLANGE ON DRIVE END IP67; | - | 0 | 0
1FK7084-2AF74-1AG0 |  | 1FK7084-2AF74-1AG0 | 1 | UN | 1 | 15 | C | D | N | N | 85015220 | 1 |  | 18.301 | KG | 1761.11 | 1761.11 | MC05 | MC05 | SIMOTICS S Synchronous motor 1FK7-CT PN=3.1kW; UDC=600V M0=20Nm (100K); NN=3000rpm; Naturally cooled FRAME SIZE IMB 5 (IM V1, IM V3) FLANGE 1, WITH PT1000 TEMPERATURESENSOR POWER CONNECTOR ROTATABLE INCREMENTAL ENCODER SIN/COS 1VPP;2048 S/R W. C-AND D-SPUR (ENCODER IC2048S/R) PLAIN SHAFT, TOLERANCE N; W/O HOLDING BRAKE PROTECTION CLASS IP64; | - | 0 | 0
1FK7084-2AF74-1AG1 |  | 1FK7084-2AF74-1AG1 | 1 | UN | 1 | 15 | C | D | N | N | 85015220 | 1 |  | 18.301 | KG | 1823.45 | 1823.45 | MC05 | MC05 | SIMOTICS S Synchronous motor 1FK7-CT PN=3.1kW; UDC=600V M0=20Nm (100K); NN=3000rpm; Naturally cooled FRAME SIZE IMB 5 (IM V1, IM V3) FLANGE 1, WITH PT1000 TEMPERATURESENSOR POWER CONNECTOR ROTATABLE INCREMENTAL ENCODER SIN/COS 1VPP;2048 S/R W. C-AND D-SPUR (ENCODER IC2048S/R) PLAIN SHAFT, TOLERANCE N; W/O HOLDING BRAKE PROTECTION CLASS IP65, | - | 0 | 0
1FK7084-2AF74-1AG2 |  | 1FK7084-2AF74-1AG2 | 1 | UN | 1 | 15 | C | D | N | N | 85015220 | 1 |  | 18.301 | KG | 1823.45 | 1823.45 | MC05 | MC05 | SIMOTICS S Synchronous motor 1FK7-CT PN=3.1kW; UDC=600V M0=20Nm (100K); NN=3000rpm; Naturally cooled FRAME SIZE IMB 5 (IM V1, IM V3) FLANGE 1, WITH PT1000 TEMPERATURESENSOR POWER CONNECTOR ROTATABLE INCREMENTAL ENCODER SIN/COS 1VPP;2048 S/R W. C-AND D-SPUR (ENCODER IC2048S/R) PLAIN SHAFT, TOLERANCE N; W/O HOLDING BRAKE PROTECTION CLASS IP65, FLANGE ON DRIVE END IP67; | - | 0 | 0
1FK7084-2AF74-1AH0 |  | 1FK7084-2AF74-1AH0 | 1 | UN | 1 | 15 | C | D | N | N | 85015220 | 1 |  | 18.6 | KG | 2035.3 | 2035.3 | MC05 | MC05 | SIMOTICS S Synchronous motor 1FK7-CT PN=3.1kW; UDC=600V M0=20Nm (100K); NN=3000rpm; Naturally cooled FRAME SIZE IMB 5 (IM V1, IM V3) FLANGE 1, WITH PT1000 TEMPERATURESENSOR POWER CONNECTOR ROTATABLE INCREMENTAL ENCODER SIN/COS 1VPP;2048 S/R W. C-AND D-SPUR (ENCODER IC2048S/R) Smooth shaft, tolerance N With holding brake PROTECTION CLASS IP64; | - | 0 | 0
1FK7084-2AF74-1AH1 |  | 1FK7084-2AF74-1AH1 | 1 | UN | 1 | 15 | C | D | N | N | 85015220 | 1 |  | 18.6 | KG | 2097.64 | 2097.64 | MC05 | MC05 | SIMOTICS S Synchronous motor 1FK7-CT PN=3.1kW; UDC=600V M0=20Nm (100K); NN=3000rpm; Naturally cooled FRAME SIZE IMB 5 (IM V1, IM V3) FLANGE 1, WITH PT1000 TEMPERATURESENSOR POWER CONNECTOR ROTATABLE INCREMENTAL ENCODER SIN/COS 1VPP;2048 S/R W. C-AND D-SPUR (ENCODER IC2048S/R) Smooth shaft, tolerance N With holding brake PROTECTION CLASS IP65, | - | 0 | 0
1FK7084-2AF74-1AH2 |  | 1FK7084-2AF74-1AH2 | 1 | UN | 1 | 15 | C | D | N | N | 85015220 | 1 |  | 18.6 | KG | 2097.64 | 2097.64 | MC05 | MC05 | SIMOTICS S Synchronous motor 1FK7-CT PN=3.1kW; UDC=600V M0=20Nm (100K); NN=3000rpm; Naturally cooled FRAME SIZE IMB 5 (IM V1, IM V3) FLANGE 1, WITH PT1000 TEMPERATURESENSOR POWER CONNECTOR ROTATABLE INCREMENTAL ENCODER SIN/COS 1VPP;2048 S/R W. C-AND D-SPUR (ENCODER IC2048S/R) Smooth shaft, tolerance N With holding brake PROTECTION CLASS IP65, FLANGE ON DRIVE END IP67; | - | 0 | 0
1FK7084-2AF74-1EA0 |  | 1FK7084-2AF74-1EA0 | 1 | UN | 1 | 15 | C | D | N | N | 85015220 | 1 |  | 18.301 | KG | 2066.28 | 2066.28 | MC05 | MC05 | SIMOTICS S Synchronous motor 1FK7-CT PN=3.1kW; UDC=600V M0=20Nm (100K); NN=3000rpm; Naturally cooled FRAME SIZE IMB 5 (IM V1, IM V3) FLANGE 1, WITH PT1000 TEMPERATURESENSOR POWER CONNECTOR ROTATABLE ABSOLUTE ENCODERR 2048 S/R + 4096 UMDREHUNGEN MULTITURN, WITH ENDAT-SCHNITTSTELLE (ENCODER AM2048S/R) SHAFT WITH FITTED KEY, TOLERANCE N; W/O HOLDING BRAKE PROTECTION CLASS IP64; | - | 0 | 0
1FK7084-2AF74-1EA1 |  | 1FK7084-2AF74-1EA1 | 1 | UN | 1 | 15 | C | D | N | N | 85015220 | 1 |  | 18.301 | KG | 2128.62 | 2128.62 | MC05 | MC05 | SIMOTICS S Synchronous motor 1FK7-CT PN=3.1kW; UDC=600V M0=20Nm (100K); NN=3000rpm; Naturally cooled FRAME SIZE IMB 5 (IM V1, IM V3) FLANGE 1, WITH PT1000 TEMPERATURESENSOR POWER CONNECTOR ROTATABLE ABSOLUTE ENCODERR 2048 S/R + 4096 UMDREHUNGEN MULTITURN, WITH ENDAT-SCHNITTSTELLE (ENCODER AM2048S/R) SHAFT WITH FITTED KEY, TOLERANCE N; W/O HOLDING BRAKE PROTECTION CLASS IP65, | - | 0 | 0
1FK7084-2AF74-1EA2 |  | 1FK7084-2AF74-1EA2 | 1 | UN | 1 | 15 | C | D | N | N | 85015220 | 1 |  | 18.301 | KG | 2128.62 | 2128.62 | MC05 | MC05 | SIMOTICS S Synchronous motor 1FK7-CT PN=3.1kW; UDC=600V M0=20Nm (100K); NN=3000rpm; Naturally cooled FRAME SIZE IMB 5 (IM V1, IM V3) FLANGE 1, WITH PT1000 TEMPERATURESENSOR POWER CONNECTOR ROTATABLE ABSOLUTE ENCODERR 2048 S/R + 4096 UMDREHUNGEN MULTITURN, WITH ENDAT-SCHNITTSTELLE (ENCODER AM2048S/R) SHAFT WITH FITTED KEY, TOLERANCE N; W/O HOLDING BRAKE PROTECTION CLASS IP65, FLANGE ON DRIVE END IP67; | - | 0 | 0
1FK7084-2AF74-1EB0 |  | 1FK7084-2AF74-1EB0 | 1 | UN | 1 | 15 | C | D | N | N | 85015220 | 1 |  | 18.6 | KG | 2340.48 | 2340.48 | MC05 | MC05 | SIMOTICS S Synchronous motor 1FK7-CT PN=3.1kW; UDC=600V M0=20Nm (100K); NN=3000rpm; Naturally cooled FRAME SIZE IMB 5 (IM V1, IM V3) FLANGE 1, WITH PT1000 TEMPERATURESENSOR POWER CONNECTOR ROTATABLE ABSOLUTE ENCODERR 2048 S/R + 4096 UMDREHUNGEN MULTITURN, WITH ENDAT-SCHNITTSTELLE (ENCODER AM2048S/R) SHAFT WITH FITTED KEY, TOLERANCE N; WITH HOLDING BRAKE PROTECTION CLASS IP64; | - | 0 | 0
1FK7084-2AF74-1EB1 |  | 1FK7084-2AF74-1EB1 | 1 | UN | 1 | 15 | C | D | N | N | 85015220 | 1 |  | 18.6 | KG | 2402.82 | 2402.82 | MC05 | MC05 | SIMOTICS S Synchronous motor 1FK7-CT PN=3.1kW; UDC=600V M0=20Nm (100K); NN=3000rpm; Naturally cooled FRAME SIZE IMB 5 (IM V1, IM V3) FLANGE 1, WITH PT1000 TEMPERATURESENSOR POWER CONNECTOR ROTATABLE ABSOLUTE ENCODERR 2048 S/R + 4096 UMDREHUNGEN MULTITURN, WITH ENDAT-SCHNITTSTELLE (ENCODER AM2048S/R) SHAFT WITH FITTED KEY, TOLERANCE N; WITH HOLDING BRAKE PROTECTION CLASS IP65, | - | 0 | 0
1FK7084-2AF74-1EB2 |  | 1FK7084-2AF74-1EB2 | 1 | UN | 1 | 15 | C | D | N | N | 85015220 | 1 |  | 18.6 | KG | 2402.82 | 2402.82 | MC05 | MC05 | SIMOTICS S Synchronous motor 1FK7-CT PN=3.1kW; UDC=600V M0=20Nm (100K); NN=3000rpm; Naturally cooled FRAME SIZE IMB 5 (IM V1, IM V3) FLANGE 1, WITH PT1000 TEMPERATURESENSOR POWER CONNECTOR ROTATABLE ABSOLUTE ENCODERR 2048 S/R + 4096 UMDREHUNGEN MULTITURN, WITH ENDAT-SCHNITTSTELLE (ENCODER AM2048S/R) SHAFT WITH FITTED KEY, TOLERANCE N; WITH HOLDING BRAKE PROTECTION CLASS IP65, FLANGE ON DRIVE END IP67; | - | 0 | 0
1FK7084-2AF74-1EG0 |  | 1FK7084-2AF74-1EG0 | 1 | UN | 1 | 15 | C | D | N | N | 85015220 | 1 |  | 18.301 | KG | 2008.79 | 2008.79 | MC05 | MC05 | SIMOTICS S Synchronous motor 1FK7-CT PN=3.1kW; UDC=600V M0=20Nm (100K); NN=3000rpm; Naturally cooled FRAME SIZE IMB 5 (IM V1, IM V3) FLANGE 1, WITH PT1000 TEMPERATURESENSOR POWER CONNECTOR ROTATABLE ABSOLUTE ENCODERR 2048 S/R + 4096 UMDREHUNGEN MULTITURN, WITH ENDAT-SCHNITTSTELLE (ENCODER AM2048S/R) PLAIN SHAFT, TOLERANCE N; W/O HOLDING BRAKE PROTECTION CLASS IP64; | - | 0 | 0
1FK7084-2AF74-1EG1 |  | 1FK7084-2AF74-1EG1 | 1 | UN | 1 | 15 | C | D | N | N | 85015220 | 1 |  | 18.301 | KG | 2071.13 | 2071.13 | MC05 | MC05 | SIMOTICS S Synchronous motor 1FK7-CT PN=3.1kW; UDC=600V M0=20Nm (100K); NN=3000rpm; Naturally cooled FRAME SIZE IMB 5 (IM V1, IM V3) FLANGE 1, WITH PT1000 TEMPERATURESENSOR POWER CONNECTOR ROTATABLE ABSOLUTE ENCODERR 2048 S/R + 4096 UMDREHUNGEN MULTITURN, WITH ENDAT-SCHNITTSTELLE (ENCODER AM2048S/R) PLAIN SHAFT, TOLERANCE N; W/O HOLDING BRAKE PROTECTION CLASS IP65, | - | 0 | 0
1FK7084-2AF74-1EG2 |  | 1FK7084-2AF74-1EG2 | 1 | UN | 1 | 15 | C | D | N | N | 85015220 | 1 |  | 18.301 | KG | 2071.13 | 2071.13 | MC05 | MC05 | SIMOTICS S Synchronous motor 1FK7-CT PN=3.1kW; UDC=600V M0=20Nm (100K); NN=3000rpm; Naturally cooled FRAME SIZE IMB 5 (IM V1, IM V3) FLANGE 1, WITH PT1000 TEMPERATURESENSOR POWER CONNECTOR ROTATABLE ABSOLUTE ENCODERR 2048 S/R + 4096 UMDREHUNGEN MULTITURN, WITH ENDAT-SCHNITTSTELLE (ENCODER AM2048S/R) PLAIN SHAFT, TOLERANCE N; W/O HOLDING BRAKE PROTECTION CLASS IP65, FLANGE ON DRIVE END IP67; | - | 0 | 0
1FK7084-2AF74-1EH0 |  | 1FK7084-2AF74-1EH0 | 1 | UN | 1 | 15 | C | D | N | N | 85015220 | 1 |  | 18.6 | KG | 2282.98 | 2282.98 | MC05 | MC05 | SIMOTICS S Synchronous motor 1FK7-CT PN=3.1kW; UDC=600V M0=20Nm (100K); NN=3000rpm; Naturally cooled FRAME SIZE IMB 5 (IM V1, IM V3) FLANGE 1, WITH PT1000 TEMPERATURESENSOR POWER CONNECTOR ROTATABLE ABSOLUTE ENCODERR 2048 S/R + 4096 UMDREHUNGEN MULTITURN, WITH ENDAT-SCHNITTSTELLE (ENCODER AM2048S/R) Smooth shaft, tolerance N With holding brake PROTECTION CLASS IP64; | - | 0 | 0
1FK7084-2AF74-1EH1 |  | 1FK7084-2AF74-1EH1 | 1 | UN | 1 | 15 | C | D | N | N | 85015220 | 1 |  | 18.6 | KG | 2345.32 | 2345.32 | MC05 | MC05 | SIMOTICS S Synchronous motor 1FK7-CT PN=3.1kW; UDC=600V M0=20Nm (100K); NN=3000rpm; Naturally cooled FRAME SIZE IMB 5 (IM V1, IM V3) FLANGE 1, WITH PT1000 TEMPERATURESENSOR POWER CONNECTOR ROTATABLE ABSOLUTE ENCODERR 2048 S/R + 4096 UMDREHUNGEN MULTITURN, WITH ENDAT-SCHNITTSTELLE (ENCODER AM2048S/R) Smooth shaft, tolerance N With holding brake PROTECTION CLASS IP65, | - | 0 | 0
1FK7084-2AF74-1EH2 |  | 1FK7084-2AF74-1EH2 | 1 | UN | 1 | 15 | C | D | N | N | 85015220 | 1 |  | 18.6 | KG | 2345.32 | 2345.32 | MC05 | MC05 | SIMOTICS S Synchronous motor 1FK7-CT PN=3.1kW; UDC=600V M0=20Nm (100K); NN=3000rpm; Naturally cooled FRAME SIZE IMB 5 (IM V1, IM V3) FLANGE 1, WITH PT1000 TEMPERATURESENSOR POWER CONNECTOR ROTATABLE ABSOLUTE ENCODERR 2048 S/R + 4096 UMDREHUNGEN MULTITURN, WITH ENDAT-SCHNITTSTELLE (ENCODER AM2048S/R) Smooth shaft, tolerance N With holding brake PROTECTION CLASS IP65, FLANGE ON DRIVE END IP67; | - | 0 | 0
1FK7084-2AF74-1SA0 |  | 1FK7084-2AF74-1SA0 | 1 | UN | 1 | 15 | C | D | N | N | 85015220 | 1 |  | 18.302 | KG | 1427.96 | 1427.96 | MC05 | MC05 | SIMOTICS S Synchronous motor 1FK7-CT PN=3.1kW; UDC=600V M0=20Nm (100K); NN=3000rpm; Naturally cooled FRAME SIZE IMB 5 (IM V1, IM V3) FLANGE 1, WITH PT1000 TEMPERATURESENSOR POWER CONNECTOR ROTATABLE RESOLVER MULTI-POLE (RESOLVER P=4); SHAFT WITH FITTED KEY, TOLERANCE N; W/O HOLDING BRAKE PROTECTION CLASS IP64; | - | 0 | 0
1FK7084-2AF74-1SA1 |  | 1FK7084-2AF74-1SA1 | 1 | UN | 1 | 15 | C | D | N | N | 85015220 | 1 |  | 18.302 | KG | 1490.3 | 1490.3 | MC05 | MC05 | SIMOTICS S Synchronous motor 1FK7-CT PN=3.1kW; UDC=600V M0=20Nm (100K); NN=3000rpm; Naturally cooled FRAME SIZE IMB 5 (IM V1, IM V3) FLANGE 1, WITH PT1000 TEMPERATURESENSOR POWER CONNECTOR ROTATABLE RESOLVER MULTI-POLE (RESOLVER P=4); SHAFT WITH FITTED KEY, TOLERANCE N; W/O HOLDING BRAKE PROTECTION CLASS IP65, | - | 0 | 0
1FK7084-2AF74-1SA2 |  | 1FK7084-2AF74-1SA2 | 1 | UN | 1 | 15 | C | D | N | N | 85015220 | 1 |  | 18.302 | KG | 1490.3 | 1490.3 | MC05 | MC05 | SIMOTICS S Synchronous motor 1FK7-CT PN=3.1kW; UDC=600V M0=20Nm (100K); NN=3000rpm; Naturally cooled FRAME SIZE IMB 5 (IM V1, IM V3) FLANGE 1, WITH PT1000 TEMPERATURESENSOR POWER CONNECTOR ROTATABLE RESOLVER MULTI-POLE (RESOLVER P=4); SHAFT WITH FITTED KEY, TOLERANCE N; W/O HOLDING BRAKE PROTECTION CLASS IP65, FLANGE ON DRIVE END IP67; | - | 0 | 0
1FK7084-2AF74-1SB0 |  | 1FK7084-2AF74-1SB0 | 1 | UN | 1 | 15 | C | D | N | N | 85015220 | 1 |  | 18.601 | KG | 1702.16 | 1702.16 | MC05 | MC05 | SIMOTICS S Synchronous motor 1FK7-CT PN=3.1kW; UDC=600V M0=20Nm (100K); NN=3000rpm; Naturally cooled FRAME SIZE IMB 5 (IM V1, IM V3) FLANGE 1, WITH PT1000 TEMPERATURESENSOR POWER CONNECTOR ROTATABLE RESOLVER MULTI-POLE (RESOLVER P=4); SHAFT WITH FITTED KEY, TOLERANCE N; WITH HOLDING BRAKE PROTECTION CLASS IP64; | - | 0 | 0
1FK7084-2AF74-1SB1 |  | 1FK7084-2AF74-1SB1 | 1 | UN | 1 | 15 | C | D | N | N | 85015220 | 1 |  | 18.601 | KG | 1764.5 | 1764.5 | MC05 | MC05 | SIMOTICS S Synchronous motor 1FK7-CT PN=3.1kW; UDC=600V M0=20Nm (100K); NN=3000rpm; Naturally cooled FRAME SIZE IMB 5 (IM V1, IM V3) FLANGE 1, WITH PT1000 TEMPERATURESENSOR POWER CONNECTOR ROTATABLE RESOLVER MULTI-POLE (RESOLVER P=4); SHAFT WITH FITTED KEY, TOLERANCE N; WITH HOLDING BRAKE PROTECTION CLASS IP65, | - | 0 | 0
1FK7084-2AF74-1SB2 |  | 1FK7084-2AF74-1SB2 | 1 | UN | 1 | 15 | C | D | N | N | 85015220 | 1 |  | 18.601 | KG | 1764.5 | 1764.5 | MC05 | MC05 | SIMOTICS S Synchronous motor 1FK7-CT PN=3.1kW; UDC=600V M0=20Nm (100K); NN=3000rpm; Naturally cooled FRAME SIZE IMB 5 (IM V1, IM V3) FLANGE 1, WITH PT1000 TEMPERATURESENSOR POWER CONNECTOR ROTATABLE RESOLVER MULTI-POLE (RESOLVER P=4); SHAFT WITH FITTED KEY, TOLERANCE N; WITH HOLDING BRAKE PROTECTION CLASS IP65, FLANGE ON DRIVE END IP67; | - | 0 | 0
1FK7084-2AF74-1SG0 |  | 1FK7084-2AF74-1SG0 | 1 | UN | 1 | 15 | C | D | N | N | 85015220 | 1 |  | 18.302 | KG | 1370.47 | 1370.47 | MC05 | MC05 | SIMOTICS S Synchronous motor 1FK7-CT PN=3.1kW; UDC=600V M0=20Nm (100K); NN=3000rpm; Naturally cooled FRAME SIZE IMB 5 (IM V1, IM V3) FLANGE 1, WITH PT1000 TEMPERATURESENSOR POWER CONNECTOR ROTATABLE RESOLVER MULTI-POLE (RESOLVER P=4); PLAIN SHAFT, TOLERANCE N; W/O HOLDING BRAKE PROTECTION CLASS IP64; | - | 0 | 0
1FK7084-2AF74-1SG1 |  | 1FK7084-2AF74-1SG1 | 1 | UN | 1 | 15 | C | D | N | N | 85015220 | 1 |  | 18.302 | KG | 1432.81 | 1432.81 | MC05 | MC05 | SIMOTICS S Synchronous motor 1FK7-CT PN=3.1kW; UDC=600V M0=20Nm (100K); NN=3000rpm; Naturally cooled FRAME SIZE IMB 5 (IM V1, IM V3) FLANGE 1, WITH PT1000 TEMPERATURESENSOR POWER CONNECTOR ROTATABLE RESOLVER MULTI-POLE (RESOLVER P=4); PLAIN SHAFT, TOLERANCE N; W/O HOLDING BRAKE PROTECTION CLASS IP65, | - | 0 | 0
1FK7084-2AF74-1SG2 |  | 1FK7084-2AF74-1SG2 | 1 | UN | 1 | 15 | C | D | N | N | 85015220 | 1 |  | 18.302 | KG | 1432.81 | 1432.81 | MC05 | MC05 | SIMOTICS S Synchronous motor 1FK7-CT PN=3.1kW; UDC=600V M0=20Nm (100K); NN=3000rpm; Naturally cooled FRAME SIZE IMB 5 (IM V1, IM V3) FLANGE 1, WITH PT1000 TEMPERATURESENSOR POWER CONNECTOR ROTATABLE RESOLVER MULTI-POLE (RESOLVER P=4); PLAIN SHAFT, TOLERANCE N; W/O HOLDING BRAKE PROTECTION CLASS IP65, FLANGE ON DRIVE END IP67; | - | 0 | 0
1FK7084-2AF74-1SH0 |  | 1FK7084-2AF74-1SH0 | 1 | UN | 1 | 15 | C | D | N | N | 85015220 | 1 |  | 18.601 | KG | 1644.66 | 1644.66 | MC05 | MC05 | SIMOTICS S Synchronous motor 1FK7-CT PN=3.1kW; UDC=600V M0=20Nm (100K); NN=3000rpm; Naturally cooled FRAME SIZE IMB 5 (IM V1, IM V3) FLANGE 1, WITH PT1000 TEMPERATURESENSOR POWER CONNECTOR ROTATABLE RESOLVER MULTI-POLE (RESOLVER P=4); Smooth shaft, tolerance N With holding brake PROTECTION CLASS IP64; | - | 0 | 0
1FK7084-2AF74-1SH1 |  | 1FK7084-2AF74-1SH1 | 1 | UN | 1 | 15 | C | D | N | N | 85015220 | 1 |  | 18.601 | KG | 1707 | 1707 | MC05 | MC05 | SIMOTICS S Synchronous motor 1FK7-CT PN=3.1kW; UDC=600V M0=20Nm (100K); NN=3000rpm; Naturally cooled FRAME SIZE IMB 5 (IM V1, IM V3) FLANGE 1, WITH PT1000 TEMPERATURESENSOR POWER CONNECTOR ROTATABLE RESOLVER MULTI-POLE (RESOLVER P=4); Smooth shaft, tolerance N With holding brake PROTECTION CLASS IP65, | - | 0 | 0
1FK7084-2AF74-1SH2 |  | 1FK7084-2AF74-1SH2 | 1 | UN | 1 | 15 | C | D | N | N | 85015220 | 1 |  | 18.601 | KG | 1707 | 1707 | MC05 | MC05 | SIMOTICS S Synchronous motor 1FK7-CT PN=3.1kW; UDC=600V M0=20Nm (100K); NN=3000rpm; Naturally cooled FRAME SIZE IMB 5 (IM V1, IM V3) FLANGE 1, WITH PT1000 TEMPERATURESENSOR POWER CONNECTOR ROTATABLE RESOLVER MULTI-POLE (RESOLVER P=4); Smooth shaft, tolerance N With holding brake PROTECTION CLASS IP65, FLANGE ON DRIVE END IP67; | - | 0 | 0
1FK7084-2AF74-1TA0 |  | 1FK7084-2AF74-1TA0 | 1 | UN | 1 | 15 | C | D | N | N | 85015220 | 1 |  | 18.302 | KG | 1427.96 | 1427.96 | MC05 | MC05 | SIMOTICS S Synchronous motor 1FK7-CT PN=3.1kW; UDC=600V M0=20Nm (100K); NN=3000rpm; Naturally cooled FRAME SIZE IMB 5 (IM V1, IM V3) FLANGE 1, WITH PT1000 TEMPERATURESENSOR POWER CONNECTOR ROTATABLE RESOLVER 2-POLE (RESOLVER P=1); SHAFT WITH FITTED KEY, TOLERANCE N; W/O HOLDING BRAKE PROTECTION CLASS IP64; | - | 0 | 0
1FK7084-2AF74-1TA1 |  | 1FK7084-2AF74-1TA1 | 1 | UN | 1 | 15 | C | D | N | N | 85015220 | 1 |  | 18.302 | KG | 1490.3 | 1490.3 | MC05 | MC05 | SIMOTICS S Synchronous motor 1FK7-CT PN=3.1kW; UDC=600V M0=20Nm (100K); NN=3000rpm; Naturally cooled FRAME SIZE IMB 5 (IM V1, IM V3) FLANGE 1, WITH PT1000 TEMPERATURESENSOR POWER CONNECTOR ROTATABLE RESOLVER 2-POLE (RESOLVER P=1); SHAFT WITH FITTED KEY, TOLERANCE N; W/O HOLDING BRAKE PROTECTION CLASS IP65, | - | 0 | 0
1FK7084-2AF74-1TA2 |  | 1FK7084-2AF74-1TA2 | 1 | UN | 1 | 15 | C | D | N | N | 85015220 | 1 |  | 18.302 | KG | 1490.3 | 1490.3 | MC05 | MC05 | SIMOTICS S Synchronous motor 1FK7-CT PN=3.1kW; UDC=600V M0=20Nm (100K); NN=3000rpm; Naturally cooled FRAME SIZE IMB 5 (IM V1, IM V3) FLANGE 1, WITH PT1000 TEMPERATURESENSOR POWER CONNECTOR ROTATABLE RESOLVER 2-POLE (RESOLVER P=1); SHAFT WITH FITTED KEY, TOLERANCE N; W/O HOLDING BRAKE PROTECTION CLASS IP65, FLANGE ON DRIVE END IP67; | - | 0 | 0
1FK7084-2AF74-1TB0 |  | 1FK7084-2AF74-1TB0 | 1 | UN | 1 | 15 | C | D | N | N | 85015220 | 1 |  | 18.601 | KG | 1702.16 | 1702.16 | MC05 | MC05 | SIMOTICS S Synchronous motor 1FK7-CT PN=3.1kW; UDC=600V M0=20Nm (100K); NN=3000rpm; Naturally cooled FRAME SIZE IMB 5 (IM V1, IM V3) FLANGE 1, WITH PT1000 TEMPERATURESENSOR POWER CONNECTOR ROTATABLE RESOLVER 2-POLE (RESOLVER P=1); SHAFT WITH FITTED KEY, TOLERANCE N; WITH HOLDING BRAKE PROTECTION CLASS IP64; | - | 0 | 0
1FK7084-2AF74-1TB1 |  | 1FK7084-2AF74-1TB1 | 1 | UN | 1 | 15 | C | D | N | N | 85015220 | 1 |  | 18.601 | KG | 1764.5 | 1764.5 | MC05 | MC05 | SIMOTICS S Synchronous motor 1FK7-CT PN=3.1kW; UDC=600V M0=20Nm (100K); NN=3000rpm; Naturally cooled FRAME SIZE IMB 5 (IM V1, IM V3) FLANGE 1, WITH PT1000 TEMPERATURESENSOR POWER CONNECTOR ROTATABLE RESOLVER 2-POLE (RESOLVER P=1); SHAFT WITH FITTED KEY, TOLERANCE N; WITH HOLDING BRAKE PROTECTION CLASS IP65, | - | 0 | 0
1FK7084-2AF74-1TB2 |  | 1FK7084-2AF74-1TB2 | 1 | UN | 1 | 15 | C | D | N | N | 85015220 | 1 |  | 18.601 | KG | 1764.5 | 1764.5 | MC05 | MC05 | SIMOTICS S Synchronous motor 1FK7-CT PN=3.1kW; UDC=600V M0=20Nm (100K); NN=3000rpm; Naturally cooled FRAME SIZE IMB 5 (IM V1, IM V3) FLANGE 1, WITH PT1000 TEMPERATURESENSOR POWER CONNECTOR ROTATABLE RESOLVER 2-POLE (RESOLVER P=1); SHAFT WITH FITTED KEY, TOLERANCE N; WITH HOLDING BRAKE PROTECTION CLASS IP65, FLANGE ON DRIVE END IP67; | - | 0 | 0
1FK7084-2AF74-1TG0 |  | 1FK7084-2AF74-1TG0 | 1 | UN | 1 | 15 | C | D | N | N | 85015220 | 1 |  | 18.302 | KG | 1370.47 | 1370.47 | MC05 | MC05 | SIMOTICS S Synchronous motor 1FK7-CT PN=3.1kW; UDC=600V M0=20Nm (100K); NN=3000rpm; Naturally cooled FRAME SIZE IMB 5 (IM V1, IM V3) FLANGE 1, WITH PT1000 TEMPERATURESENSOR POWER CONNECTOR ROTATABLE RESOLVER 2-POLE (RESOLVER P=1); PLAIN SHAFT, TOLERANCE N; W/O HOLDING BRAKE PROTECTION CLASS IP64; | - | 0 | 0
1FK7084-2AF74-1TG1 |  | 1FK7084-2AF74-1TG1 | 1 | UN | 1 | 15 | C | D | N | N | 85015220 | 1 |  | 18.302 | KG | 1432.81 | 1432.81 | MC05 | MC05 | SIMOTICS S Synchronous motor 1FK7-CT PN=3.1kW; UDC=600V M0=20Nm (100K); NN=3000rpm; Naturally cooled FRAME SIZE IMB 5 (IM V1, IM V3) FLANGE 1, WITH PT1000 TEMPERATURESENSOR POWER CONNECTOR ROTATABLE RESOLVER 2-POLE (RESOLVER P=1); PLAIN SHAFT, TOLERANCE N; W/O HOLDING BRAKE PROTECTION CLASS IP65, | - | 0 | 0
1FK7084-2AF74-1TG2 |  | 1FK7084-2AF74-1TG2 | 1 | UN | 1 | 15 | C | D | N | N | 85015220 | 1 |  | 18.302 | KG | 1432.81 | 1432.81 | MC05 | MC05 | SIMOTICS S Synchronous motor 1FK7-CT PN=3.1kW; UDC=600V M0=20Nm (100K); NN=3000rpm; Naturally cooled FRAME SIZE IMB 5 (IM V1, IM V3) FLANGE 1, WITH PT1000 TEMPERATURESENSOR POWER CONNECTOR ROTATABLE RESOLVER 2-POLE (RESOLVER P=1); PLAIN SHAFT, TOLERANCE N; W/O HOLDING BRAKE PROTECTION CLASS IP65, FLANGE ON DRIVE END IP67; | - | 0 | 0
1FK7084-2AF74-1TH0 |  | 1FK7084-2AF74-1TH0 | 1 | UN | 1 | 15 | C | D | N | N | 85015220 | 1 |  | 18.601 | KG | 1644.66 | 1644.66 | MC05 | MC05 | SIMOTICS S Synchronous motor 1FK7-CT PN=3.1kW; UDC=600V M0=20Nm (100K); NN=3000rpm; Naturally cooled FRAME SIZE IMB 5 (IM V1, IM V3) FLANGE 1, WITH PT1000 TEMPERATURESENSOR POWER CONNECTOR ROTATABLE RESOLVER 2-POLE (RESOLVER P=1); Smooth shaft, tolerance N With holding brake PROTECTION CLASS IP64; | - | 0 | 0
1FK7084-2AF74-1TH1 |  | 1FK7084-2AF74-1TH1 | 1 | UN | 1 | 15 | C | D | N | N | 85015220 | 1 |  | 18.601 | KG | 1707 | 1707 | MC05 | MC05 | SIMOTICS S Synchronous motor 1FK7-CT PN=3.1kW; UDC=600V M0=20Nm (100K); NN=3000rpm; Naturally cooled FRAME SIZE IMB 5 (IM V1, IM V3) FLANGE 1, WITH PT1000 TEMPERATURESENSOR POWER CONNECTOR ROTATABLE RESOLVER 2-POLE (RESOLVER P=1); Smooth shaft, tolerance N With holding brake PROTECTION CLASS IP65, | - | 0 | 0
1FK7084-2AF74-1TH2 |  | 1FK7084-2AF74-1TH2 | 1 | UN | 1 | 15 | C | D | N | N | 85015220 | 1 |  | 18.601 | KG | 1707 | 1707 | MC05 | MC05 | SIMOTICS S Synchronous motor 1FK7-CT PN=3.1kW; UDC=600V M0=20Nm (100K); NN=3000rpm; Naturally cooled FRAME SIZE IMB 5 (IM V1, IM V3) FLANGE 1, WITH PT1000 TEMPERATURESENSOR POWER CONNECTOR ROTATABLE RESOLVER 2-POLE (RESOLVER P=1); Smooth shaft, tolerance N With holding brake PROTECTION CLASS IP65, FLANGE ON DRIVE END IP67; | - | 0 | 0
1FK7084-3BC71-1QA0-Z | N05 | 1FK7084-3BC71-1QA0-ZN05 | 1 | UN | 1 | 15 | C | D | N | N | 85015220 | 1 |  | 22.702 | KG | 1860.78 | 1860.78 | MC05 | MC05 | SIMOTICS S synchronous motor 1FK7-HI PN=3.1kW; UDC=600V M0=20Nm (100K); NN=2000rpm; naturally cooled design IMB 5 (IM V1, IM V3) Flange 1 Power connector rotatable Absolute encoder single-turn 20-bit with Drive-CLiQ interface (encoder AS20DQI) shaft with feather key, tolerance N without holding brake, degree of protection IP64 N05: Compatibility of the shaft extension dimensions with 1FT507X (Configuration information to be considered, see notification number 14361688) | - | 0 | 0
1FK7084-3BC74-1AA0 |  | 1FK7084-3BC74-1AA0 | 1 | UN | 1 | 15 | C | D | N | N | 85015220 | 1 |  | 22.701 | KG | 1818.6 | 1818.6 | MC05 | MC05 | SIMOTICS S Synchronous motor 1FK7-HI PN=3.1kW; UDC=600V M0=20Nm (100K); NN=2000rpm; Naturally cooled FRAME SIZE IMB 5 (IM V1, IM V3) FLANGE 1, WITH PT1000 TEMPERATURESENSOR POWER CONNECTOR ROTATABLE INCREMENTAL ENCODER SIN/COS 1VP 2048 S/R WITH C- AND D-SPUR (ENCODER IC2048S/R) SHAFT WITH FITTED KEY, TOLERANCE N; W/O HOLDING BRAKE PROTECTION CLASS IP64; | - | 0 | 0
1FK7084-3BC74-1AA1 |  | 1FK7084-3BC74-1AA1 | 1 | UN | 1 | 15 | C | D | N | N | 85015220 | 1 |  | 22.701 | KG | 1880.94 | 1880.94 | MC05 | MC05 | SIMOTICS S Synchronous motor 1FK7-HI PN=3.1kW; UDC=600V M0=20Nm (100K); NN=2000rpm; Naturally cooled FRAME SIZE IMB 5 (IM V1, IM V3) FLANGE 1, WITH PT1000 TEMPERATURESENSOR POWER CONNECTOR ROTATABLE INCREMENTAL ENCODER SIN/COS 1VP 2048 S/R WITH C- AND D-SPUR (ENCODER IC2048S/R) SHAFT WITH FITTED KEY, TOLERANCE N; W/O HOLDING BRAKE PROTECTION CLASS IP65, | - | 0 | 0
1FK7084-3BC74-1AA2 |  | 1FK7084-3BC74-1AA2 | 1 | UN | 1 | 15 | C | D | N | N | 85015220 | 1 |  | 22.701 | KG | 1880.94 | 1880.94 | MC05 | MC05 | SIMOTICS S Synchronous motor 1FK7-HI PN=3.1kW; UDC=600V M0=20Nm (100K); NN=2000rpm; Naturally cooled FRAME SIZE IMB 5 (IM V1, IM V3) FLANGE 1, WITH PT1000 TEMPERATURESENSOR POWER CONNECTOR ROTATABLE INCREMENTAL ENCODER SIN/COS 1VP 2048 S/R WITH C- AND D-SPUR (ENCODER IC2048S/R) SHAFT WITH FITTED KEY, TOLERANCE N; W/O HOLDING BRAKE PROTECTION CLASS IP65, FLANGE ON DRIVE END IP67; | - | 0 | 0
1FK7084-3BC74-1AB0 |  | 1FK7084-3BC74-1AB0 | 1 | UN | 1 | 15 | C | D | N | N | 85015220 | 1 |  | 23 | KG | 2092.8 | 2092.8 | MC05 | MC05 | SIMOTICS S Synchronous motor 1FK7-HI PN=3.1kW; UDC=600V M0=20Nm (100K); NN=2000rpm; Naturally cooled FRAME SIZE IMB 5 (IM V1, IM V3) FLANGE 1, WITH PT1000 TEMPERATURESENSOR POWER CONNECTOR ROTATABLE INCREMENTAL ENCODER SIN/COS 1VP 2048 S/R WITH C- AND D-SPUR (ENCODER IC2048S/R) SHAFT WITH FITTED KEY, TOLERANCE N; WITH HOLDING BRAKE PROTECTION CLASS IP64; | - | 0 | 0
1FK7084-3BC74-1AB1 |  | 1FK7084-3BC74-1AB1 | 1 | UN | 1 | 15 | C | D | N | N | 85015220 | 1 |  | 23 | KG | 2155.14 | 2155.14 | MC05 | MC05 | SIMOTICS S Synchronous motor 1FK7-HI PN=3.1kW; UDC=600V M0=20Nm (100K); NN=2000rpm; Naturally cooled FRAME SIZE IMB 5 (IM V1, IM V3) FLANGE 1, WITH PT1000 TEMPERATURESENSOR POWER CONNECTOR ROTATABLE INCREMENTAL ENCODER SIN/COS 1VP 2048 S/R WITH C- AND D-SPUR (ENCODER IC2048S/R) SHAFT WITH FITTED KEY, TOLERANCE N; WITH HOLDING BRAKE PROTECTION CLASS IP65, | - | 0 | 0
1FK7084-3BC74-1AB2 |  | 1FK7084-3BC74-1AB2 | 1 | UN | 1 | 15 | C | D | N | N | 85015220 | 1 |  | 23 | KG | 2155.14 | 2155.14 | MC05 | MC05 | SIMOTICS S Synchronous motor 1FK7-HI PN=3.1kW; UDC=600V M0=20Nm (100K); NN=2000rpm; Naturally cooled FRAME SIZE IMB 5 (IM V1, IM V3) FLANGE 1, WITH PT1000 TEMPERATURESENSOR POWER CONNECTOR ROTATABLE INCREMENTAL ENCODER SIN/COS 1VP 2048 S/R WITH C- AND D-SPUR (ENCODER IC2048S/R) SHAFT WITH FITTED KEY, TOLERANCE N; WITH HOLDING BRAKE PROTECTION CLASS IP65, FLANGE ON DRIVE END IP67; | - | 0 | 0
1FK7084-3BC74-1AG0 |  | 1FK7084-3BC74-1AG0 | 1 | UN | 1 | 15 | C | D | N | N | 85015220 | 1 |  | 22.701 | KG | 1761.11 | 1761.11 | MC05 | MC05 | SIMOTICS S Synchronous motor 1FK7-HI PN=3.1kW; UDC=600V M0=20Nm (100K); NN=2000rpm; Naturally cooled FRAME SIZE IMB 5 (IM V1, IM V3) FLANGE 1, WITH PT1000 TEMPERATURESENSOR POWER CONNECTOR ROTATABLE INCREMENTAL ENCODER SIN/COS 1VP 2048 S/R WITH C- AND D-SPUR (ENCODER IC2048S/R) PLAIN SHAFT, TOLERANCE N; W/O HOLDING BRAKE PROTECTION CLASS IP64; | - | 0 | 0
1FK7084-3BC74-1AG1 |  | 1FK7084-3BC74-1AG1 | 1 | UN | 1 | 15 | C | D | N | N | 85015220 | 1 |  | 22.701 | KG | 1823.45 | 1823.45 | MC05 | MC05 | SIMOTICS S Synchronous motor 1FK7-HI PN=3.1kW; UDC=600V M0=20Nm (100K); NN=2000rpm; Naturally cooled FRAME SIZE IMB 5 (IM V1, IM V3) FLANGE 1, WITH PT1000 TEMPERATURESENSOR POWER CONNECTOR ROTATABLE INCREMENTAL ENCODER SIN/COS 1VP 2048 S/R WITH C- AND D-SPUR (ENCODER IC2048S/R) PLAIN SHAFT, TOLERANCE N; W/O HOLDING BRAKE PROTECTION CLASS IP65, | - | 0 | 0
1FK7084-3BC74-1AG2 |  | 1FK7084-3BC74-1AG2 | 1 | UN | 1 | 15 | C | D | N | N | 85015220 | 1 |  | 22.701 | KG | 1823.45 | 1823.45 | MC05 | MC05 | SIMOTICS S Synchronous motor 1FK7-HI PN=3.1kW; UDC=600V M0=20Nm (100K); NN=2000rpm; Naturally cooled FRAME SIZE IMB 5 (IM V1, IM V3) FLANGE 1, WITH PT1000 TEMPERATURESENSOR POWER CONNECTOR ROTATABLE INCREMENTAL ENCODER SIN/COS 1VP 2048 S/R WITH C- AND D-SPUR (ENCODER IC2048S/R) PLAIN SHAFT, TOLERANCE N; W/O HOLDING BRAKE PROTECTION CLASS IP65, FLANGE ON DRIVE END IP67; | - | 0 | 0
1FK7084-3BC74-1AH0 |  | 1FK7084-3BC74-1AH0 | 1 | UN | 1 | 15 | C | D | N | N | 85015220 | 1 |  | 23 | KG | 2035.3 | 2035.3 | MC05 | MC05 | SIMOTICS S Synchronous motor 1FK7-HI PN=3.1kW; UDC=600V M0=20Nm (100K); NN=2000rpm; Naturally cooled FRAME SIZE IMB 5 (IM V1, IM V3) FLANGE 1, WITH PT1000 TEMPERATURESENSOR POWER CONNECTOR ROTATABLE INCREMENTAL ENCODER SIN/COS 1VP 2048 S/R WITH C- AND D-SPUR (ENCODER IC2048S/R) Smooth shaft, tolerance N With holding brake PROTECTION CLASS IP64; | - | 0 | 0
1FK7084-3BC74-1AH1 |  | 1FK7084-3BC74-1AH1 | 1 | UN | 1 | 15 | C | D | N | N | 85015220 | 1 |  | 23 | KG | 2097.64 | 2097.64 | MC05 | MC05 | SIMOTICS S Synchronous motor 1FK7-HI PN=3.1kW; UDC=600V M0=20Nm (100K); NN=2000rpm; Naturally cooled FRAME SIZE IMB 5 (IM V1, IM V3) FLANGE 1, WITH PT1000 TEMPERATURESENSOR POWER CONNECTOR ROTATABLE INCREMENTAL ENCODER SIN/COS 1VP 2048 S/R WITH C- AND D-SPUR (ENCODER IC2048S/R) Smooth shaft, tolerance N With holding brake PROTECTION CLASS IP65, | - | 0 | 0
1FK7084-3BC74-1AH2 |  | 1FK7084-3BC74-1AH2 | 1 | UN | 1 | 15 | C | D | N | N | 85015220 | 1 |  | 23 | KG | 2097.64 | 2097.64 | MC05 | MC05 | SIMOTICS S Synchronous motor 1FK7-HI PN=3.1kW; UDC=600V M0=20Nm (100K); NN=2000rpm; Naturally cooled FRAME SIZE IMB 5 (IM V1, IM V3) FLANGE 1, WITH PT1000 TEMPERATURESENSOR POWER CONNECTOR ROTATABLE INCREMENTAL ENCODER SIN/COS 1VP 2048 S/R WITH C- AND D-SPUR (ENCODER IC2048S/R) Smooth shaft, tolerance N With holding brake PROTECTION CLASS IP65, FLANGE ON DRIVE END IP67; | - | 0 | 0
1FK7084-3BC74-1EA0 |  | 1FK7084-3BC74-1EA0 | 1 | UN | 1 | 15 | C | D | N | N | 85015220 | 1 |  | 22.701 | KG | 2066.28 | 2066.28 | MC05 | MC05 | SIMOTICS S Synchronous motor 1FK7-HI PN=3.1kW; UDC=600V M0=20Nm (100K); NN=2000rpm; Naturally cooled FRAME SIZE IMB 5 (IM V1, IM V3) FLANGE 1, WITH PT1000 TEMPERATURESENSOR POWER CONNECTOR ROTATABLE ABSOLUTE ENCODERR 2048S/R + 4096 UMDREHUNGEN MULTITURN, WITH ENDAT-SCHNITTSTELLE (ENCODER AM2048S/R) SHAFT WITH FITTED KEY, TOLERANCE N; W/O HOLDING BRAKE PROTECTION CLASS IP64; | - | 0 | 0
1FK7084-3BC74-1EA1 |  | 1FK7084-3BC74-1EA1 | 1 | UN | 1 | 15 | C | D | N | N | 85015220 | 1 |  | 22.701 | KG | 2128.62 | 2128.62 | MC05 | MC05 | SIMOTICS S Synchronous motor 1FK7-HI PN=3.1kW; UDC=600V M0=20Nm (100K); NN=2000rpm; Naturally cooled FRAME SIZE IMB 5 (IM V1, IM V3) FLANGE 1, WITH PT1000 TEMPERATURESENSOR POWER CONNECTOR ROTATABLE ABSOLUTE ENCODERR 2048S/R + 4096 UMDREHUNGEN MULTITURN, WITH ENDAT-SCHNITTSTELLE (ENCODER AM2048S/R) SHAFT WITH FITTED KEY, TOLERANCE N; W/O HOLDING BRAKE PROTECTION CLASS IP65, | - | 0 | 0
1FK7084-3BC74-1EA2 |  | 1FK7084-3BC74-1EA2 | 1 | UN | 1 | 15 | C | D | N | N | 85015220 | 1 |  | 22.701 | KG | 2128.62 | 2128.62 | MC05 | MC05 | SIMOTICS S Synchronous motor 1FK7-HI PN=3.1kW; UDC=600V M0=20Nm (100K); NN=2000rpm; Naturally cooled FRAME SIZE IMB 5 (IM V1, IM V3) FLANGE 1, WITH PT1000 TEMPERATURESENSOR POWER CONNECTOR ROTATABLE ABSOLUTE ENCODERR 2048S/R + 4096 UMDREHUNGEN MULTITURN, WITH ENDAT-SCHNITTSTELLE (ENCODER AM2048S/R) SHAFT WITH FITTED KEY, TOLERANCE N; W/O HOLDING BRAKE PROTECTION CLASS IP65, FLANGE ON DRIVE END IP67; | - | 0 | 0
1FK7084-3BC74-1EB0 |  | 1FK7084-3BC74-1EB0 | 1 | UN | 1 | 15 | C | D | N | N | 85015220 | 1 |  | 23 | KG | 2340.48 | 2340.48 | MC05 | MC05 | SIMOTICS S Synchronous motor 1FK7-HI PN=3.1kW; UDC=600V M0=20Nm (100K); NN=2000rpm; Naturally cooled FRAME SIZE IMB 5 (IM V1, IM V3) FLANGE 1, WITH PT1000 TEMPERATURESENSOR POWER CONNECTOR ROTATABLE ABSOLUTE ENCODERR 2048S/R + 4096 UMDREHUNGEN MULTITURN, WITH ENDAT-SCHNITTSTELLE (ENCODER AM2048S/R) SHAFT WITH FITTED KEY, TOLERANCE N; WITH HOLDING BRAKE PROTECTION CLASS IP64; | - | 0 | 0
1FK7084-3BC74-1EB1 |  | 1FK7084-3BC74-1EB1 | 1 | UN | 1 | 15 | C | D | N | N | 85015220 | 1 |  | 23 | KG | 2402.82 | 2402.82 | MC05 | MC05 | SIMOTICS S Synchronous motor 1FK7-HI PN=3.1kW; UDC=600V M0=20Nm (100K); NN=2000rpm; Naturally cooled FRAME SIZE IMB 5 (IM V1, IM V3) FLANGE 1, WITH PT1000 TEMPERATURESENSOR POWER CONNECTOR ROTATABLE ABSOLUTE ENCODERR 2048S/R + 4096 UMDREHUNGEN MULTITURN, WITH ENDAT-SCHNITTSTELLE (ENCODER AM2048S/R) SHAFT WITH FITTED KEY, TOLERANCE N; WITH HOLDING BRAKE PROTECTION CLASS IP65, | - | 0 | 0
1FK7084-3BC74-1EB2 |  | 1FK7084-3BC74-1EB2 | 1 | UN | 1 | 15 | C | D | N | N | 85015220 | 1 |  | 23 | KG | 2402.82 | 2402.82 | MC05 | MC05 | SIMOTICS S Synchronous motor 1FK7-HI PN=3.1kW; UDC=600V M0=20Nm (100K); NN=2000rpm; Naturally cooled FRAME SIZE IMB 5 (IM V1, IM V3) FLANGE 1, WITH PT1000 TEMPERATURESENSOR POWER CONNECTOR ROTATABLE ABSOLUTE ENCODERR 2048S/R + 4096 UMDREHUNGEN MULTITURN, WITH ENDAT-SCHNITTSTELLE (ENCODER AM2048S/R) SHAFT WITH FITTED KEY, TOLERANCE N; WITH HOLDING BRAKE PROTECTION CLASS IP65, FLANGE ON DRIVE END IP67; | - | 0 | 0
1FK7084-3BC74-1EG0 |  | 1FK7084-3BC74-1EG0 | 1 | UN | 1 | 15 | C | D | N | N | 85015220 | 1 |  | 22.701 | KG | 2008.79 | 2008.79 | MC05 | MC05 | SIMOTICS S Synchronous motor 1FK7-HI PN=3.1kW; UDC=600V M0=20Nm (100K); NN=2000rpm; Naturally cooled FRAME SIZE IMB 5 (IM V1, IM V3) FLANGE 1, WITH PT1000 TEMPERATURESENSOR POWER CONNECTOR ROTATABLE ABSOLUTE ENCODERR 2048S/R + 4096 UMDREHUNGEN MULTITURN, WITH ENDAT-SCHNITTSTELLE (ENCODER AM2048S/R) PLAIN SHAFT, TOLERANCE N; W/O HOLDING BRAKE PROTECTION CLASS IP64; | - | 0 | 0
1FK7084-3BC74-1EG1 |  | 1FK7084-3BC74-1EG1 | 1 | UN | 1 | 15 | C | D | N | N | 85015220 | 1 |  | 22.701 | KG | 2071.13 | 2071.13 | MC05 | MC05 | SIMOTICS S Synchronous motor 1FK7-HI PN=3.1kW; UDC=600V M0=20Nm (100K); NN=2000rpm; Naturally cooled FRAME SIZE IMB 5 (IM V1, IM V3) FLANGE 1, WITH PT1000 TEMPERATURESENSOR POWER CONNECTOR ROTATABLE ABSOLUTE ENCODERR 2048S/R + 4096 UMDREHUNGEN MULTITURN, WITH ENDAT-SCHNITTSTELLE (ENCODER AM2048S/R) PLAIN SHAFT, TOLERANCE N; W/O HOLDING BRAKE PROTECTION CLASS IP65, | - | 0 | 0
1FK7084-3BC74-1EG2 |  | 1FK7084-3BC74-1EG2 | 1 | UN | 1 | 15 | C | D | N | N | 85015220 | 1 |  | 22.701 | KG | 2071.13 | 2071.13 | MC05 | MC05 | SIMOTICS S Synchronous motor 1FK7-HI PN=3.1kW; UDC=600V M0=20Nm (100K); NN=2000rpm; Naturally cooled FRAME SIZE IMB 5 (IM V1, IM V3) FLANGE 1, WITH PT1000 TEMPERATURESENSOR POWER CONNECTOR ROTATABLE ABSOLUTE ENCODERR 2048S/R + 4096 UMDREHUNGEN MULTITURN, WITH ENDAT-SCHNITTSTELLE (ENCODER AM2048S/R) PLAIN SHAFT, TOLERANCE N; W/O HOLDING BRAKE PROTECTION CLASS IP65, FLANGE ON DRIVE END IP67; | - | 0 | 0
1FK7084-3BC74-1EH0 |  | 1FK7084-3BC74-1EH0 | 1 | UN | 1 | 15 | C | D | N | N | 85015220 | 1 |  | 23 | KG | 2282.98 | 2282.98 | MC05 | MC05 | SIMOTICS S Synchronous motor 1FK7-HI PN=3.1kW; UDC=600V M0=20Nm (100K); NN=2000rpm; Naturally cooled FRAME SIZE IMB 5 (IM V1, IM V3) FLANGE 1, WITH PT1000 TEMPERATURESENSOR POWER CONNECTOR ROTATABLE ABSOLUTE ENCODERR 2048S/R + 4096 UMDREHUNGEN MULTITURN, WITH ENDAT-SCHNITTSTELLE (ENCODER AM2048S/R) Smooth shaft, tolerance N With holding brake PROTECTION CLASS IP64; | - | 0 | 0
1FK7084-3BC74-1EH1 |  | 1FK7084-3BC74-1EH1 | 1 | UN | 1 | 15 | C | D | N | N | 85015220 | 1 |  | 23 | KG | 2345.32 | 2345.32 | MC05 | MC05 | SIMOTICS S Synchronous motor 1FK7-HI PN=3.1kW; UDC=600V M0=20Nm (100K); NN=2000rpm; Naturally cooled FRAME SIZE IMB 5 (IM V1, IM V3) FLANGE 1, WITH PT1000 TEMPERATURESENSOR POWER CONNECTOR ROTATABLE ABSOLUTE ENCODERR 2048S/R + 4096 UMDREHUNGEN MULTITURN, WITH ENDAT-SCHNITTSTELLE (ENCODER AM2048S/R) Smooth shaft, tolerance N With holding brake PROTECTION CLASS IP65, | - | 0 | 0
1FK7084-3BC74-1EH2 |  | 1FK7084-3BC74-1EH2 | 1 | UN | 1 | 15 | C | D | N | N | 85015220 | 1 |  | 23 | KG | 2345.32 | 2345.32 | MC05 | MC05 | SIMOTICS S Synchronous motor 1FK7-HI PN=3.1kW; UDC=600V M0=20Nm (100K); NN=2000rpm; Naturally cooled FRAME SIZE IMB 5 (IM V1, IM V3) FLANGE 1, WITH PT1000 TEMPERATURESENSOR POWER CONNECTOR ROTATABLE ABSOLUTE ENCODERR 2048S/R + 4096 UMDREHUNGEN MULTITURN, WITH ENDAT-SCHNITTSTELLE (ENCODER AM2048S/R) Smooth shaft, tolerance N With holding brake PROTECTION CLASS IP65, FLANGE ON DRIVE END IP67; | - | 0 | 0
1FK7084-3BF71-1CH1-Z | J05 | 1FK7084-3BF71-1CH1-ZJ05 | 1 | UN | 1 | 15 | C | D | N | N | 85015220 | 1 |  | 40.2 | KG | 4509.34 | 4509.34 | MC05 | MC05 | SIMOTICS S Synchronous motor 1FK7-HI PN=3.1kW; UDC=600V M0=20Nm (100K); NN=3000rpm; Naturally cooled FRAME SIZE IMB 5 (IM V1, IM V3) FLANGE 1 POWER CONNECTOR ROTATABLE ABSOLUTE ENCODER 24 BIT + 12 BIT MULTITURN WITH DRIVE-CLIQ INTERFACE (ENCODER AM24DQI) Smooth shaft, tolerance N With holding brake PROTECTION CLASS IP65, J05: ALPHA SP+, SP 140S-MF1 PLANETARY GEARING 1 STAGE, I=7, WITH FEATHER KEY | - | 0 | 0
1FK7084-3BF74-1AA0 |  | 1FK7084-3BF74-1AA0 | 1 | UN | 1 | 15 | C | D | N | N | 85015220 | 1 |  | 22.701 | KG | 1818.6 | 1818.6 | MC05 | MC05 | SIMOTICS S Synchronous motor 1FK7-HI PN=3.1kW; UDC=600V M0=20Nm (100K); NN=3000rpm; Naturally cooled FRAME SIZE IMB 5 (IM V1, IM V3) FLANGE 1, WITH PT1000 TEMPERATURESENSOR POWER CONNECTOR ROTATABLE INCREMENTAL ENCODER SIN/COS 1VP 2048 S/R WITH C- AND D-SPUR (ENCODER IC2048S/R) SHAFT WITH FITTED KEY, TOLERANCE N; W/O HOLDING BRAKE PROTECTION CLASS IP64; | - | 0 | 0
1FK7084-3BF74-1AA1 |  | 1FK7084-3BF74-1AA1 | 1 | UN | 1 | 15 | C | D | N | N | 85015220 | 1 |  | 22.701 | KG | 1880.94 | 1880.94 | MC05 | MC05 | SIMOTICS S Synchronous motor 1FK7-HI PN=3.1kW; UDC=600V M0=20Nm (100K); NN=3000rpm; Naturally cooled FRAME SIZE IMB 5 (IM V1, IM V3) FLANGE 1, WITH PT1000 TEMPERATURESENSOR POWER CONNECTOR ROTATABLE INCREMENTAL ENCODER SIN/COS 1VP 2048 S/R WITH C- AND D-SPUR (ENCODER IC2048S/R) SHAFT WITH FITTED KEY, TOLERANCE N; W/O HOLDING BRAKE PROTECTION CLASS IP65, | - | 0 | 0
1FK7084-3BF74-1AA2 |  | 1FK7084-3BF74-1AA2 | 1 | UN | 1 | 15 | C | D | N | N | 85015220 | 1 |  | 22.701 | KG | 1880.94 | 1880.94 | MC05 | MC05 | SIMOTICS S Synchronous motor 1FK7-HI PN=3.1kW; UDC=600V M0=20Nm (100K); NN=3000rpm; Naturally cooled FRAME SIZE IMB 5 (IM V1, IM V3) FLANGE 1, WITH PT1000 TEMPERATURESENSOR POWER CONNECTOR ROTATABLE INCREMENTAL ENCODER SIN/COS 1VP 2048 S/R WITH C- AND D-SPUR (ENCODER IC2048S/R) SHAFT WITH FITTED KEY, TOLERANCE N; W/O HOLDING BRAKE PROTECTION CLASS IP65, FLANGE ON DRIVE END IP67; | - | 0 | 0
1FK7084-3BF74-1AB0 |  | 1FK7084-3BF74-1AB0 | 1 | UN | 1 | 15 | C | D | N | N | 85015220 | 1 |  | 23 | KG | 2092.8 | 2092.8 | MC05 | MC05 | SIMOTICS S Synchronous motor 1FK7-HI PN=3.1kW; UDC=600V M0=20Nm (100K); NN=3000rpm; Naturally cooled FRAME SIZE IMB 5 (IM V1, IM V3) FLANGE 1, WITH PT1000 TEMPERATURESENSOR POWER CONNECTOR ROTATABLE INCREMENTAL ENCODER SIN/COS 1VP 2048 S/R WITH C- AND D-SPUR (ENCODER IC2048S/R) SHAFT WITH FITTED KEY, TOLERANCE N; WITH HOLDING BRAKE PROTECTION CLASS IP64; | - | 0 | 0
1FK7084-3BF74-1AB1 |  | 1FK7084-3BF74-1AB1 | 1 | UN | 1 | 15 | C | D | N | N | 85015220 | 1 |  | 23 | KG | 2155.14 | 2155.14 | MC05 | MC05 | SIMOTICS S Synchronous motor 1FK7-HI PN=3.1kW; UDC=600V M0=20Nm (100K); NN=3000rpm; Naturally cooled FRAME SIZE IMB 5 (IM V1, IM V3) FLANGE 1, WITH PT1000 TEMPERATURESENSOR POWER CONNECTOR ROTATABLE INCREMENTAL ENCODER SIN/COS 1VP 2048 S/R WITH C- AND D-SPUR (ENCODER IC2048S/R) SHAFT WITH FITTED KEY, TOLERANCE N; WITH HOLDING BRAKE PROTECTION CLASS IP65, | - | 0 | 0
1FK7084-3BF74-1AB2 |  | 1FK7084-3BF74-1AB2 | 1 | UN | 1 | 15 | C | D | N | N | 85015220 | 1 |  | 23 | KG | 2155.14 | 2155.14 | MC05 | MC05 | SIMOTICS S Synchronous motor 1FK7-HI PN=3.1kW; UDC=600V M0=20Nm (100K); NN=3000rpm; Naturally cooled FRAME SIZE IMB 5 (IM V1, IM V3) FLANGE 1, WITH PT1000 TEMPERATURESENSOR POWER CONNECTOR ROTATABLE INCREMENTAL ENCODER SIN/COS 1VP 2048 S/R WITH C- AND D-SPUR (ENCODER IC2048S/R) SHAFT WITH FITTED KEY, TOLERANCE N; WITH HOLDING BRAKE PROTECTION CLASS IP65, FLANGE ON DRIVE END IP67; | - | 0 | 0
1FK7084-3BF74-1AG0 |  | 1FK7084-3BF74-1AG0 | 1 | UN | 1 | 15 | C | D | N | N | 85015220 | 1 |  | 22.701 | KG | 1761.11 | 1761.11 | MC05 | MC05 | SIMOTICS S Synchronous motor 1FK7-HI PN=3.1kW; UDC=600V M0=20Nm (100K); NN=3000rpm; Naturally cooled FRAME SIZE IMB 5 (IM V1, IM V3) FLANGE 1, WITH PT1000 TEMPERATURESENSOR POWER CONNECTOR ROTATABLE INCREMENTAL ENCODER SIN/COS 1VP 2048 S/R WITH C- AND D-SPUR (ENCODER IC2048S/R) PLAIN SHAFT, TOLERANCE N; W/O HOLDING BRAKE PROTECTION CLASS IP64; | - | 0 | 0
1FK7084-3BF74-1AG1 |  | 1FK7084-3BF74-1AG1 | 1 | UN | 1 | 15 | C | D | N | N | 85015220 | 1 |  | 22.701 | KG | 1823.45 | 1823.45 | MC05 | MC05 | SIMOTICS S Synchronous motor 1FK7-HI PN=3.1kW; UDC=600V M0=20Nm (100K); NN=3000rpm; Naturally cooled FRAME SIZE IMB 5 (IM V1, IM V3) FLANGE 1, WITH PT1000 TEMPERATURESENSOR POWER CONNECTOR ROTATABLE INCREMENTAL ENCODER SIN/COS 1VP 2048 S/R WITH C- AND D-SPUR (ENCODER IC2048S/R) PLAIN SHAFT, TOLERANCE N; W/O HOLDING BRAKE PROTECTION CLASS IP65, | - | 0 | 0
1FK7084-3BF74-1AG2 |  | 1FK7084-3BF74-1AG2 | 1 | UN | 1 | 15 | C | D | N | N | 85015220 | 1 |  | 22.701 | KG | 1823.45 | 1823.45 | MC05 | MC05 | SIMOTICS S Synchronous motor 1FK7-HI PN=3.1kW; UDC=600V M0=20Nm (100K); NN=3000rpm; Naturally cooled FRAME SIZE IMB 5 (IM V1, IM V3) FLANGE 1, WITH PT1000 TEMPERATURESENSOR POWER CONNECTOR ROTATABLE INCREMENTAL ENCODER SIN/COS 1VP 2048 S/R WITH C- AND D-SPUR (ENCODER IC2048S/R) PLAIN SHAFT, TOLERANCE N; W/O HOLDING BRAKE PROTECTION CLASS IP65, FLANGE ON DRIVE END IP67; | - | 0 | 0
1FK7084-3BF74-1AH0 |  | 1FK7084-3BF74-1AH0 | 1 | UN | 1 | 15 | C | D | N | N | 85015220 | 1 |  | 23 | KG | 2035.3 | 2035.3 | MC05 | MC05 | SIMOTICS S Synchronous motor 1FK7-HI PN=3.1kW; UDC=600V M0=20Nm (100K); NN=3000rpm; Naturally cooled FRAME SIZE IMB 5 (IM V1, IM V3) FLANGE 1, WITH PT1000 TEMPERATURESENSOR POWER CONNECTOR ROTATABLE INCREMENTAL ENCODER SIN/COS 1VP 2048 S/R WITH C- AND D-SPUR (ENCODER IC2048S/R) Smooth shaft, tolerance N With holding brake PROTECTION CLASS IP64; | - | 0 | 0
1FK7084-3BF74-1AH1 |  | 1FK7084-3BF74-1AH1 | 1 | UN | 1 | 15 | C | D | N | N | 85015220 | 1 |  | 23 | KG | 2097.64 | 2097.64 | MC05 | MC05 | SIMOTICS S Synchronous motor 1FK7-HI PN=3.1kW; UDC=600V M0=20Nm (100K); NN=3000rpm; Naturally cooled FRAME SIZE IMB 5 (IM V1, IM V3) FLANGE 1, WITH PT1000 TEMPERATURESENSOR POWER CONNECTOR ROTATABLE INCREMENTAL ENCODER SIN/COS 1VP 2048 S/R WITH C- AND D-SPUR (ENCODER IC2048S/R) Smooth shaft, tolerance N With holding brake PROTECTION CLASS IP65, | - | 0 | 0
1FK7084-3BF74-1AH2 |  | 1FK7084-3BF74-1AH2 | 1 | UN | 1 | 15 | C | D | N | N | 85015220 | 1 |  | 23 | KG | 2097.64 | 2097.64 | MC05 | MC05 | SIMOTICS S Synchronous motor 1FK7-HI PN=3.1kW; UDC=600V M0=20Nm (100K); NN=3000rpm; Naturally cooled FRAME SIZE IMB 5 (IM V1, IM V3) FLANGE 1, WITH PT1000 TEMPERATURESENSOR POWER CONNECTOR ROTATABLE INCREMENTAL ENCODER SIN/COS 1VP 2048 S/R WITH C- AND D-SPUR (ENCODER IC2048S/R) Smooth shaft, tolerance N With holding brake PROTECTION CLASS IP65, FLANGE ON DRIVE END IP67; | - | 0 | 0
1FK7084-3BF74-1EA0 |  | 1FK7084-3BF74-1EA0 | 1 | UN | 1 | 15 | C | D | N | N | 85015220 | 1 |  | 22.701 | KG | 2066.28 | 2066.28 | MC05 | MC05 | SIMOTICS S Synchronous motor 1FK7-HI PN=3.1kW; UDC=600V M0=20Nm (100K); NN=3000rpm; Naturally cooled FRAME SIZE IMB 5 (IM V1, IM V3) FLANGE 1, WITH PT1000 TEMPERATURESENSOR POWER CONNECTOR ROTATABLE ABSOLUTE ENCODERR 2048S/R + 4096 UMDREHUNGEN MULTITURN, WITH ENDAT-SCHNITTSTELLE (ENCODER AM2048S/R) SHAFT WITH FITTED KEY, TOLERANCE N; W/O HOLDING BRAKE PROTECTION CLASS IP64; | - | 0 | 0
1FK7084-3BF74-1EA1 |  | 1FK7084-3BF74-1EA1 | 1 | UN | 1 | 15 | C | D | N | N | 85015220 | 1 |  | 22.701 | KG | 2128.62 | 2128.62 | MC05 | MC05 | SIMOTICS S Synchronous motor 1FK7-HI PN=3.1kW; UDC=600V M0=20Nm (100K); NN=3000rpm; Naturally cooled FRAME SIZE IMB 5 (IM V1, IM V3) FLANGE 1, WITH PT1000 TEMPERATURESENSOR POWER CONNECTOR ROTATABLE ABSOLUTE ENCODERR 2048S/R + 4096 UMDREHUNGEN MULTITURN, WITH ENDAT-SCHNITTSTELLE (ENCODER AM2048S/R) SHAFT WITH FITTED KEY, TOLERANCE N; W/O HOLDING BRAKE PROTECTION CLASS IP65, | - | 0 | 0
1FK7084-3BF74-1EA2 |  | 1FK7084-3BF74-1EA2 | 1 | UN | 1 | 15 | C | D | N | N | 85015220 | 1 |  | 22.701 | KG | 2128.62 | 2128.62 | MC05 | MC05 | SIMOTICS S Synchronous motor 1FK7-HI PN=3.1kW; UDC=600V M0=20Nm (100K); NN=3000rpm; Naturally cooled FRAME SIZE IMB 5 (IM V1, IM V3) FLANGE 1, WITH PT1000 TEMPERATURESENSOR POWER CONNECTOR ROTATABLE ABSOLUTE ENCODERR 2048S/R + 4096 UMDREHUNGEN MULTITURN, WITH ENDAT-SCHNITTSTELLE (ENCODER AM2048S/R) SHAFT WITH FITTED KEY, TOLERANCE N; W/O HOLDING BRAKE PROTECTION CLASS IP65, FLANGE ON DRIVE END IP67; | - | 0 | 0
1FK7084-3BF74-1EB0 |  | 1FK7084-3BF74-1EB0 | 1 | UN | 1 | 15 | C | D | N | N | 85015220 | 1 |  | 23 | KG | 2340.48 | 2340.48 | MC05 | MC05 | SIMOTICS S Synchronous motor 1FK7-HI PN=3.1kW; UDC=600V M0=20Nm (100K); NN=3000rpm; Naturally cooled FRAME SIZE IMB 5 (IM V1, IM V3) FLANGE 1, WITH PT1000 TEMPERATURESENSOR POWER CONNECTOR ROTATABLE ABSOLUTE ENCODERR 2048S/R + 4096 UMDREHUNGEN MULTITURN, WITH ENDAT-SCHNITTSTELLE (ENCODER AM2048S/R) SHAFT WITH FITTED KEY, TOLERANCE N; WITH HOLDING BRAKE PROTECTION CLASS IP64; | - | 0 | 0
1FK7084-3BF74-1EB1 |  | 1FK7084-3BF74-1EB1 | 1 | UN | 1 | 15 | C | D | N | N | 85015220 | 1 |  | 23 | KG | 2402.82 | 2402.82 | MC05 | MC05 | SIMOTICS S Synchronous motor 1FK7-HI PN=3.1kW; UDC=600V M0=20Nm (100K); NN=3000rpm; Naturally cooled FRAME SIZE IMB 5 (IM V1, IM V3) FLANGE 1, WITH PT1000 TEMPERATURESENSOR POWER CONNECTOR ROTATABLE ABSOLUTE ENCODERR 2048S/R + 4096 UMDREHUNGEN MULTITURN, WITH ENDAT-SCHNITTSTELLE (ENCODER AM2048S/R) SHAFT WITH FITTED KEY, TOLERANCE N; WITH HOLDING BRAKE PROTECTION CLASS IP65, | - | 0 | 0
1FK7084-3BF74-1EB2 |  | 1FK7084-3BF74-1EB2 | 1 | UN | 1 | 15 | C | D | N | N | 85015220 | 1 |  | 23 | KG | 2402.82 | 2402.82 | MC05 | MC05 | SIMOTICS S Synchronous motor 1FK7-HI PN=3.1kW; UDC=600V M0=20Nm (100K); NN=3000rpm; Naturally cooled FRAME SIZE IMB 5 (IM V1, IM V3) FLANGE 1, WITH PT1000 TEMPERATURESENSOR POWER CONNECTOR ROTATABLE ABSOLUTE ENCODERR 2048S/R + 4096 UMDREHUNGEN MULTITURN, WITH ENDAT-SCHNITTSTELLE (ENCODER AM2048S/R) SHAFT WITH FITTED KEY, TOLERANCE N; WITH HOLDING BRAKE PROTECTION CLASS IP65, FLANGE ON DRIVE END IP67; | - | 0 | 0
1FK7084-3BF74-1EG0 |  | 1FK7084-3BF74-1EG0 | 1 | UN | 1 | 15 | C | D | N | N | 85015220 | 1 |  | 22.701 | KG | 2008.79 | 2008.79 | MC05 | MC05 | SIMOTICS S Synchronous motor 1FK7-HI PN=3.1kW; UDC=600V M0=20Nm (100K); NN=3000rpm; Naturally cooled FRAME SIZE IMB 5 (IM V1, IM V3) FLANGE 1, WITH PT1000 TEMPERATURESENSOR POWER CONNECTOR ROTATABLE ABSOLUTE ENCODERR 2048S/R + 4096 UMDREHUNGEN MULTITURN, WITH ENDAT-SCHNITTSTELLE (ENCODER AM2048S/R) PLAIN SHAFT, TOLERANCE N; W/O HOLDING BRAKE PROTECTION CLASS IP64; | - | 0 | 0
1FK7084-3BF74-1EG1 |  | 1FK7084-3BF74-1EG1 | 1 | UN | 1 | 15 | C | D | N | N | 85015220 | 1 |  | 22.701 | KG | 2071.13 | 2071.13 | MC05 | MC05 | SIMOTICS S Synchronous motor 1FK7-HI PN=3.1kW; UDC=600V M0=20Nm (100K); NN=3000rpm; Naturally cooled FRAME SIZE IMB 5 (IM V1, IM V3) FLANGE 1, WITH PT1000 TEMPERATURESENSOR POWER CONNECTOR ROTATABLE ABSOLUTE ENCODERR 2048S/R + 4096 UMDREHUNGEN MULTITURN, WITH ENDAT-SCHNITTSTELLE (ENCODER AM2048S/R) PLAIN SHAFT, TOLERANCE N; W/O HOLDING BRAKE PROTECTION CLASS IP65, | - | 0 | 0
1FK7084-3BF74-1EG2 |  | 1FK7084-3BF74-1EG2 | 1 | UN | 1 | 15 | C | D | N | N | 85015220 | 1 |  | 22.701 | KG | 2071.13 | 2071.13 | MC05 | MC05 | SIMOTICS S Synchronous motor 1FK7-HI PN=3.1kW; UDC=600V M0=20Nm (100K); NN=3000rpm; Naturally cooled FRAME SIZE IMB 5 (IM V1, IM V3) FLANGE 1, WITH PT1000 TEMPERATURESENSOR POWER CONNECTOR ROTATABLE ABSOLUTE ENCODERR 2048S/R + 4096 UMDREHUNGEN MULTITURN, WITH ENDAT-SCHNITTSTELLE (ENCODER AM2048S/R) PLAIN SHAFT, TOLERANCE N; W/O HOLDING BRAKE PROTECTION CLASS IP65, FLANGE ON DRIVE END IP67; | - | 0 | 0
1FK7084-3BF74-1EH0 |  | 1FK7084-3BF74-1EH0 | 1 | UN | 1 | 15 | C | D | N | N | 85015220 | 1 |  | 23 | KG | 2282.98 | 2282.98 | MC05 | MC05 | SIMOTICS S Synchronous motor 1FK7-HI PN=3.1kW; UDC=600V M0=20Nm (100K); NN=3000rpm; Naturally cooled FRAME SIZE IMB 5 (IM V1, IM V3) FLANGE 1, WITH PT1000 TEMPERATURESENSOR POWER CONNECTOR ROTATABLE ABSOLUTE ENCODERR 2048S/R + 4096 UMDREHUNGEN MULTITURN, WITH ENDAT-SCHNITTSTELLE (ENCODER AM2048S/R) Smooth shaft, tolerance N With holding brake PROTECTION CLASS IP64; | - | 0 | 0
1FK7084-3BF74-1EH1 |  | 1FK7084-3BF74-1EH1 | 1 | UN | 1 | 15 | C | D | N | N | 85015220 | 1 |  | 23 | KG | 2345.32 | 2345.32 | MC05 | MC05 | SIMOTICS S Synchronous motor 1FK7-HI PN=3.1kW; UDC=600V M0=20Nm (100K); NN=3000rpm; Naturally cooled FRAME SIZE IMB 5 (IM V1, IM V3) FLANGE 1, WITH PT1000 TEMPERATURESENSOR POWER CONNECTOR ROTATABLE ABSOLUTE ENCODERR 2048S/R + 4096 UMDREHUNGEN MULTITURN, WITH ENDAT-SCHNITTSTELLE (ENCODER AM2048S/R) Smooth shaft, tolerance N With holding brake PROTECTION CLASS IP65, | - | 0 | 0
1FK7084-3BF74-1EH2 |  | 1FK7084-3BF74-1EH2 | 1 | UN | 1 | 15 | C | D | N | N | 85015220 | 1 |  | 23 | KG | 2345.32 | 2345.32 | MC05 | MC05 | SIMOTICS S Synchronous motor 1FK7-HI PN=3.1kW; UDC=600V M0=20Nm (100K); NN=3000rpm; Naturally cooled FRAME SIZE IMB 5 (IM V1, IM V3) FLANGE 1, WITH PT1000 TEMPERATURESENSOR POWER CONNECTOR ROTATABLE ABSOLUTE ENCODERR 2048S/R + 4096 UMDREHUNGEN MULTITURN, WITH ENDAT-SCHNITTSTELLE (ENCODER AM2048S/R) Smooth shaft, tolerance N With holding brake PROTECTION CLASS IP65, FLANGE ON DRIVE END IP67; | - | 0 | 0
1FK7085-4CC74-1AA0 |  | 1FK7085-4CC74-1AA0 | 1 | UN | 1 | 15 | C | D | N | N | 85015220 | 1 |  | 23.001 | KG | 1911.97 | 1911.97 | MC05 | MC05 | SIMOTICS S Synchronous motor 1FK7-HD PN=3.1kW; UDC=600V M0=22Nm (100K); NN=2000rpm; Naturally cooled FRAME SIZE IMB 5 (IM V1, IM V3) FLANGE 1, WITH PT1000 TEMPERATURESENSOR POWER CONNECTOR ROTATABLE INCREMENTAL ENCODER SIN/COS 1VPP;2048 S/R W. C-AND D-SPUR (ENCODER IC2048S/R) SHAFT WITH FITTED KEY, TOLERANCE N; W/O HOLDING BRAKE PROTECTION CLASS IP64; | - | 0 | 0
1FK7085-4CC74-1AA1 |  | 1FK7085-4CC74-1AA1 | 1 | UN | 1 | 15 | C | D | N | N | 85015220 | 1 |  | 23.001 | KG | 1974.31 | 1974.31 | MC05 | MC05 | SIMOTICS S Synchronous motor 1FK7-HD PN=3.1kW; UDC=600V M0=22Nm (100K); NN=2000rpm; Naturally cooled FRAME SIZE IMB 5 (IM V1, IM V3) FLANGE 1, WITH PT1000 TEMPERATURESENSOR POWER CONNECTOR ROTATABLE INCREMENTAL ENCODER SIN/COS 1VPP;2048 S/R W. C-AND D-SPUR (ENCODER IC2048S/R) SHAFT WITH FITTED KEY, TOLERANCE N; W/O HOLDING BRAKE PROTECTION CLASS IP65, | - | 0 | 0
1FK7085-4CC74-1AA2 |  | 1FK7085-4CC74-1AA2 | 1 | UN | 1 | 15 | C | D | N | N | 85015220 | 1 |  | 23.001 | KG | 1974.31 | 1974.31 | MC05 | MC05 | SIMOTICS S Synchronous motor 1FK7-HD PN=3.1kW; UDC=600V M0=22Nm (100K); NN=2000rpm; Naturally cooled FRAME SIZE IMB 5 (IM V1, IM V3) FLANGE 1, WITH PT1000 TEMPERATURESENSOR POWER CONNECTOR ROTATABLE INCREMENTAL ENCODER SIN/COS 1VPP;2048 S/R W. C-AND D-SPUR (ENCODER IC2048S/R) SHAFT WITH FITTED KEY, TOLERANCE N; W/O HOLDING BRAKE PROTECTION CLASS IP65, FLANGE ON DRIVE END IP67; | - | 0 | 0
1FK7085-4CC74-1AB0 |  | 1FK7085-4CC74-1AB0 | 1 | UN | 1 | 15 | C | D | N | N | 85015220 | 1 |  | 23.3 | KG | 2186.17 | 2186.17 | MC05 | MC05 | SIMOTICS S Synchronous motor 1FK7-HD PN=3.1kW; UDC=600V M0=22Nm (100K); NN=2000rpm; Naturally cooled FRAME SIZE IMB 5 (IM V1, IM V3) FLANGE 1, WITH PT1000 TEMPERATURESENSOR POWER CONNECTOR ROTATABLE INCREMENTAL ENCODER SIN/COS 1VPP;2048 S/R W. C-AND D-SPUR (ENCODER IC2048S/R) SHAFT WITH FITTED KEY, TOLERANCE N; WITH HOLDING BRAKE PROTECTION CLASS IP64; | - | 0 | 0
1FK7085-4CC74-1AB1 |  | 1FK7085-4CC74-1AB1 | 1 | UN | 1 | 15 | C | D | N | N | 85015220 | 1 |  | 23.3 | KG | 2248.51 | 2248.51 | MC05 | MC05 | SIMOTICS S Synchronous motor 1FK7-HD PN=3.1kW; UDC=600V M0=22Nm (100K); NN=2000rpm; Naturally cooled FRAME SIZE IMB 5 (IM V1, IM V3) FLANGE 1, WITH PT1000 TEMPERATURESENSOR POWER CONNECTOR ROTATABLE INCREMENTAL ENCODER SIN/COS 1VPP;2048 S/R W. C-AND D-SPUR (ENCODER IC2048S/R) SHAFT WITH FITTED KEY, TOLERANCE N; WITH HOLDING BRAKE PROTECTION CLASS IP65, | - | 0 | 0
1FK7085-4CC74-1AB2 |  | 1FK7085-4CC74-1AB2 | 1 | UN | 1 | 15 | C | D | N | N | 85015220 | 1 |  | 23.3 | KG | 2248.51 | 2248.51 | MC05 | MC05 | SIMOTICS S Synchronous motor 1FK7-HD PN=3.1kW; UDC=600V M0=22Nm (100K); NN=2000rpm; Naturally cooled FRAME SIZE IMB 5 (IM V1, IM V3) FLANGE 1, WITH PT1000 TEMPERATURESENSOR POWER CONNECTOR ROTATABLE INCREMENTAL ENCODER SIN/COS 1VPP;2048 S/R W. C-AND D-SPUR (ENCODER IC2048S/R) SHAFT WITH FITTED KEY, TOLERANCE N; WITH HOLDING BRAKE PROTECTION CLASS IP65, FLANGE ON DRIVE END IP67; | - | 0 | 0
1FK7085-4CC74-1AG0 |  | 1FK7085-4CC74-1AG0 | 1 | UN | 1 | 15 | C | D | N | N | 85015220 | 1 |  | 23.001 | KG | 1854.48 | 1854.48 | MC05 | MC05 | SIMOTICS S Synchronous motor 1FK7-HD PN=3.1kW; UDC=600V M0=22Nm (100K); NN=2000rpm; Naturally cooled FRAME SIZE IMB 5 (IM V1, IM V3) FLANGE 1, WITH PT1000 TEMPERATURESENSOR POWER CONNECTOR ROTATABLE INCREMENTAL ENCODER SIN/COS 1VPP;2048 S/R W. C-AND D-SPUR (ENCODER IC2048S/R) PLAIN SHAFT, TOLERANCE N; W/O HOLDING BRAKE PROTECTION CLASS IP64; | - | 0 | 0
1FK7085-4CC74-1AG1 |  | 1FK7085-4CC74-1AG1 | 1 | UN | 1 | 15 | C | D | N | N | 85015220 | 1 |  | 23.001 | KG | 1916.82 | 1916.82 | MC05 | MC05 | SIMOTICS S Synchronous motor 1FK7-HD PN=3.1kW; UDC=600V M0=22Nm (100K); NN=2000rpm; Naturally cooled FRAME SIZE IMB 5 (IM V1, IM V3) FLANGE 1, WITH PT1000 TEMPERATURESENSOR POWER CONNECTOR ROTATABLE INCREMENTAL ENCODER SIN/COS 1VPP;2048 S/R W. C-AND D-SPUR (ENCODER IC2048S/R) PLAIN SHAFT, TOLERANCE N; W/O HOLDING BRAKE PROTECTION CLASS IP65, | - | 0 | 0
1FK7085-4CC74-1AG2 |  | 1FK7085-4CC74-1AG2 | 1 | UN | 1 | 15 | C | D | N | N | 85015220 | 1 |  | 23.001 | KG | 1916.82 | 1916.82 | MC05 | MC05 | SIMOTICS S Synchronous motor 1FK7-HD PN=3.1kW; UDC=600V M0=22Nm (100K); NN=2000rpm; Naturally cooled FRAME SIZE IMB 5 (IM V1, IM V3) FLANGE 1, WITH PT1000 TEMPERATURESENSOR POWER CONNECTOR ROTATABLE INCREMENTAL ENCODER SIN/COS 1VPP;2048 S/R W. C-AND D-SPUR (ENCODER IC2048S/R) PLAIN SHAFT, TOLERANCE N; W/O HOLDING BRAKE PROTECTION CLASS IP65, FLANGE ON DRIVE END IP67; | - | 0 | 0
1FK7085-4CC74-1AH0 |  | 1FK7085-4CC74-1AH0 | 1 | UN | 1 | 15 | C | D | N | N | 85015220 | 1 |  | 23.3 | KG | 2128.67 | 2128.67 | MC05 | MC05 | SIMOTICS S Synchronous motor 1FK7-HD PN=3.1kW; UDC=600V M0=22Nm (100K); NN=2000rpm; Naturally cooled FRAME SIZE IMB 5 (IM V1, IM V3) FLANGE 1, WITH PT1000 TEMPERATURESENSOR POWER CONNECTOR ROTATABLE INCREMENTAL ENCODER SIN/COS 1VPP;2048 S/R W. C-AND D-SPUR (ENCODER IC2048S/R) PLAIN SHAFT, TOLERANCE N; WITH HOLDING BRAKE PROTECTION CLASS IP64; | - | 0 | 0
1FK7085-4CC74-1AH1 |  | 1FK7085-4CC74-1AH1 | 1 | UN | 1 | 15 | C | D | N | N | 85015220 | 1 |  | 23.3 | KG | 2191.01 | 2191.01 | MC05 | MC05 | SIMOTICS S Synchronous motor 1FK7-HD PN=3.1kW; UDC=600V M0=22Nm (100K); NN=2000rpm; Naturally cooled FRAME SIZE IMB 5 (IM V1, IM V3) FLANGE 1, WITH PT1000 TEMPERATURESENSOR POWER CONNECTOR ROTATABLE INCREMENTAL ENCODER SIN/COS 1VPP;2048 S/R W. C-AND D-SPUR (ENCODER IC2048S/R) PLAIN SHAFT, TOLERANCE N; WITH HOLDING BRAKE PROTECTION CLASS IP65, | - | 0 | 0
1FK7085-4CC74-1AH2 |  | 1FK7085-4CC74-1AH2 | 1 | UN | 1 | 15 | C | D | N | N | 85015220 | 1 |  | 23.3 | KG | 2191.01 | 2191.01 | MC05 | MC05 | SIMOTICS S Synchronous motor 1FK7-HD PN=3.1kW; UDC=600V M0=22Nm (100K); NN=2000rpm; Naturally cooled FRAME SIZE IMB 5 (IM V1, IM V3) FLANGE 1, WITH PT1000 TEMPERATURESENSOR POWER CONNECTOR ROTATABLE INCREMENTAL ENCODER SIN/COS 1VPP;2048 S/R W. C-AND D-SPUR (ENCODER IC2048S/R) PLAIN SHAFT, TOLERANCE N; WITH HOLDING BRAKE PROTECTION CLASS IP65, FLANGE ON DRIVE END IP67; | - | 0 | 0
1FK7085-4CC74-1EA0 |  | 1FK7085-4CC74-1EA0 | 1 | UN | 1 | 15 | C | D | N | N | 85015220 | 1 |  | 23.001 | KG | 2159.65 | 2159.65 | MC05 | MC05 | SIMOTICS S Synchronous motor 1FK7-HD PN=3.1kW; UDC=600V M0=22Nm (100K); NN=2000rpm; Naturally cooled FRAME SIZE IMB 5 (IM V1, IM V3) FLANGE 1, WITH PT1000 TEMPERATURESENSOR POWER CONNECTOR ROTATABLE ABSOLUTE ENCODERR 2048 S/R + 4096 UMDREHUNGEN MULTITURN, WITH ENDAT-SCHNITTSTELLE (ENCODER AM2048S/R) SHAFT WITH FITTED KEY, TOLERANCE N; W/O HOLDING BRAKE PROTECTION CLASS IP64; | - | 0 | 0
1FK7085-4CC74-1EA1 |  | 1FK7085-4CC74-1EA1 | 1 | UN | 1 | 15 | C | D | N | N | 85015220 | 1 |  | 23.001 | KG | 2221.99 | 2221.99 | MC05 | MC05 | SIMOTICS S Synchronous motor 1FK7-HD PN=3.1kW; UDC=600V M0=22Nm (100K); NN=2000rpm; Naturally cooled FRAME SIZE IMB 5 (IM V1, IM V3) FLANGE 1, WITH PT1000 TEMPERATURESENSOR POWER CONNECTOR ROTATABLE ABSOLUTE ENCODERR 2048 S/R + 4096 UMDREHUNGEN MULTITURN, WITH ENDAT-SCHNITTSTELLE (ENCODER AM2048S/R) SHAFT WITH FITTED KEY, TOLERANCE N; W/O HOLDING BRAKE PROTECTION CLASS IP65, | - | 0 | 0
1FK7085-4CC74-1EA2 |  | 1FK7085-4CC74-1EA2 | 1 | UN | 1 | 15 | C | D | N | N | 85015220 | 1 |  | 23.001 | KG | 2221.99 | 2221.99 | MC05 | MC05 | SIMOTICS S Synchronous motor 1FK7-HD PN=3.1kW; UDC=600V M0=22Nm (100K); NN=2000rpm; Naturally cooled FRAME SIZE IMB 5 (IM V1, IM V3) FLANGE 1, WITH PT1000 TEMPERATURESENSOR POWER CONNECTOR ROTATABLE ABSOLUTE ENCODERR 2048 S/R + 4096 UMDREHUNGEN MULTITURN, WITH ENDAT-SCHNITTSTELLE (ENCODER AM2048S/R) SHAFT WITH FITTED KEY, TOLERANCE N; W/O HOLDING BRAKE PROTECTION CLASS IP65, FLANGE ON DRIVE END IP67; | - | 0 | 0
1FK7085-4CC74-1EB0 |  | 1FK7085-4CC74-1EB0 | 1 | UN | 1 | 15 | C | D | N | N | 85015220 | 1 |  | 23.3 | KG | 2433.85 | 2433.85 | MC05 | MC05 | SIMOTICS S Synchronous motor 1FK7-HD PN=3.1kW; UDC=600V M0=22Nm (100K); NN=2000rpm; Naturally cooled FRAME SIZE IMB 5 (IM V1, IM V3) FLANGE 1, WITH PT1000 TEMPERATURESENSOR POWER CONNECTOR ROTATABLE ABSOLUTE ENCODERR 2048 S/R + 4096 UMDREHUNGEN MULTITURN, WITH ENDAT-SCHNITTSTELLE (ENCODER AM2048S/R) SHAFT WITH FITTED KEY, TOLERANCE N; WITH HOLDING BRAKE PROTECTION CLASS IP64; | - | 0 | 0
1FK7085-4CC74-1EB1 |  | 1FK7085-4CC74-1EB1 | 1 | UN | 1 | 15 | C | D | N | N | 85015220 | 1 |  | 23.3 | KG | 2496.19 | 2496.19 | MC05 | MC05 | SIMOTICS S Synchronous motor 1FK7-HD PN=3.1kW; UDC=600V M0=22Nm (100K); NN=2000rpm; Naturally cooled FRAME SIZE IMB 5 (IM V1, IM V3) FLANGE 1, WITH PT1000 TEMPERATURESENSOR POWER CONNECTOR ROTATABLE ABSOLUTE ENCODERR 2048 S/R + 4096 UMDREHUNGEN MULTITURN, WITH ENDAT-SCHNITTSTELLE (ENCODER AM2048S/R) SHAFT WITH FITTED KEY, TOLERANCE N; WITH HOLDING BRAKE PROTECTION CLASS IP65, | - | 0 | 0
1FK7085-4CC74-1EB2 |  | 1FK7085-4CC74-1EB2 | 1 | UN | 1 | 15 | C | D | N | N | 85015220 | 1 |  | 23.3 | KG | 2496.19 | 2496.19 | MC05 | MC05 | SIMOTICS S Synchronous motor 1FK7-HD PN=3.1kW; UDC=600V M0=22Nm (100K); NN=2000rpm; Naturally cooled FRAME SIZE IMB 5 (IM V1, IM V3) FLANGE 1, WITH PT1000 TEMPERATURESENSOR POWER CONNECTOR ROTATABLE ABSOLUTE ENCODERR 2048 S/R + 4096 UMDREHUNGEN MULTITURN, WITH ENDAT-SCHNITTSTELLE (ENCODER AM2048S/R) SHAFT WITH FITTED KEY, TOLERANCE N; WITH HOLDING BRAKE PROTECTION CLASS IP65, FLANGE ON DRIVE END IP67; | - | 0 | 0
1FK7085-4CC74-1EG0 |  | 1FK7085-4CC74-1EG0 | 1 | UN | 1 | 15 | C | D | N | N | 85015220 | 1 |  | 23.001 | KG | 2102.16 | 2102.16 | MC05 | MC05 | SIMOTICS S Synchronous motor 1FK7-HD PN=3.1kW; UDC=600V M0=22Nm (100K); NN=2000rpm; Naturally cooled FRAME SIZE IMB 5 (IM V1, IM V3) FLANGE 1, WITH PT1000 TEMPERATURESENSOR POWER CONNECTOR ROTATABLE ABSOLUTE ENCODERR 2048 S/R + 4096 UMDREHUNGEN MULTITURN, WITH ENDAT-SCHNITTSTELLE (ENCODER AM2048S/R) PLAIN SHAFT, TOLERANCE N; W/O HOLDING BRAKE PROTECTION CLASS IP64; | - | 0 | 0
1FK7085-4CC74-1EG1 |  | 1FK7085-4CC74-1EG1 | 1 | UN | 1 | 15 | C | D | N | N | 85015220 | 1 |  | 23.001 | KG | 2164.5 | 2164.5 | MC05 | MC05 | SIMOTICS S Synchronous motor 1FK7-HD PN=3.1kW; UDC=600V M0=22Nm (100K); NN=2000rpm; Naturally cooled FRAME SIZE IMB 5 (IM V1, IM V3) FLANGE 1, WITH PT1000 TEMPERATURESENSOR POWER CONNECTOR ROTATABLE ABSOLUTE ENCODERR 2048 S/R + 4096 UMDREHUNGEN MULTITURN, WITH ENDAT-SCHNITTSTELLE (ENCODER AM2048S/R) PLAIN SHAFT, TOLERANCE N; W/O HOLDING BRAKE PROTECTION CLASS IP65, | - | 0 | 0
1FK7085-4CC74-1EG2 |  | 1FK7085-4CC74-1EG2 | 1 | UN | 1 | 15 | C | D | N | N | 85015220 | 1 |  | 23.001 | KG | 2164.5 | 2164.5 | MC05 | MC05 | SIMOTICS S Synchronous motor 1FK7-HD PN=3.1kW; UDC=600V M0=22Nm (100K); NN=2000rpm; Naturally cooled FRAME SIZE IMB 5 (IM V1, IM V3) FLANGE 1, WITH PT1000 TEMPERATURESENSOR POWER CONNECTOR ROTATABLE ABSOLUTE ENCODERR 2048 S/R + 4096 UMDREHUNGEN MULTITURN, WITH ENDAT-SCHNITTSTELLE (ENCODER AM2048S/R) PLAIN SHAFT, TOLERANCE N; W/O HOLDING BRAKE PROTECTION CLASS IP65, FLANGE ON DRIVE END IP67; | - | 0 | 0
1FK7085-4CC74-1EH0 |  | 1FK7085-4CC74-1EH0 | 1 | UN | 1 | 15 | C | D | N | N | 85015220 | 1 |  | 23.3 | KG | 2376.35 | 2376.35 | MC05 | MC05 | SIMOTICS S Synchronous motor 1FK7-HD PN=3.1kW; UDC=600V M0=22Nm (100K); NN=2000rpm; Naturally cooled FRAME SIZE IMB 5 (IM V1, IM V3) FLANGE 1, WITH PT1000 TEMPERATURESENSOR POWER CONNECTOR ROTATABLE ABSOLUTE ENCODERR 2048 S/R + 4096 UMDREHUNGEN MULTITURN, WITH ENDAT-SCHNITTSTELLE (ENCODER AM2048S/R) PLAIN SHAFT, TOLERANCE N; WITH HOLDING BRAKE PROTECTION CLASS IP64; | - | 0 | 0
1FK7085-4CC74-1EH1 |  | 1FK7085-4CC74-1EH1 | 1 | UN | 1 | 15 | C | D | N | N | 85015220 | 1 |  | 23.3 | KG | 2438.69 | 2438.69 | MC05 | MC05 | SIMOTICS S Synchronous motor 1FK7-HD PN=3.1kW; UDC=600V M0=22Nm (100K); NN=2000rpm; Naturally cooled FRAME SIZE IMB 5 (IM V1, IM V3) FLANGE 1, WITH PT1000 TEMPERATURESENSOR POWER CONNECTOR ROTATABLE ABSOLUTE ENCODERR 2048 S/R + 4096 UMDREHUNGEN MULTITURN, WITH ENDAT-SCHNITTSTELLE (ENCODER AM2048S/R) PLAIN SHAFT, TOLERANCE N; WITH HOLDING BRAKE PROTECTION CLASS IP65, | - | 0 | 0
1FK7085-4CC74-1EH2 |  | 1FK7085-4CC74-1EH2 | 1 | UN | 1 | 15 | C | D | N | N | 85015220 | 1 |  | 23.3 | KG | 2438.69 | 2438.69 | MC05 | MC05 | SIMOTICS S Synchronous motor 1FK7-HD PN=3.1kW; UDC=600V M0=22Nm (100K); NN=2000rpm; Naturally cooled FRAME SIZE IMB 5 (IM V1, IM V3) FLANGE 1, WITH PT1000 TEMPERATURESENSOR POWER CONNECTOR ROTATABLE ABSOLUTE ENCODERR 2048 S/R + 4096 UMDREHUNGEN MULTITURN, WITH ENDAT-SCHNITTSTELLE (ENCODER AM2048S/R) PLAIN SHAFT, TOLERANCE N; WITH HOLDING BRAKE PROTECTION CLASS IP65, FLANGE ON DRIVE END IP67; | - | 0 | 0
1FK7085-4CC74-1SA0 |  | 1FK7085-4CC74-1SA0 | 1 | UN | 1 | 15 | C | D | N | N | 85015220 | 1 |  | 23.002 | KG | 1521.33 | 1521.33 | MC05 | MC05 | SIMOTICS S Synchronous motor 1FK7-HD PN=3.1kW; UDC=600V M0=22Nm (100K); NN=2000rpm; Naturally cooled FRAME SIZE IMB 5 (IM V1, IM V3) FLANGE 1, WITH PT1000 TEMPERATURESENSOR POWER CONNECTOR ROTATABLE RESOLVER MULTI-POLE (RESOLVER P=4); SHAFT WITH FITTED KEY, TOLERANCE N; W/O HOLDING BRAKE PROTECTION CLASS IP64; | - | 0 | 0
1FK7085-4CC74-1SA1 |  | 1FK7085-4CC74-1SA1 | 1 | UN | 1 | 15 | C | D | N | N | 85015220 | 1 |  | 23.002 | KG | 1583.67 | 1583.67 | MC05 | MC05 | SIMOTICS S Synchronous motor 1FK7-HD PN=3.1kW; UDC=600V M0=22Nm (100K); NN=2000rpm; Naturally cooled FRAME SIZE IMB 5 (IM V1, IM V3) FLANGE 1, WITH PT1000 TEMPERATURESENSOR POWER CONNECTOR ROTATABLE RESOLVER MULTI-POLE (RESOLVER P=4); SHAFT WITH FITTED KEY, TOLERANCE N; W/O HOLDING BRAKE PROTECTION CLASS IP65, | - | 0 | 0
1FK7085-4CC74-1SA2 |  | 1FK7085-4CC74-1SA2 | 1 | UN | 1 | 15 | C | D | N | N | 85015220 | 1 |  | 23.002 | KG | 1583.67 | 1583.67 | MC05 | MC05 | SIMOTICS S Synchronous motor 1FK7-HD PN=3.1kW; UDC=600V M0=22Nm (100K); NN=2000rpm; Naturally cooled FRAME SIZE IMB 5 (IM V1, IM V3) FLANGE 1, WITH PT1000 TEMPERATURESENSOR POWER CONNECTOR ROTATABLE RESOLVER MULTI-POLE (RESOLVER P=4); SHAFT WITH FITTED KEY, TOLERANCE N; W/O HOLDING BRAKE PROTECTION CLASS IP65, FLANGE ON DRIVE END IP67; | - | 0 | 0
1FK7085-4CC74-1SB0 |  | 1FK7085-4CC74-1SB0 | 1 | UN | 1 | 15 | C | D | N | N | 85015220 | 1 |  | 23.301 | KG | 1795.53 | 1795.53 | MC05 | MC05 | SIMOTICS S Synchronous motor 1FK7-HD PN=3.1kW; UDC=600V M0=22Nm (100K); NN=2000rpm; Naturally cooled FRAME SIZE IMB 5 (IM V1, IM V3) FLANGE 1, WITH PT1000 TEMPERATURESENSOR POWER CONNECTOR ROTATABLE RESOLVER MULTI-POLE (RESOLVER P=4); SHAFT WITH FITTED KEY, TOLERANCE N; WITH HOLDING BRAKE PROTECTION CLASS IP64; | - | 0 | 0
1FK7085-4CC74-1SB1 |  | 1FK7085-4CC74-1SB1 | 1 | UN | 1 | 15 | C | D | N | N | 85015220 | 1 |  | 23.301 | KG | 1857.87 | 1857.87 | MC05 | MC05 | SIMOTICS S Synchronous motor 1FK7-HD PN=3.1kW; UDC=600V M0=22Nm (100K); NN=2000rpm; Naturally cooled FRAME SIZE IMB 5 (IM V1, IM V3) FLANGE 1, WITH PT1000 TEMPERATURESENSOR POWER CONNECTOR ROTATABLE RESOLVER MULTI-POLE (RESOLVER P=4); SHAFT WITH FITTED KEY, TOLERANCE N; WITH HOLDING BRAKE PROTECTION CLASS IP65, | - | 0 | 0
1FK7085-4CC74-1SB2 |  | 1FK7085-4CC74-1SB2 | 1 | UN | 1 | 15 | C | D | N | N | 85015220 | 1 |  | 23.301 | KG | 1857.87 | 1857.87 | MC05 | MC05 | SIMOTICS S Synchronous motor 1FK7-HD PN=3.1kW; UDC=600V M0=22Nm (100K); NN=2000rpm; Naturally cooled FRAME SIZE IMB 5 (IM V1, IM V3) FLANGE 1, WITH PT1000 TEMPERATURESENSOR POWER CONNECTOR ROTATABLE RESOLVER MULTI-POLE (RESOLVER P=4); SHAFT WITH FITTED KEY, TOLERANCE N; WITH HOLDING BRAKE PROTECTION CLASS IP65, FLANGE ON DRIVE END IP67; | - | 0 | 0
1FK7085-4CC74-1SG0 |  | 1FK7085-4CC74-1SG0 | 1 | UN | 1 | 15 | C | D | N | N | 85015220 | 1 |  | 23.002 | KG | 1463.84 | 1463.84 | MC05 | MC05 | SIMOTICS S Synchronous motor 1FK7-HD PN=3.1kW; UDC=600V M0=22Nm (100K); NN=2000rpm; Naturally cooled FRAME SIZE IMB 5 (IM V1, IM V3) FLANGE 1, WITH PT1000 TEMPERATURESENSOR POWER CONNECTOR ROTATABLE RESOLVER MULTI-POLE (RESOLVER P=4); PLAIN SHAFT, TOLERANCE N; W/O HOLDING BRAKE PROTECTION CLASS IP64; | - | 0 | 0
1FK7085-4CC74-1SG1 |  | 1FK7085-4CC74-1SG1 | 1 | UN | 1 | 15 | C | D | N | N | 85015220 | 1 |  | 23.002 | KG | 1526.18 | 1526.18 | MC05 | MC05 | SIMOTICS S Synchronous motor 1FK7-HD PN=3.1kW; UDC=600V M0=22Nm (100K); NN=2000rpm; Naturally cooled FRAME SIZE IMB 5 (IM V1, IM V3) FLANGE 1, WITH PT1000 TEMPERATURESENSOR POWER CONNECTOR ROTATABLE RESOLVER MULTI-POLE (RESOLVER P=4); PLAIN SHAFT, TOLERANCE N; W/O HOLDING BRAKE PROTECTION CLASS IP65, | - | 0 | 0
1FK7085-4CC74-1SG2 |  | 1FK7085-4CC74-1SG2 | 1 | UN | 1 | 15 | C | D | N | N | 85015220 | 1 |  | 23.002 | KG | 1526.18 | 1526.18 | MC05 | MC05 | SIMOTICS S Synchronous motor 1FK7-HD PN=3.1kW; UDC=600V M0=22Nm (100K); NN=2000rpm; Naturally cooled FRAME SIZE IMB 5 (IM V1, IM V3) FLANGE 1, WITH PT1000 TEMPERATURESENSOR POWER CONNECTOR ROTATABLE RESOLVER MULTI-POLE (RESOLVER P=4); PLAIN SHAFT, TOLERANCE N; W/O HOLDING BRAKE PROTECTION CLASS IP65, FLANGE ON DRIVE END IP67; | - | 0 | 0
1FK7085-4CC74-1SH0 |  | 1FK7085-4CC74-1SH0 | 1 | UN | 1 | 15 | C | D | N | N | 85015220 | 1 |  | 23.301 | KG | 1738.03 | 1738.03 | MC05 | MC05 | SIMOTICS S Synchronous motor 1FK7-HD PN=3.1kW; UDC=600V M0=22Nm (100K); NN=2000rpm; Naturally cooled FRAME SIZE IMB 5 (IM V1, IM V3) FLANGE 1, WITH PT1000 TEMPERATURESENSOR POWER CONNECTOR ROTATABLE RESOLVER MULTI-POLE (RESOLVER P=4); PLAIN SHAFT, TOLERANCE N; WITH HOLDING BRAKE PROTECTION CLASS IP64; | - | 0 | 0
1FK7085-4CC74-1SH1 |  | 1FK7085-4CC74-1SH1 | 1 | UN | 1 | 15 | C | D | N | N | 85015220 | 1 |  | 23.301 | KG | 1800.37 | 1800.37 | MC05 | MC05 | SIMOTICS S Synchronous motor 1FK7-HD PN=3.1kW; UDC=600V M0=22Nm (100K); NN=2000rpm; Naturally cooled FRAME SIZE IMB 5 (IM V1, IM V3) FLANGE 1, WITH PT1000 TEMPERATURESENSOR POWER CONNECTOR ROTATABLE RESOLVER MULTI-POLE (RESOLVER P=4); PLAIN SHAFT, TOLERANCE N; WITH HOLDING BRAKE PROTECTION CLASS IP65, | - | 0 | 0
1FK7085-4CC74-1SH2 |  | 1FK7085-4CC74-1SH2 | 1 | UN | 1 | 15 | C | D | N | N | 85015220 | 1 |  | 23.301 | KG | 1800.37 | 1800.37 | MC05 | MC05 | SIMOTICS S Synchronous motor 1FK7-HD PN=3.1kW; UDC=600V M0=22Nm (100K); NN=2000rpm; Naturally cooled FRAME SIZE IMB 5 (IM V1, IM V3) FLANGE 1, WITH PT1000 TEMPERATURESENSOR POWER CONNECTOR ROTATABLE RESOLVER MULTI-POLE (RESOLVER P=4); PLAIN SHAFT, TOLERANCE N; WITH HOLDING BRAKE PROTECTION CLASS IP65, FLANGE ON DRIVE END IP67; | - | 0 | 0
1FK7085-4CC74-1TA0 |  | 1FK7085-4CC74-1TA0 | 1 | UN | 1 | 15 | C | D | N | N | 85015220 | 1 |  | 23.002 | KG | 1521.33 | 1521.33 | MC05 | MC05 | SIMOTICS S Synchronous motor 1FK7-HD PN=3.1kW; UDC=600V M0=22Nm (100K); NN=2000rpm; Naturally cooled FRAME SIZE IMB 5 (IM V1, IM V3) FLANGE 1, WITH PT1000 TEMPERATURESENSOR POWER CONNECTOR ROTATABLE RESOLVER 2-POLE (RESOLVER P=1); SHAFT WITH FITTED KEY, TOLERANCE N; W/O HOLDING BRAKE PROTECTION CLASS IP64; | - | 0 | 0
1FK7085-4CC74-1TA1 |  | 1FK7085-4CC74-1TA1 | 1 | UN | 1 | 15 | C | D | N | N | 85015220 | 1 |  | 23.002 | KG | 1583.67 | 1583.67 | MC05 | MC05 | SIMOTICS S Synchronous motor 1FK7-HD PN=3.1kW; UDC=600V M0=22Nm (100K); NN=2000rpm; Naturally cooled FRAME SIZE IMB 5 (IM V1, IM V3) FLANGE 1, WITH PT1000 TEMPERATURESENSOR POWER CONNECTOR ROTATABLE RESOLVER 2-POLE (RESOLVER P=1); SHAFT WITH FITTED KEY, TOLERANCE N; W/O HOLDING BRAKE PROTECTION CLASS IP65, | - | 0 | 0
1FK7085-4CC74-1TA2 |  | 1FK7085-4CC74-1TA2 | 1 | UN | 1 | 15 | C | D | N | N | 85015220 | 1 |  | 23.002 | KG | 1583.67 | 1583.67 | MC05 | MC05 | SIMOTICS S Synchronous motor 1FK7-HD PN=3.1kW; UDC=600V M0=22Nm (100K); NN=2000rpm; Naturally cooled FRAME SIZE IMB 5 (IM V1, IM V3) FLANGE 1, WITH PT1000 TEMPERATURESENSOR POWER CONNECTOR ROTATABLE RESOLVER 2-POLE (RESOLVER P=1); SHAFT WITH FITTED KEY, TOLERANCE N; W/O HOLDING BRAKE PROTECTION CLASS IP65, FLANGE ON DRIVE END IP67; | - | 0 | 0
1FK7085-4CC74-1TB0 |  | 1FK7085-4CC74-1TB0 | 1 | UN | 1 | 15 | C | D | N | N | 85015220 | 1 |  | 23.301 | KG | 1795.53 | 1795.53 | MC05 | MC05 | SIMOTICS S Synchronous motor 1FK7-HD PN=3.1kW; UDC=600V M0=22Nm (100K); NN=2000rpm; Naturally cooled FRAME SIZE IMB 5 (IM V1, IM V3) FLANGE 1, WITH PT1000 TEMPERATURESENSOR POWER CONNECTOR ROTATABLE RESOLVER 2-POLE (RESOLVER P=1); SHAFT WITH FITTED KEY, TOLERANCE N; WITH HOLDING BRAKE PROTECTION CLASS IP64; | - | 0 | 0
1FK7085-4CC74-1TB1 |  | 1FK7085-4CC74-1TB1 | 1 | UN | 1 | 15 | C | D | N | N | 85015220 | 1 |  | 23.301 | KG | 1857.87 | 1857.87 | MC05 | MC05 | SIMOTICS S Synchronous motor 1FK7-HD PN=3.1kW; UDC=600V M0=22Nm (100K); NN=2000rpm; Naturally cooled FRAME SIZE IMB 5 (IM V1, IM V3) FLANGE 1, WITH PT1000 TEMPERATURESENSOR POWER CONNECTOR ROTATABLE RESOLVER 2-POLE (RESOLVER P=1); SHAFT WITH FITTED KEY, TOLERANCE N; WITH HOLDING BRAKE PROTECTION CLASS IP65, | - | 0 | 0
1FK7085-4CC74-1TB2 |  | 1FK7085-4CC74-1TB2 | 1 | UN | 1 | 15 | C | D | N | N | 85015220 | 1 |  | 23.301 | KG | 1857.87 | 1857.87 | MC05 | MC05 | SIMOTICS S Synchronous motor 1FK7-HD PN=3.1kW; UDC=600V M0=22Nm (100K); NN=2000rpm; Naturally cooled FRAME SIZE IMB 5 (IM V1, IM V3) FLANGE 1, WITH PT1000 TEMPERATURESENSOR POWER CONNECTOR ROTATABLE RESOLVER 2-POLE (RESOLVER P=1); SHAFT WITH FITTED KEY, TOLERANCE N; WITH HOLDING BRAKE PROTECTION CLASS IP65, FLANGE ON DRIVE END IP67; | - | 0 | 0
1FK7085-4CC74-1TG0 |  | 1FK7085-4CC74-1TG0 | 1 | UN | 1 | 15 | C | D | N | N | 85015220 | 1 |  | 23.002 | KG | 1463.84 | 1463.84 | MC05 | MC05 | SIMOTICS S Synchronous motor 1FK7-HD PN=3.1kW; UDC=600V M0=22Nm (100K); NN=2000rpm; Naturally cooled FRAME SIZE IMB 5 (IM V1, IM V3) FLANGE 1, WITH PT1000 TEMPERATURESENSOR POWER CONNECTOR ROTATABLE RESOLVER 2-POLE (RESOLVER P=1); PLAIN SHAFT, TOLERANCE N; W/O HOLDING BRAKE PROTECTION CLASS IP64; | - | 0 | 0
1FK7085-4CC74-1TG1 |  | 1FK7085-4CC74-1TG1 | 1 | UN | 1 | 15 | C | D | N | N | 85015220 | 1 |  | 23.002 | KG | 1526.18 | 1526.18 | MC05 | MC05 | SIMOTICS S Synchronous motor 1FK7-HD PN=3.1kW; UDC=600V M0=22Nm (100K); NN=2000rpm; Naturally cooled FRAME SIZE IMB 5 (IM V1, IM V3) FLANGE 1, WITH PT1000 TEMPERATURESENSOR POWER CONNECTOR ROTATABLE RESOLVER 2-POLE (RESOLVER P=1); PLAIN SHAFT, TOLERANCE N; W/O HOLDING BRAKE PROTECTION CLASS IP65, | - | 0 | 0
1FK7085-4CC74-1TG2 |  | 1FK7085-4CC74-1TG2 | 1 | UN | 1 | 15 | C | D | N | N | 85015220 | 1 |  | 23.002 | KG | 1526.18 | 1526.18 | MC05 | MC05 | SIMOTICS S Synchronous motor 1FK7-HD PN=3.1kW; UDC=600V M0=22Nm (100K); NN=2000rpm; Naturally cooled FRAME SIZE IMB 5 (IM V1, IM V3) FLANGE 1, WITH PT1000 TEMPERATURESENSOR POWER CONNECTOR ROTATABLE RESOLVER 2-POLE (RESOLVER P=1); PLAIN SHAFT, TOLERANCE N; W/O HOLDING BRAKE PROTECTION CLASS IP65, FLANGE ON DRIVE END IP67; | - | 0 | 0
1FK7085-4CC74-1TH0 |  | 1FK7085-4CC74-1TH0 | 1 | UN | 1 | 15 | C | D | N | N | 85015220 | 1 |  | 23.301 | KG | 1738.03 | 1738.03 | MC05 | MC05 | SIMOTICS S Synchronous motor 1FK7-HD PN=3.1kW; UDC=600V M0=22Nm (100K); NN=2000rpm; Naturally cooled FRAME SIZE IMB 5 (IM V1, IM V3) FLANGE 1, WITH PT1000 TEMPERATURESENSOR POWER CONNECTOR ROTATABLE RESOLVER 2-POLE (RESOLVER P=1); PLAIN SHAFT, TOLERANCE N; WITH HOLDING BRAKE PROTECTION CLASS IP64; | - | 0 | 0
1FK7085-4CC74-1TH1 |  | 1FK7085-4CC74-1TH1 | 1 | UN | 1 | 15 | C | D | N | N | 85015220 | 1 |  | 23.301 | KG | 1800.37 | 1800.37 | MC05 | MC05 | SIMOTICS S Synchronous motor 1FK7-HD PN=3.1kW; UDC=600V M0=22Nm (100K); NN=2000rpm; Naturally cooled FRAME SIZE IMB 5 (IM V1, IM V3) FLANGE 1, WITH PT1000 TEMPERATURESENSOR POWER CONNECTOR ROTATABLE RESOLVER 2-POLE (RESOLVER P=1); PLAIN SHAFT, TOLERANCE N; WITH HOLDING BRAKE PROTECTION CLASS IP65, | - | 0 | 0
1FK7085-4CC74-1TH2 |  | 1FK7085-4CC74-1TH2 | 1 | UN | 1 | 15 | C | D | N | N | 85015220 | 1 |  | 23.301 | KG | 1800.37 | 1800.37 | MC05 | MC05 | SIMOTICS S Synchronous motor 1FK7-HD PN=3.1kW; UDC=600V M0=22Nm (100K); NN=2000rpm; Naturally cooled FRAME SIZE IMB 5 (IM V1, IM V3) FLANGE 1, WITH PT1000 TEMPERATURESENSOR POWER CONNECTOR ROTATABLE RESOLVER 2-POLE (RESOLVER P=1); PLAIN SHAFT, TOLERANCE N; WITH HOLDING BRAKE PROTECTION CLASS IP65, FLANGE ON DRIVE END IP67; | - | 0 | 0
1FK7085-4CF74-1AA0 |  | 1FK7085-4CF74-1AA0 | 1 | UN | 1 | 15 | C | D | N | N | 85015220 | 1 |  | 23.001 | KG | 1911.97 | 1911.97 | MC05 | MC05 | SIMOTICS S Synchronous motor 1FK7-HD PN=2kW; UDC=600V M0=22Nm (100K); NN=3000rpm; Naturally cooled FRAME SIZE IMB 5 (IM V1, IM V3) FLANGE 1, WITH PT1000 TEMPERATURESENSOR POWER CONNECTOR ROTATABLE INCREMENTAL ENCODER SIN/COS 1VPP;2048 S/R W. C-AND D-SPUR (ENCODER IC2048S/R) SHAFT WITH FITTED KEY, TOLERANCE N; W/O HOLDING BRAKE PROTECTION CLASS IP64; | - | 0 | 0
1FK7085-4CF74-1AA1 |  | 1FK7085-4CF74-1AA1 | 1 | UN | 1 | 15 | C | D | N | N | 85015220 | 1 |  | 23.001 | KG | 1974.31 | 1974.31 | MC05 | MC05 | SIMOTICS S Synchronous motor 1FK7-HD PN=2kW; UDC=600V M0=22Nm (100K); NN=3000rpm; Naturally cooled FRAME SIZE IMB 5 (IM V1, IM V3) FLANGE 1, WITH PT1000 TEMPERATURESENSOR POWER CONNECTOR ROTATABLE INCREMENTAL ENCODER SIN/COS 1VPP;2048 S/R W. C-AND D-SPUR (ENCODER IC2048S/R) SHAFT WITH FITTED KEY, TOLERANCE N; W/O HOLDING BRAKE PROTECTION CLASS IP65, | - | 0 | 0
1FK7085-4CF74-1AA2 |  | 1FK7085-4CF74-1AA2 | 1 | UN | 1 | 15 | C | D | N | N | 85015220 | 1 |  | 23.001 | KG | 1974.31 | 1974.31 | MC05 | MC05 | SIMOTICS S Synchronous motor 1FK7-HD PN=2kW; UDC=600V M0=22Nm (100K); NN=3000rpm; Naturally cooled FRAME SIZE IMB 5 (IM V1, IM V3) FLANGE 1, WITH PT1000 TEMPERATURESENSOR POWER CONNECTOR ROTATABLE INCREMENTAL ENCODER SIN/COS 1VPP;2048 S/R W. C-AND D-SPUR (ENCODER IC2048S/R) SHAFT WITH FITTED KEY, TOLERANCE N; W/O HOLDING BRAKE PROTECTION CLASS IP65, FLANGE ON DRIVE END IP67; | - | 0 | 0
1FK7085-4CF74-1AB0 |  | 1FK7085-4CF74-1AB0 | 1 | UN | 1 | 15 | C | D | N | N | 85015220 | 1 |  | 23.3 | KG | 2186.17 | 2186.17 | MC05 | MC05 | SIMOTICS S Synchronous motor 1FK7-HD PN=2kW; UDC=600V M0=22Nm (100K); NN=3000rpm; Naturally cooled FRAME SIZE IMB 5 (IM V1, IM V3) FLANGE 1, WITH PT1000 TEMPERATURESENSOR POWER CONNECTOR ROTATABLE INCREMENTAL ENCODER SIN/COS 1VPP;2048 S/R W. C-AND D-SPUR (ENCODER IC2048S/R) SHAFT WITH FITTED KEY, TOLERANCE N; WITH HOLDING BRAKE PROTECTION CLASS IP64; | - | 0 | 0
1FK7085-4CF74-1AB1 |  | 1FK7085-4CF74-1AB1 | 1 | UN | 1 | 15 | C | D | N | N | 85015220 | 1 |  | 23.3 | KG | 2248.51 | 2248.51 | MC05 | MC05 | SIMOTICS S Synchronous motor 1FK7-HD PN=2kW; UDC=600V M0=22Nm (100K); NN=3000rpm; Naturally cooled FRAME SIZE IMB 5 (IM V1, IM V3) FLANGE 1, WITH PT1000 TEMPERATURESENSOR POWER CONNECTOR ROTATABLE INCREMENTAL ENCODER SIN/COS 1VPP;2048 S/R W. C-AND D-SPUR (ENCODER IC2048S/R) SHAFT WITH FITTED KEY, TOLERANCE N; WITH HOLDING BRAKE PROTECTION CLASS IP65, | - | 0 | 0
1FK7085-4CF74-1AB2 |  | 1FK7085-4CF74-1AB2 | 1 | UN | 1 | 15 | C | D | N | N | 85015220 | 1 |  | 23.3 | KG | 2248.51 | 2248.51 | MC05 | MC05 | SIMOTICS S Synchronous motor 1FK7-HD PN=2kW; UDC=600V M0=22Nm (100K); NN=3000rpm; Naturally cooled FRAME SIZE IMB 5 (IM V1, IM V3) FLANGE 1, WITH PT1000 TEMPERATURESENSOR POWER CONNECTOR ROTATABLE INCREMENTAL ENCODER SIN/COS 1VPP;2048 S/R W. C-AND D-SPUR (ENCODER IC2048S/R) SHAFT WITH FITTED KEY, TOLERANCE N; WITH HOLDING BRAKE PROTECTION CLASS IP65, FLANGE ON DRIVE END IP67; | - | 0 | 0
1FK7085-4CF74-1AG0 |  | 1FK7085-4CF74-1AG0 | 1 | UN | 1 | 15 | C | D | N | N | 85015220 | 1 |  | 23.001 | KG | 1854.48 | 1854.48 | MC05 | MC05 | SIMOTICS S Synchronous motor 1FK7-HD PN=2kW; UDC=600V M0=22Nm (100K); NN=3000rpm; Naturally cooled FRAME SIZE IMB 5 (IM V1, IM V3) FLANGE 1, WITH PT1000 TEMPERATURESENSOR POWER CONNECTOR ROTATABLE INCREMENTAL ENCODER SIN/COS 1VPP;2048 S/R W. C-AND D-SPUR (ENCODER IC2048S/R) PLAIN SHAFT, TOLERANCE N; W/O HOLDING BRAKE PROTECTION CLASS IP64; | - | 0 | 0
1FK7085-4CF74-1AG1 |  | 1FK7085-4CF74-1AG1 | 1 | UN | 1 | 15 | C | D | N | N | 85015220 | 1 |  | 23.001 | KG | 1916.82 | 1916.82 | MC05 | MC05 | SIMOTICS S Synchronous motor 1FK7-HD PN=2kW; UDC=600V M0=22Nm (100K); NN=3000rpm; Naturally cooled FRAME SIZE IMB 5 (IM V1, IM V3) FLANGE 1, WITH PT1000 TEMPERATURESENSOR POWER CONNECTOR ROTATABLE INCREMENTAL ENCODER SIN/COS 1VPP;2048 S/R W. C-AND D-SPUR (ENCODER IC2048S/R) PLAIN SHAFT, TOLERANCE N; W/O HOLDING BRAKE PROTECTION CLASS IP65, | - | 0 | 0
1FK7085-4CF74-1AG2 |  | 1FK7085-4CF74-1AG2 | 1 | UN | 1 | 15 | C | D | N | N | 85015220 | 1 |  | 23.001 | KG | 1916.82 | 1916.82 | MC05 | MC05 | SIMOTICS S Synchronous motor 1FK7-HD PN=2kW; UDC=600V M0=22Nm (100K); NN=3000rpm; Naturally cooled FRAME SIZE IMB 5 (IM V1, IM V3) FLANGE 1, WITH PT1000 TEMPERATURESENSOR POWER CONNECTOR ROTATABLE INCREMENTAL ENCODER SIN/COS 1VPP;2048 S/R W. C-AND D-SPUR (ENCODER IC2048S/R) PLAIN SHAFT, TOLERANCE N; W/O HOLDING BRAKE PROTECTION CLASS IP65, FLANGE ON DRIVE END IP67; | - | 0 | 0
1FK7085-4CF74-1AH0 |  | 1FK7085-4CF74-1AH0 | 1 | UN | 1 | 15 | C | D | N | N | 85015220 | 1 |  | 23.3 | KG | 2128.67 | 2128.67 | MC05 | MC05 | SIMOTICS S Synchronous motor 1FK7-HD PN=2kW; UDC=600V M0=22Nm (100K); NN=3000rpm; Naturally cooled FRAME SIZE IMB 5 (IM V1, IM V3) FLANGE 1, WITH PT1000 TEMPERATURESENSOR POWER CONNECTOR ROTATABLE INCREMENTAL ENCODER SIN/COS 1VPP;2048 S/R W. C-AND D-SPUR (ENCODER IC2048S/R) PLAIN SHAFT, TOLERANCE N; WITH HOLDING BRAKE PROTECTION CLASS IP64; | - | 0 | 0
1FK7085-4CF74-1AH1 |  | 1FK7085-4CF74-1AH1 | 1 | UN | 1 | 15 | C | D | N | N | 85015220 | 1 |  | 23.3 | KG | 2191.01 | 2191.01 | MC05 | MC05 | SIMOTICS S Synchronous motor 1FK7-HD PN=2kW; UDC=600V M0=22Nm (100K); NN=3000rpm; Naturally cooled FRAME SIZE IMB 5 (IM V1, IM V3) FLANGE 1, WITH PT1000 TEMPERATURESENSOR POWER CONNECTOR ROTATABLE INCREMENTAL ENCODER SIN/COS 1VPP;2048 S/R W. C-AND D-SPUR (ENCODER IC2048S/R) PLAIN SHAFT, TOLERANCE N; WITH HOLDING BRAKE PROTECTION CLASS IP65, | - | 0 | 0
1FK7085-4CF74-1AH2 |  | 1FK7085-4CF74-1AH2 | 1 | UN | 1 | 15 | C | D | N | N | 85015220 | 1 |  | 23.3 | KG | 2191.01 | 2191.01 | MC05 | MC05 | SIMOTICS S Synchronous motor 1FK7-HD PN=2kW; UDC=600V M0=22Nm (100K); NN=3000rpm; Naturally cooled FRAME SIZE IMB 5 (IM V1, IM V3) FLANGE 1, WITH PT1000 TEMPERATURESENSOR POWER CONNECTOR ROTATABLE INCREMENTAL ENCODER SIN/COS 1VPP;2048 S/R W. C-AND D-SPUR (ENCODER IC2048S/R) PLAIN SHAFT, TOLERANCE N; WITH HOLDING BRAKE PROTECTION CLASS IP65, FLANGE ON DRIVE END IP67; | - | 0 | 0
1FK7085-4CF74-1EA0 |  | 1FK7085-4CF74-1EA0 | 1 | UN | 1 | 15 | C | D | N | N | 85015220 | 1 |  | 23.001 | KG | 2159.65 | 2159.65 | MC05 | MC05 | SIMOTICS S Synchronous motor 1FK7-HD PN=2kW; UDC=600V M0=22Nm (100K); NN=3000rpm; Naturally cooled FRAME SIZE IMB 5 (IM V1, IM V3) FLANGE 1, WITH PT1000 TEMPERATURESENSOR POWER CONNECTOR ROTATABLE ABSOLUTE ENCODERR 2048 S/R + 4096 UMDREHUNGEN MULTITURN, WITH ENDAT-SCHNITTSTELLE (ENCODER AM2048S/R) SHAFT WITH FITTED KEY, TOLERANCE N; W/O HOLDING BRAKE PROTECTION CLASS IP64; | - | 0 | 0
1FK7085-4CF74-1EA1 |  | 1FK7085-4CF74-1EA1 | 1 | UN | 1 | 15 | C | D | N | N | 85015220 | 1 |  | 23.001 | KG | 2221.99 | 2221.99 | MC05 | MC05 | SIMOTICS S Synchronous motor 1FK7-HD PN=2kW; UDC=600V M0=22Nm (100K); NN=3000rpm; Naturally cooled FRAME SIZE IMB 5 (IM V1, IM V3) FLANGE 1, WITH PT1000 TEMPERATURESENSOR POWER CONNECTOR ROTATABLE ABSOLUTE ENCODERR 2048 S/R + 4096 UMDREHUNGEN MULTITURN, WITH ENDAT-SCHNITTSTELLE (ENCODER AM2048S/R) SHAFT WITH FITTED KEY, TOLERANCE N; W/O HOLDING BRAKE PROTECTION CLASS IP65, | - | 0 | 0
1FK7085-4CF74-1EA2 |  | 1FK7085-4CF74-1EA2 | 1 | UN | 1 | 15 | C | D | N | N | 85015220 | 1 |  | 23.001 | KG | 2221.99 | 2221.99 | MC05 | MC05 | SIMOTICS S Synchronous motor 1FK7-HD PN=2kW; UDC=600V M0=22Nm (100K); NN=3000rpm; Naturally cooled FRAME SIZE IMB 5 (IM V1, IM V3) FLANGE 1, WITH PT1000 TEMPERATURESENSOR POWER CONNECTOR ROTATABLE ABSOLUTE ENCODERR 2048 S/R + 4096 UMDREHUNGEN MULTITURN, WITH ENDAT-SCHNITTSTELLE (ENCODER AM2048S/R) SHAFT WITH FITTED KEY, TOLERANCE N; W/O HOLDING BRAKE PROTECTION CLASS IP65, FLANGE ON DRIVE END IP67; | - | 0 | 0
1FK7085-4CF74-1EB0 |  | 1FK7085-4CF74-1EB0 | 1 | UN | 1 | 15 | C | D | N | N | 85015220 | 1 |  | 23.3 | KG | 2433.85 | 2433.85 | MC05 | MC05 | SIMOTICS S Synchronous motor 1FK7-HD PN=2kW; UDC=600V M0=22Nm (100K); NN=3000rpm; Naturally cooled FRAME SIZE IMB 5 (IM V1, IM V3) FLANGE 1, WITH PT1000 TEMPERATURESENSOR POWER CONNECTOR ROTATABLE ABSOLUTE ENCODERR 2048 S/R + 4096 UMDREHUNGEN MULTITURN, WITH ENDAT-SCHNITTSTELLE (ENCODER AM2048S/R) SHAFT WITH FITTED KEY, TOLERANCE N; WITH HOLDING BRAKE PROTECTION CLASS IP64; | - | 0 | 0
1FK7085-4CF74-1EB1 |  | 1FK7085-4CF74-1EB1 | 1 | UN | 1 | 15 | C | D | N | N | 85015220 | 1 |  | 23.3 | KG | 2496.19 | 2496.19 | MC05 | MC05 | SIMOTICS S Synchronous motor 1FK7-HD PN=2kW; UDC=600V M0=22Nm (100K); NN=3000rpm; Naturally cooled FRAME SIZE IMB 5 (IM V1, IM V3) FLANGE 1, WITH PT1000 TEMPERATURESENSOR POWER CONNECTOR ROTATABLE ABSOLUTE ENCODERR 2048 S/R + 4096 UMDREHUNGEN MULTITURN, WITH ENDAT-SCHNITTSTELLE (ENCODER AM2048S/R) SHAFT WITH FITTED KEY, TOLERANCE N; WITH HOLDING BRAKE PROTECTION CLASS IP65, | - | 0 | 0
1FK7085-4CF74-1EB2 |  | 1FK7085-4CF74-1EB2 | 1 | UN | 1 | 15 | C | D | N | N | 85015220 | 1 |  | 23.3 | KG | 2496.19 | 2496.19 | MC05 | MC05 | SIMOTICS S Synchronous motor 1FK7-HD PN=2kW; UDC=600V M0=22Nm (100K); NN=3000rpm; Naturally cooled FRAME SIZE IMB 5 (IM V1, IM V3) FLANGE 1, WITH PT1000 TEMPERATURESENSOR POWER CONNECTOR ROTATABLE ABSOLUTE ENCODERR 2048 S/R + 4096 UMDREHUNGEN MULTITURN, WITH ENDAT-SCHNITTSTELLE (ENCODER AM2048S/R) SHAFT WITH FITTED KEY, TOLERANCE N; WITH HOLDING BRAKE PROTECTION CLASS IP65, FLANGE ON DRIVE END IP67; | - | 0 | 0
1FK7085-4CF74-1EG0 |  | 1FK7085-4CF74-1EG0 | 1 | UN | 1 | 15 | C | D | N | N | 85015220 | 1 |  | 23.001 | KG | 2102.16 | 2102.16 | MC05 | MC05 | SIMOTICS S Synchronous motor 1FK7-HD PN=2kW; UDC=600V M0=22Nm (100K); NN=3000rpm; Naturally cooled FRAME SIZE IMB 5 (IM V1, IM V3) FLANGE 1, WITH PT1000 TEMPERATURESENSOR POWER CONNECTOR ROTATABLE ABSOLUTE ENCODERR 2048 S/R + 4096 UMDREHUNGEN MULTITURN, WITH ENDAT-SCHNITTSTELLE (ENCODER AM2048S/R) PLAIN SHAFT, TOLERANCE N; W/O HOLDING BRAKE PROTECTION CLASS IP64; | - | 0 | 0
1FK7085-4CF74-1EG1 |  | 1FK7085-4CF74-1EG1 | 1 | UN | 1 | 15 | C | D | N | N | 85015220 | 1 |  | 23.001 | KG | 2164.5 | 2164.5 | MC05 | MC05 | SIMOTICS S Synchronous motor 1FK7-HD PN=2kW; UDC=600V M0=22Nm (100K); NN=3000rpm; Naturally cooled FRAME SIZE IMB 5 (IM V1, IM V3) FLANGE 1, WITH PT1000 TEMPERATURESENSOR POWER CONNECTOR ROTATABLE ABSOLUTE ENCODERR 2048 S/R + 4096 UMDREHUNGEN MULTITURN, WITH ENDAT-SCHNITTSTELLE (ENCODER AM2048S/R) PLAIN SHAFT, TOLERANCE N; W/O HOLDING BRAKE PROTECTION CLASS IP65, | - | 0 | 0
1FK7085-4CF74-1EG2 |  | 1FK7085-4CF74-1EG2 | 1 | UN | 1 | 15 | C | D | N | N | 85015220 | 1 |  | 23.001 | KG | 2164.5 | 2164.5 | MC05 | MC05 | SIMOTICS S Synchronous motor 1FK7-HD PN=2kW; UDC=600V M0=22Nm (100K); NN=3000rpm; Naturally cooled FRAME SIZE IMB 5 (IM V1, IM V3) FLANGE 1, WITH PT1000 TEMPERATURESENSOR POWER CONNECTOR ROTATABLE ABSOLUTE ENCODERR 2048 S/R + 4096 UMDREHUNGEN MULTITURN, WITH ENDAT-SCHNITTSTELLE (ENCODER AM2048S/R) PLAIN SHAFT, TOLERANCE N; W/O HOLDING BRAKE PROTECTION CLASS IP65, FLANGE ON DRIVE END IP67; | - | 0 | 0
1FK7085-4CF74-1EH0 |  | 1FK7085-4CF74-1EH0 | 1 | UN | 1 | 15 | C | D | N | N | 85015220 | 1 |  | 23.3 | KG | 2376.35 | 2376.35 | MC05 | MC05 | SIMOTICS S Synchronous motor 1FK7-HD PN=2kW; UDC=600V M0=22Nm (100K); NN=3000rpm; Naturally cooled FRAME SIZE IMB 5 (IM V1, IM V3) FLANGE 1, WITH PT1000 TEMPERATURESENSOR POWER CONNECTOR ROTATABLE ABSOLUTE ENCODERR 2048 S/R + 4096 UMDREHUNGEN MULTITURN, WITH ENDAT-SCHNITTSTELLE (ENCODER AM2048S/R) PLAIN SHAFT, TOLERANCE N; WITH HOLDING BRAKE PROTECTION CLASS IP64; | - | 0 | 0
1FK7085-4CF74-1EH1 |  | 1FK7085-4CF74-1EH1 | 1 | UN | 1 | 15 | C | D | N | N | 85015220 | 1 |  | 23.3 | KG | 2438.69 | 2438.69 | MC05 | MC05 | SIMOTICS S Synchronous motor 1FK7-HD PN=2kW; UDC=600V M0=22Nm (100K); NN=3000rpm; Naturally cooled FRAME SIZE IMB 5 (IM V1, IM V3) FLANGE 1, WITH PT1000 TEMPERATURESENSOR POWER CONNECTOR ROTATABLE ABSOLUTE ENCODERR 2048 S/R + 4096 UMDREHUNGEN MULTITURN, WITH ENDAT-SCHNITTSTELLE (ENCODER AM2048S/R) PLAIN SHAFT, TOLERANCE N; WITH HOLDING BRAKE PROTECTION CLASS IP65, | - | 0 | 0
1FK7085-4CF74-1EH2 |  | 1FK7085-4CF74-1EH2 | 1 | UN | 1 | 15 | C | D | N | N | 85015220 | 1 |  | 23.3 | KG | 2438.69 | 2438.69 | MC05 | MC05 | SIMOTICS S Synchronous motor 1FK7-HD PN=2kW; UDC=600V M0=22Nm (100K); NN=3000rpm; Naturally cooled FRAME SIZE IMB 5 (IM V1, IM V3) FLANGE 1, WITH PT1000 TEMPERATURESENSOR POWER CONNECTOR ROTATABLE ABSOLUTE ENCODERR 2048 S/R + 4096 UMDREHUNGEN MULTITURN, WITH ENDAT-SCHNITTSTELLE (ENCODER AM2048S/R) PLAIN SHAFT, TOLERANCE N; WITH HOLDING BRAKE PROTECTION CLASS IP65, FLANGE ON DRIVE END IP67; | - | 0 | 0
1FK7085-4CF74-1SA0 |  | 1FK7085-4CF74-1SA0 | 1 | UN | 1 | 15 | C | D | N | N | 85015220 | 1 |  | 23.002 | KG | 1521.33 | 1521.33 | MC05 | MC05 | SIMOTICS S Synchronous motor 1FK7-HD PN=2kW; UDC=600V M0=22Nm (100K); NN=3000rpm; Naturally cooled FRAME SIZE IMB 5 (IM V1, IM V3) FLANGE 1, WITH PT1000 TEMPERATURESENSOR POWER CONNECTOR ROTATABLE RESOLVER MULTI-POLE (RESOLVER P=4); SHAFT WITH FITTED KEY, TOLERANCE N; W/O HOLDING BRAKE PROTECTION CLASS IP64; | - | 0 | 0
1FK7085-4CF74-1SA1 |  | 1FK7085-4CF74-1SA1 | 1 | UN | 1 | 15 | C | D | N | N | 85015220 | 1 |  | 23.002 | KG | 1583.67 | 1583.67 | MC05 | MC05 | SIMOTICS S Synchronous motor 1FK7-HD PN=2kW; UDC=600V M0=22Nm (100K); NN=3000rpm; Naturally cooled FRAME SIZE IMB 5 (IM V1, IM V3) FLANGE 1, WITH PT1000 TEMPERATURESENSOR POWER CONNECTOR ROTATABLE RESOLVER MULTI-POLE (RESOLVER P=4); SHAFT WITH FITTED KEY, TOLERANCE N; W/O HOLDING BRAKE PROTECTION CLASS IP65, | - | 0 | 0
1FK7085-4CF74-1SA2 |  | 1FK7085-4CF74-1SA2 | 1 | UN | 1 | 15 | C | D | N | N | 85015220 | 1 |  | 23.002 | KG | 1583.67 | 1583.67 | MC05 | MC05 | SIMOTICS S Synchronous motor 1FK7-HD PN=2kW; UDC=600V M0=22Nm (100K); NN=3000rpm; Naturally cooled FRAME SIZE IMB 5 (IM V1, IM V3) FLANGE 1, WITH PT1000 TEMPERATURESENSOR POWER CONNECTOR ROTATABLE RESOLVER MULTI-POLE (RESOLVER P=4); SHAFT WITH FITTED KEY, TOLERANCE N; W/O HOLDING BRAKE PROTECTION CLASS IP65, FLANGE ON DRIVE END IP67; | - | 0 | 0
1FK7085-4CF74-1SB0 |  | 1FK7085-4CF74-1SB0 | 1 | UN | 1 | 15 | C | D | N | N | 85015220 | 1 |  | 23.301 | KG | 1795.53 | 1795.53 | MC05 | MC05 | SIMOTICS S Synchronous motor 1FK7-HD PN=2kW; UDC=600V M0=22Nm (100K); NN=3000rpm; Naturally cooled FRAME SIZE IMB 5 (IM V1, IM V3) FLANGE 1, WITH PT1000 TEMPERATURESENSOR POWER CONNECTOR ROTATABLE RESOLVER MULTI-POLE (RESOLVER P=4); SHAFT WITH FITTED KEY, TOLERANCE N; WITH HOLDING BRAKE PROTECTION CLASS IP64; | - | 0 | 0
1FK7085-4CF74-1SB1 |  | 1FK7085-4CF74-1SB1 | 1 | UN | 1 | 15 | C | D | N | N | 85015220 | 1 |  | 23.301 | KG | 1857.87 | 1857.87 | MC05 | MC05 | SIMOTICS S Synchronous motor 1FK7-HD PN=2kW; UDC=600V M0=22Nm (100K); NN=3000rpm; Naturally cooled FRAME SIZE IMB 5 (IM V1, IM V3) FLANGE 1, WITH PT1000 TEMPERATURESENSOR POWER CONNECTOR ROTATABLE RESOLVER MULTI-POLE (RESOLVER P=4); SHAFT WITH FITTED KEY, TOLERANCE N; WITH HOLDING BRAKE PROTECTION CLASS IP65, | - | 0 | 0
1FK7085-4CF74-1SB2 |  | 1FK7085-4CF74-1SB2 | 1 | UN | 1 | 15 | C | D | N | N | 85015220 | 1 |  | 23.301 | KG | 1857.87 | 1857.87 | MC05 | MC05 | SIMOTICS S Synchronous motor 1FK7-HD PN=2kW; UDC=600V M0=22Nm (100K); NN=3000rpm; Naturally cooled FRAME SIZE IMB 5 (IM V1, IM V3) FLANGE 1, WITH PT1000 TEMPERATURESENSOR POWER CONNECTOR ROTATABLE RESOLVER MULTI-POLE (RESOLVER P=4); SHAFT WITH FITTED KEY, TOLERANCE N; WITH HOLDING BRAKE PROTECTION CLASS IP65, FLANGE ON DRIVE END IP67; | - | 0 | 0
1FK7085-4CF74-1SG0 |  | 1FK7085-4CF74-1SG0 | 1 | UN | 1 | 15 | C | D | N | N | 85015220 | 1 |  | 23.002 | KG | 1463.84 | 1463.84 | MC05 | MC05 | SIMOTICS S Synchronous motor 1FK7-HD PN=2kW; UDC=600V M0=22Nm (100K); NN=3000rpm; Naturally cooled FRAME SIZE IMB 5 (IM V1, IM V3) FLANGE 1, WITH PT1000 TEMPERATURESENSOR POWER CONNECTOR ROTATABLE RESOLVER MULTI-POLE (RESOLVER P=4); PLAIN SHAFT, TOLERANCE N; W/O HOLDING BRAKE PROTECTION CLASS IP64; | - | 0 | 0
1FK7085-4CF74-1SG1 |  | 1FK7085-4CF74-1SG1 | 1 | UN | 1 | 15 | C | D | N | N | 85015220 | 1 |  | 23.002 | KG | 1526.18 | 1526.18 | MC05 | MC05 | SIMOTICS S Synchronous motor 1FK7-HD PN=2kW; UDC=600V M0=22Nm (100K); NN=3000rpm; Naturally cooled FRAME SIZE IMB 5 (IM V1, IM V3) FLANGE 1, WITH PT1000 TEMPERATURESENSOR POWER CONNECTOR ROTATABLE RESOLVER MULTI-POLE (RESOLVER P=4); PLAIN SHAFT, TOLERANCE N; W/O HOLDING BRAKE PROTECTION CLASS IP65, | - | 0 | 0
1FK7085-4CF74-1SG2 |  | 1FK7085-4CF74-1SG2 | 1 | UN | 1 | 15 | C | D | N | N | 85015220 | 1 |  | 23.002 | KG | 1526.18 | 1526.18 | MC05 | MC05 | SIMOTICS S Synchronous motor 1FK7-HD PN=2kW; UDC=600V M0=22Nm (100K); NN=3000rpm; Naturally cooled FRAME SIZE IMB 5 (IM V1, IM V3) FLANGE 1, WITH PT1000 TEMPERATURESENSOR POWER CONNECTOR ROTATABLE RESOLVER MULTI-POLE (RESOLVER P=4); PLAIN SHAFT, TOLERANCE N; W/O HOLDING BRAKE PROTECTION CLASS IP65, FLANGE ON DRIVE END IP67; | - | 0 | 0
1FK7085-4CF74-1SH0 |  | 1FK7085-4CF74-1SH0 | 1 | UN | 1 | 15 | C | D | N | N | 85015220 | 1 |  | 23.301 | KG | 1738.03 | 1738.03 | MC05 | MC05 | SIMOTICS S Synchronous motor 1FK7-HD PN=2kW; UDC=600V M0=22Nm (100K); NN=3000rpm; Naturally cooled FRAME SIZE IMB 5 (IM V1, IM V3) FLANGE 1, WITH PT1000 TEMPERATURESENSOR POWER CONNECTOR ROTATABLE RESOLVER MULTI-POLE (RESOLVER P=4); PLAIN SHAFT, TOLERANCE N; WITH HOLDING BRAKE PROTECTION CLASS IP64; | - | 0 | 0
1FK7085-4CF74-1SH1 |  | 1FK7085-4CF74-1SH1 | 1 | UN | 1 | 15 | C | D | N | N | 85015220 | 1 |  | 23.301 | KG | 1800.37 | 1800.37 | MC05 | MC05 | SIMOTICS S Synchronous motor 1FK7-HD PN=2kW; UDC=600V M0=22Nm (100K); NN=3000rpm; Naturally cooled FRAME SIZE IMB 5 (IM V1, IM V3) FLANGE 1, WITH PT1000 TEMPERATURESENSOR POWER CONNECTOR ROTATABLE RESOLVER MULTI-POLE (RESOLVER P=4); PLAIN SHAFT, TOLERANCE N; WITH HOLDING BRAKE PROTECTION CLASS IP65, | - | 0 | 0
1FK7085-4CF74-1SH2 |  | 1FK7085-4CF74-1SH2 | 1 | UN | 1 | 15 | C | D | N | N | 85015220 | 1 |  | 23.301 | KG | 1800.37 | 1800.37 | MC05 | MC05 | SIMOTICS S Synchronous motor 1FK7-HD PN=2kW; UDC=600V M0=22Nm (100K); NN=3000rpm; Naturally cooled FRAME SIZE IMB 5 (IM V1, IM V3) FLANGE 1, WITH PT1000 TEMPERATURESENSOR POWER CONNECTOR ROTATABLE RESOLVER MULTI-POLE (RESOLVER P=4); PLAIN SHAFT, TOLERANCE N; WITH HOLDING BRAKE PROTECTION CLASS IP65, FLANGE ON DRIVE END IP67; | - | 0 | 0
1FK7085-4CF74-1TA0 |  | 1FK7085-4CF74-1TA0 | 1 | UN | 1 | 15 | C | D | N | N | 85015220 | 1 |  | 23.002 | KG | 1521.33 | 1521.33 | MC05 | MC05 | SIMOTICS S Synchronous motor 1FK7-HD PN=2kW; UDC=600V M0=22Nm (100K); NN=3000rpm; Naturally cooled FRAME SIZE IMB 5 (IM V1, IM V3) FLANGE 1, WITH PT1000 TEMPERATURESENSOR POWER CONNECTOR ROTATABLE RESOLVER 2-POLE (RESOLVER P=1); SHAFT WITH FITTED KEY, TOLERANCE N; W/O HOLDING BRAKE PROTECTION CLASS IP64; | - | 0 | 0
1FK7085-4CF74-1TA1 |  | 1FK7085-4CF74-1TA1 | 1 | UN | 1 | 15 | C | D | N | N | 85015220 | 1 |  | 23.002 | KG | 1583.67 | 1583.67 | MC05 | MC05 | SIMOTICS S Synchronous motor 1FK7-HD PN=2kW; UDC=600V M0=22Nm (100K); NN=3000rpm; Naturally cooled FRAME SIZE IMB 5 (IM V1, IM V3) FLANGE 1, WITH PT1000 TEMPERATURESENSOR POWER CONNECTOR ROTATABLE RESOLVER 2-POLE (RESOLVER P=1); SHAFT WITH FITTED KEY, TOLERANCE N; W/O HOLDING BRAKE PROTECTION CLASS IP65, | - | 0 | 0
1FK7085-4CF74-1TA2 |  | 1FK7085-4CF74-1TA2 | 1 | UN | 1 | 15 | C | D | N | N | 85015220 | 1 |  | 23.002 | KG | 1583.67 | 1583.67 | MC05 | MC05 | SIMOTICS S Synchronous motor 1FK7-HD PN=2kW; UDC=600V M0=22Nm (100K); NN=3000rpm; Naturally cooled FRAME SIZE IMB 5 (IM V1, IM V3) FLANGE 1, WITH PT1000 TEMPERATURESENSOR POWER CONNECTOR ROTATABLE RESOLVER 2-POLE (RESOLVER P=1); SHAFT WITH FITTED KEY, TOLERANCE N; W/O HOLDING BRAKE PROTECTION CLASS IP65, FLANGE ON DRIVE END IP67; | - | 0 | 0
1FK7085-4CF74-1TB0 |  | 1FK7085-4CF74-1TB0 | 1 | UN | 1 | 15 | C | D | N | N | 85015220 | 1 |  | 23.301 | KG | 1795.53 | 1795.53 | MC05 | MC05 | SIMOTICS S Synchronous motor 1FK7-HD PN=2kW; UDC=600V M0=22Nm (100K); NN=3000rpm; Naturally cooled FRAME SIZE IMB 5 (IM V1, IM V3) FLANGE 1, WITH PT1000 TEMPERATURESENSOR POWER CONNECTOR ROTATABLE RESOLVER 2-POLE (RESOLVER P=1); SHAFT WITH FITTED KEY, TOLERANCE N; WITH HOLDING BRAKE PROTECTION CLASS IP64; | - | 0 | 0
1FK7085-4CF74-1TB1 |  | 1FK7085-4CF74-1TB1 | 1 | UN | 1 | 15 | C | D | N | N | 85015220 | 1 |  | 23.301 | KG | 1857.87 | 1857.87 | MC05 | MC05 | SIMOTICS S Synchronous motor 1FK7-HD PN=2kW; UDC=600V M0=22Nm (100K); NN=3000rpm; Naturally cooled FRAME SIZE IMB 5 (IM V1, IM V3) FLANGE 1, WITH PT1000 TEMPERATURESENSOR POWER CONNECTOR ROTATABLE RESOLVER 2-POLE (RESOLVER P=1); SHAFT WITH FITTED KEY, TOLERANCE N; WITH HOLDING BRAKE PROTECTION CLASS IP65, | - | 0 | 0
1FK7085-4CF74-1TB2 |  | 1FK7085-4CF74-1TB2 | 1 | UN | 1 | 15 | C | D | N | N | 85015220 | 1 |  | 23.301 | KG | 1857.87 | 1857.87 | MC05 | MC05 | SIMOTICS S Synchronous motor 1FK7-HD PN=2kW; UDC=600V M0=22Nm (100K); NN=3000rpm; Naturally cooled FRAME SIZE IMB 5 (IM V1, IM V3) FLANGE 1, WITH PT1000 TEMPERATURESENSOR POWER CONNECTOR ROTATABLE RESOLVER 2-POLE (RESOLVER P=1); SHAFT WITH FITTED KEY, TOLERANCE N; WITH HOLDING BRAKE PROTECTION CLASS IP65, FLANGE ON DRIVE END IP67; | - | 0 | 0
1FK7085-4CF74-1TG0 |  | 1FK7085-4CF74-1TG0 | 1 | UN | 1 | 15 | C | D | N | N | 85015220 | 1 |  | 23.002 | KG | 1463.84 | 1463.84 | MC05 | MC05 | SIMOTICS S Synchronous motor 1FK7-HD PN=2kW; UDC=600V M0=22Nm (100K); NN=3000rpm; Naturally cooled FRAME SIZE IMB 5 (IM V1, IM V3) FLANGE 1, WITH PT1000 TEMPERATURESENSOR POWER CONNECTOR ROTATABLE RESOLVER 2-POLE (RESOLVER P=1); PLAIN SHAFT, TOLERANCE N; W/O HOLDING BRAKE PROTECTION CLASS IP64; | - | 0 | 0
1FK7085-4CF74-1TG1 |  | 1FK7085-4CF74-1TG1 | 1 | UN | 1 | 15 | C | D | N | N | 85015220 | 1 |  | 23.002 | KG | 1526.18 | 1526.18 | MC05 | MC05 | SIMOTICS S Synchronous motor 1FK7-HD PN=2kW; UDC=600V M0=22Nm (100K); NN=3000rpm; Naturally cooled FRAME SIZE IMB 5 (IM V1, IM V3) FLANGE 1, WITH PT1000 TEMPERATURESENSOR POWER CONNECTOR ROTATABLE RESOLVER 2-POLE (RESOLVER P=1); PLAIN SHAFT, TOLERANCE N; W/O HOLDING BRAKE PROTECTION CLASS IP65, | - | 0 | 0
1FK7085-4CF74-1TG2 |  | 1FK7085-4CF74-1TG2 | 1 | UN | 1 | 15 | C | D | N | N | 85015220 | 1 |  | 23.002 | KG | 1526.18 | 1526.18 | MC05 | MC05 | SIMOTICS S Synchronous motor 1FK7-HD PN=2kW; UDC=600V M0=22Nm (100K); NN=3000rpm; Naturally cooled FRAME SIZE IMB 5 (IM V1, IM V3) FLANGE 1, WITH PT1000 TEMPERATURESENSOR POWER CONNECTOR ROTATABLE RESOLVER 2-POLE (RESOLVER P=1); PLAIN SHAFT, TOLERANCE N; W/O HOLDING BRAKE PROTECTION CLASS IP65, FLANGE ON DRIVE END IP67; | - | 0 | 0
1FK7085-4CF74-1TH0 |  | 1FK7085-4CF74-1TH0 | 1 | UN | 1 | 15 | C | D | N | N | 85015220 | 1 |  | 23.301 | KG | 1738.03 | 1738.03 | MC05 | MC05 | SIMOTICS S Synchronous motor 1FK7-HD PN=2kW; UDC=600V M0=22Nm (100K); NN=3000rpm; Naturally cooled FRAME SIZE IMB 5 (IM V1, IM V3) FLANGE 1, WITH PT1000 TEMPERATURESENSOR POWER CONNECTOR ROTATABLE RESOLVER 2-POLE (RESOLVER P=1); PLAIN SHAFT, TOLERANCE N; WITH HOLDING BRAKE PROTECTION CLASS IP64; | - | 0 | 0
1FK7085-4CF74-1TH1 |  | 1FK7085-4CF74-1TH1 | 1 | UN | 1 | 15 | C | D | N | N | 85015220 | 1 |  | 23.301 | KG | 1800.37 | 1800.37 | MC05 | MC05 | SIMOTICS S Synchronous motor 1FK7-HD PN=2kW; UDC=600V M0=22Nm (100K); NN=3000rpm; Naturally cooled FRAME SIZE IMB 5 (IM V1, IM V3) FLANGE 1, WITH PT1000 TEMPERATURESENSOR POWER CONNECTOR ROTATABLE RESOLVER 2-POLE (RESOLVER P=1); PLAIN SHAFT, TOLERANCE N; WITH HOLDING BRAKE PROTECTION CLASS IP65, | - | 0 | 0
1FK7085-4CF74-1TH2 |  | 1FK7085-4CF74-1TH2 | 1 | UN | 1 | 15 | C | D | N | N | 85015220 | 1 |  | 23.301 | KG | 1800.37 | 1800.37 | MC05 | MC05 | SIMOTICS S Synchronous motor 1FK7-HD PN=2kW; UDC=600V M0=22Nm (100K); NN=3000rpm; Naturally cooled FRAME SIZE IMB 5 (IM V1, IM V3) FLANGE 1, WITH PT1000 TEMPERATURESENSOR POWER CONNECTOR ROTATABLE RESOLVER 2-POLE (RESOLVER P=1); PLAIN SHAFT, TOLERANCE N; WITH HOLDING BRAKE PROTECTION CLASS IP65, FLANGE ON DRIVE END IP67; | - | 0 | 0
1FK7085-7AF71-1EH0 |  | 1FK7085-7AF71-1EH0 | 1 | UN | 1 | 60 | X | D | N | N | 85015220 | 1 | 4025515002383 | 26.002 | KG | 2977.97 | 2977.97 | MC05 | MC05 | SIMOTICS S Synchronous servo motor 1FK7 High Dynamic 22Nm 100K, 3000rpm, 3.14kW Naturally cooled IM B5 (V1, V3) power/signal connectors Connector can be rotated by 270Â° ABSOLUTE ENCODER ENDAT 2048 P/REV (ENCODER A-2048); PERFORMANCE REDUCTION BY 10% DUE TO ABSOLUTE ENCODER; PLAIN SHAFT, TOLERANCE N; WITH HOLDING BRAKE DEGREE OF PROTECTION IP64 | - | 0 | 7
1FK7085-7AF71-1TH0 |  | 1FK7085-7AF71-1TH0 | 1 | UN | 1 | 60 | X | D | N | N | 85015220 | 1 | 4025515002390 | 26.002 | KG | 2200.33 | 2200.33 | MC05 | MC05 | SIMOTICS S Synchronous servo motor 1FK7 High Dynamic 22Nm 100K, 3000rpm, 3.14kW Naturally cooled IM B5 (V1, V3) power/signal connectors Connector can be rotated by 270Â° RESOLVER 2-POLE (RESOLVER P=1); PLAIN SHAFT, TOLERANCE N; WITH HOLDING BRAKE DEGREE OF PROTECTION IP64 | - | 0 | 7
1FK7086-4CC71-1RB1-Z | N05 | 1FK7086-4CC71-1RB1-ZN05 | 1 | UN | 1 | 15 | C | D | N | N | 85015220 | 1 |  | 23.301 | KG | 2805.44 | 2805.44 | MC05 | MC05 | SIMOTICS S Synchronous motor 1FK7-HD PN=3.8kW; UDC=600V M0=28Nm (100K); NN=2000rpm; Naturally cooled FRAME SIZE IMB 5 (IM V1, IM V3) FLANGE 1 POWER CONNECTOR ROTATABLE ABSOLUTE ENCODER 20 BIT + 12 BIT MULTITURN WITH DRIVE-CLIQ INTERFACE (ENCODER AM20DQI) SHAFT WITH FITTED KEY, TOLERANCE N; WITH HOLDING BRAKE PROTECTION CLASS IP65, N05: Compatibility of the shaft extension dimensions with 1FT507X (Configuration information to be considered, see notification number 14361688) | - | 0 | 0
1FK7086-4CC74-1AA0 |  | 1FK7086-4CC74-1AA0 | 1 | UN | 1 | 15 | C | D | N | N | 85015220 | 1 |  | 23.001 | KG | 2177.33 | 2177.33 | MC05 | MC05 | SIMOTICS S Synchronous motor 1FK7-HD PN=3.8kW; UDC=600V M0=28Nm (100K); NN=2000rpm; Naturally cooled FRAME SIZE IMB 5 (IM V1, IM V3) FLANGE 1, WITH PT1000 TEMPERATURESENSOR POWER CONNECTOR ROTATABLE INCREMENTAL ENCODER SIN/COS 1VPP;2048 S/R W. C-AND D-SPUR (ENCODER IC2048S/R) SHAFT WITH FITTED KEY, TOLERANCE N; W/O HOLDING BRAKE PROTECTION CLASS IP64; | - | 0 | 0
1FK7086-4CC74-1AA1 |  | 1FK7086-4CC74-1AA1 | 1 | UN | 1 | 15 | C | D | N | N | 85015220 | 1 |  | 23.001 | KG | 2239.67 | 2239.67 | MC05 | MC05 | SIMOTICS S Synchronous motor 1FK7-HD PN=3.8kW; UDC=600V M0=28Nm (100K); NN=2000rpm; Naturally cooled FRAME SIZE IMB 5 (IM V1, IM V3) FLANGE 1, WITH PT1000 TEMPERATURESENSOR POWER CONNECTOR ROTATABLE INCREMENTAL ENCODER SIN/COS 1VPP;2048 S/R W. C-AND D-SPUR (ENCODER IC2048S/R) SHAFT WITH FITTED KEY, TOLERANCE N; W/O HOLDING BRAKE PROTECTION CLASS IP65, | - | 0 | 0
1FK7086-4CC74-1AA2 |  | 1FK7086-4CC74-1AA2 | 1 | UN | 1 | 15 | C | D | N | N | 85015220 | 1 |  | 23.001 | KG | 2239.67 | 2239.67 | MC05 | MC05 | SIMOTICS S Synchronous motor 1FK7-HD PN=3.8kW; UDC=600V M0=28Nm (100K); NN=2000rpm; Naturally cooled FRAME SIZE IMB 5 (IM V1, IM V3) FLANGE 1, WITH PT1000 TEMPERATURESENSOR POWER CONNECTOR ROTATABLE INCREMENTAL ENCODER SIN/COS 1VPP;2048 S/R W. C-AND D-SPUR (ENCODER IC2048S/R) SHAFT WITH FITTED KEY, TOLERANCE N; W/O HOLDING BRAKE PROTECTION CLASS IP65, FLANGE ON DRIVE END IP67; | - | 0 | 0
1FK7086-4CC74-1AB0 |  | 1FK7086-4CC74-1AB0 | 1 | UN | 1 | 15 | C | D | N | N | 85015220 | 1 |  | 23.3 | KG | 2451.53 | 2451.53 | MC05 | MC05 | SIMOTICS S Synchronous motor 1FK7-HD PN=3.8kW; UDC=600V M0=28Nm (100K); NN=2000rpm; Naturally cooled FRAME SIZE IMB 5 (IM V1, IM V3) FLANGE 1, WITH PT1000 TEMPERATURESENSOR POWER CONNECTOR ROTATABLE INCREMENTAL ENCODER SIN/COS 1VPP;2048 S/R W. C-AND D-SPUR (ENCODER IC2048S/R) SHAFT WITH FITTED KEY, TOLERANCE N; WITH HOLDING BRAKE PROTECTION CLASS IP64; | - | 0 | 0
1FK7086-4CC74-1AB1 |  | 1FK7086-4CC74-1AB1 | 1 | UN | 1 | 15 | C | D | N | N | 85015220 | 1 |  | 23.3 | KG | 2513.87 | 2513.87 | MC05 | MC05 | SIMOTICS S Synchronous motor 1FK7-HD PN=3.8kW; UDC=600V M0=28Nm (100K); NN=2000rpm; Naturally cooled FRAME SIZE IMB 5 (IM V1, IM V3) FLANGE 1, WITH PT1000 TEMPERATURESENSOR POWER CONNECTOR ROTATABLE INCREMENTAL ENCODER SIN/COS 1VPP;2048 S/R W. C-AND D-SPUR (ENCODER IC2048S/R) SHAFT WITH FITTED KEY, TOLERANCE N; WITH HOLDING BRAKE PROTECTION CLASS IP65, | - | 0 | 0
1FK7086-4CC74-1AB2 |  | 1FK7086-4CC74-1AB2 | 1 | UN | 1 | 15 | C | D | N | N | 85015220 | 1 |  | 23.3 | KG | 2513.87 | 2513.87 | MC05 | MC05 | SIMOTICS S Synchronous motor 1FK7-HD PN=3.8kW; UDC=600V M0=28Nm (100K); NN=2000rpm; Naturally cooled FRAME SIZE IMB 5 (IM V1, IM V3) FLANGE 1, WITH PT1000 TEMPERATURESENSOR POWER CONNECTOR ROTATABLE INCREMENTAL ENCODER SIN/COS 1VPP;2048 S/R W. C-AND D-SPUR (ENCODER IC2048S/R) SHAFT WITH FITTED KEY, TOLERANCE N; WITH HOLDING BRAKE PROTECTION CLASS IP65, FLANGE ON DRIVE END IP67; | - | 0 | 0
1FK7086-4CC74-1AG0 |  | 1FK7086-4CC74-1AG0 | 1 | UN | 1 | 15 | C | D | N | N | 85015220 | 1 |  | 23.001 | KG | 2119.84 | 2119.84 | MC05 | MC05 | SIMOTICS S Synchronous motor 1FK7-HD PN=3.8kW; UDC=600V M0=28Nm (100K); NN=2000rpm; Naturally cooled FRAME SIZE IMB 5 (IM V1, IM V3) FLANGE 1, WITH PT1000 TEMPERATURESENSOR POWER CONNECTOR ROTATABLE INCREMENTAL ENCODER SIN/COS 1VPP;2048 S/R W. C-AND D-SPUR (ENCODER IC2048S/R) PLAIN SHAFT, TOLERANCE N; W/O HOLDING BRAKE PROTECTION CLASS IP64; | - | 0 | 0
1FK7086-4CC74-1AG1 |  | 1FK7086-4CC74-1AG1 | 1 | UN | 1 | 15 | C | D | N | N | 85015220 | 1 |  | 23.001 | KG | 2182.18 | 2182.18 | MC05 | MC05 | SIMOTICS S Synchronous motor 1FK7-HD PN=3.8kW; UDC=600V M0=28Nm (100K); NN=2000rpm; Naturally cooled FRAME SIZE IMB 5 (IM V1, IM V3) FLANGE 1, WITH PT1000 TEMPERATURESENSOR POWER CONNECTOR ROTATABLE INCREMENTAL ENCODER SIN/COS 1VPP;2048 S/R W. C-AND D-SPUR (ENCODER IC2048S/R) PLAIN SHAFT, TOLERANCE N; W/O HOLDING BRAKE PROTECTION CLASS IP65, | - | 0 | 0
1FK7086-4CC74-1AG2 |  | 1FK7086-4CC74-1AG2 | 1 | UN | 1 | 15 | C | D | N | N | 85015220 | 1 |  | 23.001 | KG | 2182.18 | 2182.18 | MC05 | MC05 | SIMOTICS S Synchronous motor 1FK7-HD PN=3.8kW; UDC=600V M0=28Nm (100K); NN=2000rpm; Naturally cooled FRAME SIZE IMB 5 (IM V1, IM V3) FLANGE 1, WITH PT1000 TEMPERATURESENSOR POWER CONNECTOR ROTATABLE INCREMENTAL ENCODER SIN/COS 1VPP;2048 S/R W. C-AND D-SPUR (ENCODER IC2048S/R) PLAIN SHAFT, TOLERANCE N; W/O HOLDING BRAKE PROTECTION CLASS IP65, FLANGE ON DRIVE END IP67; | - | 0 | 0
1FK7086-4CC74-1AH0 |  | 1FK7086-4CC74-1AH0 | 1 | UN | 1 | 15 | C | D | N | N | 85015220 | 1 |  | 23.3 | KG | 2394.03 | 2394.03 | MC05 | MC05 | SIMOTICS S Synchronous motor 1FK7-HD PN=3.8kW; UDC=600V M0=28Nm (100K); NN=2000rpm; Naturally cooled FRAME SIZE IMB 5 (IM V1, IM V3) FLANGE 1, WITH PT1000 TEMPERATURESENSOR POWER CONNECTOR ROTATABLE INCREMENTAL ENCODER SIN/COS 1VPP;2048 S/R W. C-AND D-SPUR (ENCODER IC2048S/R) PLAIN SHAFT, TOLERANCE N; WITH HOLDING BRAKE PROTECTION CLASS IP64; | - | 0 | 0
1FK7086-4CC74-1AH1 |  | 1FK7086-4CC74-1AH1 | 1 | UN | 1 | 15 | C | D | N | N | 85015220 | 1 |  | 23.3 | KG | 2456.37 | 2456.37 | MC05 | MC05 | SIMOTICS S Synchronous motor 1FK7-HD PN=3.8kW; UDC=600V M0=28Nm (100K); NN=2000rpm; Naturally cooled FRAME SIZE IMB 5 (IM V1, IM V3) FLANGE 1, WITH PT1000 TEMPERATURESENSOR POWER CONNECTOR ROTATABLE INCREMENTAL ENCODER SIN/COS 1VPP;2048 S/R W. C-AND D-SPUR (ENCODER IC2048S/R) PLAIN SHAFT, TOLERANCE N; WITH HOLDING BRAKE PROTECTION CLASS IP65, | - | 0 | 0
1FK7086-4CC74-1AH2 |  | 1FK7086-4CC74-1AH2 | 1 | UN | 1 | 15 | C | D | N | N | 85015220 | 1 |  | 23.3 | KG | 2456.37 | 2456.37 | MC05 | MC05 | SIMOTICS S Synchronous motor 1FK7-HD PN=3.8kW; UDC=600V M0=28Nm (100K); NN=2000rpm; Naturally cooled FRAME SIZE IMB 5 (IM V1, IM V3) FLANGE 1, WITH PT1000 TEMPERATURESENSOR POWER CONNECTOR ROTATABLE INCREMENTAL ENCODER SIN/COS 1VPP;2048 S/R W. C-AND D-SPUR (ENCODER IC2048S/R) PLAIN SHAFT, TOLERANCE N; WITH HOLDING BRAKE PROTECTION CLASS IP65, FLANGE ON DRIVE END IP67; | - | 0 | 0
1FK7086-4CC74-1EA0 |  | 1FK7086-4CC74-1EA0 | 1 | UN | 1 | 15 | C | D | N | N | 85015220 | 1 |  | 23.001 | KG | 2425.01 | 2425.01 | MC05 | MC05 | SIMOTICS S Synchronous motor 1FK7-HD PN=3.8kW; UDC=600V M0=28Nm (100K); NN=2000rpm; Naturally cooled FRAME SIZE IMB 5 (IM V1, IM V3) FLANGE 1, WITH PT1000 TEMPERATURESENSOR POWER CONNECTOR ROTATABLE ABSOLUTE ENCODERR 2048 S/R + 4096 UMDREHUNGEN MULTITURN, WITH ENDAT-SCHNITTSTELLE (ENCODER AM2048S/R) SHAFT WITH FITTED KEY, TOLERANCE N; W/O HOLDING BRAKE PROTECTION CLASS IP64; | - | 0 | 0
1FK7086-4CC74-1EA1 |  | 1FK7086-4CC74-1EA1 | 1 | UN | 1 | 15 | C | D | N | N | 85015220 | 1 |  | 23.001 | KG | 2487.35 | 2487.35 | MC05 | MC05 | SIMOTICS S Synchronous motor 1FK7-HD PN=3.8kW; UDC=600V M0=28Nm (100K); NN=2000rpm; Naturally cooled FRAME SIZE IMB 5 (IM V1, IM V3) FLANGE 1, WITH PT1000 TEMPERATURESENSOR POWER CONNECTOR ROTATABLE ABSOLUTE ENCODERR 2048 S/R + 4096 UMDREHUNGEN MULTITURN, WITH ENDAT-SCHNITTSTELLE (ENCODER AM2048S/R) SHAFT WITH FITTED KEY, TOLERANCE N; W/O HOLDING BRAKE PROTECTION CLASS IP65, | - | 0 | 0
1FK7086-4CC74-1EA2 |  | 1FK7086-4CC74-1EA2 | 1 | UN | 1 | 15 | C | D | N | N | 85015220 | 1 |  | 23.001 | KG | 2487.35 | 2487.35 | MC05 | MC05 | SIMOTICS S Synchronous motor 1FK7-HD PN=3.8kW; UDC=600V M0=28Nm (100K); NN=2000rpm; Naturally cooled FRAME SIZE IMB 5 (IM V1, IM V3) FLANGE 1, WITH PT1000 TEMPERATURESENSOR POWER CONNECTOR ROTATABLE ABSOLUTE ENCODERR 2048 S/R + 4096 UMDREHUNGEN MULTITURN, WITH ENDAT-SCHNITTSTELLE (ENCODER AM2048S/R) SHAFT WITH FITTED KEY, TOLERANCE N; W/O HOLDING BRAKE PROTECTION CLASS IP65, FLANGE ON DRIVE END IP67; | - | 0 | 0
1FK7086-4CC74-1EB0 |  | 1FK7086-4CC74-1EB0 | 1 | UN | 1 | 15 | C | D | N | N | 85015220 | 1 |  | 23.3 | KG | 2699.21 | 2699.21 | MC05 | MC05 | SIMOTICS S Synchronous motor 1FK7-HD PN=3.8kW; UDC=600V M0=28Nm (100K); NN=2000rpm; Naturally cooled FRAME SIZE IMB 5 (IM V1, IM V3) FLANGE 1, WITH PT1000 TEMPERATURESENSOR POWER CONNECTOR ROTATABLE ABSOLUTE ENCODERR 2048 S/R + 4096 UMDREHUNGEN MULTITURN, WITH ENDAT-SCHNITTSTELLE (ENCODER AM2048S/R) SHAFT WITH FITTED KEY, TOLERANCE N; WITH HOLDING BRAKE PROTECTION CLASS IP64; | - | 0 | 0
1FK7086-4CC74-1EB1 |  | 1FK7086-4CC74-1EB1 | 1 | UN | 1 | 15 | C | D | N | N | 85015220 | 1 |  | 23.3 | KG | 2761.55 | 2761.55 | MC05 | MC05 | SIMOTICS S Synchronous motor 1FK7-HD PN=3.8kW; UDC=600V M0=28Nm (100K); NN=2000rpm; Naturally cooled FRAME SIZE IMB 5 (IM V1, IM V3) FLANGE 1, WITH PT1000 TEMPERATURESENSOR POWER CONNECTOR ROTATABLE ABSOLUTE ENCODERR 2048 S/R + 4096 UMDREHUNGEN MULTITURN, WITH ENDAT-SCHNITTSTELLE (ENCODER AM2048S/R) SHAFT WITH FITTED KEY, TOLERANCE N; WITH HOLDING BRAKE PROTECTION CLASS IP65, | - | 0 | 0
1FK7086-4CC74-1EB2 |  | 1FK7086-4CC74-1EB2 | 1 | UN | 1 | 15 | C | D | N | N | 85015220 | 1 |  | 23.3 | KG | 2761.55 | 2761.55 | MC05 | MC05 | SIMOTICS S Synchronous motor 1FK7-HD PN=3.8kW; UDC=600V M0=28Nm (100K); NN=2000rpm; Naturally cooled FRAME SIZE IMB 5 (IM V1, IM V3) FLANGE 1, WITH PT1000 TEMPERATURESENSOR POWER CONNECTOR ROTATABLE ABSOLUTE ENCODERR 2048 S/R + 4096 UMDREHUNGEN MULTITURN, WITH ENDAT-SCHNITTSTELLE (ENCODER AM2048S/R) SHAFT WITH FITTED KEY, TOLERANCE N; WITH HOLDING BRAKE PROTECTION CLASS IP65, FLANGE ON DRIVE END IP67; | - | 0 | 0
1FK7086-4CC74-1EG0 |  | 1FK7086-4CC74-1EG0 | 1 | UN | 1 | 15 | C | D | N | N | 85015220 | 1 |  | 23.001 | KG | 2367.52 | 2367.52 | MC05 | MC05 | SIMOTICS S Synchronous motor 1FK7-HD PN=3.8kW; UDC=600V M0=28Nm (100K); NN=2000rpm; Naturally cooled FRAME SIZE IMB 5 (IM V1, IM V3) FLANGE 1, WITH PT1000 TEMPERATURESENSOR POWER CONNECTOR ROTATABLE ABSOLUTE ENCODERR 2048 S/R + 4096 UMDREHUNGEN MULTITURN, WITH ENDAT-SCHNITTSTELLE (ENCODER AM2048S/R) PLAIN SHAFT, TOLERANCE N; W/O HOLDING BRAKE PROTECTION CLASS IP64; | - | 0 | 0
1FK7086-4CC74-1EG1 |  | 1FK7086-4CC74-1EG1 | 1 | UN | 1 | 15 | C | D | N | N | 85015220 | 1 |  | 23.001 | KG | 2429.86 | 2429.86 | MC05 | MC05 | SIMOTICS S Synchronous motor 1FK7-HD PN=3.8kW; UDC=600V M0=28Nm (100K); NN=2000rpm; Naturally cooled FRAME SIZE IMB 5 (IM V1, IM V3) FLANGE 1, WITH PT1000 TEMPERATURESENSOR POWER CONNECTOR ROTATABLE ABSOLUTE ENCODERR 2048 S/R + 4096 UMDREHUNGEN MULTITURN, WITH ENDAT-SCHNITTSTELLE (ENCODER AM2048S/R) PLAIN SHAFT, TOLERANCE N; W/O HOLDING BRAKE PROTECTION CLASS IP65, | - | 0 | 0
1FK7086-4CC74-1EG2 |  | 1FK7086-4CC74-1EG2 | 1 | UN | 1 | 15 | C | D | N | N | 85015220 | 1 |  | 23.001 | KG | 2429.86 | 2429.86 | MC05 | MC05 | SIMOTICS S Synchronous motor 1FK7-HD PN=3.8kW; UDC=600V M0=28Nm (100K); NN=2000rpm; Naturally cooled FRAME SIZE IMB 5 (IM V1, IM V3) FLANGE 1, WITH PT1000 TEMPERATURESENSOR POWER CONNECTOR ROTATABLE ABSOLUTE ENCODERR 2048 S/R + 4096 UMDREHUNGEN MULTITURN, WITH ENDAT-SCHNITTSTELLE (ENCODER AM2048S/R) PLAIN SHAFT, TOLERANCE N; W/O HOLDING BRAKE PROTECTION CLASS IP65, FLANGE ON DRIVE END IP67; | - | 0 | 0
1FK7086-4CC74-1EH0 |  | 1FK7086-4CC74-1EH0 | 1 | UN | 1 | 15 | C | D | N | N | 85015220 | 1 |  | 23.3 | KG | 2641.71 | 2641.71 | MC05 | MC05 | SIMOTICS S Synchronous motor 1FK7-HD PN=3.8kW; UDC=600V M0=28Nm (100K); NN=2000rpm; Naturally cooled FRAME SIZE IMB 5 (IM V1, IM V3) FLANGE 1, WITH PT1000 TEMPERATURESENSOR POWER CONNECTOR ROTATABLE ABSOLUTE ENCODERR 2048 S/R + 4096 UMDREHUNGEN MULTITURN, WITH ENDAT-SCHNITTSTELLE (ENCODER AM2048S/R) PLAIN SHAFT, TOLERANCE N; WITH HOLDING BRAKE PROTECTION CLASS IP64; | - | 0 | 0
1FK7086-4CC74-1EH1 |  | 1FK7086-4CC74-1EH1 | 1 | UN | 1 | 15 | C | D | N | N | 85015220 | 1 |  | 23.3 | KG | 2704.05 | 2704.05 | MC05 | MC05 | SIMOTICS S Synchronous motor 1FK7-HD PN=3.8kW; UDC=600V M0=28Nm (100K); NN=2000rpm; Naturally cooled FRAME SIZE IMB 5 (IM V1, IM V3) FLANGE 1, WITH PT1000 TEMPERATURESENSOR POWER CONNECTOR ROTATABLE ABSOLUTE ENCODERR 2048 S/R + 4096 UMDREHUNGEN MULTITURN, WITH ENDAT-SCHNITTSTELLE (ENCODER AM2048S/R) PLAIN SHAFT, TOLERANCE N; WITH HOLDING BRAKE PROTECTION CLASS IP65, | - | 0 | 0
1FK7086-4CC74-1EH2 |  | 1FK7086-4CC74-1EH2 | 1 | UN | 1 | 15 | C | D | N | N | 85015220 | 1 |  | 23.3 | KG | 2704.05 | 2704.05 | MC05 | MC05 | SIMOTICS S Synchronous motor 1FK7-HD PN=3.8kW; UDC=600V M0=28Nm (100K); NN=2000rpm; Naturally cooled FRAME SIZE IMB 5 (IM V1, IM V3) FLANGE 1, WITH PT1000 TEMPERATURESENSOR POWER CONNECTOR ROTATABLE ABSOLUTE ENCODERR 2048 S/R + 4096 UMDREHUNGEN MULTITURN, WITH ENDAT-SCHNITTSTELLE (ENCODER AM2048S/R) PLAIN SHAFT, TOLERANCE N; WITH HOLDING BRAKE PROTECTION CLASS IP65, FLANGE ON DRIVE END IP67; | - | 0 | 0
1FK7086-4CC74-1SA0 |  | 1FK7086-4CC74-1SA0 | 1 | UN | 1 | 15 | C | D | N | N | 85015220 | 1 |  | 23.002 | KG | 1786.69 | 1786.69 | MC05 | MC05 | SIMOTICS S Synchronous motor 1FK7-HD PN=3.8kW; UDC=600V M0=28Nm (100K); NN=2000rpm; Naturally cooled FRAME SIZE IMB 5 (IM V1, IM V3) FLANGE 1, WITH PT1000 TEMPERATURESENSOR POWER CONNECTOR ROTATABLE RESOLVER MULTI-POLE (RESOLVER P=4); SHAFT WITH FITTED KEY, TOLERANCE N; W/O HOLDING BRAKE PROTECTION CLASS IP64; | - | 0 | 0
1FK7086-4CC74-1SA1 |  | 1FK7086-4CC74-1SA1 | 1 | UN | 1 | 15 | C | D | N | N | 85015220 | 1 |  | 23.002 | KG | 1849.03 | 1849.03 | MC05 | MC05 | SIMOTICS S Synchronous motor 1FK7-HD PN=3.8kW; UDC=600V M0=28Nm (100K); NN=2000rpm; Naturally cooled FRAME SIZE IMB 5 (IM V1, IM V3) FLANGE 1, WITH PT1000 TEMPERATURESENSOR POWER CONNECTOR ROTATABLE RESOLVER MULTI-POLE (RESOLVER P=4); SHAFT WITH FITTED KEY, TOLERANCE N; W/O HOLDING BRAKE PROTECTION CLASS IP65, | - | 0 | 0
1FK7086-4CC74-1SA2 |  | 1FK7086-4CC74-1SA2 | 1 | UN | 1 | 15 | C | D | N | N | 85015220 | 1 |  | 23.002 | KG | 1849.03 | 1849.03 | MC05 | MC05 | SIMOTICS S Synchronous motor 1FK7-HD PN=3.8kW; UDC=600V M0=28Nm (100K); NN=2000rpm; Naturally cooled FRAME SIZE IMB 5 (IM V1, IM V3) FLANGE 1, WITH PT1000 TEMPERATURESENSOR POWER CONNECTOR ROTATABLE RESOLVER MULTI-POLE (RESOLVER P=4); SHAFT WITH FITTED KEY, TOLERANCE N; W/O HOLDING BRAKE PROTECTION CLASS IP65, FLANGE ON DRIVE END IP67; | - | 0 | 0
1FK7086-4CC74-1SB0 |  | 1FK7086-4CC74-1SB0 | 1 | UN | 1 | 15 | C | D | N | N | 85015220 | 1 |  | 23.301 | KG | 2060.89 | 2060.89 | MC05 | MC05 | SIMOTICS S Synchronous motor 1FK7-HD PN=3.8kW; UDC=600V M0=28Nm (100K); NN=2000rpm; Naturally cooled FRAME SIZE IMB 5 (IM V1, IM V3) FLANGE 1, WITH PT1000 TEMPERATURESENSOR POWER CONNECTOR ROTATABLE RESOLVER MULTI-POLE (RESOLVER P=4); SHAFT WITH FITTED KEY, TOLERANCE N; WITH HOLDING BRAKE PROTECTION CLASS IP64; | - | 0 | 0
1FK7086-4CC74-1SB1 |  | 1FK7086-4CC74-1SB1 | 1 | UN | 1 | 15 | C | D | N | N | 85015220 | 1 |  | 23.301 | KG | 2123.23 | 2123.23 | MC05 | MC05 | SIMOTICS S Synchronous motor 1FK7-HD PN=3.8kW; UDC=600V M0=28Nm (100K); NN=2000rpm; Naturally cooled FRAME SIZE IMB 5 (IM V1, IM V3) FLANGE 1, WITH PT1000 TEMPERATURESENSOR POWER CONNECTOR ROTATABLE RESOLVER MULTI-POLE (RESOLVER P=4); SHAFT WITH FITTED KEY, TOLERANCE N; WITH HOLDING BRAKE PROTECTION CLASS IP65, | - | 0 | 0
1FK7086-4CC74-1SB2 |  | 1FK7086-4CC74-1SB2 | 1 | UN | 1 | 15 | C | D | N | N | 85015220 | 1 |  | 23.301 | KG | 2123.23 | 2123.23 | MC05 | MC05 | SIMOTICS S Synchronous motor 1FK7-HD PN=3.8kW; UDC=600V M0=28Nm (100K); NN=2000rpm; Naturally cooled FRAME SIZE IMB 5 (IM V1, IM V3) FLANGE 1, WITH PT1000 TEMPERATURESENSOR POWER CONNECTOR ROTATABLE RESOLVER MULTI-POLE (RESOLVER P=4); SHAFT WITH FITTED KEY, TOLERANCE N; WITH HOLDING BRAKE PROTECTION CLASS IP65, FLANGE ON DRIVE END IP67; | - | 0 | 0
1FK7086-4CC74-1SG0 |  | 1FK7086-4CC74-1SG0 | 1 | UN | 1 | 15 | C | D | N | N | 85015220 | 1 |  | 23.002 | KG | 1729.2 | 1729.2 | MC05 | MC05 | SIMOTICS S Synchronous motor 1FK7-HD PN=3.8kW; UDC=600V M0=28Nm (100K); NN=2000rpm; Naturally cooled FRAME SIZE IMB 5 (IM V1, IM V3) FLANGE 1, WITH PT1000 TEMPERATURESENSOR POWER CONNECTOR ROTATABLE RESOLVER MULTI-POLE (RESOLVER P=4); PLAIN SHAFT, TOLERANCE N; W/O HOLDING BRAKE PROTECTION CLASS IP64; | - | 0 | 0
1FK7086-4CC74-1SG1 |  | 1FK7086-4CC74-1SG1 | 1 | UN | 1 | 15 | C | D | N | N | 85015220 | 1 |  | 23.002 | KG | 1791.54 | 1791.54 | MC05 | MC05 | SIMOTICS S Synchronous motor 1FK7-HD PN=3.8kW; UDC=600V M0=28Nm (100K); NN=2000rpm; Naturally cooled FRAME SIZE IMB 5 (IM V1, IM V3) FLANGE 1, WITH PT1000 TEMPERATURESENSOR POWER CONNECTOR ROTATABLE RESOLVER MULTI-POLE (RESOLVER P=4); PLAIN SHAFT, TOLERANCE N; W/O HOLDING BRAKE PROTECTION CLASS IP65, | - | 0 | 0
1FK7086-4CC74-1SG2 |  | 1FK7086-4CC74-1SG2 | 1 | UN | 1 | 15 | C | D | N | N | 85015220 | 1 |  | 23.002 | KG | 1791.54 | 1791.54 | MC05 | MC05 | SIMOTICS S Synchronous motor 1FK7-HD PN=3.8kW; UDC=600V M0=28Nm (100K); NN=2000rpm; Naturally cooled FRAME SIZE IMB 5 (IM V1, IM V3) FLANGE 1, WITH PT1000 TEMPERATURESENSOR POWER CONNECTOR ROTATABLE RESOLVER MULTI-POLE (RESOLVER P=4); PLAIN SHAFT, TOLERANCE N; W/O HOLDING BRAKE PROTECTION CLASS IP65, FLANGE ON DRIVE END IP67; | - | 0 | 0
1FK7086-4CC74-1SH0 |  | 1FK7086-4CC74-1SH0 | 1 | UN | 1 | 15 | C | D | N | N | 85015220 | 1 |  | 23.301 | KG | 2003.39 | 2003.39 | MC05 | MC05 | SIMOTICS S Synchronous motor 1FK7-HD PN=3.8kW; UDC=600V M0=28Nm (100K); NN=2000rpm; Naturally cooled FRAME SIZE IMB 5 (IM V1, IM V3) FLANGE 1, WITH PT1000 TEMPERATURESENSOR POWER CONNECTOR ROTATABLE RESOLVER MULTI-POLE (RESOLVER P=4); PLAIN SHAFT, TOLERANCE N; WITH HOLDING BRAKE PROTECTION CLASS IP64; | - | 0 | 0
1FK7086-4CC74-1SH1 |  | 1FK7086-4CC74-1SH1 | 1 | UN | 1 | 15 | C | D | N | N | 85015220 | 1 |  | 23.301 | KG | 2065.73 | 2065.73 | MC05 | MC05 | SIMOTICS S Synchronous motor 1FK7-HD PN=3.8kW; UDC=600V M0=28Nm (100K); NN=2000rpm; Naturally cooled FRAME SIZE IMB 5 (IM V1, IM V3) FLANGE 1, WITH PT1000 TEMPERATURESENSOR POWER CONNECTOR ROTATABLE RESOLVER MULTI-POLE (RESOLVER P=4); PLAIN SHAFT, TOLERANCE N; WITH HOLDING BRAKE PROTECTION CLASS IP65, | - | 0 | 0
1FK7086-4CC74-1SH2 |  | 1FK7086-4CC74-1SH2 | 1 | UN | 1 | 15 | C | D | N | N | 85015220 | 1 |  | 23.301 | KG | 2065.73 | 2065.73 | MC05 | MC05 | SIMOTICS S Synchronous motor 1FK7-HD PN=3.8kW; UDC=600V M0=28Nm (100K); NN=2000rpm; Naturally cooled FRAME SIZE IMB 5 (IM V1, IM V3) FLANGE 1, WITH PT1000 TEMPERATURESENSOR POWER CONNECTOR ROTATABLE RESOLVER MULTI-POLE (RESOLVER P=4); PLAIN SHAFT, TOLERANCE N; WITH HOLDING BRAKE PROTECTION CLASS IP65, FLANGE ON DRIVE END IP67; | - | 0 | 0
1FK7086-4CC74-1TA0 |  | 1FK7086-4CC74-1TA0 | 1 | UN | 1 | 15 | C | D | N | N | 85015220 | 1 |  | 23.002 | KG | 1786.69 | 1786.69 | MC05 | MC05 | SIMOTICS S Synchronous motor 1FK7-HD PN=3.8kW; UDC=600V M0=28Nm (100K); NN=2000rpm; Naturally cooled FRAME SIZE IMB 5 (IM V1, IM V3) FLANGE 1, WITH PT1000 TEMPERATURESENSOR POWER CONNECTOR ROTATABLE RESOLVER 2-POLE (RESOLVER P=1); SHAFT WITH FITTED KEY, TOLERANCE N; W/O HOLDING BRAKE PROTECTION CLASS IP64; | - | 0 | 0
1FK7086-4CC74-1TA1 |  | 1FK7086-4CC74-1TA1 | 1 | UN | 1 | 15 | C | D | N | N | 85015220 | 1 |  | 23.002 | KG | 1849.03 | 1849.03 | MC05 | MC05 | SIMOTICS S Synchronous motor 1FK7-HD PN=3.8kW; UDC=600V M0=28Nm (100K); NN=2000rpm; Naturally cooled FRAME SIZE IMB 5 (IM V1, IM V3) FLANGE 1, WITH PT1000 TEMPERATURESENSOR POWER CONNECTOR ROTATABLE RESOLVER 2-POLE (RESOLVER P=1); SHAFT WITH FITTED KEY, TOLERANCE N; W/O HOLDING BRAKE PROTECTION CLASS IP65, | - | 0 | 0
1FK7086-4CC74-1TA2 |  | 1FK7086-4CC74-1TA2 | 1 | UN | 1 | 15 | C | D | N | N | 85015220 | 1 |  | 23.002 | KG | 1849.03 | 1849.03 | MC05 | MC05 | SIMOTICS S Synchronous motor 1FK7-HD PN=3.8kW; UDC=600V M0=28Nm (100K); NN=2000rpm; Naturally cooled FRAME SIZE IMB 5 (IM V1, IM V3) FLANGE 1, WITH PT1000 TEMPERATURESENSOR POWER CONNECTOR ROTATABLE RESOLVER 2-POLE (RESOLVER P=1); SHAFT WITH FITTED KEY, TOLERANCE N; W/O HOLDING BRAKE PROTECTION CLASS IP65, FLANGE ON DRIVE END IP67; | - | 0 | 0
1FK7086-4CC74-1TB0 |  | 1FK7086-4CC74-1TB0 | 1 | UN | 1 | 15 | C | D | N | N | 85015220 | 1 |  | 23.301 | KG | 2060.89 | 2060.89 | MC05 | MC05 | SIMOTICS S Synchronous motor 1FK7-HD PN=3.8kW; UDC=600V M0=28Nm (100K); NN=2000rpm; Naturally cooled FRAME SIZE IMB 5 (IM V1, IM V3) FLANGE 1, WITH PT1000 TEMPERATURESENSOR POWER CONNECTOR ROTATABLE RESOLVER 2-POLE (RESOLVER P=1); SHAFT WITH FITTED KEY, TOLERANCE N; WITH HOLDING BRAKE PROTECTION CLASS IP64; | - | 0 | 0
1FK7086-4CC74-1TB1 |  | 1FK7086-4CC74-1TB1 | 1 | UN | 1 | 15 | C | D | N | N | 85015220 | 1 |  | 23.301 | KG | 2123.23 | 2123.23 | MC05 | MC05 | SIMOTICS S Synchronous motor 1FK7-HD PN=3.8kW; UDC=600V M0=28Nm (100K); NN=2000rpm; Naturally cooled FRAME SIZE IMB 5 (IM V1, IM V3) FLANGE 1, WITH PT1000 TEMPERATURESENSOR POWER CONNECTOR ROTATABLE RESOLVER 2-POLE (RESOLVER P=1); SHAFT WITH FITTED KEY, TOLERANCE N; WITH HOLDING BRAKE PROTECTION CLASS IP65, | - | 0 | 0
1FK7086-4CC74-1TB2 |  | 1FK7086-4CC74-1TB2 | 1 | UN | 1 | 15 | C | D | N | N | 85015220 | 1 |  | 23.301 | KG | 2123.23 | 2123.23 | MC05 | MC05 | SIMOTICS S Synchronous motor 1FK7-HD PN=3.8kW; UDC=600V M0=28Nm (100K); NN=2000rpm; Naturally cooled FRAME SIZE IMB 5 (IM V1, IM V3) FLANGE 1, WITH PT1000 TEMPERATURESENSOR POWER CONNECTOR ROTATABLE RESOLVER 2-POLE (RESOLVER P=1); SHAFT WITH FITTED KEY, TOLERANCE N; WITH HOLDING BRAKE PROTECTION CLASS IP65, FLANGE ON DRIVE END IP67; | - | 0 | 0
1FK7086-4CC74-1TG0 |  | 1FK7086-4CC74-1TG0 | 1 | UN | 1 | 15 | C | D | N | N | 85015220 | 1 |  | 23.002 | KG | 1729.2 | 1729.2 | MC05 | MC05 | SIMOTICS S Synchronous motor 1FK7-HD PN=3.8kW; UDC=600V M0=28Nm (100K); NN=2000rpm; Naturally cooled FRAME SIZE IMB 5 (IM V1, IM V3) FLANGE 1, WITH PT1000 TEMPERATURESENSOR POWER CONNECTOR ROTATABLE RESOLVER 2-POLE (RESOLVER P=1); PLAIN SHAFT, TOLERANCE N; W/O HOLDING BRAKE PROTECTION CLASS IP64; | - | 0 | 0
1FK7086-4CC74-1TG1 |  | 1FK7086-4CC74-1TG1 | 1 | UN | 1 | 15 | C | D | N | N | 85015220 | 1 |  | 23.002 | KG | 1791.54 | 1791.54 | MC05 | MC05 | SIMOTICS S Synchronous motor 1FK7-HD PN=3.8kW; UDC=600V M0=28Nm (100K); NN=2000rpm; Naturally cooled FRAME SIZE IMB 5 (IM V1, IM V3) FLANGE 1, WITH PT1000 TEMPERATURESENSOR POWER CONNECTOR ROTATABLE RESOLVER 2-POLE (RESOLVER P=1); PLAIN SHAFT, TOLERANCE N; W/O HOLDING BRAKE PROTECTION CLASS IP65, | - | 0 | 0
1FK7086-4CC74-1TG2 |  | 1FK7086-4CC74-1TG2 | 1 | UN | 1 | 15 | C | D | N | N | 85015220 | 1 |  | 23.002 | KG | 1791.54 | 1791.54 | MC05 | MC05 | SIMOTICS S Synchronous motor 1FK7-HD PN=3.8kW; UDC=600V M0=28Nm (100K); NN=2000rpm; Naturally cooled FRAME SIZE IMB 5 (IM V1, IM V3) FLANGE 1, WITH PT1000 TEMPERATURESENSOR POWER CONNECTOR ROTATABLE RESOLVER 2-POLE (RESOLVER P=1); PLAIN SHAFT, TOLERANCE N; W/O HOLDING BRAKE PROTECTION CLASS IP65, FLANGE ON DRIVE END IP67; | - | 0 | 0
1FK7086-4CC74-1TH0 |  | 1FK7086-4CC74-1TH0 | 1 | UN | 1 | 15 | C | D | N | N | 85015220 | 1 |  | 23.301 | KG | 2003.39 | 2003.39 | MC05 | MC05 | SIMOTICS S Synchronous motor 1FK7-HD PN=3.8kW; UDC=600V M0=28Nm (100K); NN=2000rpm; Naturally cooled FRAME SIZE IMB 5 (IM V1, IM V3) FLANGE 1, WITH PT1000 TEMPERATURESENSOR POWER CONNECTOR ROTATABLE RESOLVER 2-POLE (RESOLVER P=1); PLAIN SHAFT, TOLERANCE N; WITH HOLDING BRAKE PROTECTION CLASS IP64; | - | 0 | 0
1FK7086-4CC74-1TH1 |  | 1FK7086-4CC74-1TH1 | 1 | UN | 1 | 15 | C | D | N | N | 85015220 | 1 |  | 23.301 | KG | 2065.73 | 2065.73 | MC05 | MC05 | SIMOTICS S Synchronous motor 1FK7-HD PN=3.8kW; UDC=600V M0=28Nm (100K); NN=2000rpm; Naturally cooled FRAME SIZE IMB 5 (IM V1, IM V3) FLANGE 1, WITH PT1000 TEMPERATURESENSOR POWER CONNECTOR ROTATABLE RESOLVER 2-POLE (RESOLVER P=1); PLAIN SHAFT, TOLERANCE N; WITH HOLDING BRAKE PROTECTION CLASS IP65, | - | 0 | 0
1FK7086-4CC74-1TH2 |  | 1FK7086-4CC74-1TH2 | 1 | UN | 1 | 15 | C | D | N | N | 85015220 | 1 |  | 23.301 | KG | 2065.73 | 2065.73 | MC05 | MC05 | SIMOTICS S Synchronous motor 1FK7-HD PN=3.8kW; UDC=600V M0=28Nm (100K); NN=2000rpm; Naturally cooled FRAME SIZE IMB 5 (IM V1, IM V3) FLANGE 1, WITH PT1000 TEMPERATURESENSOR POWER CONNECTOR ROTATABLE RESOLVER 2-POLE (RESOLVER P=1); PLAIN SHAFT, TOLERANCE N; WITH HOLDING BRAKE PROTECTION CLASS IP65, FLANGE ON DRIVE END IP67; | - | 0 | 0
1FK7086-4CF71-1CB1-Z | X01 | 1FK7086-4CF71-1CB1-ZX01 | 1 | UN | 1 | 15 | C | D | N | N | 85015220 | 1 |  | 23.301 | KG | 2983.07 | 2983.07 | MC05 | MC05 | SIMOTICS S Synchronous motor 1FK7-HD PN=2kW; UDC=600V M0=28Nm (100K); NN=3000rpm; Naturally cooled FRAME SIZE IMB 5 (IM V1, IM V3) FLANGE 1 POWER CONNECTOR ROTATABLE ABSOLUTE ENCODER 24 BIT + 12 BIT MULTITURN WITH DRIVE-CLIQ INTERFACE (ENCODER AM24DQI) SHAFT WITH FITTED KEY, TOLERANCE N; WITH HOLDING BRAKE PROTECTION CLASS IP65, X01: PAINT FINISH DULL BLACK RAL9005 | - | 0 | 0
1FK7086-4CF71-1CH1-Z | N24 | 1FK7086-4CF71-1CH1-ZN24 | 1 | UN | 1 | 15 | C | D | N | N | 85015220 | 1 |  | 23.3 | KG | 3182.07 | 3182.07 | MC05 | MC05 | SIMOTICS S Synchronous motor 1FK7-HD PN=2kW; UDC=600V M0=28Nm (100K); NN=3000rpm; Naturally cooled FRAME SIZE IMB 5 (IM V1, IM V3) FLANGE 1 POWER CONNECTOR ROTATABLE ABSOLUTE ENCODER 24 BIT + 12 BIT MULTITURN WITH DRIVE-CLIQ INTERFACE (ENCODER AM24DQI) PLAIN SHAFT, TOLERANCE N; WITH HOLDING BRAKE PROTECTION CLASS IP65, N24: Reinforced brake 48 Nm | - | 0 | 0
1FK7086-4CF74-1AA0 |  | 1FK7086-4CF74-1AA0 | 1 | UN | 1 | 15 | C | D | N | N | 85015220 | 1 |  | 23.001 | KG | 2177.33 | 2177.33 | MC05 | MC05 | SIMOTICS S Synchronous motor 1FK7-HD PN=2kW; UDC=600V M0=28Nm (100K); NN=3000rpm; Naturally cooled FRAME SIZE IMB 5 (IM V1, IM V3) FLANGE 1, WITH PT1000 TEMPERATURESENSOR POWER CONNECTOR ROTATABLE INCREMENTAL ENCODER SIN/COS 1VPP;2048 S/R W. C-AND D-SPUR (ENCODER IC2048S/R) SHAFT WITH FITTED KEY, TOLERANCE N; W/O HOLDING BRAKE PROTECTION CLASS IP64; | - | 0 | 0
1FK7086-4CF74-1AA1 |  | 1FK7086-4CF74-1AA1 | 1 | UN | 1 | 15 | C | D | N | N | 85015220 | 1 |  | 23.001 | KG | 2239.67 | 2239.67 | MC05 | MC05 | SIMOTICS S Synchronous motor 1FK7-HD PN=2kW; UDC=600V M0=28Nm (100K); NN=3000rpm; Naturally cooled FRAME SIZE IMB 5 (IM V1, IM V3) FLANGE 1, WITH PT1000 TEMPERATURESENSOR POWER CONNECTOR ROTATABLE INCREMENTAL ENCODER SIN/COS 1VPP;2048 S/R W. C-AND D-SPUR (ENCODER IC2048S/R) SHAFT WITH FITTED KEY, TOLERANCE N; W/O HOLDING BRAKE PROTECTION CLASS IP65, | - | 0 | 0
1FK7086-4CF74-1AA2 |  | 1FK7086-4CF74-1AA2 | 1 | UN | 1 | 15 | C | D | N | N | 85015220 | 1 |  | 23.001 | KG | 2239.67 | 2239.67 | MC05 | MC05 | SIMOTICS S Synchronous motor 1FK7-HD PN=2kW; UDC=600V M0=28Nm (100K); NN=3000rpm; Naturally cooled FRAME SIZE IMB 5 (IM V1, IM V3) FLANGE 1, WITH PT1000 TEMPERATURESENSOR POWER CONNECTOR ROTATABLE INCREMENTAL ENCODER SIN/COS 1VPP;2048 S/R W. C-AND D-SPUR (ENCODER IC2048S/R) SHAFT WITH FITTED KEY, TOLERANCE N; W/O HOLDING BRAKE PROTECTION CLASS IP65, FLANGE ON DRIVE END IP67; | - | 0 | 0
1FK7086-4CF74-1AB0 |  | 1FK7086-4CF74-1AB0 | 1 | UN | 1 | 15 | C | D | N | N | 85015220 | 1 |  | 23.3 | KG | 2451.53 | 2451.53 | MC05 | MC05 | SIMOTICS S Synchronous motor 1FK7-HD PN=2kW; UDC=600V M0=28Nm (100K); NN=3000rpm; Naturally cooled FRAME SIZE IMB 5 (IM V1, IM V3) FLANGE 1, WITH PT1000 TEMPERATURESENSOR POWER CONNECTOR ROTATABLE INCREMENTAL ENCODER SIN/COS 1VPP;2048 S/R W. C-AND D-SPUR (ENCODER IC2048S/R) SHAFT WITH FITTED KEY, TOLERANCE N; WITH HOLDING BRAKE PROTECTION CLASS IP64; | - | 0 | 0
1FK7086-4CF74-1AB1 |  | 1FK7086-4CF74-1AB1 | 1 | UN | 1 | 15 | C | D | N | N | 85015220 | 1 |  | 23.3 | KG | 2513.87 | 2513.87 | MC05 | MC05 | SIMOTICS S Synchronous motor 1FK7-HD PN=2kW; UDC=600V M0=28Nm (100K); NN=3000rpm; Naturally cooled FRAME SIZE IMB 5 (IM V1, IM V3) FLANGE 1, WITH PT1000 TEMPERATURESENSOR POWER CONNECTOR ROTATABLE INCREMENTAL ENCODER SIN/COS 1VPP;2048 S/R W. C-AND D-SPUR (ENCODER IC2048S/R) SHAFT WITH FITTED KEY, TOLERANCE N; WITH HOLDING BRAKE PROTECTION CLASS IP65, | - | 0 | 0
1FK7086-4CF74-1AB2 |  | 1FK7086-4CF74-1AB2 | 1 | UN | 1 | 15 | C | D | N | N | 85015220 | 1 |  | 23.3 | KG | 2513.87 | 2513.87 | MC05 | MC05 | SIMOTICS S Synchronous motor 1FK7-HD PN=2kW; UDC=600V M0=28Nm (100K); NN=3000rpm; Naturally cooled FRAME SIZE IMB 5 (IM V1, IM V3) FLANGE 1, WITH PT1000 TEMPERATURESENSOR POWER CONNECTOR ROTATABLE INCREMENTAL ENCODER SIN/COS 1VPP;2048 S/R W. C-AND D-SPUR (ENCODER IC2048S/R) SHAFT WITH FITTED KEY, TOLERANCE N; WITH HOLDING BRAKE PROTECTION CLASS IP65, FLANGE ON DRIVE END IP67; | - | 0 | 0
1FK7086-4CF74-1AG0 |  | 1FK7086-4CF74-1AG0 | 1 | UN | 1 | 15 | C | D | N | N | 85015220 | 1 |  | 23.001 | KG | 2119.84 | 2119.84 | MC05 | MC05 | SIMOTICS S Synchronous motor 1FK7-HD PN=2kW; UDC=600V M0=28Nm (100K); NN=3000rpm; Naturally cooled FRAME SIZE IMB 5 (IM V1, IM V3) FLANGE 1, WITH PT1000 TEMPERATURESENSOR POWER CONNECTOR ROTATABLE INCREMENTAL ENCODER SIN/COS 1VPP;2048 S/R W. C-AND D-SPUR (ENCODER IC2048S/R) PLAIN SHAFT, TOLERANCE N; W/O HOLDING BRAKE PROTECTION CLASS IP64; | - | 0 | 0
1FK7086-4CF74-1AG1 |  | 1FK7086-4CF74-1AG1 | 1 | UN | 1 | 15 | C | D | N | N | 85015220 | 1 |  | 23.001 | KG | 2182.18 | 2182.18 | MC05 | MC05 | SIMOTICS S Synchronous motor 1FK7-HD PN=2kW; UDC=600V M0=28Nm (100K); NN=3000rpm; Naturally cooled FRAME SIZE IMB 5 (IM V1, IM V3) FLANGE 1, WITH PT1000 TEMPERATURESENSOR POWER CONNECTOR ROTATABLE INCREMENTAL ENCODER SIN/COS 1VPP;2048 S/R W. C-AND D-SPUR (ENCODER IC2048S/R) PLAIN SHAFT, TOLERANCE N; W/O HOLDING BRAKE PROTECTION CLASS IP65, | - | 0 | 0
1FK7086-4CF74-1AG2 |  | 1FK7086-4CF74-1AG2 | 1 | UN | 1 | 15 | C | D | N | N | 85015220 | 1 |  | 23.001 | KG | 2182.18 | 2182.18 | MC05 | MC05 | SIMOTICS S Synchronous motor 1FK7-HD PN=2kW; UDC=600V M0=28Nm (100K); NN=3000rpm; Naturally cooled FRAME SIZE IMB 5 (IM V1, IM V3) FLANGE 1, WITH PT1000 TEMPERATURESENSOR POWER CONNECTOR ROTATABLE INCREMENTAL ENCODER SIN/COS 1VPP;2048 S/R W. C-AND D-SPUR (ENCODER IC2048S/R) PLAIN SHAFT, TOLERANCE N; W/O HOLDING BRAKE PROTECTION CLASS IP65, FLANGE ON DRIVE END IP67; | - | 0 | 0
1FK7086-4CF74-1AH0 |  | 1FK7086-4CF74-1AH0 | 1 | UN | 1 | 15 | C | D | N | N | 85015220 | 1 |  | 23.3 | KG | 2394.03 | 2394.03 | MC05 | MC05 | SIMOTICS S Synchronous motor 1FK7-HD PN=2kW; UDC=600V M0=28Nm (100K); NN=3000rpm; Naturally cooled FRAME SIZE IMB 5 (IM V1, IM V3) FLANGE 1, WITH PT1000 TEMPERATURESENSOR POWER CONNECTOR ROTATABLE INCREMENTAL ENCODER SIN/COS 1VPP;2048 S/R W. C-AND D-SPUR (ENCODER IC2048S/R) PLAIN SHAFT, TOLERANCE N; WITH HOLDING BRAKE PROTECTION CLASS IP64; | - | 0 | 0
1FK7086-4CF74-1AH1 |  | 1FK7086-4CF74-1AH1 | 1 | UN | 1 | 15 | C | D | N | N | 85015220 | 1 |  | 23.3 | KG | 2456.37 | 2456.37 | MC05 | MC05 | SIMOTICS S Synchronous motor 1FK7-HD PN=2kW; UDC=600V M0=28Nm (100K); NN=3000rpm; Naturally cooled FRAME SIZE IMB 5 (IM V1, IM V3) FLANGE 1, WITH PT1000 TEMPERATURESENSOR POWER CONNECTOR ROTATABLE INCREMENTAL ENCODER SIN/COS 1VPP;2048 S/R W. C-AND D-SPUR (ENCODER IC2048S/R) PLAIN SHAFT, TOLERANCE N; WITH HOLDING BRAKE PROTECTION CLASS IP65, | - | 0 | 0
1FK7086-4CF74-1AH2 |  | 1FK7086-4CF74-1AH2 | 1 | UN | 1 | 15 | C | D | N | N | 85015220 | 1 |  | 23.3 | KG | 2456.37 | 2456.37 | MC05 | MC05 | SIMOTICS S Synchronous motor 1FK7-HD PN=2kW; UDC=600V M0=28Nm (100K); NN=3000rpm; Naturally cooled FRAME SIZE IMB 5 (IM V1, IM V3) FLANGE 1, WITH PT1000 TEMPERATURESENSOR POWER CONNECTOR ROTATABLE INCREMENTAL ENCODER SIN/COS 1VPP;2048 S/R W. C-AND D-SPUR (ENCODER IC2048S/R) PLAIN SHAFT, TOLERANCE N; WITH HOLDING BRAKE PROTECTION CLASS IP65, FLANGE ON DRIVE END IP67; | - | 0 | 0
1FK7086-4CF74-1EA0 |  | 1FK7086-4CF74-1EA0 | 1 | UN | 1 | 15 | C | D | N | N | 85015220 | 1 |  | 23.001 | KG | 2425.01 | 2425.01 | MC05 | MC05 | SIMOTICS S Synchronous motor 1FK7-HD PN=2kW; UDC=600V M0=28Nm (100K); NN=3000rpm; Naturally cooled FRAME SIZE IMB 5 (IM V1, IM V3) FLANGE 1, WITH PT1000 TEMPERATURESENSOR POWER CONNECTOR ROTATABLE ABSOLUTE ENCODERR 2048 S/R + 4096 UMDREHUNGEN MULTITURN, WITH ENDAT-SCHNITTSTELLE (ENCODER AM2048S/R) SHAFT WITH FITTED KEY, TOLERANCE N; W/O HOLDING BRAKE PROTECTION CLASS IP64; | - | 0 | 0
1FK7086-4CF74-1EA1 |  | 1FK7086-4CF74-1EA1 | 1 | UN | 1 | 15 | C | D | N | N | 85015220 | 1 |  | 23.001 | KG | 2487.35 | 2487.35 | MC05 | MC05 | SIMOTICS S Synchronous motor 1FK7-HD PN=2kW; UDC=600V M0=28Nm (100K); NN=3000rpm; Naturally cooled FRAME SIZE IMB 5 (IM V1, IM V3) FLANGE 1, WITH PT1000 TEMPERATURESENSOR POWER CONNECTOR ROTATABLE ABSOLUTE ENCODERR 2048 S/R + 4096 UMDREHUNGEN MULTITURN, WITH ENDAT-SCHNITTSTELLE (ENCODER AM2048S/R) SHAFT WITH FITTED KEY, TOLERANCE N; W/O HOLDING BRAKE PROTECTION CLASS IP65, | - | 0 | 0
1FK7086-4CF74-1EA2 |  | 1FK7086-4CF74-1EA2 | 1 | UN | 1 | 15 | C | D | N | N | 85015220 | 1 |  | 23.001 | KG | 2487.35 | 2487.35 | MC05 | MC05 | SIMOTICS S Synchronous motor 1FK7-HD PN=2kW; UDC=600V M0=28Nm (100K); NN=3000rpm; Naturally cooled FRAME SIZE IMB 5 (IM V1, IM V3) FLANGE 1, WITH PT1000 TEMPERATURESENSOR POWER CONNECTOR ROTATABLE ABSOLUTE ENCODERR 2048 S/R + 4096 UMDREHUNGEN MULTITURN, WITH ENDAT-SCHNITTSTELLE (ENCODER AM2048S/R) SHAFT WITH FITTED KEY, TOLERANCE N; W/O HOLDING BRAKE PROTECTION CLASS IP65, FLANGE ON DRIVE END IP67; | - | 0 | 0
1FK7086-4CF74-1EB0 |  | 1FK7086-4CF74-1EB0 | 1 | UN | 1 | 15 | C | D | N | N | 85015220 | 1 |  | 23.3 | KG | 2699.21 | 2699.21 | MC05 | MC05 | SIMOTICS S Synchronous motor 1FK7-HD PN=2kW; UDC=600V M0=28Nm (100K); NN=3000rpm; Naturally cooled FRAME SIZE IMB 5 (IM V1, IM V3) FLANGE 1, WITH PT1000 TEMPERATURESENSOR POWER CONNECTOR ROTATABLE ABSOLUTE ENCODERR 2048 S/R + 4096 UMDREHUNGEN MULTITURN, WITH ENDAT-SCHNITTSTELLE (ENCODER AM2048S/R) SHAFT WITH FITTED KEY, TOLERANCE N; WITH HOLDING BRAKE PROTECTION CLASS IP64; | - | 0 | 0
1FK7086-4CF74-1EB1 |  | 1FK7086-4CF74-1EB1 | 1 | UN | 1 | 15 | C | D | N | N | 85015220 | 1 |  | 23.3 | KG | 2761.55 | 2761.55 | MC05 | MC05 | SIMOTICS S Synchronous motor 1FK7-HD PN=2kW; UDC=600V M0=28Nm (100K); NN=3000rpm; Naturally cooled FRAME SIZE IMB 5 (IM V1, IM V3) FLANGE 1, WITH PT1000 TEMPERATURESENSOR POWER CONNECTOR ROTATABLE ABSOLUTE ENCODERR 2048 S/R + 4096 UMDREHUNGEN MULTITURN, WITH ENDAT-SCHNITTSTELLE (ENCODER AM2048S/R) SHAFT WITH FITTED KEY, TOLERANCE N; WITH HOLDING BRAKE PROTECTION CLASS IP65, | - | 0 | 0
1FK7086-4CF74-1EB2 |  | 1FK7086-4CF74-1EB2 | 1 | UN | 1 | 15 | C | D | N | N | 85015220 | 1 |  | 23.3 | KG | 2761.55 | 2761.55 | MC05 | MC05 | SIMOTICS S Synchronous motor 1FK7-HD PN=2kW; UDC=600V M0=28Nm (100K); NN=3000rpm; Naturally cooled FRAME SIZE IMB 5 (IM V1, IM V3) FLANGE 1, WITH PT1000 TEMPERATURESENSOR POWER CONNECTOR ROTATABLE ABSOLUTE ENCODERR 2048 S/R + 4096 UMDREHUNGEN MULTITURN, WITH ENDAT-SCHNITTSTELLE (ENCODER AM2048S/R) SHAFT WITH FITTED KEY, TOLERANCE N; WITH HOLDING BRAKE PROTECTION CLASS IP65, FLANGE ON DRIVE END IP67; | - | 0 | 0
1FK7086-4CF74-1EG0 |  | 1FK7086-4CF74-1EG0 | 1 | UN | 1 | 15 | C | D | N | N | 85015220 | 1 |  | 23.001 | KG | 2367.52 | 2367.52 | MC05 | MC05 | SIMOTICS S Synchronous motor 1FK7-HD PN=2kW; UDC=600V M0=28Nm (100K); NN=3000rpm; Naturally cooled FRAME SIZE IMB 5 (IM V1, IM V3) FLANGE 1, WITH PT1000 TEMPERATURESENSOR POWER CONNECTOR ROTATABLE ABSOLUTE ENCODERR 2048 S/R + 4096 UMDREHUNGEN MULTITURN, WITH ENDAT-SCHNITTSTELLE (ENCODER AM2048S/R) PLAIN SHAFT, TOLERANCE N; W/O HOLDING BRAKE PROTECTION CLASS IP64; | - | 0 | 0
1FK7086-4CF74-1EG1 |  | 1FK7086-4CF74-1EG1 | 1 | UN | 1 | 15 | C | D | N | N | 85015220 | 1 |  | 23.001 | KG | 2429.86 | 2429.86 | MC05 | MC05 | SIMOTICS S Synchronous motor 1FK7-HD PN=2kW; UDC=600V M0=28Nm (100K); NN=3000rpm; Naturally cooled FRAME SIZE IMB 5 (IM V1, IM V3) FLANGE 1, WITH PT1000 TEMPERATURESENSOR POWER CONNECTOR ROTATABLE ABSOLUTE ENCODERR 2048 S/R + 4096 UMDREHUNGEN MULTITURN, WITH ENDAT-SCHNITTSTELLE (ENCODER AM2048S/R) PLAIN SHAFT, TOLERANCE N; W/O HOLDING BRAKE PROTECTION CLASS IP65, | - | 0 | 0
1FK7086-4CF74-1EG2 |  | 1FK7086-4CF74-1EG2 | 1 | UN | 1 | 15 | C | D | N | N | 85015220 | 1 |  | 23.001 | KG | 2429.86 | 2429.86 | MC05 | MC05 | SIMOTICS S Synchronous motor 1FK7-HD PN=2kW; UDC=600V M0=28Nm (100K); NN=3000rpm; Naturally cooled FRAME SIZE IMB 5 (IM V1, IM V3) FLANGE 1, WITH PT1000 TEMPERATURESENSOR POWER CONNECTOR ROTATABLE ABSOLUTE ENCODERR 2048 S/R + 4096 UMDREHUNGEN MULTITURN, WITH ENDAT-SCHNITTSTELLE (ENCODER AM2048S/R) PLAIN SHAFT, TOLERANCE N; W/O HOLDING BRAKE PROTECTION CLASS IP65, FLANGE ON DRIVE END IP67; | - | 0 | 0
1FK7086-4CF74-1EH0 |  | 1FK7086-4CF74-1EH0 | 1 | UN | 1 | 15 | C | D | N | N | 85015220 | 1 |  | 23.3 | KG | 2641.71 | 2641.71 | MC05 | MC05 | SIMOTICS S Synchronous motor 1FK7-HD PN=2kW; UDC=600V M0=28Nm (100K); NN=3000rpm; Naturally cooled FRAME SIZE IMB 5 (IM V1, IM V3) FLANGE 1, WITH PT1000 TEMPERATURESENSOR POWER CONNECTOR ROTATABLE ABSOLUTE ENCODERR 2048 S/R + 4096 UMDREHUNGEN MULTITURN, WITH ENDAT-SCHNITTSTELLE (ENCODER AM2048S/R) PLAIN SHAFT, TOLERANCE N; WITH HOLDING BRAKE PROTECTION CLASS IP64; | - | 0 | 0
1FK7086-4CF74-1EH0-Z | M03N24 | 1FK7086-4CF74-1EH0-ZM03N24 | 1 | UN | 1 | 15 | C | D | N | N | 85015220 | 1 |  | 23.301 | KG | 3059.78 | 3059.78 | MC05 | MC05 | SIMOTICS S Synchronous motor 1FK7-HD PN=2kW; UDC=600V M0=28Nm (100K); NN=3000rpm; Naturally cooled FRAME SIZE IMB 5 (IM V1, IM V3) FLANGE 1, WITH PT1000 TEMPERATURESENSOR POWER CONNECTOR ROTATABLE ABSOLUTE ENCODERR 2048 S/R + 4096 UMDREHUNGEN MULTITURN, WITH ENDAT-SCHNITTSTELLE (ENCODER AM2048S/R) PLAIN SHAFT, TOLERANCE N; WITH HOLDING BRAKE PROTECTION CLASS IP64; M03: FOR USE IN THE GAS EXPLOSION-PRONE AREA UNIT II, CATEGORY 3G (ZONE 2) TEMPERATURE CLASS T1 TO T3 OBSERVE PLANNING GUIDELINES SEE ENCLOSURE REGARDING THE DECLARATION OF CONFORMITY N24: Reinforced brake 48 Nm | - | 0 | 0
1FK7086-4CF74-1EH1 |  | 1FK7086-4CF74-1EH1 | 1 | UN | 1 | 15 | C | D | N | N | 85015220 | 1 |  | 23.3 | KG | 2704.05 | 2704.05 | MC05 | MC05 | SIMOTICS S Synchronous motor 1FK7-HD PN=2kW; UDC=600V M0=28Nm (100K); NN=3000rpm; Naturally cooled FRAME SIZE IMB 5 (IM V1, IM V3) FLANGE 1, WITH PT1000 TEMPERATURESENSOR POWER CONNECTOR ROTATABLE ABSOLUTE ENCODERR 2048 S/R + 4096 UMDREHUNGEN MULTITURN, WITH ENDAT-SCHNITTSTELLE (ENCODER AM2048S/R) PLAIN SHAFT, TOLERANCE N; WITH HOLDING BRAKE PROTECTION CLASS IP65, | - | 0 | 0
1FK7086-4CF74-1EH2 |  | 1FK7086-4CF74-1EH2 | 1 | UN | 1 | 15 | C | D | N | N | 85015220 | 1 |  | 23.3 | KG | 2704.05 | 2704.05 | MC05 | MC05 | SIMOTICS S Synchronous motor 1FK7-HD PN=2kW; UDC=600V M0=28Nm (100K); NN=3000rpm; Naturally cooled FRAME SIZE IMB 5 (IM V1, IM V3) FLANGE 1, WITH PT1000 TEMPERATURESENSOR POWER CONNECTOR ROTATABLE ABSOLUTE ENCODERR 2048 S/R + 4096 UMDREHUNGEN MULTITURN, WITH ENDAT-SCHNITTSTELLE (ENCODER AM2048S/R) PLAIN SHAFT, TOLERANCE N; WITH HOLDING BRAKE PROTECTION CLASS IP65, FLANGE ON DRIVE END IP67; | - | 0 | 0
1FK7086-4CF74-1SA0 |  | 1FK7086-4CF74-1SA0 | 1 | UN | 1 | 15 | C | D | N | N | 85015220 | 1 |  | 23.002 | KG | 1786.69 | 1786.69 | MC05 | MC05 | SIMOTICS S Synchronous motor 1FK7-HD PN=2kW; UDC=600V M0=28Nm (100K); NN=3000rpm; Naturally cooled FRAME SIZE IMB 5 (IM V1, IM V3) FLANGE 1, WITH PT1000 TEMPERATURESENSOR POWER CONNECTOR ROTATABLE RESOLVER MULTI-POLE (RESOLVER P=4); SHAFT WITH FITTED KEY, TOLERANCE N; W/O HOLDING BRAKE PROTECTION CLASS IP64; | - | 0 | 0
1FK7086-4CF74-1SA1 |  | 1FK7086-4CF74-1SA1 | 1 | UN | 1 | 15 | C | D | N | N | 85015220 | 1 |  | 23.002 | KG | 1849.03 | 1849.03 | MC05 | MC05 | SIMOTICS S Synchronous motor 1FK7-HD PN=2kW; UDC=600V M0=28Nm (100K); NN=3000rpm; Naturally cooled FRAME SIZE IMB 5 (IM V1, IM V3) FLANGE 1, WITH PT1000 TEMPERATURESENSOR POWER CONNECTOR ROTATABLE RESOLVER MULTI-POLE (RESOLVER P=4); SHAFT WITH FITTED KEY, TOLERANCE N; W/O HOLDING BRAKE PROTECTION CLASS IP65, | - | 0 | 0
1FK7086-4CF74-1SA2 |  | 1FK7086-4CF74-1SA2 | 1 | UN | 1 | 15 | C | D | N | N | 85015220 | 1 |  | 23.002 | KG | 1849.03 | 1849.03 | MC05 | MC05 | SIMOTICS S Synchronous motor 1FK7-HD PN=2kW; UDC=600V M0=28Nm (100K); NN=3000rpm; Naturally cooled FRAME SIZE IMB 5 (IM V1, IM V3) FLANGE 1, WITH PT1000 TEMPERATURESENSOR POWER CONNECTOR ROTATABLE RESOLVER MULTI-POLE (RESOLVER P=4); SHAFT WITH FITTED KEY, TOLERANCE N; W/O HOLDING BRAKE PROTECTION CLASS IP65, FLANGE ON DRIVE END IP67; | - | 0 | 0
1FK7086-4CF74-1SB0 |  | 1FK7086-4CF74-1SB0 | 1 | UN | 1 | 15 | C | D | N | N | 85015220 | 1 |  | 23.301 | KG | 2060.89 | 2060.89 | MC05 | MC05 | SIMOTICS S Synchronous motor 1FK7-HD PN=2kW; UDC=600V M0=28Nm (100K); NN=3000rpm; Naturally cooled FRAME SIZE IMB 5 (IM V1, IM V3) FLANGE 1, WITH PT1000 TEMPERATURESENSOR POWER CONNECTOR ROTATABLE RESOLVER MULTI-POLE (RESOLVER P=4); SHAFT WITH FITTED KEY, TOLERANCE N; WITH HOLDING BRAKE PROTECTION CLASS IP64; | - | 0 | 0
1FK7086-4CF74-1SB1 |  | 1FK7086-4CF74-1SB1 | 1 | UN | 1 | 15 | C | D | N | N | 85015220 | 1 |  | 23.301 | KG | 2123.23 | 2123.23 | MC05 | MC05 | SIMOTICS S Synchronous motor 1FK7-HD PN=2kW; UDC=600V M0=28Nm (100K); NN=3000rpm; Naturally cooled FRAME SIZE IMB 5 (IM V1, IM V3) FLANGE 1, WITH PT1000 TEMPERATURESENSOR POWER CONNECTOR ROTATABLE RESOLVER MULTI-POLE (RESOLVER P=4); SHAFT WITH FITTED KEY, TOLERANCE N; WITH HOLDING BRAKE PROTECTION CLASS IP65, | - | 0 | 0
1FK7086-4CF74-1SB2 |  | 1FK7086-4CF74-1SB2 | 1 | UN | 1 | 15 | C | D | N | N | 85015220 | 1 |  | 23.301 | KG | 2123.23 | 2123.23 | MC05 | MC05 | SIMOTICS S Synchronous motor 1FK7-HD PN=2kW; UDC=600V M0=28Nm (100K); NN=3000rpm; Naturally cooled FRAME SIZE IMB 5 (IM V1, IM V3) FLANGE 1, WITH PT1000 TEMPERATURESENSOR POWER CONNECTOR ROTATABLE RESOLVER MULTI-POLE (RESOLVER P=4); SHAFT WITH FITTED KEY, TOLERANCE N; WITH HOLDING BRAKE PROTECTION CLASS IP65, FLANGE ON DRIVE END IP67; | - | 0 | 0
1FK7086-4CF74-1SG0 |  | 1FK7086-4CF74-1SG0 | 1 | UN | 1 | 15 | C | D | N | N | 85015220 | 1 |  | 23.002 | KG | 1729.2 | 1729.2 | MC05 | MC05 | SIMOTICS S Synchronous motor 1FK7-HD PN=2kW; UDC=600V M0=28Nm (100K); NN=3000rpm; Naturally cooled FRAME SIZE IMB 5 (IM V1, IM V3) FLANGE 1, WITH PT1000 TEMPERATURESENSOR POWER CONNECTOR ROTATABLE RESOLVER MULTI-POLE (RESOLVER P=4); PLAIN SHAFT, TOLERANCE N; W/O HOLDING BRAKE PROTECTION CLASS IP64; | - | 0 | 0
1FK7086-4CF74-1SG1 |  | 1FK7086-4CF74-1SG1 | 1 | UN | 1 | 15 | C | D | N | N | 85015220 | 1 |  | 23.002 | KG | 1791.54 | 1791.54 | MC05 | MC05 | SIMOTICS S Synchronous motor 1FK7-HD PN=2kW; UDC=600V M0=28Nm (100K); NN=3000rpm; Naturally cooled FRAME SIZE IMB 5 (IM V1, IM V3) FLANGE 1, WITH PT1000 TEMPERATURESENSOR POWER CONNECTOR ROTATABLE RESOLVER MULTI-POLE (RESOLVER P=4); PLAIN SHAFT, TOLERANCE N; W/O HOLDING BRAKE PROTECTION CLASS IP65, | - | 0 | 0
1FK7086-4CF74-1SG2 |  | 1FK7086-4CF74-1SG2 | 1 | UN | 1 | 15 | C | D | N | N | 85015220 | 1 |  | 23.002 | KG | 1791.54 | 1791.54 | MC05 | MC05 | SIMOTICS S Synchronous motor 1FK7-HD PN=2kW; UDC=600V M0=28Nm (100K); NN=3000rpm; Naturally cooled FRAME SIZE IMB 5 (IM V1, IM V3) FLANGE 1, WITH PT1000 TEMPERATURESENSOR POWER CONNECTOR ROTATABLE RESOLVER MULTI-POLE (RESOLVER P=4); PLAIN SHAFT, TOLERANCE N; W/O HOLDING BRAKE PROTECTION CLASS IP65, FLANGE ON DRIVE END IP67; | - | 0 | 0
1FK7086-4CF74-1SH0 |  | 1FK7086-4CF74-1SH0 | 1 | UN | 1 | 15 | C | D | N | N | 85015220 | 1 |  | 23.301 | KG | 2003.39 | 2003.39 | MC05 | MC05 | SIMOTICS S Synchronous motor 1FK7-HD PN=2kW; UDC=600V M0=28Nm (100K); NN=3000rpm; Naturally cooled FRAME SIZE IMB 5 (IM V1, IM V3) FLANGE 1, WITH PT1000 TEMPERATURESENSOR POWER CONNECTOR ROTATABLE RESOLVER MULTI-POLE (RESOLVER P=4); PLAIN SHAFT, TOLERANCE N; WITH HOLDING BRAKE PROTECTION CLASS IP64; | - | 0 | 0
1FK7086-4CF74-1SH1 |  | 1FK7086-4CF74-1SH1 | 1 | UN | 1 | 15 | C | D | N | N | 85015220 | 1 |  | 23.301 | KG | 2065.73 | 2065.73 | MC05 | MC05 | SIMOTICS S Synchronous motor 1FK7-HD PN=2kW; UDC=600V M0=28Nm (100K); NN=3000rpm; Naturally cooled FRAME SIZE IMB 5 (IM V1, IM V3) FLANGE 1, WITH PT1000 TEMPERATURESENSOR POWER CONNECTOR ROTATABLE RESOLVER MULTI-POLE (RESOLVER P=4); PLAIN SHAFT, TOLERANCE N; WITH HOLDING BRAKE PROTECTION CLASS IP65, | - | 0 | 0
1FK7086-4CF74-1SH2 |  | 1FK7086-4CF74-1SH2 | 1 | UN | 1 | 15 | C | D | N | N | 85015220 | 1 |  | 23.301 | KG | 2065.73 | 2065.73 | MC05 | MC05 | SIMOTICS S Synchronous motor 1FK7-HD PN=2kW; UDC=600V M0=28Nm (100K); NN=3000rpm; Naturally cooled FRAME SIZE IMB 5 (IM V1, IM V3) FLANGE 1, WITH PT1000 TEMPERATURESENSOR POWER CONNECTOR ROTATABLE RESOLVER MULTI-POLE (RESOLVER P=4); PLAIN SHAFT, TOLERANCE N; WITH HOLDING BRAKE PROTECTION CLASS IP65, FLANGE ON DRIVE END IP67; | - | 0 | 0
1FK7086-4CF74-1TA0 |  | 1FK7086-4CF74-1TA0 | 1 | UN | 1 | 15 | C | D | N | N | 85015220 | 1 |  | 23.002 | KG | 1786.69 | 1786.69 | MC05 | MC05 | SIMOTICS S Synchronous motor 1FK7-HD PN=2kW; UDC=600V M0=28Nm (100K); NN=3000rpm; Naturally cooled FRAME SIZE IMB 5 (IM V1, IM V3) FLANGE 1, WITH PT1000 TEMPERATURESENSOR POWER CONNECTOR ROTATABLE RESOLVER 2-POLE (RESOLVER P=1); SHAFT WITH FITTED KEY, TOLERANCE N; W/O HOLDING BRAKE PROTECTION CLASS IP64; | - | 0 | 0
1FK7086-4CF74-1TA1 |  | 1FK7086-4CF74-1TA1 | 1 | UN | 1 | 15 | C | D | N | N | 85015220 | 1 |  | 23.002 | KG | 1849.03 | 1849.03 | MC05 | MC05 | SIMOTICS S Synchronous motor 1FK7-HD PN=2kW; UDC=600V M0=28Nm (100K); NN=3000rpm; Naturally cooled FRAME SIZE IMB 5 (IM V1, IM V3) FLANGE 1, WITH PT1000 TEMPERATURESENSOR POWER CONNECTOR ROTATABLE RESOLVER 2-POLE (RESOLVER P=1); SHAFT WITH FITTED KEY, TOLERANCE N; W/O HOLDING BRAKE PROTECTION CLASS IP65, | - | 0 | 0
1FK7086-4CF74-1TA2 |  | 1FK7086-4CF74-1TA2 | 1 | UN | 1 | 15 | C | D | N | N | 85015220 | 1 |  | 23.002 | KG | 1849.03 | 1849.03 | MC05 | MC05 | SIMOTICS S Synchronous motor 1FK7-HD PN=2kW; UDC=600V M0=28Nm (100K); NN=3000rpm; Naturally cooled FRAME SIZE IMB 5 (IM V1, IM V3) FLANGE 1, WITH PT1000 TEMPERATURESENSOR POWER CONNECTOR ROTATABLE RESOLVER 2-POLE (RESOLVER P=1); SHAFT WITH FITTED KEY, TOLERANCE N; W/O HOLDING BRAKE PROTECTION CLASS IP65, FLANGE ON DRIVE END IP67; | - | 0 | 0
1FK7086-4CF74-1TB0 |  | 1FK7086-4CF74-1TB0 | 1 | UN | 1 | 15 | C | D | N | N | 85015220 | 1 |  | 23.301 | KG | 2060.89 | 2060.89 | MC05 | MC05 | SIMOTICS S Synchronous motor 1FK7-HD PN=2kW; UDC=600V M0=28Nm (100K); NN=3000rpm; Naturally cooled FRAME SIZE IMB 5 (IM V1, IM V3) FLANGE 1, WITH PT1000 TEMPERATURESENSOR POWER CONNECTOR ROTATABLE RESOLVER 2-POLE (RESOLVER P=1); SHAFT WITH FITTED KEY, TOLERANCE N; WITH HOLDING BRAKE PROTECTION CLASS IP64; | - | 0 | 0
1FK7086-4CF74-1TB1 |  | 1FK7086-4CF74-1TB1 | 1 | UN | 1 | 15 | C | D | N | N | 85015220 | 1 |  | 23.301 | KG | 2123.23 | 2123.23 | MC05 | MC05 | SIMOTICS S Synchronous motor 1FK7-HD PN=2kW; UDC=600V M0=28Nm (100K); NN=3000rpm; Naturally cooled FRAME SIZE IMB 5 (IM V1, IM V3) FLANGE 1, WITH PT1000 TEMPERATURESENSOR POWER CONNECTOR ROTATABLE RESOLVER 2-POLE (RESOLVER P=1); SHAFT WITH FITTED KEY, TOLERANCE N; WITH HOLDING BRAKE PROTECTION CLASS IP65, | - | 0 | 0
1FK7086-4CF74-1TB2 |  | 1FK7086-4CF74-1TB2 | 1 | UN | 1 | 15 | C | D | N | N | 85015220 | 1 |  | 23.301 | KG | 2123.23 | 2123.23 | MC05 | MC05 | SIMOTICS S Synchronous motor 1FK7-HD PN=2kW; UDC=600V M0=28Nm (100K); NN=3000rpm; Naturally cooled FRAME SIZE IMB 5 (IM V1, IM V3) FLANGE 1, WITH PT1000 TEMPERATURESENSOR POWER CONNECTOR ROTATABLE RESOLVER 2-POLE (RESOLVER P=1); SHAFT WITH FITTED KEY, TOLERANCE N; WITH HOLDING BRAKE PROTECTION CLASS IP65, FLANGE ON DRIVE END IP67; | - | 0 | 0
1FK7086-4CF74-1TG0 |  | 1FK7086-4CF74-1TG0 | 1 | UN | 1 | 15 | C | D | N | N | 85015220 | 1 |  | 23.002 | KG | 1729.2 | 1729.2 | MC05 | MC05 | SIMOTICS S Synchronous motor 1FK7-HD PN=2kW; UDC=600V M0=28Nm (100K); NN=3000rpm; Naturally cooled FRAME SIZE IMB 5 (IM V1, IM V3) FLANGE 1, WITH PT1000 TEMPERATURESENSOR POWER CONNECTOR ROTATABLE RESOLVER 2-POLE (RESOLVER P=1); PLAIN SHAFT, TOLERANCE N; W/O HOLDING BRAKE PROTECTION CLASS IP64; | - | 0 | 0
1FK7086-4CF74-1TG1 |  | 1FK7086-4CF74-1TG1 | 1 | UN | 1 | 15 | C | D | N | N | 85015220 | 1 |  | 23.002 | KG | 1791.54 | 1791.54 | MC05 | MC05 | SIMOTICS S Synchronous motor 1FK7-HD PN=2kW; UDC=600V M0=28Nm (100K); NN=3000rpm; Naturally cooled FRAME SIZE IMB 5 (IM V1, IM V3) FLANGE 1, WITH PT1000 TEMPERATURESENSOR POWER CONNECTOR ROTATABLE RESOLVER 2-POLE (RESOLVER P=1); PLAIN SHAFT, TOLERANCE N; W/O HOLDING BRAKE PROTECTION CLASS IP65, | - | 0 | 0
1FK7086-4CF74-1TG2 |  | 1FK7086-4CF74-1TG2 | 1 | UN | 1 | 15 | C | D | N | N | 85015220 | 1 |  | 23.002 | KG | 1791.54 | 1791.54 | MC05 | MC05 | SIMOTICS S Synchronous motor 1FK7-HD PN=2kW; UDC=600V M0=28Nm (100K); NN=3000rpm; Naturally cooled FRAME SIZE IMB 5 (IM V1, IM V3) FLANGE 1, WITH PT1000 TEMPERATURESENSOR POWER CONNECTOR ROTATABLE RESOLVER 2-POLE (RESOLVER P=1); PLAIN SHAFT, TOLERANCE N; W/O HOLDING BRAKE PROTECTION CLASS IP65, FLANGE ON DRIVE END IP67; | - | 0 | 0
1FK7086-4CF74-1TH0 |  | 1FK7086-4CF74-1TH0 | 1 | UN | 1 | 15 | C | D | N | N | 85015220 | 1 |  | 23.301 | KG | 2003.39 | 2003.39 | MC05 | MC05 | SIMOTICS S Synchronous motor 1FK7-HD PN=2kW; UDC=600V M0=28Nm (100K); NN=3000rpm; Naturally cooled FRAME SIZE IMB 5 (IM V1, IM V3) FLANGE 1, WITH PT1000 TEMPERATURESENSOR POWER CONNECTOR ROTATABLE RESOLVER 2-POLE (RESOLVER P=1); PLAIN SHAFT, TOLERANCE N; WITH HOLDING BRAKE PROTECTION CLASS IP64; | - | 0 | 0
1FK7086-4CF74-1TH1 |  | 1FK7086-4CF74-1TH1 | 1 | UN | 1 | 15 | C | D | N | N | 85015220 | 1 |  | 23.301 | KG | 2065.73 | 2065.73 | MC05 | MC05 | SIMOTICS S Synchronous motor 1FK7-HD PN=2kW; UDC=600V M0=28Nm (100K); NN=3000rpm; Naturally cooled FRAME SIZE IMB 5 (IM V1, IM V3) FLANGE 1, WITH PT1000 TEMPERATURESENSOR POWER CONNECTOR ROTATABLE RESOLVER 2-POLE (RESOLVER P=1); PLAIN SHAFT, TOLERANCE N; WITH HOLDING BRAKE PROTECTION CLASS IP65, | - | 0 | 0
1FK7086-4CF74-1TH2 |  | 1FK7086-4CF74-1TH2 | 1 | UN | 1 | 15 | C | D | N | N | 85015220 | 1 |  | 23.301 | KG | 2065.73 | 2065.73 | MC05 | MC05 | SIMOTICS S Synchronous motor 1FK7-HD PN=2kW; UDC=600V M0=28Nm (100K); NN=3000rpm; Naturally cooled FRAME SIZE IMB 5 (IM V1, IM V3) FLANGE 1, WITH PT1000 TEMPERATURESENSOR POWER CONNECTOR ROTATABLE RESOLVER 2-POLE (RESOLVER P=1); PLAIN SHAFT, TOLERANCE N; WITH HOLDING BRAKE PROTECTION CLASS IP65, FLANGE ON DRIVE END IP67; | - | 0 | 0
1FK7086-4SF71-1RH1 |  | 1FK7086-4SF71-1RH1 | 1 | UN | 1 | 15 | C | D | N | N | 85015220 | 1 |  | 23.3 | KG | 3458.81 | 3458.81 | MC05 | MC05 | SIMOTICS S Synchronous motor 1FK7 High Dynamic, 38Nm 100K; NN=3000rpm; 7.50kW Forced ventilation FRAME SIZE IMB 5 (IM V1, IM V3) FLANGE 1 POWER CONNECTOR ROTATABLE ABSOLUTE ENCODER 20 BIT + 12 BIT MULTITURN WITH DRIVE-CLIQ INTERFACE (ENCODER AM20DQI) PLAIN SHAFT, TOLERANCE N; WITH HOLDING BRAKE PROTECTION CLASS IP65, | - | 0 | 0
1FK7086-7AA71-1UA3 |  | 1FK7086-7AA71-1UA3 | 1 | UN | 1 | 60 | X | D | N | N | 85015220 | 1 |  | 23 | KG | 2535.64 | 2535.64 | MC05 | MC05 | SIMOTICS S-1FK7 synchronous servo motor 1FK7 High Dynamic; naturally cooled; NN=1000rpm; UDC=600V; IMB 5 design; Power connector rotatable; Resolver multi-pole with Drive-CLiQ interface; Shaft with feather key Tolerance N without holding brake; Degree of protection IP 64 Color RAL 7016 (anthracite) Customer-specific version customer-specific motor | novo Out19 | 0 | 7
1FK7086-7AC71-1DH0 |  | 1FK7086-7AC71-1DH0 | 1 | UN | 1 | 60 | X | D | N | N | 85015220 | 1 |  | 26.002 | KG | 3212.23 | 3212.23 | MC05 | MC05 | SIMOTICS S Synchronous servo motor 1FK7 High Dynamic, 28Nm 100K, 2000rpm, 3.77kW Naturally cooled power/signal connectors Connector can be rotated by 270Â° IM B5 (V1, V3) INCREMENTAL ENCODER 2048 P/REV (ENCODER I-2048) WITH DRIVE-CLIQ INTERFACE; PLAIN SHAFT, TOLERANCE N; WITH HOLDING BRAKE DEGREE OF PROTECTION IP64 | novo Out19 | 0 | 0
1FK7100-2AC71-1AG0 |  | 1FK7100-2AC71-1AG0 | 1 | UN | 1 | 15 | C | D | N | N | 85015220 | 1 |  | 17.601 | KG | 1727.71 | 1727.71 | MC05 | MC05 | SIMOTICS S Synchronous motor 1FK7-CT PN=3kW; UDC=600V M0=18Nm (100K); NN=2000rpm; Naturally cooled FRAME SIZE IMB 5 (IM V1, IM V3) FLANGE 1, WITH KTY TEMPERATURESENSOR POWER CONNECTOR ROTATABLE INCREMENTAL ENCODER SIN/COS 1VPP;2048 S/R W. C-AND D-SPUR (ENCODER IC2048S/R) PLAIN SHAFT, TOLERANCE N; W/O HOLDING BRAKE PROTECTION CLASS IP64; | - | 0 | 0
1FK7100-2AC71-1AH0 |  | 1FK7100-2AC71-1AH0 | 1 | UN | 1 | 15 | C | D | N | N | 85015220 | 1 |  | 17.9 | KG | 2001.9 | 2001.9 | MC05 | MC05 | SIMOTICS S Synchronous motor 1FK7-CT PN=3kW; UDC=600V M0=18Nm (100K); NN=2000rpm; Naturally cooled FRAME SIZE IMB 5 (IM V1, IM V3) FLANGE 1, WITH KTY TEMPERATURESENSOR POWER CONNECTOR ROTATABLE INCREMENTAL ENCODER SIN/COS 1VPP;2048 S/R W. C-AND D-SPUR (ENCODER IC2048S/R) PLAIN SHAFT, TOLERANCE N; WITH HOLDING BRAKE PROTECTION CLASS IP64; | - | 0 | 0
1FK7100-2AC71-1DG0 |  | 1FK7100-2AC71-1DG0 | 1 | UN | 1 | 15 | C | D | N | N | 85015220 | 1 |  | 17.602 | KG | 1941.84 | 1941.84 | MC05 | MC05 | SIMOTICS S Synchronous motor 1FK7-CT PN=3kW; UDC=600V M0=18Nm (100K); NN=2000rpm; Naturally cooled FRAME SIZE IMB 5 (IM V1, IM V3) FLANGE 1 POWER CONNECTOR ROTATABLE INCREMENTAL ENCODER 22 BIT WITH DRIVE-CLIQ INTERFACE (ENCODER IC22DQ) PLAIN SHAFT, TOLERANCE N; W/O HOLDING BRAKE PROTECTION CLASS IP64; | - | 0 | 0
1FK7100-2AC71-1DH0 |  | 1FK7100-2AC71-1DH0 | 1 | UN | 1 | 15 | C | D | N | N | 85015220 | 1 |  | 17.901 | KG | 2216.03 | 2216.03 | MC05 | MC05 | SIMOTICS S Synchronous motor 1FK7-CT PN=3kW; UDC=600V M0=18Nm (100K); NN=2000rpm; Naturally cooled FRAME SIZE IMB 5 (IM V1, IM V3) FLANGE 1 POWER CONNECTOR ROTATABLE INCREMENTAL ENCODER 22 BIT WITH DRIVE-CLIQ INTERFACE (ENCODER IC22DQ) PLAIN SHAFT, TOLERANCE N; WITH HOLDING BRAKE PROTECTION CLASS IP64; | - | 0 | 0
1FK7100-2AC71-1EG0 |  | 1FK7100-2AC71-1EG0 | 1 | UN | 1 | 15 | C | D | N | N | 85015220 | 1 |  | 17.601 | KG | 1975.39 | 1975.39 | MC05 | MC05 | SIMOTICS S Synchronous motor 1FK7-CT PN=3kW; UDC=600V M0=18Nm (100K); NN=2000rpm; Naturally cooled FRAME SIZE IMB 5 (IM V1, IM V3) FLANGE 1, WITH KTY TEMPERATURESENSOR POWER CONNECTOR ROTATABLE ABSOLUTE ENCODERR 2048 S/R + 4096 UMDREHUNGEN MULTITURN, WITH ENDAT-SCHNITTSTELLE (ENCODER AM2048S/R) PLAIN SHAFT, TOLERANCE N; W/O HOLDING BRAKE PROTECTION CLASS IP64; | - | 0 | 0
1FK7100-2AC71-1EH0 |  | 1FK7100-2AC71-1EH0 | 1 | UN | 1 | 15 | C | D | N | N | 85015220 | 1 |  | 17.9 | KG | 2249.58 | 2249.58 | MC05 | MC05 | SIMOTICS S Synchronous motor 1FK7-CT PN=3kW; UDC=600V M0=18Nm (100K); NN=2000rpm; Naturally cooled FRAME SIZE IMB 5 (IM V1, IM V3) FLANGE 1, WITH KTY TEMPERATURESENSOR POWER CONNECTOR ROTATABLE ABSOLUTE ENCODERR 2048 S/R + 4096 UMDREHUNGEN MULTITURN, WITH ENDAT-SCHNITTSTELLE (ENCODER AM2048S/R) PLAIN SHAFT, TOLERANCE N; WITH HOLDING BRAKE PROTECTION CLASS IP64; | - | 0 | 0
1FK7100-2AC71-1PG0 |  | 1FK7100-2AC71-1PG0 | 1 | UN | 1 | 15 | C | D | N | N | 85015220 | 1 |  | 17.701 | KG | 1497.77 | 1497.77 | MC05 | MC05 | SIMOTICS S Synchronous motor 1FK7-CT PN=3kW; UDC=600V M0=18Nm (100K); NN=2000rpm; Naturally cooled FRAME SIZE IMB 5 (IM V1, IM V3) FLANGE 1 POWER CONNECTOR ROTATABLE RESOLVER 2-POLE, WITH DRIVE CLIQ-INTERFACE PLAIN SHAFT, TOLERANCE N; W/O HOLDING BRAKE PROTECTION CLASS IP64; | - | 0 | 0
1FK7100-2AC71-1PH0 |  | 1FK7100-2AC71-1PH0 | 1 | UN | 1 | 15 | C | D | N | N | 85015220 | 1 |  | 18 | KG | 1771.96 | 1771.96 | MC05 | MC05 | SIMOTICS S Synchronous motor 1FK7-CT PN=3kW; UDC=600V M0=18Nm (100K); NN=2000rpm; Naturally cooled FRAME SIZE IMB 5 (IM V1, IM V3) FLANGE 1 POWER CONNECTOR ROTATABLE RESOLVER 2-POLE, WITH DRIVE CLIQ-INTERFACE PLAIN SHAFT, TOLERANCE N; WITH HOLDING BRAKE PROTECTION CLASS IP64; | - | 0 | 0
1FK7100-2AC71-1QG0 |  | 1FK7100-2AC71-1QG0 | 1 | UN | 1 | 15 | C | D | N | N | 85015220 | 1 |  | 17.601 | KG | 1566.47 | 1566.47 | MC05 | MC05 | SIMOTICS S Synchronous motor 1FK7-CT PN=3kW; UDC=600V M0=18Nm (100K); NN=2000rpm; Naturally cooled FRAME SIZE IMB 5 (IM V1, IM V3) FLANGE 1 POWER CONNECTOR ROTATABLE ABSOLUTE ENCODER SINGLETURN 20 BIT WITH DRIVE-CLIQ INTERFACE (ENCODER AS20DQI) PLAIN SHAFT, TOLERANCE N; W/O HOLDING BRAKE PROTECTION CLASS IP64; | - | 0 | 0
1FK7100-2AC71-1QH0 |  | 1FK7100-2AC71-1QH0 | 1 | UN | 1 | 15 | C | D | N | N | 85015220 | 1 |  | 17.9 | KG | 1840.66 | 1840.66 | MC05 | MC05 | SIMOTICS S Synchronous motor 1FK7-CT PN=3kW; UDC=600V M0=18Nm (100K); NN=2000rpm; Naturally cooled FRAME SIZE IMB 5 (IM V1, IM V3) FLANGE 1 POWER CONNECTOR ROTATABLE ABSOLUTE ENCODER SINGLETURN 20 BIT WITH DRIVE-CLIQ INTERFACE (ENCODER AS20DQI) PLAIN SHAFT, TOLERANCE N; WITH HOLDING BRAKE PROTECTION CLASS IP64; | - | 0 | 0
1FK7100-2AC71-1RG0 |  | 1FK7100-2AC71-1RG0 | 1 | UN | 1 | 15 | C | D | N | N | 85015220 | 1 |  | 17.601 | KG | 1815.84 | 1815.84 | MC05 | MC05 | SIMOTICS S Synchronous motor 1FK7-CT PN=3kW; UDC=600V M0=18Nm (100K); NN=2000rpm; Naturally cooled FRAME SIZE IMB 5 (IM V1, IM V3) FLANGE 1 POWER CONNECTOR ROTATABLE ABSOLUTE ENCODER 20 BIT + 12 BIT MULTITURN WITH DRIVE-CLIQ INTERFACE (ENCODER AM20DQI) PLAIN SHAFT, TOLERANCE N; W/O HOLDING BRAKE PROTECTION CLASS IP64; | - | 0 | 0
1FK7100-2AC71-1RH0 |  | 1FK7100-2AC71-1RH0 | 1 | UN | 1 | 15 | C | D | N | N | 85015220 | 1 |  | 17.9 | KG | 2090.03 | 2090.03 | MC05 | MC05 | SIMOTICS S Synchronous motor 1FK7-CT PN=3kW; UDC=600V M0=18Nm (100K); NN=2000rpm; Naturally cooled FRAME SIZE IMB 5 (IM V1, IM V3) FLANGE 1 POWER CONNECTOR ROTATABLE ABSOLUTE ENCODER 20 BIT + 12 BIT MULTITURN WITH DRIVE-CLIQ INTERFACE (ENCODER AM20DQI) PLAIN SHAFT, TOLERANCE N; WITH HOLDING BRAKE PROTECTION CLASS IP64; | - | 0 | 0
1FK7100-2AC71-1SG0 |  | 1FK7100-2AC71-1SG0 | 1 | UN | 1 | 15 | C | D | N | N | 85015220 | 1 |  | 17.602 | KG | 1337.07 | 1337.07 | MC05 | MC05 | SIMOTICS S Synchronous motor 1FK7-CT PN=3kW; UDC=600V M0=18Nm (100K); NN=2000rpm; Naturally cooled FRAME SIZE IMB 5 (IM V1, IM V3) FLANGE 1, WITH KTY TEMPERATURESENSOR POWER CONNECTOR ROTATABLE RESOLVER MULTI-POLE (RESOLVER P=4); PLAIN SHAFT, TOLERANCE N; W/O HOLDING BRAKE PROTECTION CLASS IP64; | - | 0 | 0
1FK7100-2AC71-1SH0 |  | 1FK7100-2AC71-1SH0 | 1 | UN | 1 | 15 | C | D | N | N | 85015220 | 1 |  | 17.901 | KG | 1611.26 | 1611.26 | MC05 | MC05 | SIMOTICS S Synchronous motor 1FK7-CT PN=3kW; UDC=600V M0=18Nm (100K); NN=2000rpm; Naturally cooled FRAME SIZE IMB 5 (IM V1, IM V3) FLANGE 1, WITH KTY TEMPERATURESENSOR POWER CONNECTOR ROTATABLE RESOLVER MULTI-POLE (RESOLVER P=4); PLAIN SHAFT, TOLERANCE N; WITH HOLDING BRAKE PROTECTION CLASS IP64; | - | 0 | 0
1FK7100-2AC71-1TG0 |  | 1FK7100-2AC71-1TG0 | 1 | UN | 1 | 15 | C | D | N | N | 85015220 | 1 |  | 17.602 | KG | 1337.07 | 1337.07 | MC05 | MC05 | SIMOTICS S Synchronous motor 1FK7-CT PN=3kW; UDC=600V M0=18Nm (100K); NN=2000rpm; Naturally cooled FRAME SIZE IMB 5 (IM V1, IM V3) FLANGE 1, WITH KTY TEMPERATURESENSOR POWER CONNECTOR ROTATABLE RESOLVER 2-POLE (RESOLVER P=1); PLAIN SHAFT, TOLERANCE N; W/O HOLDING BRAKE PROTECTION CLASS IP64; | - | 0 | 0
1FK7100-2AC71-1TH0 |  | 1FK7100-2AC71-1TH0 | 1 | UN | 1 | 15 | C | D | N | N | 85015220 | 1 |  | 17.901 | KG | 1611.26 | 1611.26 | MC05 | MC05 | SIMOTICS S Synchronous motor 1FK7-CT PN=3kW; UDC=600V M0=18Nm (100K); NN=2000rpm; Naturally cooled FRAME SIZE IMB 5 (IM V1, IM V3) FLANGE 1, WITH KTY TEMPERATURESENSOR POWER CONNECTOR ROTATABLE RESOLVER 2-POLE (RESOLVER P=1); PLAIN SHAFT, TOLERANCE N; WITH HOLDING BRAKE PROTECTION CLASS IP64; | - | 0 | 0
1FK7100-2AC71-1UA9-Z | N01N05R2A | 1FK7100-2AC71-1UA9-ZN01N05R2A | 1 | UN | 1 | 15 | C | D | N | N | 85015220 | 1 |  | 17.6 | KG | 1758.7 | 1758.7 | MC05 | MC05 | SIMOTICS S Synchronous motor 1FK7-CT PN=3kW; UDC=600V M0=18Nm (100K); NN=2000rpm Naturally cooled IMB 5 design (IM V1, IM V3), Flange 1 Power connector rotatable Resolver multi-pole with DRIVE-CLiQ interface Shaft with feather key without holding brake N05: Compatibility of the Shaft extension dimensions with 1FT510X N01: Ball bearing DE in 2Z version (instead of 2RS) R2A: Degree of protection IP43 (DE flange)/IP64 Customer-specific motor SMR-69-2015 | - | 0 | 9
1FK7100-2AC71-1UG0 |  | 1FK7100-2AC71-1UG0 | 1 | UN | 1 | 15 | C | D | N | N | 85015220 | 1 |  | 17.602 | KG | 1497.77 | 1497.77 | MC05 | MC05 | SIMOTICS S Synchronous motor 1FK7-CT PN=3kW; UDC=600V M0=18Nm (100K); NN=2000rpm; Naturally cooled FRAME SIZE IMB 5 (IM V1, IM V3) FLANGE 1 POWER CONNECTOR ROTATABLE RESOLVER MULTI-POLE WITH DRIVE-CLIQ INTERFACE; PLAIN SHAFT, TOLERANCE N; W/O HOLDING BRAKE PROTECTION CLASS IP64; | - | 0 | 0
1FK7100-2AC71-1UG9-Z | N01N05R2A | 1FK7100-2AC71-1UG9-ZN01N05R2A | 1 | UN | 1 | 15 | C | D | N | N | 85015220 | 1 |  | 17.6 | KG | 1701.21 | 1701.21 | MC05 | MC05 | SIMOTICS S Synchronous motor 1FK7-CT PN=3kW; UDC=600V M0=18Nm (100K); NN=2000rpm Naturally cooled IMB 5 design (IM V1, IM V3), Flange 1 Power connector rotatable Resolver multi-pole with DRIVE-CLiQ interface Smooth shaft without holding brake N05: Compatibility of the Shaft extension dimensions with 1FT510X N01: Ball bearing DE in 2Z version (instead of 2RS) R2A: Degree of protection IP43 (DE flange)/IP64 Customer-specific motor SMR-69-2015 | - | 0 | 9
1FK7100-2AC71-1UH0 |  | 1FK7100-2AC71-1UH0 | 1 | UN | 1 | 15 | C | D | N | N | 85015220 | 1 |  | 17.901 | KG | 1771.96 | 1771.96 | MC05 | MC05 | SIMOTICS S Synchronous motor 1FK7-CT PN=3kW; UDC=600V M0=18Nm (100K); NN=2000rpm; Naturally cooled FRAME SIZE IMB 5 (IM V1, IM V3) FLANGE 1 POWER CONNECTOR ROTATABLE RESOLVER MULTI-POLE WITH DRIVE-CLIQ INTERFACE; PLAIN SHAFT, TOLERANCE N; WITH HOLDING BRAKE PROTECTION CLASS IP64; | - | 0 | 0
1FK7100-2AC74-1AA0 |  | 1FK7100-2AC74-1AA0 | 1 | UN | 1 | 15 | C | D | N | N | 85015220 | 1 |  | 17.601 | KG | 1785.2 | 1785.2 | MC05 | MC05 | SIMOTICS S Synchronous motor 1FK7-CT PN=3kW; UDC=600V M0=18Nm (100K); NN=2000rpm; Naturally cooled FRAME SIZE IMB 5 (IM V1, IM V3) FLANGE 1, WITH PT1000 TEMPERATURESENSOR POWER CONNECTOR ROTATABLE INCREMENTAL ENCODER SIN/COS 1VPP;2048 S/R W. C-AND D-SPUR (ENCODER IC2048S/R) SHAFT WITH FITTED KEY, TOLERANCE N; W/O HOLDING BRAKE PROTECTION CLASS IP64; | - | 0 | 0
1FK7100-2AC74-1AA1 |  | 1FK7100-2AC74-1AA1 | 1 | UN | 1 | 15 | C | D | N | N | 85015220 | 1 |  | 17.601 | KG | 1847.54 | 1847.54 | MC05 | MC05 | SIMOTICS S Synchronous motor 1FK7-CT PN=3kW; UDC=600V M0=18Nm (100K); NN=2000rpm; Naturally cooled FRAME SIZE IMB 5 (IM V1, IM V3) FLANGE 1, WITH PT1000 TEMPERATURESENSOR POWER CONNECTOR ROTATABLE INCREMENTAL ENCODER SIN/COS 1VPP;2048 S/R W. C-AND D-SPUR (ENCODER IC2048S/R) SHAFT WITH FITTED KEY, TOLERANCE N; W/O HOLDING BRAKE PROTECTION CLASS IP65, | - | 0 | 0
1FK7100-2AC74-1AA2 |  | 1FK7100-2AC74-1AA2 | 1 | UN | 1 | 15 | C | D | N | N | 85015220 | 1 |  | 17.601 | KG | 1847.54 | 1847.54 | MC05 | MC05 | SIMOTICS S Synchronous motor 1FK7-CT PN=3kW; UDC=600V M0=18Nm (100K); NN=2000rpm; Naturally cooled FRAME SIZE IMB 5 (IM V1, IM V3) FLANGE 1, WITH PT1000 TEMPERATURESENSOR POWER CONNECTOR ROTATABLE INCREMENTAL ENCODER SIN/COS 1VPP;2048 S/R W. C-AND D-SPUR (ENCODER IC2048S/R) SHAFT WITH FITTED KEY, TOLERANCE N; W/O HOLDING BRAKE PROTECTION CLASS IP65, FLANGE ON DRIVE END IP67; | - | 0 | 0
1FK7100-2AC74-1AB0 |  | 1FK7100-2AC74-1AB0 | 1 | UN | 1 | 15 | C | D | N | N | 85015220 | 1 |  | 17.9 | KG | 2059.4 | 2059.4 | MC05 | MC05 | SIMOTICS S Synchronous motor 1FK7-CT PN=3kW; UDC=600V M0=18Nm (100K); NN=2000rpm; Naturally cooled FRAME SIZE IMB 5 (IM V1, IM V3) FLANGE 1, WITH PT1000 TEMPERATURESENSOR POWER CONNECTOR ROTATABLE INCREMENTAL ENCODER SIN/COS 1VPP;2048 S/R W. C-AND D-SPUR (ENCODER IC2048S/R) SHAFT WITH FITTED KEY, TOLERANCE N; WITH HOLDING BRAKE PROTECTION CLASS IP64; | - | 0 | 0
1FK7100-2AC74-1AB1 |  | 1FK7100-2AC74-1AB1 | 1 | UN | 1 | 15 | C | D | N | N | 85015220 | 1 |  | 17.9 | KG | 2121.74 | 2121.74 | MC05 | MC05 | SIMOTICS S Synchronous motor 1FK7-CT PN=3kW; UDC=600V M0=18Nm (100K); NN=2000rpm; Naturally cooled FRAME SIZE IMB 5 (IM V1, IM V3) FLANGE 1, WITH PT1000 TEMPERATURESENSOR POWER CONNECTOR ROTATABLE INCREMENTAL ENCODER SIN/COS 1VPP;2048 S/R W. C-AND D-SPUR (ENCODER IC2048S/R) SHAFT WITH FITTED KEY, TOLERANCE N; WITH HOLDING BRAKE PROTECTION CLASS IP65, | - | 0 | 0
1FK7100-2AC74-1AB2 |  | 1FK7100-2AC74-1AB2 | 1 | UN | 1 | 15 | C | D | N | N | 85015220 | 1 |  | 17.9 | KG | 2121.74 | 2121.74 | MC05 | MC05 | SIMOTICS S Synchronous motor 1FK7-CT PN=3kW; UDC=600V M0=18Nm (100K); NN=2000rpm; Naturally cooled FRAME SIZE IMB 5 (IM V1, IM V3) FLANGE 1, WITH PT1000 TEMPERATURESENSOR POWER CONNECTOR ROTATABLE INCREMENTAL ENCODER SIN/COS 1VPP;2048 S/R W. C-AND D-SPUR (ENCODER IC2048S/R) SHAFT WITH FITTED KEY, TOLERANCE N; WITH HOLDING BRAKE PROTECTION CLASS IP65, FLANGE ON DRIVE END IP67; | - | 0 | 0
1FK7100-2AC74-1AG0 |  | 1FK7100-2AC74-1AG0 | 1 | UN | 1 | 15 | C | D | N | N | 85015220 | 1 |  | 17.601 | KG | 1727.71 | 1727.71 | MC05 | MC05 | SIMOTICS S Synchronous motor 1FK7-CT PN=3kW; UDC=600V M0=18Nm (100K); NN=2000rpm; Naturally cooled FRAME SIZE IMB 5 (IM V1, IM V3) FLANGE 1, WITH PT1000 TEMPERATURESENSOR POWER CONNECTOR ROTATABLE INCREMENTAL ENCODER SIN/COS 1VPP;2048 S/R W. C-AND D-SPUR (ENCODER IC2048S/R) PLAIN SHAFT, TOLERANCE N; W/O HOLDING BRAKE PROTECTION CLASS IP64; | - | 0 | 0
1FK7100-2AC74-1AG1 |  | 1FK7100-2AC74-1AG1 | 1 | UN | 1 | 15 | C | D | N | N | 85015220 | 1 |  | 17.601 | KG | 1790.05 | 1790.05 | MC05 | MC05 | SIMOTICS S Synchronous motor 1FK7-CT PN=3kW; UDC=600V M0=18Nm (100K); NN=2000rpm; Naturally cooled FRAME SIZE IMB 5 (IM V1, IM V3) FLANGE 1, WITH PT1000 TEMPERATURESENSOR POWER CONNECTOR ROTATABLE INCREMENTAL ENCODER SIN/COS 1VPP;2048 S/R W. C-AND D-SPUR (ENCODER IC2048S/R) PLAIN SHAFT, TOLERANCE N; W/O HOLDING BRAKE PROTECTION CLASS IP65, | - | 0 | 0
1FK7100-2AC74-1AG2 |  | 1FK7100-2AC74-1AG2 | 1 | UN | 1 | 15 | C | D | N | N | 85015220 | 1 |  | 17.601 | KG | 1790.05 | 1790.05 | MC05 | MC05 | SIMOTICS S Synchronous motor 1FK7-CT PN=3kW; UDC=600V M0=18Nm (100K); NN=2000rpm; Naturally cooled FRAME SIZE IMB 5 (IM V1, IM V3) FLANGE 1, WITH PT1000 TEMPERATURESENSOR POWER CONNECTOR ROTATABLE INCREMENTAL ENCODER SIN/COS 1VPP;2048 S/R W. C-AND D-SPUR (ENCODER IC2048S/R) PLAIN SHAFT, TOLERANCE N; W/O HOLDING BRAKE PROTECTION CLASS IP65, FLANGE ON DRIVE END IP67; | - | 0 | 0
1FK7100-2AC74-1AH0 |  | 1FK7100-2AC74-1AH0 | 1 | UN | 1 | 15 | C | D | N | N | 85015220 | 1 |  | 17.9 | KG | 2001.9 | 2001.9 | MC05 | MC05 | SIMOTICS S Synchronous motor 1FK7-CT PN=3kW; UDC=600V M0=18Nm (100K); NN=2000rpm; Naturally cooled FRAME SIZE IMB 5 (IM V1, IM V3) FLANGE 1, WITH PT1000 TEMPERATURESENSOR POWER CONNECTOR ROTATABLE INCREMENTAL ENCODER SIN/COS 1VPP;2048 S/R W. C-AND D-SPUR (ENCODER IC2048S/R) PLAIN SHAFT, TOLERANCE N; WITH HOLDING BRAKE PROTECTION CLASS IP64; | - | 0 | 0
1FK7100-2AC74-1AH1 |  | 1FK7100-2AC74-1AH1 | 1 | UN | 1 | 15 | C | D | N | N | 85015220 | 1 |  | 17.9 | KG | 2064.24 | 2064.24 | MC05 | MC05 | SIMOTICS S Synchronous motor 1FK7-CT PN=3kW; UDC=600V M0=18Nm (100K); NN=2000rpm; Naturally cooled FRAME SIZE IMB 5 (IM V1, IM V3) FLANGE 1, WITH PT1000 TEMPERATURESENSOR POWER CONNECTOR ROTATABLE INCREMENTAL ENCODER SIN/COS 1VPP;2048 S/R W. C-AND D-SPUR (ENCODER IC2048S/R) PLAIN SHAFT, TOLERANCE N; WITH HOLDING BRAKE PROTECTION CLASS IP65, | - | 0 | 0
1FK7100-2AC74-1AH2 |  | 1FK7100-2AC74-1AH2 | 1 | UN | 1 | 15 | C | D | N | N | 85015220 | 1 |  | 17.9 | KG | 2064.24 | 2064.24 | MC05 | MC05 | SIMOTICS S Synchronous motor 1FK7-CT PN=3kW; UDC=600V M0=18Nm (100K); NN=2000rpm; Naturally cooled FRAME SIZE IMB 5 (IM V1, IM V3) FLANGE 1, WITH PT1000 TEMPERATURESENSOR POWER CONNECTOR ROTATABLE INCREMENTAL ENCODER SIN/COS 1VPP;2048 S/R W. C-AND D-SPUR (ENCODER IC2048S/R) PLAIN SHAFT, TOLERANCE N; WITH HOLDING BRAKE PROTECTION CLASS IP65, FLANGE ON DRIVE END IP67; | - | 0 | 0
1FK7100-2AC74-1EA0 |  | 1FK7100-2AC74-1EA0 | 1 | UN | 1 | 15 | C | D | N | N | 85015220 | 1 |  | 17.601 | KG | 2032.88 | 2032.88 | MC05 | MC05 | SIMOTICS S Synchronous motor 1FK7-CT PN=3kW; UDC=600V M0=18Nm (100K); NN=2000rpm; Naturally cooled FRAME SIZE IMB 5 (IM V1, IM V3) FLANGE 1, WITH PT1000 TEMPERATURESENSOR POWER CONNECTOR ROTATABLE ABSOLUTE ENCODERR 2048 S/R + 4096 UMDREHUNGEN MULTITURN, WITH ENDAT-SCHNITTSTELLE (ENCODER AM2048S/R) SHAFT WITH FITTED KEY, TOLERANCE N; W/O HOLDING BRAKE PROTECTION CLASS IP64; | - | 0 | 0
1FK7100-2AC74-1EA1 |  | 1FK7100-2AC74-1EA1 | 1 | UN | 1 | 15 | C | D | N | N | 85015220 | 1 |  | 17.601 | KG | 2095.22 | 2095.22 | MC05 | MC05 | SIMOTICS S Synchronous motor 1FK7-CT PN=3kW; UDC=600V M0=18Nm (100K); NN=2000rpm; Naturally cooled FRAME SIZE IMB 5 (IM V1, IM V3) FLANGE 1, WITH PT1000 TEMPERATURESENSOR POWER CONNECTOR ROTATABLE ABSOLUTE ENCODERR 2048 S/R + 4096 UMDREHUNGEN MULTITURN, WITH ENDAT-SCHNITTSTELLE (ENCODER AM2048S/R) SHAFT WITH FITTED KEY, TOLERANCE N; W/O HOLDING BRAKE PROTECTION CLASS IP65, | - | 0 | 0
1FK7100-2AC74-1EA2 |  | 1FK7100-2AC74-1EA2 | 1 | UN | 1 | 15 | C | D | N | N | 85015220 | 1 |  | 17.601 | KG | 2095.22 | 2095.22 | MC05 | MC05 | SIMOTICS S Synchronous motor 1FK7-CT PN=3kW; UDC=600V M0=18Nm (100K); NN=2000rpm; Naturally cooled FRAME SIZE IMB 5 (IM V1, IM V3) FLANGE 1, WITH PT1000 TEMPERATURESENSOR POWER CONNECTOR ROTATABLE ABSOLUTE ENCODERR 2048 S/R + 4096 UMDREHUNGEN MULTITURN, WITH ENDAT-SCHNITTSTELLE (ENCODER AM2048S/R) SHAFT WITH FITTED KEY, TOLERANCE N; W/O HOLDING BRAKE PROTECTION CLASS IP65, FLANGE ON DRIVE END IP67; | - | 0 | 0
1FK7100-2AC74-1EB0 |  | 1FK7100-2AC74-1EB0 | 1 | UN | 1 | 15 | C | D | N | N | 85015220 | 1 |  | 17.9 | KG | 2307.08 | 2307.08 | MC05 | MC05 | SIMOTICS S Synchronous motor 1FK7-CT PN=3kW; UDC=600V M0=18Nm (100K); NN=2000rpm; Naturally cooled FRAME SIZE IMB 5 (IM V1, IM V3) FLANGE 1, WITH PT1000 TEMPERATURESENSOR POWER CONNECTOR ROTATABLE ABSOLUTE ENCODERR 2048 S/R + 4096 UMDREHUNGEN MULTITURN, WITH ENDAT-SCHNITTSTELLE (ENCODER AM2048S/R) SHAFT WITH FITTED KEY, TOLERANCE N; WITH HOLDING BRAKE PROTECTION CLASS IP64; | - | 0 | 0
1FK7100-2AC74-1EB1 |  | 1FK7100-2AC74-1EB1 | 1 | UN | 1 | 15 | C | D | N | N | 85015220 | 1 |  | 17.9 | KG | 2369.42 | 2369.42 | MC05 | MC05 | SIMOTICS S Synchronous motor 1FK7-CT PN=3kW; UDC=600V M0=18Nm (100K); NN=2000rpm; Naturally cooled FRAME SIZE IMB 5 (IM V1, IM V3) FLANGE 1, WITH PT1000 TEMPERATURESENSOR POWER CONNECTOR ROTATABLE ABSOLUTE ENCODERR 2048 S/R + 4096 UMDREHUNGEN MULTITURN, WITH ENDAT-SCHNITTSTELLE (ENCODER AM2048S/R) SHAFT WITH FITTED KEY, TOLERANCE N; WITH HOLDING BRAKE PROTECTION CLASS IP65, | - | 0 | 0
1FK7100-2AC74-1EB2 |  | 1FK7100-2AC74-1EB2 | 1 | UN | 1 | 15 | C | D | N | N | 85015220 | 1 |  | 17.9 | KG | 2369.42 | 2369.42 | MC05 | MC05 | SIMOTICS S Synchronous motor 1FK7-CT PN=3kW; UDC=600V M0=18Nm (100K); NN=2000rpm; Naturally cooled FRAME SIZE IMB 5 (IM V1, IM V3) FLANGE 1, WITH PT1000 TEMPERATURESENSOR POWER CONNECTOR ROTATABLE ABSOLUTE ENCODERR 2048 S/R + 4096 UMDREHUNGEN MULTITURN, WITH ENDAT-SCHNITTSTELLE (ENCODER AM2048S/R) SHAFT WITH FITTED KEY, TOLERANCE N; WITH HOLDING BRAKE PROTECTION CLASS IP65, FLANGE ON DRIVE END IP67; | - | 0 | 0
1FK7100-2AC74-1EG0 |  | 1FK7100-2AC74-1EG0 | 1 | UN | 1 | 15 | C | D | N | N | 85015220 | 1 |  | 17.601 | KG | 1975.39 | 1975.39 | MC05 | MC05 | SIMOTICS S Synchronous motor 1FK7-CT PN=3kW; UDC=600V M0=18Nm (100K); NN=2000rpm; Naturally cooled FRAME SIZE IMB 5 (IM V1, IM V3) FLANGE 1, WITH PT1000 TEMPERATURESENSOR POWER CONNECTOR ROTATABLE ABSOLUTE ENCODERR 2048 S/R + 4096 UMDREHUNGEN MULTITURN, WITH ENDAT-SCHNITTSTELLE (ENCODER AM2048S/R) PLAIN SHAFT, TOLERANCE N; W/O HOLDING BRAKE PROTECTION CLASS IP64; | - | 0 | 0
1FK7100-2AC74-1EG1 |  | 1FK7100-2AC74-1EG1 | 1 | UN | 1 | 15 | C | D | N | N | 85015220 | 1 |  | 17.601 | KG | 2037.73 | 2037.73 | MC05 | MC05 | SIMOTICS S Synchronous motor 1FK7-CT PN=3kW; UDC=600V M0=18Nm (100K); NN=2000rpm; Naturally cooled FRAME SIZE IMB 5 (IM V1, IM V3) FLANGE 1, WITH PT1000 TEMPERATURESENSOR POWER CONNECTOR ROTATABLE ABSOLUTE ENCODERR 2048 S/R + 4096 UMDREHUNGEN MULTITURN, WITH ENDAT-SCHNITTSTELLE (ENCODER AM2048S/R) PLAIN SHAFT, TOLERANCE N; W/O HOLDING BRAKE PROTECTION CLASS IP65, | - | 0 | 0
1FK7100-2AC74-1EG2 |  | 1FK7100-2AC74-1EG2 | 1 | UN | 1 | 15 | C | D | N | N | 85015220 | 1 |  | 17.601 | KG | 2037.73 | 2037.73 | MC05 | MC05 | SIMOTICS S Synchronous motor 1FK7-CT PN=3kW; UDC=600V M0=18Nm (100K); NN=2000rpm; Naturally cooled FRAME SIZE IMB 5 (IM V1, IM V3) FLANGE 1, WITH PT1000 TEMPERATURESENSOR POWER CONNECTOR ROTATABLE ABSOLUTE ENCODERR 2048 S/R + 4096 UMDREHUNGEN MULTITURN, WITH ENDAT-SCHNITTSTELLE (ENCODER AM2048S/R) PLAIN SHAFT, TOLERANCE N; W/O HOLDING BRAKE PROTECTION CLASS IP65, FLANGE ON DRIVE END IP67; | - | 0 | 0
1FK7100-2AC74-1EH0 |  | 1FK7100-2AC74-1EH0 | 1 | UN | 1 | 15 | C | D | N | N | 85015220 | 1 |  | 17.9 | KG | 2249.58 | 2249.58 | MC05 | MC05 | SIMOTICS S Synchronous motor 1FK7-CT PN=3kW; UDC=600V M0=18Nm (100K); NN=2000rpm; Naturally cooled FRAME SIZE IMB 5 (IM V1, IM V3) FLANGE 1, WITH PT1000 TEMPERATURESENSOR POWER CONNECTOR ROTATABLE ABSOLUTE ENCODERR 2048 S/R + 4096 UMDREHUNGEN MULTITURN, WITH ENDAT-SCHNITTSTELLE (ENCODER AM2048S/R) PLAIN SHAFT, TOLERANCE N; WITH HOLDING BRAKE PROTECTION CLASS IP64; | - | 0 | 0
1FK7100-2AC74-1EH1 |  | 1FK7100-2AC74-1EH1 | 1 | UN | 1 | 15 | C | D | N | N | 85015220 | 1 |  | 17.9 | KG | 2311.92 | 2311.92 | MC05 | MC05 | SIMOTICS S Synchronous motor 1FK7-CT PN=3kW; UDC=600V M0=18Nm (100K); NN=2000rpm; Naturally cooled FRAME SIZE IMB 5 (IM V1, IM V3) FLANGE 1, WITH PT1000 TEMPERATURESENSOR POWER CONNECTOR ROTATABLE ABSOLUTE ENCODERR 2048 S/R + 4096 UMDREHUNGEN MULTITURN, WITH ENDAT-SCHNITTSTELLE (ENCODER AM2048S/R) PLAIN SHAFT, TOLERANCE N; WITH HOLDING BRAKE PROTECTION CLASS IP65, | - | 0 | 0
1FK7100-2AC74-1EH2 |  | 1FK7100-2AC74-1EH2 | 1 | UN | 1 | 15 | C | D | N | N | 85015220 | 1 |  | 17.9 | KG | 2311.92 | 2311.92 | MC05 | MC05 | SIMOTICS S Synchronous motor 1FK7-CT PN=3kW; UDC=600V M0=18Nm (100K); NN=2000rpm; Naturally cooled FRAME SIZE IMB 5 (IM V1, IM V3) FLANGE 1, WITH PT1000 TEMPERATURESENSOR POWER CONNECTOR ROTATABLE ABSOLUTE ENCODERR 2048 S/R + 4096 UMDREHUNGEN MULTITURN, WITH ENDAT-SCHNITTSTELLE (ENCODER AM2048S/R) PLAIN SHAFT, TOLERANCE N; WITH HOLDING BRAKE PROTECTION CLASS IP65, FLANGE ON DRIVE END IP67; | - | 0 | 0
1FK7100-2AC74-1SA0 |  | 1FK7100-2AC74-1SA0 | 1 | UN | 1 | 15 | C | D | N | N | 85015220 | 1 |  | 17.602 | KG | 1394.56 | 1394.56 | MC05 | MC05 | SIMOTICS S Synchronous motor 1FK7-CT PN=3kW; UDC=600V M0=18Nm (100K); NN=2000rpm; Naturally cooled FRAME SIZE IMB 5 (IM V1, IM V3) FLANGE 1, WITH PT1000 TEMPERATURESENSOR POWER CONNECTOR ROTATABLE RESOLVER MULTI-POLE (RESOLVER P=4); SHAFT WITH FITTED KEY, TOLERANCE N; W/O HOLDING BRAKE PROTECTION CLASS IP64; | - | 0 | 0
1FK7100-2AC74-1SA1 |  | 1FK7100-2AC74-1SA1 | 1 | UN | 1 | 15 | C | D | N | N | 85015220 | 1 |  | 17.602 | KG | 1456.9 | 1456.9 | MC05 | MC05 | SIMOTICS S Synchronous motor 1FK7-CT PN=3kW; UDC=600V M0=18Nm (100K); NN=2000rpm; Naturally cooled FRAME SIZE IMB 5 (IM V1, IM V3) FLANGE 1, WITH PT1000 TEMPERATURESENSOR POWER CONNECTOR ROTATABLE RESOLVER MULTI-POLE (RESOLVER P=4); SHAFT WITH FITTED KEY, TOLERANCE N; W/O HOLDING BRAKE PROTECTION CLASS IP65, | - | 0 | 0
1FK7100-2AC74-1SA2 |  | 1FK7100-2AC74-1SA2 | 1 | UN | 1 | 15 | C | D | N | N | 85015220 | 1 |  | 17.602 | KG | 1456.9 | 1456.9 | MC05 | MC05 | SIMOTICS S Synchronous motor 1FK7-CT PN=3kW; UDC=600V M0=18Nm (100K); NN=2000rpm; Naturally cooled FRAME SIZE IMB 5 (IM V1, IM V3) FLANGE 1, WITH PT1000 TEMPERATURESENSOR POWER CONNECTOR ROTATABLE RESOLVER MULTI-POLE (RESOLVER P=4); SHAFT WITH FITTED KEY, TOLERANCE N; W/O HOLDING BRAKE PROTECTION CLASS IP65, FLANGE ON DRIVE END IP67; | - | 0 | 0
1FK7100-2AC74-1SB0 |  | 1FK7100-2AC74-1SB0 | 1 | UN | 1 | 15 | C | D | N | N | 85015220 | 1 |  | 17.901 | KG | 1668.76 | 1668.76 | MC05 | MC05 | SIMOTICS S Synchronous motor 1FK7-CT PN=3kW; UDC=600V M0=18Nm (100K); NN=2000rpm; Naturally cooled FRAME SIZE IMB 5 (IM V1, IM V3) FLANGE 1, WITH PT1000 TEMPERATURESENSOR POWER CONNECTOR ROTATABLE RESOLVER MULTI-POLE (RESOLVER P=4); SHAFT WITH FITTED KEY, TOLERANCE N; WITH HOLDING BRAKE PROTECTION CLASS IP64; | - | 0 | 0
1FK7100-2AC74-1SB1 |  | 1FK7100-2AC74-1SB1 | 1 | UN | 1 | 15 | C | D | N | N | 85015220 | 1 |  | 17.901 | KG | 1731.1 | 1731.1 | MC05 | MC05 | SIMOTICS S Synchronous motor 1FK7-CT PN=3kW; UDC=600V M0=18Nm (100K); NN=2000rpm; Naturally cooled FRAME SIZE IMB 5 (IM V1, IM V3) FLANGE 1, WITH PT1000 TEMPERATURESENSOR POWER CONNECTOR ROTATABLE RESOLVER MULTI-POLE (RESOLVER P=4); SHAFT WITH FITTED KEY, TOLERANCE N; WITH HOLDING BRAKE PROTECTION CLASS IP65, | - | 0 | 0
1FK7100-2AC74-1SB2 |  | 1FK7100-2AC74-1SB2 | 1 | UN | 1 | 15 | C | D | N | N | 85015220 | 1 |  | 17.901 | KG | 1731.1 | 1731.1 | MC05 | MC05 | SIMOTICS S Synchronous motor 1FK7-CT PN=3kW; UDC=600V M0=18Nm (100K); NN=2000rpm; Naturally cooled FRAME SIZE IMB 5 (IM V1, IM V3) FLANGE 1, WITH PT1000 TEMPERATURESENSOR POWER CONNECTOR ROTATABLE RESOLVER MULTI-POLE (RESOLVER P=4); SHAFT WITH FITTED KEY, TOLERANCE N; WITH HOLDING BRAKE PROTECTION CLASS IP65, FLANGE ON DRIVE END IP67; | - | 0 | 0
1FK7100-2AC74-1SG0 |  | 1FK7100-2AC74-1SG0 | 1 | UN | 1 | 15 | C | D | N | N | 85015220 | 1 |  | 17.602 | KG | 1337.07 | 1337.07 | MC05 | MC05 | SIMOTICS S Synchronous motor 1FK7-CT PN=3kW; UDC=600V M0=18Nm (100K); NN=2000rpm; Naturally cooled FRAME SIZE IMB 5 (IM V1, IM V3) FLANGE 1, WITH PT1000 TEMPERATURESENSOR POWER CONNECTOR ROTATABLE RESOLVER MULTI-POLE (RESOLVER P=4); PLAIN SHAFT, TOLERANCE N; W/O HOLDING BRAKE PROTECTION CLASS IP64; | - | 0 | 0
1FK7100-2AC74-1SG1 |  | 1FK7100-2AC74-1SG1 | 1 | UN | 1 | 15 | C | D | N | N | 85015220 | 1 |  | 17.602 | KG | 1399.41 | 1399.41 | MC05 | MC05 | SIMOTICS S Synchronous motor 1FK7-CT PN=3kW; UDC=600V M0=18Nm (100K); NN=2000rpm; Naturally cooled FRAME SIZE IMB 5 (IM V1, IM V3) FLANGE 1, WITH PT1000 TEMPERATURESENSOR POWER CONNECTOR ROTATABLE RESOLVER MULTI-POLE (RESOLVER P=4); PLAIN SHAFT, TOLERANCE N; W/O HOLDING BRAKE PROTECTION CLASS IP65, | - | 0 | 0
1FK7100-2AC74-1SG2 |  | 1FK7100-2AC74-1SG2 | 1 | UN | 1 | 15 | C | D | N | N | 85015220 | 1 |  | 17.602 | KG | 1399.41 | 1399.41 | MC05 | MC05 | SIMOTICS S Synchronous motor 1FK7-CT PN=3kW; UDC=600V M0=18Nm (100K); NN=2000rpm; Naturally cooled FRAME SIZE IMB 5 (IM V1, IM V3) FLANGE 1, WITH PT1000 TEMPERATURESENSOR POWER CONNECTOR ROTATABLE RESOLVER MULTI-POLE (RESOLVER P=4); PLAIN SHAFT, TOLERANCE N; W/O HOLDING BRAKE PROTECTION CLASS IP65, FLANGE ON DRIVE END IP67; | - | 0 | 0
1FK7100-2AC74-1SH0 |  | 1FK7100-2AC74-1SH0 | 1 | UN | 1 | 15 | C | D | N | N | 85015220 | 1 |  | 17.901 | KG | 1611.26 | 1611.26 | MC05 | MC05 | SIMOTICS S Synchronous motor 1FK7-CT PN=3kW; UDC=600V M0=18Nm (100K); NN=2000rpm; Naturally cooled FRAME SIZE IMB 5 (IM V1, IM V3) FLANGE 1, WITH PT1000 TEMPERATURESENSOR POWER CONNECTOR ROTATABLE RESOLVER MULTI-POLE (RESOLVER P=4); PLAIN SHAFT, TOLERANCE N; WITH HOLDING BRAKE PROTECTION CLASS IP64; | - | 0 | 0
1FK7100-2AC74-1SH1 |  | 1FK7100-2AC74-1SH1 | 1 | UN | 1 | 15 | C | D | N | N | 85015220 | 1 |  | 17.901 | KG | 1673.6 | 1673.6 | MC05 | MC05 | SIMOTICS S Synchronous motor 1FK7-CT PN=3kW; UDC=600V M0=18Nm (100K); NN=2000rpm; Naturally cooled FRAME SIZE IMB 5 (IM V1, IM V3) FLANGE 1, WITH PT1000 TEMPERATURESENSOR POWER CONNECTOR ROTATABLE RESOLVER MULTI-POLE (RESOLVER P=4); PLAIN SHAFT, TOLERANCE N; WITH HOLDING BRAKE PROTECTION CLASS IP65, | - | 0 | 0
1FK7100-2AC74-1SH2 |  | 1FK7100-2AC74-1SH2 | 1 | UN | 1 | 15 | C | D | N | N | 85015220 | 1 |  | 17.901 | KG | 1673.6 | 1673.6 | MC05 | MC05 | SIMOTICS S Synchronous motor 1FK7-CT PN=3kW; UDC=600V M0=18Nm (100K); NN=2000rpm; Naturally cooled FRAME SIZE IMB 5 (IM V1, IM V3) FLANGE 1, WITH PT1000 TEMPERATURESENSOR POWER CONNECTOR ROTATABLE RESOLVER MULTI-POLE (RESOLVER P=4); PLAIN SHAFT, TOLERANCE N; WITH HOLDING BRAKE PROTECTION CLASS IP65, FLANGE ON DRIVE END IP67; | - | 0 | 0
1FK7100-2AC74-1TA0 |  | 1FK7100-2AC74-1TA0 | 1 | UN | 1 | 15 | C | D | N | N | 85015220 | 1 |  | 17.602 | KG | 1394.56 | 1394.56 | MC05 | MC05 | SIMOTICS S Synchronous motor 1FK7-CT PN=3kW; UDC=600V M0=18Nm (100K); NN=2000rpm; Naturally cooled FRAME SIZE IMB 5 (IM V1, IM V3) FLANGE 1, WITH PT1000 TEMPERATURESENSOR POWER CONNECTOR ROTATABLE RESOLVER 2-POLE (RESOLVER P=1); SHAFT WITH FITTED KEY, TOLERANCE N; W/O HOLDING BRAKE PROTECTION CLASS IP64; | - | 0 | 0
1FK7100-2AC74-1TA1 |  | 1FK7100-2AC74-1TA1 | 1 | UN | 1 | 15 | C | D | N | N | 85015220 | 1 |  | 17.602 | KG | 1456.9 | 1456.9 | MC05 | MC05 | SIMOTICS S Synchronous motor 1FK7-CT PN=3kW; UDC=600V M0=18Nm (100K); NN=2000rpm; Naturally cooled FRAME SIZE IMB 5 (IM V1, IM V3) FLANGE 1, WITH PT1000 TEMPERATURESENSOR POWER CONNECTOR ROTATABLE RESOLVER 2-POLE (RESOLVER P=1); SHAFT WITH FITTED KEY, TOLERANCE N; W/O HOLDING BRAKE PROTECTION CLASS IP65, | - | 0 | 0
1FK7100-2AC74-1TA2 |  | 1FK7100-2AC74-1TA2 | 1 | UN | 1 | 15 | C | D | N | N | 85015220 | 1 |  | 17.602 | KG | 1456.9 | 1456.9 | MC05 | MC05 | SIMOTICS S Synchronous motor 1FK7-CT PN=3kW; UDC=600V M0=18Nm (100K); NN=2000rpm; Naturally cooled FRAME SIZE IMB 5 (IM V1, IM V3) FLANGE 1, WITH PT1000 TEMPERATURESENSOR POWER CONNECTOR ROTATABLE RESOLVER 2-POLE (RESOLVER P=1); SHAFT WITH FITTED KEY, TOLERANCE N; W/O HOLDING BRAKE PROTECTION CLASS IP65, FLANGE ON DRIVE END IP67; | - | 0 | 0
1FK7100-2AC74-1TB0 |  | 1FK7100-2AC74-1TB0 | 1 | UN | 1 | 15 | C | D | N | N | 85015220 | 1 |  | 17.901 | KG | 1668.76 | 1668.76 | MC05 | MC05 | SIMOTICS S Synchronous motor 1FK7-CT PN=3kW; UDC=600V M0=18Nm (100K); NN=2000rpm; Naturally cooled FRAME SIZE IMB 5 (IM V1, IM V3) FLANGE 1, WITH PT1000 TEMPERATURESENSOR POWER CONNECTOR ROTATABLE RESOLVER 2-POLE (RESOLVER P=1); SHAFT WITH FITTED KEY, TOLERANCE N; WITH HOLDING BRAKE PROTECTION CLASS IP64; | - | 0 | 0
1FK7100-2AC74-1TB1 |  | 1FK7100-2AC74-1TB1 | 1 | UN | 1 | 15 | C | D | N | N | 85015220 | 1 |  | 17.901 | KG | 1731.1 | 1731.1 | MC05 | MC05 | SIMOTICS S Synchronous motor 1FK7-CT PN=3kW; UDC=600V M0=18Nm (100K); NN=2000rpm; Naturally cooled FRAME SIZE IMB 5 (IM V1, IM V3) FLANGE 1, WITH PT1000 TEMPERATURESENSOR POWER CONNECTOR ROTATABLE RESOLVER 2-POLE (RESOLVER P=1); SHAFT WITH FITTED KEY, TOLERANCE N; WITH HOLDING BRAKE PROTECTION CLASS IP65, | - | 0 | 0
1FK7100-2AC74-1TB2 |  | 1FK7100-2AC74-1TB2 | 1 | UN | 1 | 15 | C | D | N | N | 85015220 | 1 |  | 17.901 | KG | 1731.1 | 1731.1 | MC05 | MC05 | SIMOTICS S Synchronous motor 1FK7-CT PN=3kW; UDC=600V M0=18Nm (100K); NN=2000rpm; Naturally cooled FRAME SIZE IMB 5 (IM V1, IM V3) FLANGE 1, WITH PT1000 TEMPERATURESENSOR POWER CONNECTOR ROTATABLE RESOLVER 2-POLE (RESOLVER P=1); SHAFT WITH FITTED KEY, TOLERANCE N; WITH HOLDING BRAKE PROTECTION CLASS IP65, FLANGE ON DRIVE END IP67; | - | 0 | 0
1FK7100-2AC74-1TG0 |  | 1FK7100-2AC74-1TG0 | 1 | UN | 1 | 15 | C | D | N | N | 85015220 | 1 |  | 17.602 | KG | 1337.07 | 1337.07 | MC05 | MC05 | SIMOTICS S Synchronous motor 1FK7-CT PN=3kW; UDC=600V M0=18Nm (100K); NN=2000rpm; Naturally cooled FRAME SIZE IMB 5 (IM V1, IM V3) FLANGE 1, WITH PT1000 TEMPERATURESENSOR POWER CONNECTOR ROTATABLE RESOLVER 2-POLE (RESOLVER P=1); PLAIN SHAFT, TOLERANCE N; W/O HOLDING BRAKE PROTECTION CLASS IP64; | - | 0 | 0
1FK7100-2AC74-1TG1 |  | 1FK7100-2AC74-1TG1 | 1 | UN | 1 | 15 | C | D | N | N | 85015220 | 1 |  | 17.602 | KG | 1399.41 | 1399.41 | MC05 | MC05 | SIMOTICS S Synchronous motor 1FK7-CT PN=3kW; UDC=600V M0=18Nm (100K); NN=2000rpm; Naturally cooled FRAME SIZE IMB 5 (IM V1, IM V3) FLANGE 1, WITH PT1000 TEMPERATURESENSOR POWER CONNECTOR ROTATABLE RESOLVER 2-POLE (RESOLVER P=1); PLAIN SHAFT, TOLERANCE N; W/O HOLDING BRAKE PROTECTION CLASS IP65, | - | 0 | 0
1FK7100-2AC74-1TG2 |  | 1FK7100-2AC74-1TG2 | 1 | UN | 1 | 15 | C | D | N | N | 85015220 | 1 |  | 17.602 | KG | 1399.41 | 1399.41 | MC05 | MC05 | SIMOTICS S Synchronous motor 1FK7-CT PN=3kW; UDC=600V M0=18Nm (100K); NN=2000rpm; Naturally cooled FRAME SIZE IMB 5 (IM V1, IM V3) FLANGE 1, WITH PT1000 TEMPERATURESENSOR POWER CONNECTOR ROTATABLE RESOLVER 2-POLE (RESOLVER P=1); PLAIN SHAFT, TOLERANCE N; W/O HOLDING BRAKE PROTECTION CLASS IP65, FLANGE ON DRIVE END IP67; | - | 0 | 0
1FK7100-2AC74-1TH0 |  | 1FK7100-2AC74-1TH0 | 1 | UN | 1 | 15 | C | D | N | N | 85015220 | 1 |  | 17.901 | KG | 1611.26 | 1611.26 | MC05 | MC05 | SIMOTICS S Synchronous motor 1FK7-CT PN=3kW; UDC=600V M0=18Nm (100K); NN=2000rpm; Naturally cooled FRAME SIZE IMB 5 (IM V1, IM V3) FLANGE 1, WITH PT1000 TEMPERATURESENSOR POWER CONNECTOR ROTATABLE RESOLVER 2-POLE (RESOLVER P=1); PLAIN SHAFT, TOLERANCE N; WITH HOLDING BRAKE PROTECTION CLASS IP64; | - | 0 | 0
1FK7100-2AC74-1TH1 |  | 1FK7100-2AC74-1TH1 | 1 | UN | 1 | 15 | C | D | N | N | 85015220 | 1 |  | 17.901 | KG | 1673.6 | 1673.6 | MC05 | MC05 | SIMOTICS S Synchronous motor 1FK7-CT PN=3kW; UDC=600V M0=18Nm (100K); NN=2000rpm; Naturally cooled FRAME SIZE IMB 5 (IM V1, IM V3) FLANGE 1, WITH PT1000 TEMPERATURESENSOR POWER CONNECTOR ROTATABLE RESOLVER 2-POLE (RESOLVER P=1); PLAIN SHAFT, TOLERANCE N; WITH HOLDING BRAKE PROTECTION CLASS IP65, | - | 0 | 0
1FK7100-2AC74-1TH2 |  | 1FK7100-2AC74-1TH2 | 1 | UN | 1 | 15 | C | D | N | N | 85015220 | 1 |  | 17.901 | KG | 1673.6 | 1673.6 | MC05 | MC05 | SIMOTICS S Synchronous motor 1FK7-CT PN=3kW; UDC=600V M0=18Nm (100K); NN=2000rpm; Naturally cooled FRAME SIZE IMB 5 (IM V1, IM V3) FLANGE 1, WITH PT1000 TEMPERATURESENSOR POWER CONNECTOR ROTATABLE RESOLVER 2-POLE (RESOLVER P=1); PLAIN SHAFT, TOLERANCE N; WITH HOLDING BRAKE PROTECTION CLASS IP65, FLANGE ON DRIVE END IP67; | - | 0 | 0
1FK7100-2AF71-1AG0 |  | 1FK7100-2AF71-1AG0 | 1 | UN | 1 | 15 | C | D | N | N | 85015220 | 1 |  | 17.601 | KG | 1727.71 | 1727.71 | MC05 | MC05 | SIMOTICS S Synchronous motor 1FK7-CT PN=3.8kW; UDC=600V M0=18Nm (100K); NN=3000rpm; Naturally cooled FRAME SIZE IMB 5 (IM V1, IM V3) FLANGE 1, WITH KTY TEMPERATURESENSOR POWER CONNECTOR ROTATABLE INCREMENTAL ENCODER SIN/COS 1VPP;2048 S/R W. C-AND D-SPUR (ENCODER IC2048S/R) PLAIN SHAFT, TOLERANCE N; W/O HOLDING BRAKE PROTECTION CLASS IP64; | - | 0 | 0
1FK7100-2AF71-1AH0 |  | 1FK7100-2AF71-1AH0 | 1 | UN | 1 | 15 | C | D | N | N | 85015220 | 1 |  | 17.9 | KG | 2001.9 | 2001.9 | MC05 | MC05 | SIMOTICS S Synchronous motor 1FK7-CT PN=3.8kW; UDC=600V M0=18Nm (100K); NN=3000rpm; Naturally cooled FRAME SIZE IMB 5 (IM V1, IM V3) FLANGE 1, WITH KTY TEMPERATURESENSOR POWER CONNECTOR ROTATABLE INCREMENTAL ENCODER SIN/COS 1VPP;2048 S/R W. C-AND D-SPUR (ENCODER IC2048S/R) PLAIN SHAFT, TOLERANCE N; WITH HOLDING BRAKE PROTECTION CLASS IP64; | - | 0 | 0
1FK7100-2AF71-1BA1 |  | 1FK7100-2AF71-1BA1 | 1 | UN | 1 | 15 | C | D | N | N | 85015220 | 1 |  | 17.601 | KG | 2008.25 | 2008.25 | MC05 | MC05 | SIMOTICS S Synchronous motor 1FK7-CT PN=3.8kW; UDC=600V M0=18Nm (100K); NN=3000rpm; Naturally cooled IMB 5 design (IM V1, IM V3) Flange 1 Power connector rotatable Absolute encoder single-turn 24-bit with Drive-CLiQ interface (encoder AS24DQI) shaft with feather key, tolerance N without holding brake IP65 degree of protection | - | 0 | 0
1FK7100-2AF71-1CG1-Z | J13 | 1FK7100-2AF71-1CG1-ZJ13 | 1 | UN | 1 | 15 | C | D | N | N | 85015220 | 1 |  | 54.001 | KG | 5926.51 | 5926.51 | MC05 | MC05 | SIMOTICS S Synchronous motor 1FK7-CT PN=3.8kW; UDC=600V M0=18Nm (100K); NN=3000rpm; Naturally cooled IMB 5 design (IM V1, IM V3) Flange 1 Power connector rotatable Absolute encoder 24-bit +12-bit multi-turn with Drive-CLiQ interface (encoder AM24DQI) smooth shaft, tolerance N without holding brake IP65 degree of protection J13: ALPHA SP+, SP 180S-MF2 PLANETARY GEARING 2 STAGES, I=20, WITH FEATHER KEY | - | 0 | 0
1FK7100-2AF71-1DG0 |  | 1FK7100-2AF71-1DG0 | 1 | UN | 1 | 15 | C | D | N | N | 85015220 | 1 |  | 17.602 | KG | 1941.84 | 1941.84 | MC05 | MC05 | SIMOTICS S Synchronous motor 1FK7-CT PN=3.8kW; UDC=600V M0=18Nm (100K); NN=3000rpm; Naturally cooled FRAME SIZE IMB 5 (IM V1, IM V3) FLANGE 1 POWER CONNECTOR ROTATABLE INCREMENTAL ENCODER 22 BIT WITH DRIVE-CLIQ INTERFACE (ENCODER IC22DQ) PLAIN SHAFT, TOLERANCE N; W/O HOLDING BRAKE PROTECTION CLASS IP64; | - | 0 | 0
1FK7100-2AF71-1DH0 |  | 1FK7100-2AF71-1DH0 | 1 | UN | 1 | 15 | C | D | N | N | 85015220 | 1 |  | 17.901 | KG | 2216.03 | 2216.03 | MC05 | MC05 | SIMOTICS S Synchronous motor 1FK7-CT PN=3.8kW; UDC=600V M0=18Nm (100K); NN=3000rpm; Naturally cooled FRAME SIZE IMB 5 (IM V1, IM V3) FLANGE 1 POWER CONNECTOR ROTATABLE INCREMENTAL ENCODER 22 BIT WITH DRIVE-CLIQ INTERFACE (ENCODER IC22DQ) PLAIN SHAFT, TOLERANCE N; WITH HOLDING BRAKE PROTECTION CLASS IP64; | - | 0 | 0
1FK7100-2AF71-1EG0 |  | 1FK7100-2AF71-1EG0 | 1 | UN | 1 | 15 | C | D | N | N | 85015220 | 1 |  | 17.601 | KG | 1975.39 | 1975.39 | MC05 | MC05 | SIMOTICS S Synchronous motor 1FK7-CT PN=3.8kW; UDC=600V M0=18Nm (100K); NN=3000rpm; Naturally cooled FRAME SIZE IMB 5 (IM V1, IM V3) FLANGE 1, WITH KTY TEMPERATURESENSOR POWER CONNECTOR ROTATABLE ABSOLUTE ENCODERR 2048 S/R + 4096 UMDREHUNGEN MULTITURN, WITH ENDAT-SCHNITTSTELLE (ENCODER AM2048S/R) PLAIN SHAFT, TOLERANCE N; W/O HOLDING BRAKE PROTECTION CLASS IP64; | - | 0 | 0
1FK7100-2AF71-1EH0 |  | 1FK7100-2AF71-1EH0 | 1 | UN | 1 | 15 | C | D | N | N | 85015220 | 1 |  | 17.9 | KG | 2249.58 | 2249.58 | MC05 | MC05 | SIMOTICS S Synchronous motor 1FK7-CT PN=3.8kW; UDC=600V M0=18Nm (100K); NN=3000rpm; Naturally cooled FRAME SIZE IMB 5 (IM V1, IM V3) FLANGE 1, WITH KTY TEMPERATURESENSOR POWER CONNECTOR ROTATABLE ABSOLUTE ENCODERR 2048 S/R + 4096 UMDREHUNGEN MULTITURN, WITH ENDAT-SCHNITTSTELLE (ENCODER AM2048S/R) PLAIN SHAFT, TOLERANCE N; WITH HOLDING BRAKE PROTECTION CLASS IP64; | - | 0 | 0
1FK7100-2AF71-1EH1-Z | J17 | 1FK7100-2AF71-1EH1-ZJ17 | 1 | UN | 1 | 15 | C | D | N | N | 85015220 | 1 |  | 46.9 | KG | 8105.35 | 8105.35 | MC05 | MC05 | SIMOTICS S Synchronous motor 1FK7-CT PN=3.8kW; UDC=600V M0=18Nm (100K); NN=3000rpm; Naturally cooled FRAME SIZE IMB 5 (IM V1, IM V3) FLANGE 1, WITH KTY TEMPERATURESENSOR POWER CONNECTOR ROTATABLE ABSOLUTE ENCODERR 2048 S/R + 4096 UMDREHUNGEN MULTITURN, WITH ENDAT-SCHNITTSTELLE (ENCODER AM2048S/R) PLAIN SHAFT, TOLERANCE N; WITH HOLDING BRAKE PROTECTION CLASS IP65, J17: ALPHA SP, SP 210S-MF2 PLANETARY GEARING 2 STAGES, I=50, WITH FEATHER KEY | - | 0 | 0
1FK7100-2AF71-1PG0 |  | 1FK7100-2AF71-1PG0 | 1 | UN | 1 | 15 | C | D | N | N | 85015220 | 1 |  | 17.701 | KG | 1497.77 | 1497.77 | MC05 | MC05 | SIMOTICS S Synchronous motor 1FK7-CT PN=3.8kW; UDC=600V M0=18Nm (100K); NN=3000rpm; Naturally cooled FRAME SIZE IMB 5 (IM V1, IM V3) FLANGE 1 POWER CONNECTOR ROTATABLE RESOLVER 2-POLE, WITH DRIVE CLIQ-INTERFACE PLAIN SHAFT, TOLERANCE N; W/O HOLDING BRAKE PROTECTION CLASS IP64; | - | 0 | 0
1FK7100-2AF71-1PH0 |  | 1FK7100-2AF71-1PH0 | 1 | UN | 1 | 15 | C | D | N | N | 85015220 | 1 |  | 18 | KG | 1771.96 | 1771.96 | MC05 | MC05 | SIMOTICS S Synchronous motor 1FK7-CT PN=3.8kW; UDC=600V M0=18Nm (100K); NN=3000rpm; Naturally cooled FRAME SIZE IMB 5 (IM V1, IM V3) FLANGE 1 POWER CONNECTOR ROTATABLE RESOLVER 2-POLE, WITH DRIVE CLIQ-INTERFACE PLAIN SHAFT, TOLERANCE N; WITH HOLDING BRAKE PROTECTION CLASS IP64; | - | 0 | 0
1FK7100-2AF71-1QH1 |  | 1FK7100-2AF71-1QH1 | 1 | UN | 1 | 15 | C | D | N | N | 85015220 | 1 |  | 17.9 | KG | 1902.99 | 1902.99 | MC05 | MC05 | SIMOTICS S Synchronous motor 1FK7-CT PN=3.8kW; UDC=600V M0=18Nm (100K); NN=3000rpm; Naturally cooled IMB 5 design (IM V1, IM V3) Flange 1 Power connector rotatable Absolute encoder single-turn 20-bit with Drive-CLiQ interface (encoder AS20DQI) smooth shaft, tolerance N with holding brake IP65 degree of protection | - | 0 | 0
1FK7100-2AF71-1RA1 |  | 1FK7100-2AF71-1RA1 | 1 | UN | 1 | 15 | C | D | N | N | 85015220 | 1 |  | 17.601 | KG | 1935.66 | 1935.66 | MC05 | MC05 | SIMOTICS S Synchronous motor 1FK7-CT PN=3.8kW; UDC=600V M0=18Nm (100K); NN=3000rpm; Naturally cooled IMB 5 design (IM V1, IM V3) Flange 1 Power connector rotatable Absolute encoder 20-bit +12-bit multi-turn with Drive-CLiQ interface (encoder AM20DQI) shaft with feather key, tolerance N without holding brake IP65 degree of protection | - | 0 | 0
1FK7100-2AF71-1RH1 |  | 1FK7100-2AF71-1RH1 | 1 | UN | 1 | 15 | C | D | N | N | 85015220 | 1 |  | 17.9 | KG | 2152.38 | 2152.38 | MC05 | MC05 | SIMOTICS S Synchronous motor 1FK7-CT PN=3.8kW; UDC=600V M0=18Nm (100K); NN=3000rpm; Naturally cooled IMB 5 design (IM V1, IM V3) Flange 1 Power connector rotatable Absolute encoder 20-bit +12-bit multi-turn with Drive-CLiQ interface (encoder AM20DQI) smooth shaft, tolerance N with holding brake IP65 degree of protection | - | 0 | 0
1FK7100-2AF71-1RH1-Z | X01Y84 | 1FK7100-2AF71-1RH1-ZX01Y84 | 1 | UN | 1 | 15 | C | D | N | N | 85015220 | 1 |  | 17.901 | KG | 2214.72 | 2214.72 | MC05 | MC05 | SIMOTICS S Synchronous motor 1FK7-CT PN=3.8kW; UDC=600V M0=18Nm (100K); NN=3000rpm; Naturally cooled IMB 5 design (IM V1, IM V3) Flange 1 Power connector rotatable Absolute encoder 20-bit +12-bit multi-turn with Drive-CLiQ interface (encoder AM20DQI) smooth shaft, tolerance N with holding brake IP65 degree of protection X01: PAINT FINISH DULL BLACK RAL9005 Y84: Customer specifications on the rating plate Ordering notes see Notification number 22370783 | - | 0 | 0
1FK7100-2AF71-1SG0 |  | 1FK7100-2AF71-1SG0 | 1 | UN | 1 | 15 | C | D | N | N | 85015220 | 1 |  | 17.602 | KG | 1337.07 | 1337.07 | MC05 | MC05 | SIMOTICS S Synchronous motor 1FK7-CT PN=3.8kW; UDC=600V M0=18Nm (100K); NN=3000rpm; Naturally cooled FRAME SIZE IMB 5 (IM V1, IM V3) FLANGE 1, WITH KTY TEMPERATURESENSOR POWER CONNECTOR ROTATABLE RESOLVER MULTI-POLE (RESOLVER P=4); PLAIN SHAFT, TOLERANCE N; W/O HOLDING BRAKE PROTECTION CLASS IP64; | - | 0 | 0
1FK7100-2AF71-1SH0 |  | 1FK7100-2AF71-1SH0 | 1 | UN | 1 | 15 | C | D | N | N | 85015220 | 1 |  | 17.901 | KG | 1611.26 | 1611.26 | MC05 | MC05 | SIMOTICS S Synchronous motor 1FK7-CT PN=3.8kW; UDC=600V M0=18Nm (100K); NN=3000rpm; Naturally cooled FRAME SIZE IMB 5 (IM V1, IM V3) FLANGE 1, WITH KTY TEMPERATURESENSOR POWER CONNECTOR ROTATABLE RESOLVER MULTI-POLE (RESOLVER P=4); PLAIN SHAFT, TOLERANCE N; WITH HOLDING BRAKE PROTECTION CLASS IP64; | - | 0 | 0
1FK7100-2AF71-1TG0 |  | 1FK7100-2AF71-1TG0 | 1 | UN | 1 | 15 | C | D | N | N | 85015220 | 1 |  | 17.602 | KG | 1337.07 | 1337.07 | MC05 | MC05 | SIMOTICS S Synchronous motor 1FK7-CT PN=3.8kW; UDC=600V M0=18Nm (100K); NN=3000rpm; Naturally cooled FRAME SIZE IMB 5 (IM V1, IM V3) FLANGE 1, WITH KTY TEMPERATURESENSOR POWER CONNECTOR ROTATABLE RESOLVER 2-POLE (RESOLVER P=1); PLAIN SHAFT, TOLERANCE N; W/O HOLDING BRAKE PROTECTION CLASS IP64; | - | 0 | 0
1FK7100-2AF71-1TH0 |  | 1FK7100-2AF71-1TH0 | 1 | UN | 1 | 15 | C | D | N | N | 85015220 | 1 |  | 17.901 | KG | 1611.26 | 1611.26 | MC05 | MC05 | SIMOTICS S Synchronous motor 1FK7-CT PN=3.8kW; UDC=600V M0=18Nm (100K); NN=3000rpm; Naturally cooled FRAME SIZE IMB 5 (IM V1, IM V3) FLANGE 1, WITH KTY TEMPERATURESENSOR POWER CONNECTOR ROTATABLE RESOLVER 2-POLE (RESOLVER P=1); PLAIN SHAFT, TOLERANCE N; WITH HOLDING BRAKE PROTECTION CLASS IP64; | - | 0 | 0
1FK7100-2AF71-1UG0 |  | 1FK7100-2AF71-1UG0 | 1 | UN | 1 | 15 | C | D | N | N | 85015220 | 1 |  | 17.602 | KG | 1497.77 | 1497.77 | MC05 | MC05 | SIMOTICS S Synchronous motor 1FK7-CT PN=3.8kW; UDC=600V M0=18Nm (100K); NN=3000rpm; Naturally cooled FRAME SIZE IMB 5 (IM V1, IM V3) FLANGE 1 POWER CONNECTOR ROTATABLE RESOLVER MULTI-POLE WITH DRIVE-CLIQ INTERFACE; PLAIN SHAFT, TOLERANCE N; W/O HOLDING BRAKE PROTECTION CLASS IP64; | - | 0 | 0
1FK7100-2AF71-1UH0 |  | 1FK7100-2AF71-1UH0 | 1 | UN | 1 | 15 | C | D | N | N | 85015220 | 1 |  | 17.901 | KG | 1771.96 | 1771.96 | MC05 | MC05 | SIMOTICS S Synchronous motor 1FK7-CT PN=3.8kW; UDC=600V M0=18Nm (100K); NN=3000rpm; Naturally cooled FRAME SIZE IMB 5 (IM V1, IM V3) FLANGE 1 POWER CONNECTOR ROTATABLE RESOLVER MULTI-POLE WITH DRIVE-CLIQ INTERFACE; PLAIN SHAFT, TOLERANCE N; WITH HOLDING BRAKE PROTECTION CLASS IP64; | - | 0 | 0
1FK7100-2AF74-1AA0 |  | 1FK7100-2AF74-1AA0 | 1 | UN | 1 | 15 | C | D | N | N | 85015220 | 1 |  | 17.601 | KG | 1785.2 | 1785.2 | MC05 | MC05 | SIMOTICS S Synchronous motor 1FK7-CT PN=3.8kW; UDC=600V M0=18Nm (100K); NN=3000rpm; Naturally cooled FRAME SIZE IMB 5 (IM V1, IM V3) FLANGE 1, WITH PT1000 TEMPERATURESENSOR POWER CONNECTOR ROTATABLE INCREMENTAL ENCODER SIN/COS 1VPP;2048 S/R W. C-AND D-SPUR (ENCODER IC2048S/R) SHAFT WITH FITTED KEY, TOLERANCE N; W/O HOLDING BRAKE PROTECTION CLASS IP64; | - | 0 | 0
1FK7100-2AF74-1AA1 |  | 1FK7100-2AF74-1AA1 | 1 | UN | 1 | 15 | C | D | N | N | 85015220 | 1 |  | 17.601 | KG | 1847.54 | 1847.54 | MC05 | MC05 | SIMOTICS S Synchronous motor 1FK7-CT PN=3.8kW; UDC=600V M0=18Nm (100K); NN=3000rpm; Naturally cooled FRAME SIZE IMB 5 (IM V1, IM V3) FLANGE 1, WITH PT1000 TEMPERATURESENSOR POWER CONNECTOR ROTATABLE INCREMENTAL ENCODER SIN/COS 1VPP;2048 S/R W. C-AND D-SPUR (ENCODER IC2048S/R) SHAFT WITH FITTED KEY, TOLERANCE N; W/O HOLDING BRAKE PROTECTION CLASS IP65, | - | 0 | 0
1FK7100-2AF74-1AA2 |  | 1FK7100-2AF74-1AA2 | 1 | UN | 1 | 15 | C | D | N | N | 85015220 | 1 |  | 17.601 | KG | 1847.54 | 1847.54 | MC05 | MC05 | SIMOTICS S Synchronous motor 1FK7-CT PN=3.8kW; UDC=600V M0=18Nm (100K); NN=3000rpm; Naturally cooled FRAME SIZE IMB 5 (IM V1, IM V3) FLANGE 1, WITH PT1000 TEMPERATURESENSOR POWER CONNECTOR ROTATABLE INCREMENTAL ENCODER SIN/COS 1VPP;2048 S/R W. C-AND D-SPUR (ENCODER IC2048S/R) SHAFT WITH FITTED KEY, TOLERANCE N; W/O HOLDING BRAKE PROTECTION CLASS IP65, FLANGE ON DRIVE END IP67; | - | 0 | 0
1FK7100-2AF74-1AB0 |  | 1FK7100-2AF74-1AB0 | 1 | UN | 1 | 15 | C | D | N | N | 85015220 | 1 |  | 17.9 | KG | 2059.4 | 2059.4 | MC05 | MC05 | SIMOTICS S Synchronous motor 1FK7-CT PN=3.8kW; UDC=600V M0=18Nm (100K); NN=3000rpm; Naturally cooled FRAME SIZE IMB 5 (IM V1, IM V3) FLANGE 1, WITH PT1000 TEMPERATURESENSOR POWER CONNECTOR ROTATABLE INCREMENTAL ENCODER SIN/COS 1VPP;2048 S/R W. C-AND D-SPUR (ENCODER IC2048S/R) SHAFT WITH FITTED KEY, TOLERANCE N; WITH HOLDING BRAKE PROTECTION CLASS IP64; | - | 0 | 0
1FK7100-2AF74-1AB1 |  | 1FK7100-2AF74-1AB1 | 1 | UN | 1 | 15 | C | D | N | N | 85015220 | 1 |  | 17.9 | KG | 2121.74 | 2121.74 | MC05 | MC05 | SIMOTICS S Synchronous motor 1FK7-CT PN=3.8kW; UDC=600V M0=18Nm (100K); NN=3000rpm; Naturally cooled FRAME SIZE IMB 5 (IM V1, IM V3) FLANGE 1, WITH PT1000 TEMPERATURESENSOR POWER CONNECTOR ROTATABLE INCREMENTAL ENCODER SIN/COS 1VPP;2048 S/R W. C-AND D-SPUR (ENCODER IC2048S/R) SHAFT WITH FITTED KEY, TOLERANCE N; WITH HOLDING BRAKE PROTECTION CLASS IP65, | - | 0 | 0
1FK7100-2AF74-1AB2 |  | 1FK7100-2AF74-1AB2 | 1 | UN | 1 | 15 | C | D | N | N | 85015220 | 1 |  | 17.9 | KG | 2121.74 | 2121.74 | MC05 | MC05 | SIMOTICS S Synchronous motor 1FK7-CT PN=3.8kW; UDC=600V M0=18Nm (100K); NN=3000rpm; Naturally cooled FRAME SIZE IMB 5 (IM V1, IM V3) FLANGE 1, WITH PT1000 TEMPERATURESENSOR POWER CONNECTOR ROTATABLE INCREMENTAL ENCODER SIN/COS 1VPP;2048 S/R W. C-AND D-SPUR (ENCODER IC2048S/R) SHAFT WITH FITTED KEY, TOLERANCE N; WITH HOLDING BRAKE PROTECTION CLASS IP65, FLANGE ON DRIVE END IP67; | - | 0 | 0
1FK7100-2AF74-1AG0 |  | 1FK7100-2AF74-1AG0 | 1 | UN | 1 | 15 | C | D | N | N | 85015220 | 1 |  | 17.601 | KG | 1727.71 | 1727.71 | MC05 | MC05 | SIMOTICS S Synchronous motor 1FK7-CT PN=3.8kW; UDC=600V M0=18Nm (100K); NN=3000rpm; Naturally cooled FRAME SIZE IMB 5 (IM V1, IM V3) FLANGE 1, WITH PT1000 TEMPERATURESENSOR POWER CONNECTOR ROTATABLE INCREMENTAL ENCODER SIN/COS 1VPP;2048 S/R W. C-AND D-SPUR (ENCODER IC2048S/R) PLAIN SHAFT, TOLERANCE N; W/O HOLDING BRAKE PROTECTION CLASS IP64; | - | 0 | 0
1FK7100-2AF74-1AG1 |  | 1FK7100-2AF74-1AG1 | 1 | UN | 1 | 15 | C | D | N | N | 85015220 | 1 |  | 17.601 | KG | 1790.05 | 1790.05 | MC05 | MC05 | SIMOTICS S Synchronous motor 1FK7-CT PN=3.8kW; UDC=600V M0=18Nm (100K); NN=3000rpm; Naturally cooled FRAME SIZE IMB 5 (IM V1, IM V3) FLANGE 1, WITH PT1000 TEMPERATURESENSOR POWER CONNECTOR ROTATABLE INCREMENTAL ENCODER SIN/COS 1VPP;2048 S/R W. C-AND D-SPUR (ENCODER IC2048S/R) PLAIN SHAFT, TOLERANCE N; W/O HOLDING BRAKE PROTECTION CLASS IP65, | - | 0 | 0
1FK7100-2AF74-1AG2 |  | 1FK7100-2AF74-1AG2 | 1 | UN | 1 | 15 | C | D | N | N | 85015220 | 1 |  | 17.601 | KG | 1790.05 | 1790.05 | MC05 | MC05 | SIMOTICS S Synchronous motor 1FK7-CT PN=3.8kW; UDC=600V M0=18Nm (100K); NN=3000rpm; Naturally cooled FRAME SIZE IMB 5 (IM V1, IM V3) FLANGE 1, WITH PT1000 TEMPERATURESENSOR POWER CONNECTOR ROTATABLE INCREMENTAL ENCODER SIN/COS 1VPP;2048 S/R W. C-AND D-SPUR (ENCODER IC2048S/R) PLAIN SHAFT, TOLERANCE N; W/O HOLDING BRAKE PROTECTION CLASS IP65, FLANGE ON DRIVE END IP67; | - | 0 | 0
1FK7100-2AF74-1AH0 |  | 1FK7100-2AF74-1AH0 | 1 | UN | 1 | 15 | C | D | N | N | 85015220 | 1 |  | 17.9 | KG | 2001.9 | 2001.9 | MC05 | MC05 | SIMOTICS S Synchronous motor 1FK7-CT PN=3.8kW; UDC=600V M0=18Nm (100K); NN=3000rpm; Naturally cooled FRAME SIZE IMB 5 (IM V1, IM V3) FLANGE 1, WITH PT1000 TEMPERATURESENSOR POWER CONNECTOR ROTATABLE INCREMENTAL ENCODER SIN/COS 1VPP;2048 S/R W. C-AND D-SPUR (ENCODER IC2048S/R) PLAIN SHAFT, TOLERANCE N; WITH HOLDING BRAKE PROTECTION CLASS IP64; | - | 0 | 0
1FK7100-2AF74-1AH1 |  | 1FK7100-2AF74-1AH1 | 1 | UN | 1 | 15 | C | D | N | N | 85015220 | 1 |  | 17.9 | KG | 2064.24 | 2064.24 | MC05 | MC05 | SIMOTICS S Synchronous motor 1FK7-CT PN=3.8kW; UDC=600V M0=18Nm (100K); NN=3000rpm; Naturally cooled FRAME SIZE IMB 5 (IM V1, IM V3) FLANGE 1, WITH PT1000 TEMPERATURESENSOR POWER CONNECTOR ROTATABLE INCREMENTAL ENCODER SIN/COS 1VPP;2048 S/R W. C-AND D-SPUR (ENCODER IC2048S/R) PLAIN SHAFT, TOLERANCE N; WITH HOLDING BRAKE PROTECTION CLASS IP65, | - | 0 | 0
1FK7100-2AF74-1AH2 |  | 1FK7100-2AF74-1AH2 | 1 | UN | 1 | 15 | C | D | N | N | 85015220 | 1 |  | 17.9 | KG | 2064.24 | 2064.24 | MC05 | MC05 | SIMOTICS S Synchronous motor 1FK7-CT PN=3.8kW; UDC=600V M0=18Nm (100K); NN=3000rpm; Naturally cooled FRAME SIZE IMB 5 (IM V1, IM V3) FLANGE 1, WITH PT1000 TEMPERATURESENSOR POWER CONNECTOR ROTATABLE INCREMENTAL ENCODER SIN/COS 1VPP;2048 S/R W. C-AND D-SPUR (ENCODER IC2048S/R) PLAIN SHAFT, TOLERANCE N; WITH HOLDING BRAKE PROTECTION CLASS IP65, FLANGE ON DRIVE END IP67; | - | 0 | 0
1FK7100-2AF74-1EA0 |  | 1FK7100-2AF74-1EA0 | 1 | UN | 1 | 15 | C | D | N | N | 85015220 | 1 |  | 17.601 | KG | 2032.88 | 2032.88 | MC05 | MC05 | SIMOTICS S Synchronous motor 1FK7-CT PN=3.8kW; UDC=600V M0=18Nm (100K); NN=3000rpm; Naturally cooled FRAME SIZE IMB 5 (IM V1, IM V3) FLANGE 1, WITH PT1000 TEMPERATURESENSOR POWER CONNECTOR ROTATABLE ABSOLUTE ENCODERR 2048 S/R + 4096 UMDREHUNGEN MULTITURN, WITH ENDAT-SCHNITTSTELLE (ENCODER AM2048S/R) SHAFT WITH FITTED KEY, TOLERANCE N; W/O HOLDING BRAKE PROTECTION CLASS IP64; | - | 0 | 0
1FK7100-2AF74-1EA1 |  | 1FK7100-2AF74-1EA1 | 1 | UN | 1 | 15 | C | D | N | N | 85015220 | 1 |  | 17.601 | KG | 2095.22 | 2095.22 | MC05 | MC05 | SIMOTICS S Synchronous motor 1FK7-CT PN=3.8kW; UDC=600V M0=18Nm (100K); NN=3000rpm; Naturally cooled FRAME SIZE IMB 5 (IM V1, IM V3) FLANGE 1, WITH PT1000 TEMPERATURESENSOR POWER CONNECTOR ROTATABLE ABSOLUTE ENCODERR 2048 S/R + 4096 UMDREHUNGEN MULTITURN, WITH ENDAT-SCHNITTSTELLE (ENCODER AM2048S/R) SHAFT WITH FITTED KEY, TOLERANCE N; W/O HOLDING BRAKE PROTECTION CLASS IP65, | - | 0 | 0
1FK7100-2AF74-1EA2 |  | 1FK7100-2AF74-1EA2 | 1 | UN | 1 | 15 | C | D | N | N | 85015220 | 1 |  | 17.601 | KG | 2095.22 | 2095.22 | MC05 | MC05 | SIMOTICS S Synchronous motor 1FK7-CT PN=3.8kW; UDC=600V M0=18Nm (100K); NN=3000rpm; Naturally cooled FRAME SIZE IMB 5 (IM V1, IM V3) FLANGE 1, WITH PT1000 TEMPERATURESENSOR POWER CONNECTOR ROTATABLE ABSOLUTE ENCODERR 2048 S/R + 4096 UMDREHUNGEN MULTITURN, WITH ENDAT-SCHNITTSTELLE (ENCODER AM2048S/R) SHAFT WITH FITTED KEY, TOLERANCE N; W/O HOLDING BRAKE PROTECTION CLASS IP65, FLANGE ON DRIVE END IP67; | - | 0 | 0
1FK7100-2AF74-1EB0 |  | 1FK7100-2AF74-1EB0 | 1 | UN | 1 | 15 | C | D | N | N | 85015220 | 1 |  | 17.9 | KG | 2307.08 | 2307.08 | MC05 | MC05 | SIMOTICS S Synchronous motor 1FK7-CT PN=3.8kW; UDC=600V M0=18Nm (100K); NN=3000rpm; Naturally cooled FRAME SIZE IMB 5 (IM V1, IM V3) FLANGE 1, WITH PT1000 TEMPERATURESENSOR POWER CONNECTOR ROTATABLE ABSOLUTE ENCODERR 2048 S/R + 4096 UMDREHUNGEN MULTITURN, WITH ENDAT-SCHNITTSTELLE (ENCODER AM2048S/R) SHAFT WITH FITTED KEY, TOLERANCE N; WITH HOLDING BRAKE PROTECTION CLASS IP64; | - | 0 | 0
1FK7100-2AF74-1EB1 |  | 1FK7100-2AF74-1EB1 | 1 | UN | 1 | 15 | C | D | N | N | 85015220 | 1 |  | 17.9 | KG | 2369.42 | 2369.42 | MC05 | MC05 | SIMOTICS S Synchronous motor 1FK7-CT PN=3.8kW; UDC=600V M0=18Nm (100K); NN=3000rpm; Naturally cooled FRAME SIZE IMB 5 (IM V1, IM V3) FLANGE 1, WITH PT1000 TEMPERATURESENSOR POWER CONNECTOR ROTATABLE ABSOLUTE ENCODERR 2048 S/R + 4096 UMDREHUNGEN MULTITURN, WITH ENDAT-SCHNITTSTELLE (ENCODER AM2048S/R) SHAFT WITH FITTED KEY, TOLERANCE N; WITH HOLDING BRAKE PROTECTION CLASS IP65, | - | 0 | 0
1FK7100-2AF74-1EB2 |  | 1FK7100-2AF74-1EB2 | 1 | UN | 1 | 15 | C | D | N | N | 85015220 | 1 |  | 17.9 | KG | 2369.42 | 2369.42 | MC05 | MC05 | SIMOTICS S Synchronous motor 1FK7-CT PN=3.8kW; UDC=600V M0=18Nm (100K); NN=3000rpm; Naturally cooled FRAME SIZE IMB 5 (IM V1, IM V3) FLANGE 1, WITH PT1000 TEMPERATURESENSOR POWER CONNECTOR ROTATABLE ABSOLUTE ENCODERR 2048 S/R + 4096 UMDREHUNGEN MULTITURN, WITH ENDAT-SCHNITTSTELLE (ENCODER AM2048S/R) SHAFT WITH FITTED KEY, TOLERANCE N; WITH HOLDING BRAKE PROTECTION CLASS IP65, FLANGE ON DRIVE END IP67; | - | 0 | 0
1FK7100-2AF74-1EG0 |  | 1FK7100-2AF74-1EG0 | 1 | UN | 1 | 15 | C | D | N | N | 85015220 | 1 |  | 17.601 | KG | 1975.39 | 1975.39 | MC05 | MC05 | SIMOTICS S Synchronous motor 1FK7-CT PN=3.8kW; UDC=600V M0=18Nm (100K); NN=3000rpm; Naturally cooled FRAME SIZE IMB 5 (IM V1, IM V3) FLANGE 1, WITH PT1000 TEMPERATURESENSOR POWER CONNECTOR ROTATABLE ABSOLUTE ENCODERR 2048 S/R + 4096 UMDREHUNGEN MULTITURN, WITH ENDAT-SCHNITTSTELLE (ENCODER AM2048S/R) PLAIN SHAFT, TOLERANCE N; W/O HOLDING BRAKE PROTECTION CLASS IP64; | - | 0 | 0
1FK7100-2AF74-1EG1 |  | 1FK7100-2AF74-1EG1 | 1 | UN | 1 | 15 | C | D | N | N | 85015220 | 1 |  | 17.601 | KG | 2037.73 | 2037.73 | MC05 | MC05 | SIMOTICS S Synchronous motor 1FK7-CT PN=3.8kW; UDC=600V M0=18Nm (100K); NN=3000rpm; Naturally cooled FRAME SIZE IMB 5 (IM V1, IM V3) FLANGE 1, WITH PT1000 TEMPERATURESENSOR POWER CONNECTOR ROTATABLE ABSOLUTE ENCODERR 2048 S/R + 4096 UMDREHUNGEN MULTITURN, WITH ENDAT-SCHNITTSTELLE (ENCODER AM2048S/R) PLAIN SHAFT, TOLERANCE N; W/O HOLDING BRAKE PROTECTION CLASS IP65, | - | 0 | 0
1FK7100-2AF74-1EG2 |  | 1FK7100-2AF74-1EG2 | 1 | UN | 1 | 15 | C | D | N | N | 85015220 | 1 |  | 17.601 | KG | 2037.73 | 2037.73 | MC05 | MC05 | SIMOTICS S Synchronous motor 1FK7-CT PN=3.8kW; UDC=600V M0=18Nm (100K); NN=3000rpm; Naturally cooled FRAME SIZE IMB 5 (IM V1, IM V3) FLANGE 1, WITH PT1000 TEMPERATURESENSOR POWER CONNECTOR ROTATABLE ABSOLUTE ENCODERR 2048 S/R + 4096 UMDREHUNGEN MULTITURN, WITH ENDAT-SCHNITTSTELLE (ENCODER AM2048S/R) PLAIN SHAFT, TOLERANCE N; W/O HOLDING BRAKE PROTECTION CLASS IP65, FLANGE ON DRIVE END IP67; | - | 0 | 0
1FK7100-2AF74-1EH0 |  | 1FK7100-2AF74-1EH0 | 1 | UN | 1 | 15 | C | D | N | N | 85015220 | 1 |  | 17.9 | KG | 2249.58 | 2249.58 | MC05 | MC05 | SIMOTICS S Synchronous motor 1FK7-CT PN=3.8kW; UDC=600V M0=18Nm (100K); NN=3000rpm; Naturally cooled FRAME SIZE IMB 5 (IM V1, IM V3) FLANGE 1, WITH PT1000 TEMPERATURESENSOR POWER CONNECTOR ROTATABLE ABSOLUTE ENCODERR 2048 S/R + 4096 UMDREHUNGEN MULTITURN, WITH ENDAT-SCHNITTSTELLE (ENCODER AM2048S/R) PLAIN SHAFT, TOLERANCE N; WITH HOLDING BRAKE PROTECTION CLASS IP64; | - | 0 | 0
1FK7100-2AF74-1EH1 |  | 1FK7100-2AF74-1EH1 | 1 | UN | 1 | 15 | C | D | N | N | 85015220 | 1 |  | 17.9 | KG | 2311.92 | 2311.92 | MC05 | MC05 | SIMOTICS S Synchronous motor 1FK7-CT PN=3.8kW; UDC=600V M0=18Nm (100K); NN=3000rpm; Naturally cooled FRAME SIZE IMB 5 (IM V1, IM V3) FLANGE 1, WITH PT1000 TEMPERATURESENSOR POWER CONNECTOR ROTATABLE ABSOLUTE ENCODERR 2048 S/R + 4096 UMDREHUNGEN MULTITURN, WITH ENDAT-SCHNITTSTELLE (ENCODER AM2048S/R) PLAIN SHAFT, TOLERANCE N; WITH HOLDING BRAKE PROTECTION CLASS IP65, | - | 0 | 0
1FK7100-2AF74-1EH2 |  | 1FK7100-2AF74-1EH2 | 1 | UN | 1 | 15 | C | D | N | N | 85015220 | 1 |  | 17.9 | KG | 2311.92 | 2311.92 | MC05 | MC05 | SIMOTICS S Synchronous motor 1FK7-CT PN=3.8kW; UDC=600V M0=18Nm (100K); NN=3000rpm; Naturally cooled FRAME SIZE IMB 5 (IM V1, IM V3) FLANGE 1, WITH PT1000 TEMPERATURESENSOR POWER CONNECTOR ROTATABLE ABSOLUTE ENCODERR 2048 S/R + 4096 UMDREHUNGEN MULTITURN, WITH ENDAT-SCHNITTSTELLE (ENCODER AM2048S/R) PLAIN SHAFT, TOLERANCE N; WITH HOLDING BRAKE PROTECTION CLASS IP65, FLANGE ON DRIVE END IP67; | - | 0 | 0
1FK7100-2AF74-1SA0 |  | 1FK7100-2AF74-1SA0 | 1 | UN | 1 | 15 | C | D | N | N | 85015220 | 1 |  | 17.602 | KG | 1394.56 | 1394.56 | MC05 | MC05 | SIMOTICS S Synchronous motor 1FK7-CT PN=3.8kW; UDC=600V M0=18Nm (100K); NN=3000rpm; Naturally cooled FRAME SIZE IMB 5 (IM V1, IM V3) FLANGE 1, WITH PT1000 TEMPERATURESENSOR POWER CONNECTOR ROTATABLE RESOLVER MULTI-POLE (RESOLVER P=4); SHAFT WITH FITTED KEY, TOLERANCE N; W/O HOLDING BRAKE PROTECTION CLASS IP64; | - | 0 | 0
1FK7100-2AF74-1SA1 |  | 1FK7100-2AF74-1SA1 | 1 | UN | 1 | 15 | C | D | N | N | 85015220 | 1 |  | 17.602 | KG | 1456.9 | 1456.9 | MC05 | MC05 | SIMOTICS S Synchronous motor 1FK7-CT PN=3.8kW; UDC=600V M0=18Nm (100K); NN=3000rpm; Naturally cooled FRAME SIZE IMB 5 (IM V1, IM V3) FLANGE 1, WITH PT1000 TEMPERATURESENSOR POWER CONNECTOR ROTATABLE RESOLVER MULTI-POLE (RESOLVER P=4); SHAFT WITH FITTED KEY, TOLERANCE N; W/O HOLDING BRAKE PROTECTION CLASS IP65, | - | 0 | 0
1FK7100-2AF74-1SA2 |  | 1FK7100-2AF74-1SA2 | 1 | UN | 1 | 15 | C | D | N | N | 85015220 | 1 |  | 17.602 | KG | 1456.9 | 1456.9 | MC05 | MC05 | SIMOTICS S Synchronous motor 1FK7-CT PN=3.8kW; UDC=600V M0=18Nm (100K); NN=3000rpm; Naturally cooled FRAME SIZE IMB 5 (IM V1, IM V3) FLANGE 1, WITH PT1000 TEMPERATURESENSOR POWER CONNECTOR ROTATABLE RESOLVER MULTI-POLE (RESOLVER P=4); SHAFT WITH FITTED KEY, TOLERANCE N; W/O HOLDING BRAKE PROTECTION CLASS IP65, FLANGE ON DRIVE END IP67; | - | 0 | 0
1FK7100-2AF74-1SB0 |  | 1FK7100-2AF74-1SB0 | 1 | UN | 1 | 15 | C | D | N | N | 85015220 | 1 |  | 17.901 | KG | 1668.76 | 1668.76 | MC05 | MC05 | SIMOTICS S Synchronous motor 1FK7-CT PN=3.8kW; UDC=600V M0=18Nm (100K); NN=3000rpm; Naturally cooled FRAME SIZE IMB 5 (IM V1, IM V3) FLANGE 1, WITH PT1000 TEMPERATURESENSOR POWER CONNECTOR ROTATABLE RESOLVER MULTI-POLE (RESOLVER P=4); SHAFT WITH FITTED KEY, TOLERANCE N; WITH HOLDING BRAKE PROTECTION CLASS IP64; | - | 0 | 0
1FK7100-2AF74-1SB1 |  | 1FK7100-2AF74-1SB1 | 1 | UN | 1 | 15 | C | D | N | N | 85015220 | 1 |  | 17.901 | KG | 1731.1 | 1731.1 | MC05 | MC05 | SIMOTICS S Synchronous motor 1FK7-CT PN=3.8kW; UDC=600V M0=18Nm (100K); NN=3000rpm; Naturally cooled FRAME SIZE IMB 5 (IM V1, IM V3) FLANGE 1, WITH PT1000 TEMPERATURESENSOR POWER CONNECTOR ROTATABLE RESOLVER MULTI-POLE (RESOLVER P=4); SHAFT WITH FITTED KEY, TOLERANCE N; WITH HOLDING BRAKE PROTECTION CLASS IP65, | - | 0 | 0
1FK7100-2AF74-1SB2 |  | 1FK7100-2AF74-1SB2 | 1 | UN | 1 | 15 | C | D | N | N | 85015220 | 1 |  | 17.901 | KG | 1731.1 | 1731.1 | MC05 | MC05 | SIMOTICS S Synchronous motor 1FK7-CT PN=3.8kW; UDC=600V M0=18Nm (100K); NN=3000rpm; Naturally cooled FRAME SIZE IMB 5 (IM V1, IM V3) FLANGE 1, WITH PT1000 TEMPERATURESENSOR POWER CONNECTOR ROTATABLE RESOLVER MULTI-POLE (RESOLVER P=4); SHAFT WITH FITTED KEY, TOLERANCE N; WITH HOLDING BRAKE PROTECTION CLASS IP65, FLANGE ON DRIVE END IP67; | - | 0 | 0
1FK7100-2AF74-1SG0 |  | 1FK7100-2AF74-1SG0 | 1 | UN | 1 | 15 | C | D | N | N | 85015220 | 1 |  | 17.602 | KG | 1337.07 | 1337.07 | MC05 | MC05 | SIMOTICS S Synchronous motor 1FK7-CT PN=3.8kW; UDC=600V M0=18Nm (100K); NN=3000rpm; Naturally cooled FRAME SIZE IMB 5 (IM V1, IM V3) FLANGE 1, WITH PT1000 TEMPERATURESENSOR POWER CONNECTOR ROTATABLE RESOLVER MULTI-POLE (RESOLVER P=4); PLAIN SHAFT, TOLERANCE N; W/O HOLDING BRAKE PROTECTION CLASS IP64; | - | 0 | 0
1FK7100-2AF74-1SG1 |  | 1FK7100-2AF74-1SG1 | 1 | UN | 1 | 15 | C | D | N | N | 85015220 | 1 |  | 17.602 | KG | 1399.41 | 1399.41 | MC05 | MC05 | SIMOTICS S Synchronous motor 1FK7-CT PN=3.8kW; UDC=600V M0=18Nm (100K); NN=3000rpm; Naturally cooled FRAME SIZE IMB 5 (IM V1, IM V3) FLANGE 1, WITH PT1000 TEMPERATURESENSOR POWER CONNECTOR ROTATABLE RESOLVER MULTI-POLE (RESOLVER P=4); PLAIN SHAFT, TOLERANCE N; W/O HOLDING BRAKE PROTECTION CLASS IP65, | - | 0 | 0
1FK7100-2AF74-1SG2 |  | 1FK7100-2AF74-1SG2 | 1 | UN | 1 | 15 | C | D | N | N | 85015220 | 1 |  | 17.602 | KG | 1399.41 | 1399.41 | MC05 | MC05 | SIMOTICS S Synchronous motor 1FK7-CT PN=3.8kW; UDC=600V M0=18Nm (100K); NN=3000rpm; Naturally cooled FRAME SIZE IMB 5 (IM V1, IM V3) FLANGE 1, WITH PT1000 TEMPERATURESENSOR POWER CONNECTOR ROTATABLE RESOLVER MULTI-POLE (RESOLVER P=4); PLAIN SHAFT, TOLERANCE N; W/O HOLDING BRAKE PROTECTION CLASS IP65, FLANGE ON DRIVE END IP67; | - | 0 | 0
1FK7100-2AF74-1SH0 |  | 1FK7100-2AF74-1SH0 | 1 | UN | 1 | 15 | C | D | N | N | 85015220 | 1 |  | 17.901 | KG | 1611.26 | 1611.26 | MC05 | MC05 | SIMOTICS S Synchronous motor 1FK7-CT PN=3.8kW; UDC=600V M0=18Nm (100K); NN=3000rpm; Naturally cooled FRAME SIZE IMB 5 (IM V1, IM V3) FLANGE 1, WITH PT1000 TEMPERATURESENSOR POWER CONNECTOR ROTATABLE RESOLVER MULTI-POLE (RESOLVER P=4); PLAIN SHAFT, TOLERANCE N; WITH HOLDING BRAKE PROTECTION CLASS IP64; | - | 0 | 0
1FK7100-2AF74-1SH1 |  | 1FK7100-2AF74-1SH1 | 1 | UN | 1 | 15 | C | D | N | N | 85015220 | 1 |  | 17.901 | KG | 1673.6 | 1673.6 | MC05 | MC05 | SIMOTICS S Synchronous motor 1FK7-CT PN=3.8kW; UDC=600V M0=18Nm (100K); NN=3000rpm; Naturally cooled FRAME SIZE IMB 5 (IM V1, IM V3) FLANGE 1, WITH PT1000 TEMPERATURESENSOR POWER CONNECTOR ROTATABLE RESOLVER MULTI-POLE (RESOLVER P=4); PLAIN SHAFT, TOLERANCE N; WITH HOLDING BRAKE PROTECTION CLASS IP65, | - | 0 | 0
1FK7100-2AF74-1SH2 |  | 1FK7100-2AF74-1SH2 | 1 | UN | 1 | 15 | C | D | N | N | 85015220 | 1 |  | 17.901 | KG | 1673.6 | 1673.6 | MC05 | MC05 | SIMOTICS S Synchronous motor 1FK7-CT PN=3.8kW; UDC=600V M0=18Nm (100K); NN=3000rpm; Naturally cooled FRAME SIZE IMB 5 (IM V1, IM V3) FLANGE 1, WITH PT1000 TEMPERATURESENSOR POWER CONNECTOR ROTATABLE RESOLVER MULTI-POLE (RESOLVER P=4); PLAIN SHAFT, TOLERANCE N; WITH HOLDING BRAKE PROTECTION CLASS IP65, FLANGE ON DRIVE END IP67; | - | 0 | 0
1FK7100-2AF74-1TA0 |  | 1FK7100-2AF74-1TA0 | 1 | UN | 1 | 15 | C | D | N | N | 85015220 | 1 |  | 17.602 | KG | 1394.56 | 1394.56 | MC05 | MC05 | SIMOTICS S Synchronous motor 1FK7-CT PN=3.8kW; UDC=600V M0=18Nm (100K); NN=3000rpm; Naturally cooled FRAME SIZE IMB 5 (IM V1, IM V3) FLANGE 1, WITH PT1000 TEMPERATURESENSOR POWER CONNECTOR ROTATABLE RESOLVER 2-POLE (RESOLVER P=1); SHAFT WITH FITTED KEY, TOLERANCE N; W/O HOLDING BRAKE PROTECTION CLASS IP64; | - | 0 | 0
1FK7100-2AF74-1TA1 |  | 1FK7100-2AF74-1TA1 | 1 | UN | 1 | 15 | C | D | N | N | 85015220 | 1 |  | 17.602 | KG | 1456.9 | 1456.9 | MC05 | MC05 | SIMOTICS S Synchronous motor 1FK7-CT PN=3.8kW; UDC=600V M0=18Nm (100K); NN=3000rpm; Naturally cooled FRAME SIZE IMB 5 (IM V1, IM V3) FLANGE 1, WITH PT1000 TEMPERATURESENSOR POWER CONNECTOR ROTATABLE RESOLVER 2-POLE (RESOLVER P=1); SHAFT WITH FITTED KEY, TOLERANCE N; W/O HOLDING BRAKE PROTECTION CLASS IP65, | - | 0 | 0
1FK7100-2AF74-1TA2 |  | 1FK7100-2AF74-1TA2 | 1 | UN | 1 | 15 | C | D | N | N | 85015220 | 1 |  | 17.602 | KG | 1456.9 | 1456.9 | MC05 | MC05 | SIMOTICS S Synchronous motor 1FK7-CT PN=3.8kW; UDC=600V M0=18Nm (100K); NN=3000rpm; Naturally cooled FRAME SIZE IMB 5 (IM V1, IM V3) FLANGE 1, WITH PT1000 TEMPERATURESENSOR POWER CONNECTOR ROTATABLE RESOLVER 2-POLE (RESOLVER P=1); SHAFT WITH FITTED KEY, TOLERANCE N; W/O HOLDING BRAKE PROTECTION CLASS IP65, FLANGE ON DRIVE END IP67; | - | 0 | 0
1FK7100-2AF74-1TB0 |  | 1FK7100-2AF74-1TB0 | 1 | UN | 1 | 15 | C | D | N | N | 85015220 | 1 |  | 17.901 | KG | 1668.76 | 1668.76 | MC05 | MC05 | SIMOTICS S Synchronous motor 1FK7-CT PN=3.8kW; UDC=600V M0=18Nm (100K); NN=3000rpm; Naturally cooled FRAME SIZE IMB 5 (IM V1, IM V3) FLANGE 1, WITH PT1000 TEMPERATURESENSOR POWER CONNECTOR ROTATABLE RESOLVER 2-POLE (RESOLVER P=1); SHAFT WITH FITTED KEY, TOLERANCE N; WITH HOLDING BRAKE PROTECTION CLASS IP64; | - | 0 | 0
1FK7100-2AF74-1TB1 |  | 1FK7100-2AF74-1TB1 | 1 | UN | 1 | 15 | C | D | N | N | 85015220 | 1 |  | 17.901 | KG | 1731.1 | 1731.1 | MC05 | MC05 | SIMOTICS S Synchronous motor 1FK7-CT PN=3.8kW; UDC=600V M0=18Nm (100K); NN=3000rpm; Naturally cooled FRAME SIZE IMB 5 (IM V1, IM V3) FLANGE 1, WITH PT1000 TEMPERATURESENSOR POWER CONNECTOR ROTATABLE RESOLVER 2-POLE (RESOLVER P=1); SHAFT WITH FITTED KEY, TOLERANCE N; WITH HOLDING BRAKE PROTECTION CLASS IP65, | - | 0 | 0
1FK7100-2AF74-1TB2 |  | 1FK7100-2AF74-1TB2 | 1 | UN | 1 | 15 | C | D | N | N | 85015220 | 1 |  | 17.901 | KG | 1731.1 | 1731.1 | MC05 | MC05 | SIMOTICS S Synchronous motor 1FK7-CT PN=3.8kW; UDC=600V M0=18Nm (100K); NN=3000rpm; Naturally cooled FRAME SIZE IMB 5 (IM V1, IM V3) FLANGE 1, WITH PT1000 TEMPERATURESENSOR POWER CONNECTOR ROTATABLE RESOLVER 2-POLE (RESOLVER P=1); SHAFT WITH FITTED KEY, TOLERANCE N; WITH HOLDING BRAKE PROTECTION CLASS IP65, FLANGE ON DRIVE END IP67; | - | 0 | 0
1FK7100-2AF74-1TG0 |  | 1FK7100-2AF74-1TG0 | 1 | UN | 1 | 15 | C | D | N | N | 85015220 | 1 |  | 17.602 | KG | 1337.07 | 1337.07 | MC05 | MC05 | SIMOTICS S Synchronous motor 1FK7-CT PN=3.8kW; UDC=600V M0=18Nm (100K); NN=3000rpm; Naturally cooled FRAME SIZE IMB 5 (IM V1, IM V3) FLANGE 1, WITH PT1000 TEMPERATURESENSOR POWER CONNECTOR ROTATABLE RESOLVER 2-POLE (RESOLVER P=1); PLAIN SHAFT, TOLERANCE N; W/O HOLDING BRAKE PROTECTION CLASS IP64; | - | 0 | 0
1FK7100-2AF74-1TG1 |  | 1FK7100-2AF74-1TG1 | 1 | UN | 1 | 15 | C | D | N | N | 85015220 | 1 |  | 17.602 | KG | 1399.41 | 1399.41 | MC05 | MC05 | SIMOTICS S Synchronous motor 1FK7-CT PN=3.8kW; UDC=600V M0=18Nm (100K); NN=3000rpm; Naturally cooled FRAME SIZE IMB 5 (IM V1, IM V3) FLANGE 1, WITH PT1000 TEMPERATURESENSOR POWER CONNECTOR ROTATABLE RESOLVER 2-POLE (RESOLVER P=1); PLAIN SHAFT, TOLERANCE N; W/O HOLDING BRAKE PROTECTION CLASS IP65, | - | 0 | 0
1FK7100-2AF74-1TG2 |  | 1FK7100-2AF74-1TG2 | 1 | UN | 1 | 15 | C | D | N | N | 85015220 | 1 |  | 17.602 | KG | 1399.41 | 1399.41 | MC05 | MC05 | SIMOTICS S Synchronous motor 1FK7-CT PN=3.8kW; UDC=600V M0=18Nm (100K); NN=3000rpm; Naturally cooled FRAME SIZE IMB 5 (IM V1, IM V3) FLANGE 1, WITH PT1000 TEMPERATURESENSOR POWER CONNECTOR ROTATABLE RESOLVER 2-POLE (RESOLVER P=1); PLAIN SHAFT, TOLERANCE N; W/O HOLDING BRAKE PROTECTION CLASS IP65, FLANGE ON DRIVE END IP67; | - | 0 | 0
1FK7100-2AF74-1TH0 |  | 1FK7100-2AF74-1TH0 | 1 | UN | 1 | 15 | C | D | N | N | 85015220 | 1 |  | 17.901 | KG | 1611.26 | 1611.26 | MC05 | MC05 | SIMOTICS S Synchronous motor 1FK7-CT PN=3.8kW; UDC=600V M0=18Nm (100K); NN=3000rpm; Naturally cooled FRAME SIZE IMB 5 (IM V1, IM V3) FLANGE 1, WITH PT1000 TEMPERATURESENSOR POWER CONNECTOR ROTATABLE RESOLVER 2-POLE (RESOLVER P=1); PLAIN SHAFT, TOLERANCE N; WITH HOLDING BRAKE PROTECTION CLASS IP64; | - | 0 | 0
1FK7100-2AF74-1TH1 |  | 1FK7100-2AF74-1TH1 | 1 | UN | 1 | 15 | C | D | N | N | 85015220 | 1 |  | 17.901 | KG | 1673.6 | 1673.6 | MC05 | MC05 | SIMOTICS S Synchronous motor 1FK7-CT PN=3.8kW; UDC=600V M0=18Nm (100K); NN=3000rpm; Naturally cooled FRAME SIZE IMB 5 (IM V1, IM V3) FLANGE 1, WITH PT1000 TEMPERATURESENSOR POWER CONNECTOR ROTATABLE RESOLVER 2-POLE (RESOLVER P=1); PLAIN SHAFT, TOLERANCE N; WITH HOLDING BRAKE PROTECTION CLASS IP65, | - | 0 | 0
1FK7100-2AF74-1TH2 |  | 1FK7100-2AF74-1TH2 | 1 | UN | 1 | 15 | C | D | N | N | 85015220 | 1 |  | 17.901 | KG | 1673.6 | 1673.6 | MC05 | MC05 | SIMOTICS S Synchronous motor 1FK7-CT PN=3.8kW; UDC=600V M0=18Nm (100K); NN=3000rpm; Naturally cooled FRAME SIZE IMB 5 (IM V1, IM V3) FLANGE 1, WITH PT1000 TEMPERATURESENSOR POWER CONNECTOR ROTATABLE RESOLVER 2-POLE (RESOLVER P=1); PLAIN SHAFT, TOLERANCE N; WITH HOLDING BRAKE PROTECTION CLASS IP65, FLANGE ON DRIVE END IP67; | - | 0 | 0
1FK7100-3BC71-1BA0 |  | 1FK7100-3BC71-1BA0 | 1 | UN | 1 | 15 | C | D | N | N | 85015220 | 1 |  | 19.401 | KG | 1940.21 | 1940.21 | MC05 | MC05 | SIMOTICS S Synchronous motor 1FK7-HI PN=3kW; UDC=600V M0=18Nm (100K); NN=2000rpm; Naturally cooled FRAME SIZE IMB 5 (IM V1, IM V3) FLANGE 1 POWER CONNECTOR ROTATABLE ABSOLUTE ENCODER SINGLETURN 24 BIT WITH DRIVE CLIQ INTERFACE (ENCODER AS24DQI) SHAFT WITH FITTED KEY, TOLERANCE N; W/O HOLDING BRAKE PROTECTION CLASS IP64; | - | 0 | 0
1FK7100-3BC71-1BA1 |  | 1FK7100-3BC71-1BA1 | 1 | UN | 1 | 15 | C | D | N | N | 85015220 | 1 |  | 19.401 | KG | 2002.55 | 2002.55 | MC05 | MC05 | SIMOTICS S Synchronous motor 1FK7-HI PN=3kW; UDC=600V M0=18Nm (100K); NN=2000rpm; Naturally cooled FRAME SIZE IMB 5 (IM V1, IM V3) FLANGE 1 POWER CONNECTOR ROTATABLE ABSOLUTE ENCODER SINGLETURN 24 BIT WITH DRIVE CLIQ INTERFACE (ENCODER AS24DQI) SHAFT WITH FITTED KEY, TOLERANCE N; W/O HOLDING BRAKE PROTECTION CLASS IP65, | - | 0 | 0
1FK7100-3BC71-1BA2 |  | 1FK7100-3BC71-1BA2 | 1 | UN | 1 | 15 | C | D | N | N | 85015220 | 1 |  | 19.401 | KG | 2002.55 | 2002.55 | MC05 | MC05 | SIMOTICS S Synchronous motor 1FK7-HI PN=3kW; UDC=600V M0=18Nm (100K); NN=2000rpm; Naturally cooled FRAME SIZE IMB 5 (IM V1, IM V3) FLANGE 1 POWER CONNECTOR ROTATABLE ABSOLUTE ENCODER SINGLETURN 24 BIT WITH DRIVE CLIQ INTERFACE (ENCODER AS24DQI) SHAFT WITH FITTED KEY, TOLERANCE N; W/O HOLDING BRAKE PROTECTION CLASS IP65, FLANGE ON DRIVE END IP67; | - | 0 | 0
1FK7100-3BC71-1BB0 |  | 1FK7100-3BC71-1BB0 | 1 | UN | 1 | 15 | C | D | N | N | 85015220 | 1 |  | 19.7 | KG | 2214.41 | 2214.41 | MC05 | MC05 | SIMOTICS S Synchronous motor 1FK7-HI PN=3kW; UDC=600V M0=18Nm (100K); NN=2000rpm; Naturally cooled FRAME SIZE IMB 5 (IM V1, IM V3) FLANGE 1 POWER CONNECTOR ROTATABLE ABSOLUTE ENCODER SINGLETURN 24 BIT WITH DRIVE CLIQ INTERFACE (ENCODER AS24DQI) SHAFT WITH FITTED KEY, TOLERANCE N; WITH HOLDING BRAKE PROTECTION CLASS IP64; | - | 0 | 0
1FK7100-3BC71-1BB1 |  | 1FK7100-3BC71-1BB1 | 1 | UN | 1 | 15 | C | D | N | N | 85015220 | 1 |  | 19.7 | KG | 2276.75 | 2276.75 | MC05 | MC05 | SIMOTICS S Synchronous motor 1FK7-HI PN=3kW; UDC=600V M0=18Nm (100K); NN=2000rpm; Naturally cooled FRAME SIZE IMB 5 (IM V1, IM V3) FLANGE 1 POWER CONNECTOR ROTATABLE ABSOLUTE ENCODER SINGLETURN 24 BIT WITH DRIVE CLIQ INTERFACE (ENCODER AS24DQI) SHAFT WITH FITTED KEY, TOLERANCE N; WITH HOLDING BRAKE PROTECTION CLASS IP65, | - | 0 | 0
1FK7100-3BC71-1BB2 |  | 1FK7100-3BC71-1BB2 | 1 | UN | 1 | 15 | C | D | N | N | 85015220 | 1 |  | 19.7 | KG | 2276.75 | 2276.75 | MC05 | MC05 | SIMOTICS S Synchronous motor 1FK7-HI PN=3kW; UDC=600V M0=18Nm (100K); NN=2000rpm; Naturally cooled FRAME SIZE IMB 5 (IM V1, IM V3) FLANGE 1 POWER CONNECTOR ROTATABLE ABSOLUTE ENCODER SINGLETURN 24 BIT WITH DRIVE CLIQ INTERFACE (ENCODER AS24DQI) SHAFT WITH FITTED KEY, TOLERANCE N; WITH HOLDING BRAKE PROTECTION CLASS IP65, FLANGE ON DRIVE END IP67; | - | 0 | 0
1FK7100-3BC71-1BG0 |  | 1FK7100-3BC71-1BG0 | 1 | UN | 1 | 15 | C | D | N | N | 85015220 | 1 |  | 19.401 | KG | 1882.72 | 1882.72 | MC05 | MC05 | SIMOTICS S Synchronous motor 1FK7-HI PN=3kW; UDC=600V M0=18Nm (100K); NN=2000rpm; Naturally cooled FRAME SIZE IMB 5 (IM V1, IM V3) FLANGE 1 POWER CONNECTOR ROTATABLE ABSOLUTE ENCODER SINGLETURN 24 BIT WITH DRIVE CLIQ INTERFACE (ENCODER AS24DQI) PLAIN SHAFT, TOLERANCE N; W/O HOLDING BRAKE PROTECTION CLASS IP64; | - | 0 | 0
1FK7100-3BC71-1BG1 |  | 1FK7100-3BC71-1BG1 | 1 | UN | 1 | 15 | C | D | N | N | 85015220 | 1 |  | 19.401 | KG | 1945.06 | 1945.06 | MC05 | MC05 | SIMOTICS S Synchronous motor 1FK7-HI PN=3kW; UDC=600V M0=18Nm (100K); NN=2000rpm; Naturally cooled FRAME SIZE IMB 5 (IM V1, IM V3) FLANGE 1 POWER CONNECTOR ROTATABLE ABSOLUTE ENCODER SINGLETURN 24 BIT WITH DRIVE CLIQ INTERFACE (ENCODER AS24DQI) PLAIN SHAFT, TOLERANCE N; W/O HOLDING BRAKE PROTECTION CLASS IP65, | - | 0 | 0
1FK7100-3BC71-1BG2 |  | 1FK7100-3BC71-1BG2 | 1 | UN | 1 | 15 | C | D | N | N | 85015220 | 1 |  | 19.401 | KG | 1945.06 | 1945.06 | MC05 | MC05 | SIMOTICS S Synchronous motor 1FK7-HI PN=3kW; UDC=600V M0=18Nm (100K); NN=2000rpm; Naturally cooled FRAME SIZE IMB 5 (IM V1, IM V3) FLANGE 1 POWER CONNECTOR ROTATABLE ABSOLUTE ENCODER SINGLETURN 24 BIT WITH DRIVE CLIQ INTERFACE (ENCODER AS24DQI) PLAIN SHAFT, TOLERANCE N; W/O HOLDING BRAKE PROTECTION CLASS IP65, FLANGE ON DRIVE END IP67; | - | 0 | 0
1FK7100-3BC71-1BH0 |  | 1FK7100-3BC71-1BH0 | 1 | UN | 1 | 15 | C | D | N | N | 85015220 | 1 |  | 19.7 | KG | 2156.91 | 2156.91 | MC05 | MC05 | SIMOTICS S Synchronous motor 1FK7-HI PN=3kW; UDC=600V M0=18Nm (100K); NN=2000rpm; Naturally cooled FRAME SIZE IMB 5 (IM V1, IM V3) FLANGE 1 POWER CONNECTOR ROTATABLE ABSOLUTE ENCODER SINGLETURN 24 BIT WITH DRIVE CLIQ INTERFACE (ENCODER AS24DQI) PLAIN SHAFT, TOLERANCE N; WITH HOLDING BRAKE PROTECTION CLASS IP64; | - | 0 | 0
1FK7100-3BC71-1BH1 |  | 1FK7100-3BC71-1BH1 | 1 | UN | 1 | 15 | C | D | N | N | 85015220 | 1 |  | 19.7 | KG | 2219.25 | 2219.25 | MC05 | MC05 | SIMOTICS S Synchronous motor 1FK7-HI PN=3kW; UDC=600V M0=18Nm (100K); NN=2000rpm; Naturally cooled FRAME SIZE IMB 5 (IM V1, IM V3) FLANGE 1 POWER CONNECTOR ROTATABLE ABSOLUTE ENCODER SINGLETURN 24 BIT WITH DRIVE CLIQ INTERFACE (ENCODER AS24DQI) PLAIN SHAFT, TOLERANCE N; WITH HOLDING BRAKE PROTECTION CLASS IP65, | - | 0 | 0
1FK7100-3BC71-1BH2 |  | 1FK7100-3BC71-1BH2 | 1 | UN | 1 | 15 | C | D | N | N | 85015220 | 1 |  | 19.7 | KG | 2219.25 | 2219.25 | MC05 | MC05 | SIMOTICS S Synchronous motor 1FK7-HI PN=3kW; UDC=600V M0=18Nm (100K); NN=2000rpm; Naturally cooled FRAME SIZE IMB 5 (IM V1, IM V3) FLANGE 1 POWER CONNECTOR ROTATABLE ABSOLUTE ENCODER SINGLETURN 24 BIT WITH DRIVE CLIQ INTERFACE (ENCODER AS24DQI) PLAIN SHAFT, TOLERANCE N; WITH HOLDING BRAKE PROTECTION CLASS IP65, FLANGE ON DRIVE END IP67; | - | 0 | 0
1FK7100-3BC71-1CA0 |  | 1FK7100-3BC71-1CA0 | 1 | UN | 1 | 15 | C | D | N | N | 85015220 | 1 |  | 19.401 | KG | 2186.37 | 2186.37 | MC05 | MC05 | SIMOTICS S Synchronous motor 1FK7-HI PN=3kW; UDC=600V M0=18Nm (100K); NN=2000rpm; Naturally cooled FRAME SIZE IMB 5 (IM V1, IM V3) FLANGE 1 POWER CONNECTOR ROTATABLE ABSOLUTE ENCODER 24 BIT + 12 BIT MULTITURN WITH DRIVE-CLIQ INTERFACE (ENCODER AM24DQI) SHAFT WITH FITTED KEY, TOLERANCE N; W/O HOLDING BRAKE PROTECTION CLASS IP64; | - | 0 | 0
1FK7100-3BC71-1CA1 |  | 1FK7100-3BC71-1CA1 | 1 | UN | 1 | 15 | C | D | N | N | 85015220 | 1 |  | 19.401 | KG | 2248.71 | 2248.71 | MC05 | MC05 | SIMOTICS S Synchronous motor 1FK7-HI PN=3kW; UDC=600V M0=18Nm (100K); NN=2000rpm; Naturally cooled FRAME SIZE IMB 5 (IM V1, IM V3) FLANGE 1 POWER CONNECTOR ROTATABLE ABSOLUTE ENCODER 24 BIT + 12 BIT MULTITURN WITH DRIVE-CLIQ INTERFACE (ENCODER AM24DQI) SHAFT WITH FITTED KEY, TOLERANCE N; W/O HOLDING BRAKE PROTECTION CLASS IP65, | - | 0 | 0
1FK7100-3BC71-1CA2 |  | 1FK7100-3BC71-1CA2 | 1 | UN | 1 | 15 | C | D | N | N | 85015220 | 1 |  | 19.401 | KG | 2248.71 | 2248.71 | MC05 | MC05 | SIMOTICS S Synchronous motor 1FK7-HI PN=3kW; UDC=600V M0=18Nm (100K); NN=2000rpm; Naturally cooled FRAME SIZE IMB 5 (IM V1, IM V3) FLANGE 1 POWER CONNECTOR ROTATABLE ABSOLUTE ENCODER 24 BIT + 12 BIT MULTITURN WITH DRIVE-CLIQ INTERFACE (ENCODER AM24DQI) SHAFT WITH FITTED KEY, TOLERANCE N; W/O HOLDING BRAKE PROTECTION CLASS IP65, FLANGE ON DRIVE END IP67; | - | 0 | 0
1FK7100-3BC71-1CB0 |  | 1FK7100-3BC71-1CB0 | 1 | UN | 1 | 15 | C | D | N | N | 85015220 | 1 |  | 19.7 | KG | 2460.57 | 2460.57 | MC05 | MC05 | SIMOTICS S Synchronous motor 1FK7-HI PN=3kW; UDC=600V M0=18Nm (100K); NN=2000rpm; Naturally cooled FRAME SIZE IMB 5 (IM V1, IM V3) FLANGE 1 POWER CONNECTOR ROTATABLE ABSOLUTE ENCODER 24 BIT + 12 BIT MULTITURN WITH DRIVE-CLIQ INTERFACE (ENCODER AM24DQI) SHAFT WITH FITTED KEY, TOLERANCE N; WITH HOLDING BRAKE PROTECTION CLASS IP64; | - | 0 | 0
1FK7100-3BC71-1CB1 |  | 1FK7100-3BC71-1CB1 | 1 | UN | 1 | 15 | C | D | N | N | 85015220 | 1 |  | 19.7 | KG | 2522.91 | 2522.91 | MC05 | MC05 | SIMOTICS S Synchronous motor 1FK7-HI PN=3kW; UDC=600V M0=18Nm (100K); NN=2000rpm; Naturally cooled FRAME SIZE IMB 5 (IM V1, IM V3) FLANGE 1 POWER CONNECTOR ROTATABLE ABSOLUTE ENCODER 24 BIT + 12 BIT MULTITURN WITH DRIVE-CLIQ INTERFACE (ENCODER AM24DQI) SHAFT WITH FITTED KEY, TOLERANCE N; WITH HOLDING BRAKE PROTECTION CLASS IP65, | - | 0 | 0
1FK7100-3BC71-1CB2 |  | 1FK7100-3BC71-1CB2 | 1 | UN | 1 | 15 | C | D | N | N | 85015220 | 1 |  | 19.7 | KG | 2522.91 | 2522.91 | MC05 | MC05 | SIMOTICS S Synchronous motor 1FK7-HI PN=3kW; UDC=600V M0=18Nm (100K); NN=2000rpm; Naturally cooled FRAME SIZE IMB 5 (IM V1, IM V3) FLANGE 1 POWER CONNECTOR ROTATABLE ABSOLUTE ENCODER 24 BIT + 12 BIT MULTITURN WITH DRIVE-CLIQ INTERFACE (ENCODER AM24DQI) SHAFT WITH FITTED KEY, TOLERANCE N; WITH HOLDING BRAKE PROTECTION CLASS IP65, FLANGE ON DRIVE END IP67; | - | 0 | 0
1FK7100-3BC71-1CG1 |  | 1FK7100-3BC71-1CG1 | 1 | UN | 1 | 15 | C | D | N | N | 85015220 | 1 |  | 19.401 | KG | 2191.22 | 2191.22 | MC05 | MC05 | SIMOTICS S Synchronous motor 1FK7-HI PN=3kW; UDC=600V M0=18Nm (100K); NN=2000rpm; Naturally cooled FRAME SIZE IMB 5 (IM V1, IM V3) FLANGE 1 POWER CONNECTOR ROTATABLE ABSOLUTE ENCODER 24 BIT + 12 BIT MULTITURN WITH DRIVE-CLIQ INTERFACE (ENCODER AM24DQI) PLAIN SHAFT, TOLERANCE N; W/O HOLDING BRAKE PROTECTION CLASS IP65, | - | 0 | 0
1FK7100-3BC71-1CG2 |  | 1FK7100-3BC71-1CG2 | 1 | UN | 1 | 15 | C | D | N | N | 85015220 | 1 |  | 19.401 | KG | 2191.22 | 2191.22 | MC05 | MC05 | SIMOTICS S Synchronous motor 1FK7-HI PN=3kW; UDC=600V M0=18Nm (100K); NN=2000rpm; Naturally cooled FRAME SIZE IMB 5 (IM V1, IM V3) FLANGE 1 POWER CONNECTOR ROTATABLE ABSOLUTE ENCODER 24 BIT + 12 BIT MULTITURN WITH DRIVE-CLIQ INTERFACE (ENCODER AM24DQI) PLAIN SHAFT, TOLERANCE N; W/O HOLDING BRAKE PROTECTION CLASS IP65, FLANGE ON DRIVE END IP67; | - | 0 | 0
1FK7100-3BC71-1CH0 |  | 1FK7100-3BC71-1CH0 | 1 | UN | 1 | 15 | C | D | N | N | 85015220 | 1 |  | 19.7 | KG | 2403.07 | 2403.07 | MC05 | MC05 | SIMOTICS S Synchronous motor 1FK7-HI PN=3kW; UDC=600V M0=18Nm (100K); NN=2000rpm; Naturally cooled FRAME SIZE IMB 5 (IM V1, IM V3) FLANGE 1 POWER CONNECTOR ROTATABLE ABSOLUTE ENCODER 24 BIT + 12 BIT MULTITURN WITH DRIVE-CLIQ INTERFACE (ENCODER AM24DQI) PLAIN SHAFT, TOLERANCE N; WITH HOLDING BRAKE PROTECTION CLASS IP64; | - | 0 | 0
1FK7100-3BC71-1CH1 |  | 1FK7100-3BC71-1CH1 | 1 | UN | 1 | 15 | C | D | N | N | 85015220 | 1 |  | 19.7 | KG | 2465.41 | 2465.41 | MC05 | MC05 | SIMOTICS S Synchronous motor 1FK7-HI PN=3kW; UDC=600V M0=18Nm (100K); NN=2000rpm; Naturally cooled FRAME SIZE IMB 5 (IM V1, IM V3) FLANGE 1 POWER CONNECTOR ROTATABLE ABSOLUTE ENCODER 24 BIT + 12 BIT MULTITURN WITH DRIVE-CLIQ INTERFACE (ENCODER AM24DQI) PLAIN SHAFT, TOLERANCE N; WITH HOLDING BRAKE PROTECTION CLASS IP65, | - | 0 | 0
1FK7100-3BC71-1QA0 |  | 1FK7100-3BC71-1QA0 | 1 | UN | 1 | 15 | C | D | N | N | 85015220 | 1 |  | 19.401 | KG | 1618.27 | 1618.27 | MC05 | MC05 | SIMOTICS S Synchronous motor 1FK7-HI PN=3kW; UDC=600V M0=18Nm (100K); NN=2000rpm; Naturally cooled FRAME SIZE IMB 5 (IM V1, IM V3) FLANGE 1 POWER CONNECTOR ROTATABLE ABSOLUTE ENCODER SINGLETURN 20 BIT WITH DRIVE-CLIQ INTERFACE (ENCODER AS20DQI) SHAFT WITH FITTED KEY, TOLERANCE N; W/O HOLDING BRAKE PROTECTION CLASS IP64; | - | 0 | 0
1FK7100-3BC71-1QA1 |  | 1FK7100-3BC71-1QA1 | 1 | UN | 1 | 15 | C | D | N | N | 85015220 | 1 |  | 19.401 | KG | 1680.61 | 1680.61 | MC05 | MC05 | SIMOTICS S Synchronous motor 1FK7-HI PN=3kW; UDC=600V M0=18Nm (100K); NN=2000rpm; Naturally cooled FRAME SIZE IMB 5 (IM V1, IM V3) FLANGE 1 POWER CONNECTOR ROTATABLE ABSOLUTE ENCODER SINGLETURN 20 BIT WITH DRIVE-CLIQ INTERFACE (ENCODER AS20DQI) SHAFT WITH FITTED KEY, TOLERANCE N; W/O HOLDING BRAKE PROTECTION CLASS IP65, | - | 0 | 0
1FK7100-3BC71-1QA2 |  | 1FK7100-3BC71-1QA2 | 1 | UN | 1 | 15 | C | D | N | N | 85015220 | 1 |  | 19.401 | KG | 1680.61 | 1680.61 | MC05 | MC05 | SIMOTICS S Synchronous motor 1FK7-HI PN=3kW; UDC=600V M0=18Nm (100K); NN=2000rpm; Naturally cooled FRAME SIZE IMB 5 (IM V1, IM V3) FLANGE 1 POWER CONNECTOR ROTATABLE ABSOLUTE ENCODER SINGLETURN 20 BIT WITH DRIVE-CLIQ INTERFACE (ENCODER AS20DQI) SHAFT WITH FITTED KEY, TOLERANCE N; W/O HOLDING BRAKE PROTECTION CLASS IP65, FLANGE ON DRIVE END IP67; | - | 0 | 0
1FK7100-3BC71-1QB0 |  | 1FK7100-3BC71-1QB0 | 1 | UN | 1 | 15 | C | D | N | N | 85015220 | 1 |  | 19.7 | KG | 1892.47 | 1892.47 | MC05 | MC05 | SIMOTICS S Synchronous motor 1FK7-HI PN=3kW; UDC=600V M0=18Nm (100K); NN=2000rpm; Naturally cooled FRAME SIZE IMB 5 (IM V1, IM V3) FLANGE 1 POWER CONNECTOR ROTATABLE ABSOLUTE ENCODER SINGLETURN 20 BIT WITH DRIVE-CLIQ INTERFACE (ENCODER AS20DQI) SHAFT WITH FITTED KEY, TOLERANCE N; WITH HOLDING BRAKE PROTECTION CLASS IP64; | - | 0 | 0
1FK7100-3BC71-1QB1 |  | 1FK7100-3BC71-1QB1 | 1 | UN | 1 | 15 | C | D | N | N | 85015220 | 1 |  | 19.7 | KG | 1954.81 | 1954.81 | MC05 | MC05 | SIMOTICS S Synchronous motor 1FK7-HI PN=3kW; UDC=600V M0=18Nm (100K); NN=2000rpm; Naturally cooled FRAME SIZE IMB 5 (IM V1, IM V3) FLANGE 1 POWER CONNECTOR ROTATABLE ABSOLUTE ENCODER SINGLETURN 20 BIT WITH DRIVE-CLIQ INTERFACE (ENCODER AS20DQI) SHAFT WITH FITTED KEY, TOLERANCE N; WITH HOLDING BRAKE PROTECTION CLASS IP65, | - | 0 | 0
1FK7100-3BC71-1QB2 |  | 1FK7100-3BC71-1QB2 | 1 | UN | 1 | 15 | C | D | N | N | 85015220 | 1 |  | 19.7 | KG | 1954.81 | 1954.81 | MC05 | MC05 | SIMOTICS S Synchronous motor 1FK7-HI PN=3kW; UDC=600V M0=18Nm (100K); NN=2000rpm; Naturally cooled FRAME SIZE IMB 5 (IM V1, IM V3) FLANGE 1 POWER CONNECTOR ROTATABLE ABSOLUTE ENCODER SINGLETURN 20 BIT WITH DRIVE-CLIQ INTERFACE (ENCODER AS20DQI) SHAFT WITH FITTED KEY, TOLERANCE N; WITH HOLDING BRAKE PROTECTION CLASS IP65, FLANGE ON DRIVE END IP67; | - | 0 | 0
1FK7100-3BC71-1QG0 |  | 1FK7100-3BC71-1QG0 | 1 | UN | 1 | 15 | C | D | N | N | 85015220 | 1 |  | 19.401 | KG | 1560.78 | 1560.78 | MC05 | MC05 | SIMOTICS S Synchronous motor 1FK7-HI PN=3kW; UDC=600V M0=18Nm (100K); NN=2000rpm; Naturally cooled FRAME SIZE IMB 5 (IM V1, IM V3) FLANGE 1 POWER CONNECTOR ROTATABLE ABSOLUTE ENCODER SINGLETURN 20 BIT WITH DRIVE-CLIQ INTERFACE (ENCODER AS20DQI) PLAIN SHAFT, TOLERANCE N; W/O HOLDING BRAKE PROTECTION CLASS IP64; | - | 0 | 0
1FK7100-3BC71-1QG1 |  | 1FK7100-3BC71-1QG1 | 1 | UN | 1 | 15 | C | D | N | N | 85015220 | 1 |  | 19.401 | KG | 1623.12 | 1623.12 | MC05 | MC05 | SIMOTICS S Synchronous motor 1FK7-HI PN=3kW; UDC=600V M0=18Nm (100K); NN=2000rpm; Naturally cooled FRAME SIZE IMB 5 (IM V1, IM V3) FLANGE 1 POWER CONNECTOR ROTATABLE ABSOLUTE ENCODER SINGLETURN 20 BIT WITH DRIVE-CLIQ INTERFACE (ENCODER AS20DQI) PLAIN SHAFT, TOLERANCE N; W/O HOLDING BRAKE PROTECTION CLASS IP65, | - | 0 | 0
1FK7100-3BC71-1QG2 |  | 1FK7100-3BC71-1QG2 | 1 | UN | 1 | 15 | C | D | N | N | 85015220 | 1 |  | 19.401 | KG | 1623.12 | 1623.12 | MC05 | MC05 | SIMOTICS S Synchronous motor 1FK7-HI PN=3kW; UDC=600V M0=18Nm (100K); NN=2000rpm; Naturally cooled FRAME SIZE IMB 5 (IM V1, IM V3) FLANGE 1 POWER CONNECTOR ROTATABLE ABSOLUTE ENCODER SINGLETURN 20 BIT WITH DRIVE-CLIQ INTERFACE (ENCODER AS20DQI) PLAIN SHAFT, TOLERANCE N; W/O HOLDING BRAKE PROTECTION CLASS IP65, FLANGE ON DRIVE END IP67; | - | 0 | 0
1FK7100-3BC71-1QH0 |  | 1FK7100-3BC71-1QH0 | 1 | UN | 1 | 15 | C | D | N | N | 85015220 | 1 |  | 19.7 | KG | 1834.97 | 1834.97 | MC05 | MC05 | SIMOTICS S Synchronous motor 1FK7-HI PN=3kW; UDC=600V M0=18Nm (100K); NN=2000rpm; Naturally cooled FRAME SIZE IMB 5 (IM V1, IM V3) FLANGE 1 POWER CONNECTOR ROTATABLE ABSOLUTE ENCODER SINGLETURN 20 BIT WITH DRIVE-CLIQ INTERFACE (ENCODER AS20DQI) PLAIN SHAFT, TOLERANCE N; WITH HOLDING BRAKE PROTECTION CLASS IP64; | - | 0 | 0
1FK7100-3BC71-1QH1 |  | 1FK7100-3BC71-1QH1 | 1 | UN | 1 | 15 | C | D | N | N | 85015220 | 1 |  | 19.7 | KG | 1897.31 | 1897.31 | MC05 | MC05 | SIMOTICS S Synchronous motor 1FK7-HI PN=3kW; UDC=600V M0=18Nm (100K); NN=2000rpm; Naturally cooled FRAME SIZE IMB 5 (IM V1, IM V3) FLANGE 1 POWER CONNECTOR ROTATABLE ABSOLUTE ENCODER SINGLETURN 20 BIT WITH DRIVE-CLIQ INTERFACE (ENCODER AS20DQI) PLAIN SHAFT, TOLERANCE N; WITH HOLDING BRAKE PROTECTION CLASS IP65, | - | 0 | 0
1FK7100-3BC71-1QH2 |  | 1FK7100-3BC71-1QH2 | 1 | UN | 1 | 15 | C | D | N | N | 85015220 | 1 |  | 19.7 | KG | 1897.31 | 1897.31 | MC05 | MC05 | SIMOTICS S Synchronous motor 1FK7-HI PN=3kW; UDC=600V M0=18Nm (100K); NN=2000rpm; Naturally cooled FRAME SIZE IMB 5 (IM V1, IM V3) FLANGE 1 POWER CONNECTOR ROTATABLE ABSOLUTE ENCODER SINGLETURN 20 BIT WITH DRIVE-CLIQ INTERFACE (ENCODER AS20DQI) PLAIN SHAFT, TOLERANCE N; WITH HOLDING BRAKE PROTECTION CLASS IP65, FLANGE ON DRIVE END IP67; | - | 0 | 0
1FK7100-3BC71-1RA0 |  | 1FK7100-3BC71-1RA0 | 1 | UN | 1 | 15 | C | D | N | N | 85015220 | 1 |  | 19.401 | KG | 1867.64 | 1867.64 | MC05 | MC05 | SIMOTICS S Synchronous motor 1FK7-HI PN=3kW; UDC=600V M0=18Nm (100K); NN=2000rpm; Naturally cooled FRAME SIZE IMB 5 (IM V1, IM V3) FLANGE 1 POWER CONNECTOR ROTATABLE ABSOLUTE ENCODER 20 BIT + 12 BIT MULTITURN WITH DRIVE-CLIQ INTERFACE (ENCODER AM20DQI) SHAFT WITH FITTED KEY, TOLERANCE N; W/O HOLDING BRAKE PROTECTION CLASS IP64; | - | 0 | 0
1FK7100-3BC71-1RA1 |  | 1FK7100-3BC71-1RA1 | 1 | UN | 1 | 15 | C | D | N | N | 85015220 | 1 |  | 19.401 | KG | 1929.98 | 1929.98 | MC05 | MC05 | SIMOTICS S Synchronous motor 1FK7-HI PN=3kW; UDC=600V M0=18Nm (100K); NN=2000rpm; Naturally cooled FRAME SIZE IMB 5 (IM V1, IM V3) FLANGE 1 POWER CONNECTOR ROTATABLE ABSOLUTE ENCODER 20 BIT + 12 BIT MULTITURN WITH DRIVE-CLIQ INTERFACE (ENCODER AM20DQI) SHAFT WITH FITTED KEY, TOLERANCE N; W/O HOLDING BRAKE PROTECTION CLASS IP65, | - | 0 | 0
1FK7100-3BC71-1RA2 |  | 1FK7100-3BC71-1RA2 | 1 | UN | 1 | 15 | C | D | N | N | 85015220 | 1 |  | 19.401 | KG | 1929.98 | 1929.98 | MC05 | MC05 | SIMOTICS S Synchronous motor 1FK7-HI PN=3kW; UDC=600V M0=18Nm (100K); NN=2000rpm; Naturally cooled FRAME SIZE IMB 5 (IM V1, IM V3) FLANGE 1 POWER CONNECTOR ROTATABLE ABSOLUTE ENCODER 20 BIT + 12 BIT MULTITURN WITH DRIVE-CLIQ INTERFACE (ENCODER AM20DQI) SHAFT WITH FITTED KEY, TOLERANCE N; W/O HOLDING BRAKE PROTECTION CLASS IP65, FLANGE ON DRIVE END IP67; | - | 0 | 0
1FK7100-3BC71-1RB0 |  | 1FK7100-3BC71-1RB0 | 1 | UN | 1 | 15 | C | D | N | N | 85015220 | 1 |  | 19.7 | KG | 2141.84 | 2141.84 | MC05 | MC05 | SIMOTICS S Synchronous motor 1FK7-HI PN=3kW; UDC=600V M0=18Nm (100K); NN=2000rpm; Naturally cooled FRAME SIZE IMB 5 (IM V1, IM V3) FLANGE 1 POWER CONNECTOR ROTATABLE ABSOLUTE ENCODER 20 BIT + 12 BIT MULTITURN WITH DRIVE-CLIQ INTERFACE (ENCODER AM20DQI) SHAFT WITH FITTED KEY, TOLERANCE N; WITH HOLDING BRAKE PROTECTION CLASS IP64; | - | 0 | 0
1FK7100-3BC71-1RB1 |  | 1FK7100-3BC71-1RB1 | 1 | UN | 1 | 15 | C | D | N | N | 85015220 | 1 |  | 19.7 | KG | 2204.18 | 2204.18 | MC05 | MC05 | SIMOTICS S Synchronous motor 1FK7-HI PN=3kW; UDC=600V M0=18Nm (100K); NN=2000rpm; Naturally cooled FRAME SIZE IMB 5 (IM V1, IM V3) FLANGE 1 POWER CONNECTOR ROTATABLE ABSOLUTE ENCODER 20 BIT + 12 BIT MULTITURN WITH DRIVE-CLIQ INTERFACE (ENCODER AM20DQI) SHAFT WITH FITTED KEY, TOLERANCE N; WITH HOLDING BRAKE PROTECTION CLASS IP65, | - | 0 | 0
1FK7100-3BC71-1RB2 |  | 1FK7100-3BC71-1RB2 | 1 | UN | 1 | 15 | C | D | N | N | 85015220 | 1 |  | 19.7 | KG | 2204.18 | 2204.18 | MC05 | MC05 | SIMOTICS S Synchronous motor 1FK7-HI PN=3kW; UDC=600V M0=18Nm (100K); NN=2000rpm; Naturally cooled FRAME SIZE IMB 5 (IM V1, IM V3) FLANGE 1 POWER CONNECTOR ROTATABLE ABSOLUTE ENCODER 20 BIT + 12 BIT MULTITURN WITH DRIVE-CLIQ INTERFACE (ENCODER AM20DQI) SHAFT WITH FITTED KEY, TOLERANCE N; WITH HOLDING BRAKE PROTECTION CLASS IP65, FLANGE ON DRIVE END IP67; | - | 0 | 0
1FK7100-3BC71-1RG0 |  | 1FK7100-3BC71-1RG0 | 1 | UN | 1 | 15 | C | D | N | N | 85015220 | 1 |  | 19.401 | KG | 1810.15 | 1810.15 | MC05 | MC05 | SIMOTICS S Synchronous motor 1FK7-HI PN=3kW; UDC=600V M0=18Nm (100K); NN=2000rpm; Naturally cooled FRAME SIZE IMB 5 (IM V1, IM V3) FLANGE 1 POWER CONNECTOR ROTATABLE ABSOLUTE ENCODER 20 BIT + 12 BIT MULTITURN WITH DRIVE-CLIQ INTERFACE (ENCODER AM20DQI) PLAIN SHAFT, TOLERANCE N; W/O HOLDING BRAKE PROTECTION CLASS IP64; | - | 0 | 0
1FK7100-3BC71-1RG1 |  | 1FK7100-3BC71-1RG1 | 1 | UN | 1 | 15 | C | D | N | N | 85015220 | 1 |  | 19.401 | KG | 1872.49 | 1872.49 | MC05 | MC05 | SIMOTICS S Synchronous motor 1FK7-HI PN=3kW; UDC=600V M0=18Nm (100K); NN=2000rpm; Naturally cooled FRAME SIZE IMB 5 (IM V1, IM V3) FLANGE 1 POWER CONNECTOR ROTATABLE ABSOLUTE ENCODER 20 BIT + 12 BIT MULTITURN WITH DRIVE-CLIQ INTERFACE (ENCODER AM20DQI) PLAIN SHAFT, TOLERANCE N; W/O HOLDING BRAKE PROTECTION CLASS IP65, | - | 0 | 0
1FK7100-3BC71-1RG2 |  | 1FK7100-3BC71-1RG2 | 1 | UN | 1 | 15 | C | D | N | N | 85015220 | 1 |  | 19.401 | KG | 1872.49 | 1872.49 | MC05 | MC05 | SIMOTICS S Synchronous motor 1FK7-HI PN=3kW; UDC=600V M0=18Nm (100K); NN=2000rpm; Naturally cooled FRAME SIZE IMB 5 (IM V1, IM V3) FLANGE 1 POWER CONNECTOR ROTATABLE ABSOLUTE ENCODER 20 BIT + 12 BIT MULTITURN WITH DRIVE-CLIQ INTERFACE (ENCODER AM20DQI) PLAIN SHAFT, TOLERANCE N; W/O HOLDING BRAKE PROTECTION CLASS IP65, FLANGE ON DRIVE END IP67; | - | 0 | 0
1FK7100-3BC71-1RH0 |  | 1FK7100-3BC71-1RH0 | 1 | UN | 1 | 15 | C | D | N | N | 85015220 | 1 |  | 19.7 | KG | 2084.34 | 2084.34 | MC05 | MC05 | SIMOTICS S Synchronous motor 1FK7-HI PN=3kW; UDC=600V M0=18Nm (100K); NN=2000rpm; Naturally cooled FRAME SIZE IMB 5 (IM V1, IM V3) FLANGE 1 POWER CONNECTOR ROTATABLE ABSOLUTE ENCODER 20 BIT + 12 BIT MULTITURN WITH DRIVE-CLIQ INTERFACE (ENCODER AM20DQI) PLAIN SHAFT, TOLERANCE N; WITH HOLDING BRAKE PROTECTION CLASS IP64; | - | 0 | 0
1FK7100-3BC71-1RH2 |  | 1FK7100-3BC71-1RH2 | 1 | UN | 1 | 15 | C | D | N | N | 85015220 | 1 |  | 19.7 | KG | 2146.68 | 2146.68 | MC05 | MC05 | SIMOTICS S Synchronous motor 1FK7-HI PN=3kW; UDC=600V M0=18Nm (100K); NN=2000rpm; Naturally cooled FRAME SIZE IMB 5 (IM V1, IM V3) FLANGE 1 POWER CONNECTOR ROTATABLE ABSOLUTE ENCODER 20 BIT + 12 BIT MULTITURN WITH DRIVE-CLIQ INTERFACE (ENCODER AM20DQI) PLAIN SHAFT, TOLERANCE N; WITH HOLDING BRAKE PROTECTION CLASS IP65, FLANGE ON DRIVE END IP67; | - | 0 | 0
1FK7100-3BC74-1AA0 |  | 1FK7100-3BC74-1AA0 | 1 | UN | 1 | 15 | C | D | N | N | 85015220 | 1 |  | 19.401 | KG | 1779.51 | 1779.51 | MC05 | MC05 | SIMOTICS S Synchronous motor 1FK7-HI PN=3kW; UDC=600V M0=18Nm (100K); NN=2000rpm; Naturally cooled FRAME SIZE IMB 5 (IM V1, IM V3) FLANGE 1, WITH PT1000 TEMPERATURESENSOR POWER CONNECTOR ROTATABLE INCREMENTAL ENCODER SIN/COS 1VP 2048 S/R WITH C- AND D-SPUR (ENCODER IC2048S/R) SHAFT WITH FITTED KEY, TOLERANCE N; W/O HOLDING BRAKE PROTECTION CLASS IP64; | - | 0 | 0
1FK7100-3BC74-1AA1 |  | 1FK7100-3BC74-1AA1 | 1 | UN | 1 | 15 | C | D | N | N | 85015220 | 1 |  | 19.401 | KG | 1841.85 | 1841.85 | MC05 | MC05 | SIMOTICS S Synchronous motor 1FK7-HI PN=3kW; UDC=600V M0=18Nm (100K); NN=2000rpm; Naturally cooled FRAME SIZE IMB 5 (IM V1, IM V3) FLANGE 1, WITH PT1000 TEMPERATURESENSOR POWER CONNECTOR ROTATABLE INCREMENTAL ENCODER SIN/COS 1VP 2048 S/R WITH C- AND D-SPUR (ENCODER IC2048S/R) SHAFT WITH FITTED KEY, TOLERANCE N; W/O HOLDING BRAKE PROTECTION CLASS IP65, | - | 0 | 0
1FK7100-3BC74-1AA2 |  | 1FK7100-3BC74-1AA2 | 1 | UN | 1 | 15 | C | D | N | N | 85015220 | 1 |  | 19.401 | KG | 1841.85 | 1841.85 | MC05 | MC05 | SIMOTICS S Synchronous motor 1FK7-HI PN=3kW; UDC=600V M0=18Nm (100K); NN=2000rpm; Naturally cooled FRAME SIZE IMB 5 (IM V1, IM V3) FLANGE 1, WITH PT1000 TEMPERATURESENSOR POWER CONNECTOR ROTATABLE INCREMENTAL ENCODER SIN/COS 1VP 2048 S/R WITH C- AND D-SPUR (ENCODER IC2048S/R) SHAFT WITH FITTED KEY, TOLERANCE N; W/O HOLDING BRAKE PROTECTION CLASS IP65, FLANGE ON DRIVE END IP67; | - | 0 | 0
1FK7100-3BC74-1AB0 |  | 1FK7100-3BC74-1AB0 | 1 | UN | 1 | 15 | C | D | N | N | 85015220 | 1 |  | 19.7 | KG | 2053.71 | 2053.71 | MC05 | MC05 | SIMOTICS S Synchronous motor 1FK7-HI PN=3kW; UDC=600V M0=18Nm (100K); NN=2000rpm; Naturally cooled FRAME SIZE IMB 5 (IM V1, IM V3) FLANGE 1, WITH PT1000 TEMPERATURESENSOR POWER CONNECTOR ROTATABLE INCREMENTAL ENCODER SIN/COS 1VP 2048 S/R WITH C- AND D-SPUR (ENCODER IC2048S/R) SHAFT WITH FITTED KEY, TOLERANCE N; WITH HOLDING BRAKE PROTECTION CLASS IP64; | - | 0 | 0
1FK7100-3BC74-1AB1 |  | 1FK7100-3BC74-1AB1 | 1 | UN | 1 | 15 | C | D | N | N | 85015220 | 1 |  | 19.7 | KG | 2116.05 | 2116.05 | MC05 | MC05 | SIMOTICS S Synchronous motor 1FK7-HI PN=3kW; UDC=600V M0=18Nm (100K); NN=2000rpm; Naturally cooled FRAME SIZE IMB 5 (IM V1, IM V3) FLANGE 1, WITH PT1000 TEMPERATURESENSOR POWER CONNECTOR ROTATABLE INCREMENTAL ENCODER SIN/COS 1VP 2048 S/R WITH C- AND D-SPUR (ENCODER IC2048S/R) SHAFT WITH FITTED KEY, TOLERANCE N; WITH HOLDING BRAKE PROTECTION CLASS IP65, | - | 0 | 0
1FK7100-3BC74-1AB2 |  | 1FK7100-3BC74-1AB2 | 1 | UN | 1 | 15 | C | D | N | N | 85015220 | 1 |  | 19.7 | KG | 2116.05 | 2116.05 | MC05 | MC05 | SIMOTICS S Synchronous motor 1FK7-HI PN=3kW; UDC=600V M0=18Nm (100K); NN=2000rpm; Naturally cooled FRAME SIZE IMB 5 (IM V1, IM V3) FLANGE 1, WITH PT1000 TEMPERATURESENSOR POWER CONNECTOR ROTATABLE INCREMENTAL ENCODER SIN/COS 1VP 2048 S/R WITH C- AND D-SPUR (ENCODER IC2048S/R) SHAFT WITH FITTED KEY, TOLERANCE N; WITH HOLDING BRAKE PROTECTION CLASS IP65, FLANGE ON DRIVE END IP67; | - | 0 | 0
1FK7100-3BC74-1AG0 |  | 1FK7100-3BC74-1AG0 | 1 | UN | 1 | 15 | C | D | N | N | 85015220 | 1 |  | 19.401 | KG | 1722.02 | 1722.02 | MC05 | MC05 | SIMOTICS S Synchronous motor 1FK7-HI PN=3kW; UDC=600V M0=18Nm (100K); NN=2000rpm; Naturally cooled FRAME SIZE IMB 5 (IM V1, IM V3) FLANGE 1, WITH PT1000 TEMPERATURESENSOR POWER CONNECTOR ROTATABLE INCREMENTAL ENCODER SIN/COS 1VP 2048 S/R WITH C- AND D-SPUR (ENCODER IC2048S/R) PLAIN SHAFT, TOLERANCE N; W/O HOLDING BRAKE PROTECTION CLASS IP64; | - | 0 | 0
1FK7100-3BC74-1AG1 |  | 1FK7100-3BC74-1AG1 | 1 | UN | 1 | 15 | C | D | N | N | 85015220 | 1 |  | 19.401 | KG | 1784.36 | 1784.36 | MC05 | MC05 | SIMOTICS S Synchronous motor 1FK7-HI PN=3kW; UDC=600V M0=18Nm (100K); NN=2000rpm; Naturally cooled FRAME SIZE IMB 5 (IM V1, IM V3) FLANGE 1, WITH PT1000 TEMPERATURESENSOR POWER CONNECTOR ROTATABLE INCREMENTAL ENCODER SIN/COS 1VP 2048 S/R WITH C- AND D-SPUR (ENCODER IC2048S/R) PLAIN SHAFT, TOLERANCE N; W/O HOLDING BRAKE PROTECTION CLASS IP65, | - | 0 | 0
1FK7100-3BC74-1AG2 |  | 1FK7100-3BC74-1AG2 | 1 | UN | 1 | 15 | C | D | N | N | 85015220 | 1 |  | 19.401 | KG | 1784.36 | 1784.36 | MC05 | MC05 | SIMOTICS S Synchronous motor 1FK7-HI PN=3kW; UDC=600V M0=18Nm (100K); NN=2000rpm; Naturally cooled FRAME SIZE IMB 5 (IM V1, IM V3) FLANGE 1, WITH PT1000 TEMPERATURESENSOR POWER CONNECTOR ROTATABLE INCREMENTAL ENCODER SIN/COS 1VP 2048 S/R WITH C- AND D-SPUR (ENCODER IC2048S/R) PLAIN SHAFT, TOLERANCE N; W/O HOLDING BRAKE PROTECTION CLASS IP65, FLANGE ON DRIVE END IP67; | - | 0 | 0
1FK7100-3BC74-1AH0 |  | 1FK7100-3BC74-1AH0 | 1 | UN | 1 | 15 | C | D | N | N | 85015220 | 1 |  | 19.7 | KG | 1996.21 | 1996.21 | MC05 | MC05 | SIMOTICS S Synchronous motor 1FK7-HI PN=3kW; UDC=600V M0=18Nm (100K); NN=2000rpm; Naturally cooled FRAME SIZE IMB 5 (IM V1, IM V3) FLANGE 1, WITH PT1000 TEMPERATURESENSOR POWER CONNECTOR ROTATABLE INCREMENTAL ENCODER SIN/COS 1VP 2048 S/R WITH C- AND D-SPUR (ENCODER IC2048S/R) PLAIN SHAFT, TOLERANCE N; WITH HOLDING BRAKE PROTECTION CLASS IP64; | - | 0 | 0
1FK7100-3BC74-1AH1 |  | 1FK7100-3BC74-1AH1 | 1 | UN | 1 | 15 | C | D | N | N | 85015220 | 1 |  | 19.7 | KG | 2058.55 | 2058.55 | MC05 | MC05 | SIMOTICS S Synchronous motor 1FK7-HI PN=3kW; UDC=600V M0=18Nm (100K); NN=2000rpm; Naturally cooled FRAME SIZE IMB 5 (IM V1, IM V3) FLANGE 1, WITH PT1000 TEMPERATURESENSOR POWER CONNECTOR ROTATABLE INCREMENTAL ENCODER SIN/COS 1VP 2048 S/R WITH C- AND D-SPUR (ENCODER IC2048S/R) PLAIN SHAFT, TOLERANCE N; WITH HOLDING BRAKE PROTECTION CLASS IP65, | - | 0 | 0
1FK7100-3BC74-1AH2 |  | 1FK7100-3BC74-1AH2 | 1 | UN | 1 | 15 | C | D | N | N | 85015220 | 1 |  | 19.7 | KG | 2058.55 | 2058.55 | MC05 | MC05 | SIMOTICS S Synchronous motor 1FK7-HI PN=3kW; UDC=600V M0=18Nm (100K); NN=2000rpm; Naturally cooled FRAME SIZE IMB 5 (IM V1, IM V3) FLANGE 1, WITH PT1000 TEMPERATURESENSOR POWER CONNECTOR ROTATABLE INCREMENTAL ENCODER SIN/COS 1VP 2048 S/R WITH C- AND D-SPUR (ENCODER IC2048S/R) PLAIN SHAFT, TOLERANCE N; WITH HOLDING BRAKE PROTECTION CLASS IP65, FLANGE ON DRIVE END IP67; | - | 0 | 0
1FK7100-3BC74-1EA0 |  | 1FK7100-3BC74-1EA0 | 1 | UN | 1 | 15 | C | D | N | N | 85015220 | 1 |  | 19.401 | KG | 2027.19 | 2027.19 | MC05 | MC05 | SIMOTICS S Synchronous motor 1FK7-HI PN=3kW; UDC=600V M0=18Nm (100K); NN=2000rpm; Naturally cooled FRAME SIZE IMB 5 (IM V1, IM V3) FLANGE 1, WITH PT1000 TEMPERATURESENSOR POWER CONNECTOR ROTATABLE ABSOLUTE ENCODERR 2048S/R + 4096 UMDREHUNGEN MULTITURN, WITH ENDAT-SCHNITTSTELLE (ENCODER AM2048S/R) SHAFT WITH FITTED KEY, TOLERANCE N; W/O HOLDING BRAKE PROTECTION CLASS IP64; | - | 0 | 0
1FK7100-3BC74-1EA1 |  | 1FK7100-3BC74-1EA1 | 1 | UN | 1 | 15 | C | D | N | N | 85015220 | 1 |  | 19.401 | KG | 2089.53 | 2089.53 | MC05 | MC05 | SIMOTICS S Synchronous motor 1FK7-HI PN=3kW; UDC=600V M0=18Nm (100K); NN=2000rpm; Naturally cooled FRAME SIZE IMB 5 (IM V1, IM V3) FLANGE 1, WITH PT1000 TEMPERATURESENSOR POWER CONNECTOR ROTATABLE ABSOLUTE ENCODERR 2048S/R + 4096 UMDREHUNGEN MULTITURN, WITH ENDAT-SCHNITTSTELLE (ENCODER AM2048S/R) SHAFT WITH FITTED KEY, TOLERANCE N; W/O HOLDING BRAKE PROTECTION CLASS IP65, | - | 0 | 0
1FK7100-3BC74-1EA2 |  | 1FK7100-3BC74-1EA2 | 1 | UN | 1 | 15 | C | D | N | N | 85015220 | 1 |  | 19.401 | KG | 2089.53 | 2089.53 | MC05 | MC05 | SIMOTICS S Synchronous motor 1FK7-HI PN=3kW; UDC=600V M0=18Nm (100K); NN=2000rpm; Naturally cooled FRAME SIZE IMB 5 (IM V1, IM V3) FLANGE 1, WITH PT1000 TEMPERATURESENSOR POWER CONNECTOR ROTATABLE ABSOLUTE ENCODERR 2048S/R + 4096 UMDREHUNGEN MULTITURN, WITH ENDAT-SCHNITTSTELLE (ENCODER AM2048S/R) SHAFT WITH FITTED KEY, TOLERANCE N; W/O HOLDING BRAKE PROTECTION CLASS IP65, FLANGE ON DRIVE END IP67; | - | 0 | 0
1FK7100-3BC74-1EB0 |  | 1FK7100-3BC74-1EB0 | 1 | UN | 1 | 15 | C | D | N | N | 85015220 | 1 |  | 19.7 | KG | 2301.39 | 2301.39 | MC05 | MC05 | SIMOTICS S Synchronous motor 1FK7-HI PN=3kW; UDC=600V M0=18Nm (100K); NN=2000rpm; Naturally cooled FRAME SIZE IMB 5 (IM V1, IM V3) FLANGE 1, WITH PT1000 TEMPERATURESENSOR POWER CONNECTOR ROTATABLE ABSOLUTE ENCODERR 2048S/R + 4096 UMDREHUNGEN MULTITURN, WITH ENDAT-SCHNITTSTELLE (ENCODER AM2048S/R) SHAFT WITH FITTED KEY, TOLERANCE N; WITH HOLDING BRAKE PROTECTION CLASS IP64; | - | 0 | 0
1FK7100-3BC74-1EB1 |  | 1FK7100-3BC74-1EB1 | 1 | UN | 1 | 15 | C | D | N | N | 85015220 | 1 |  | 19.7 | KG | 2363.73 | 2363.73 | MC05 | MC05 | SIMOTICS S Synchronous motor 1FK7-HI PN=3kW; UDC=600V M0=18Nm (100K); NN=2000rpm; Naturally cooled FRAME SIZE IMB 5 (IM V1, IM V3) FLANGE 1, WITH PT1000 TEMPERATURESENSOR POWER CONNECTOR ROTATABLE ABSOLUTE ENCODERR 2048S/R + 4096 UMDREHUNGEN MULTITURN, WITH ENDAT-SCHNITTSTELLE (ENCODER AM2048S/R) SHAFT WITH FITTED KEY, TOLERANCE N; WITH HOLDING BRAKE PROTECTION CLASS IP65, | - | 0 | 0
1FK7100-3BC74-1EB2 |  | 1FK7100-3BC74-1EB2 | 1 | UN | 1 | 15 | C | D | N | N | 85015220 | 1 |  | 19.7 | KG | 2363.73 | 2363.73 | MC05 | MC05 | SIMOTICS S Synchronous motor 1FK7-HI PN=3kW; UDC=600V M0=18Nm (100K); NN=2000rpm; Naturally cooled FRAME SIZE IMB 5 (IM V1, IM V3) FLANGE 1, WITH PT1000 TEMPERATURESENSOR POWER CONNECTOR ROTATABLE ABSOLUTE ENCODERR 2048S/R + 4096 UMDREHUNGEN MULTITURN, WITH ENDAT-SCHNITTSTELLE (ENCODER AM2048S/R) SHAFT WITH FITTED KEY, TOLERANCE N; WITH HOLDING BRAKE PROTECTION CLASS IP65, FLANGE ON DRIVE END IP67; | - | 0 | 0
1FK7100-3BC74-1EG0 |  | 1FK7100-3BC74-1EG0 | 1 | UN | 1 | 15 | C | D | N | N | 85015220 | 1 |  | 19.401 | KG | 1969.7 | 1969.7 | MC05 | MC05 | SIMOTICS S Synchronous motor 1FK7-HI PN=3kW; UDC=600V M0=18Nm (100K); NN=2000rpm; Naturally cooled FRAME SIZE IMB 5 (IM V1, IM V3) FLANGE 1, WITH PT1000 TEMPERATURESENSOR POWER CONNECTOR ROTATABLE ABSOLUTE ENCODERR 2048S/R + 4096 UMDREHUNGEN MULTITURN, WITH ENDAT-SCHNITTSTELLE (ENCODER AM2048S/R) PLAIN SHAFT, TOLERANCE N; W/O HOLDING BRAKE PROTECTION CLASS IP64; | - | 0 | 0
1FK7100-3BC74-1EG1 |  | 1FK7100-3BC74-1EG1 | 1 | UN | 1 | 15 | C | D | N | N | 85015220 | 1 |  | 19.401 | KG | 2032.04 | 2032.04 | MC05 | MC05 | SIMOTICS S Synchronous motor 1FK7-HI PN=3kW; UDC=600V M0=18Nm (100K); NN=2000rpm; Naturally cooled FRAME SIZE IMB 5 (IM V1, IM V3) FLANGE 1, WITH PT1000 TEMPERATURESENSOR POWER CONNECTOR ROTATABLE ABSOLUTE ENCODERR 2048S/R + 4096 UMDREHUNGEN MULTITURN, WITH ENDAT-SCHNITTSTELLE (ENCODER AM2048S/R) PLAIN SHAFT, TOLERANCE N; W/O HOLDING BRAKE PROTECTION CLASS IP65, | - | 0 | 0
1FK7100-3BC74-1EG2 |  | 1FK7100-3BC74-1EG2 | 1 | UN | 1 | 15 | C | D | N | N | 85015220 | 1 |  | 19.401 | KG | 2032.04 | 2032.04 | MC05 | MC05 | SIMOTICS S Synchronous motor 1FK7-HI PN=3kW; UDC=600V M0=18Nm (100K); NN=2000rpm; Naturally cooled FRAME SIZE IMB 5 (IM V1, IM V3) FLANGE 1, WITH PT1000 TEMPERATURESENSOR POWER CONNECTOR ROTATABLE ABSOLUTE ENCODERR 2048S/R + 4096 UMDREHUNGEN MULTITURN, WITH ENDAT-SCHNITTSTELLE (ENCODER AM2048S/R) PLAIN SHAFT, TOLERANCE N; W/O HOLDING BRAKE PROTECTION CLASS IP65, FLANGE ON DRIVE END IP67; | - | 0 | 0
1FK7100-3BC74-1EH0 |  | 1FK7100-3BC74-1EH0 | 1 | UN | 1 | 15 | C | D | N | N | 85015220 | 1 |  | 19.7 | KG | 2243.89 | 2243.89 | MC05 | MC05 | SIMOTICS S Synchronous motor 1FK7-HI PN=3kW; UDC=600V M0=18Nm (100K); NN=2000rpm; Naturally cooled FRAME SIZE IMB 5 (IM V1, IM V3) FLANGE 1, WITH PT1000 TEMPERATURESENSOR POWER CONNECTOR ROTATABLE ABSOLUTE ENCODERR 2048S/R + 4096 UMDREHUNGEN MULTITURN, WITH ENDAT-SCHNITTSTELLE (ENCODER AM2048S/R) PLAIN SHAFT, TOLERANCE N; WITH HOLDING BRAKE PROTECTION CLASS IP64; | - | 0 | 0
1FK7100-3BC74-1EH1 |  | 1FK7100-3BC74-1EH1 | 1 | UN | 1 | 15 | C | D | N | N | 85015220 | 1 |  | 19.7 | KG | 2306.23 | 2306.23 | MC05 | MC05 | SIMOTICS S Synchronous motor 1FK7-HI PN=3kW; UDC=600V M0=18Nm (100K); NN=2000rpm; Naturally cooled FRAME SIZE IMB 5 (IM V1, IM V3) FLANGE 1, WITH PT1000 TEMPERATURESENSOR POWER CONNECTOR ROTATABLE ABSOLUTE ENCODERR 2048S/R + 4096 UMDREHUNGEN MULTITURN, WITH ENDAT-SCHNITTSTELLE (ENCODER AM2048S/R) PLAIN SHAFT, TOLERANCE N; WITH HOLDING BRAKE PROTECTION CLASS IP65, | - | 0 | 0
1FK7100-3BC74-1EH2 |  | 1FK7100-3BC74-1EH2 | 1 | UN | 1 | 15 | C | D | N | N | 85015220 | 1 |  | 19.7 | KG | 2306.23 | 2306.23 | MC05 | MC05 | SIMOTICS S Synchronous motor 1FK7-HI PN=3kW; UDC=600V M0=18Nm (100K); NN=2000rpm; Naturally cooled FRAME SIZE IMB 5 (IM V1, IM V3) FLANGE 1, WITH PT1000 TEMPERATURESENSOR POWER CONNECTOR ROTATABLE ABSOLUTE ENCODERR 2048S/R + 4096 UMDREHUNGEN MULTITURN, WITH ENDAT-SCHNITTSTELLE (ENCODER AM2048S/R) PLAIN SHAFT, TOLERANCE N; WITH HOLDING BRAKE PROTECTION CLASS IP65, FLANGE ON DRIVE END IP67; | - | 0 | 0
1FK7100-5AC71-1UA3 |  | 1FK7100-5AC71-1UA3 | 1 | UN | 1 | 60 | X | D | N | N | 85015220 | 1 |  | 19 | KG | 2032.9 | 2032.9 | MC05 | MC05 | SIMOTICS S Synchronous servo motor 1FK7 Compact, 18Nm 100K, 2000rpm, 3.05kW Naturally cooled IM B5 (IM V1, IM V3) power/signal connectors Connector can be rotated by 270Â° Resolver multi-pole with SMI; Shaft with feather key Tolerance N without holding brake; Degree of protection IP64; paint finish RAL7016 | novo Out19 | 0 | 7
1FK7100-5AC71-1UA3-Z | N01N05 | 1FK7100-5AC71-1UA3-ZN01N05 | 1 | UN | 1 | 60 | X | D | N | N | 85015220 | 1 |  | 19 | KG | 2293.71 | 2293.71 | MC05 | MC05 | SIMOTICS S Synchronous servo motor 1FK7 Compact, 18Nm Naturally cooled 100K, 2000rpm, 3.05kW Naturally cooled IM B5 (IM V1, IM V3) power/signal connectors Connector can be rotated by 270Â° Resolver multi-pole with SMI Shaft with feather key Tolerance N, without holding brake Degree of protection IP64; paint finish RAL7016 N05: Compatibility of the shaft extension dimensions with 1FT510X N01: 2Z bearing ball bearing DE with cover disks Customer-specific option | novo Out19 | 0 | 7
1FK7100-5AC71-1UG3 |  | 1FK7100-5AC71-1UG3 | 1 | UN | 1 | 60 | X | D | N | N | 85015220 | 1 |  | 19 | KG | 1959.15 | 1959.15 | MC05 | MC05 | SIMOTICS S Synchronous servo motor 1FK7 Compact, 18Nm 100K, 2000rpm, 3.05kW Naturally cooled IM B5 (IM V1, IM V3) power/signal connectors Connector can be rotated by 270Â° Resolver multi-pole with SMI Smooth shaft Tolerance N without holding brake; Degree of protection IP64; paint finish RAL7016 | novo Out19 | 0 | 7
1FK7100-5AF71-1AH0 |  | 1FK7100-5AF71-1AH0 | 1 | UN | 1 | 60 | X | D | N | N | 85015220 | 1 | 4019169392785 | 22.002 | KG | 2513.66 | 2513.66 | MC05 | MC05 | SIMOTICS S Synchronous servo motor 1FK7 Compact, 18Nm 100K, 3000rpm, 3.77kW Naturally cooled IM B5 (IM V1, IM V3) power/signal connectors Connector can be rotated by 270Â° INCREM. ENCODER, SIN/COS 1 VPP 2048 P/REV (ENCODER I-2048); PLAIN SHAFT, TOLERANCE N; WITH HOLDING BRAKE DEGREE OF PROTECTION IP64 | - | 0 | 7
1FK7100-5AF71-1EG0 |  | 1FK7100-5AF71-1EG0 | 1 | UN | 1 | 60 | X | D | N | N | 85015220 | 1 | 4025515002406 | 19.003 | KG | 2481.37 | 2481.37 | MC05 | MC05 | SIMOTICS S Synchronous servo motor 1FK7 Compact, 18Nm 100K, 3000rpm, 3.77kW Naturally cooled IM B5 (IM V1, IM V3) power/signal connectors Connector can be rotated by 270Â° ABSOLUTE ENCODER ENDAT 2048 P/REV (ENCODER A-2048); PERFORMANCE REDUCTION BY 10% DUE TO ABSOLUTE ENCODER; PLAIN SHAFT, TOLERANCE N; W/O HOLDING BRAKE DEGREE OF PROTECTION IP64 | - | 0 | 7
1FK7100-5AF71-1EG3 |  | 1FK7100-5AF71-1EG3 | 1 | UN | 1 | 60 | X | D | N | N | 85015220 | 1 | 4025515002413 | 19.003 | KG | 2518.18 | 2518.18 | MC05 | MC05 | SIMOTICS S Synchronous servo motor 1FK7 Compact, 18Nm 100K, 3000rpm, 3.77kW Naturally cooled IM B5 (IM V1, IM V3) power/signal connectors Connector can be rotated by 270Â° ABSOLUTE ENCODER ENDAT 2048 P/REV (ENCODER A-2048); PERFORMANCE REDUCTION BY 10% DUE TO ABSOLUTE ENCODER; PLAIN SHAFT, TOLERANCE N; W/O HOLDING BRAKE DEGREE OF PROTECTION IP64; PAINT FINISH RAL7016 | - | 0 | 7
1FK7100-5AF71-1EH0 |  | 1FK7100-5AF71-1EH0 | 1 | UN | 1 | 60 | X | D | N | N | 85015220 | 1 | 4025515002420 | 22.002 | KG | 2815.42 | 2815.42 | MC05 | MC05 | SIMOTICS S Synchronous servo motor 1FK7 Compact, 18Nm 100K, 3000rpm, 3.77kW Naturally cooled IM B5 (IM V1, IM V3) power/signal connectors Connector can be rotated by 270Â° ABSOLUTE ENCODER ENDAT 2048 P/REV (ENCODER A-2048); PERFORMANCE REDUCTION BY 10% DUE TO ABSOLUTE ENCODER; PLAIN SHAFT, TOLERANCE N; WITH HOLDING BRAKE DEGREE OF PROTECTION IP64 | - | 0 | 7
1FK7100-5AF71-1EH3 |  | 1FK7100-5AF71-1EH3 | 1 | UN | 1 | 60 | X | D | N | N | 85015220 | 1 | 4025515002437 | 22.002 | KG | 2852.23 | 2852.23 | MC05 | MC05 | SIMOTICS S Synchronous servo motor 1FK7 Compact, 18Nm 100K, 3000rpm, 3.77kW Naturally cooled IM B5 (IM V1, IM V3) power/signal connectors Connector can be rotated by 270Â° ABSOLUTE ENCODER ENDAT 2048 P/REV (ENCODER A-2048); PERFORMANCE REDUCTION BY 10% DUE TO ABSOLUTE ENCODER; PLAIN SHAFT, TOLERANCE N; WITH HOLDING BRAKE DEGREE OF PROTECTION IP64; PAINT FINISH RAL7016 | - | 0 | 7
1FK7100-5AF71-1FG3 |  | 1FK7100-5AF71-1FG3 | 1 | UN | 1 | 60 | X | D | N | N | 85015220 | 1 | 4025515002444 | 19.003 | KG | 2712.13 | 2712.13 | MC05 | MC05 | SIMOTICS S Synchronous servo motor 1FK7 Compact, 18Nm 100K, 3000rpm, 3.77kW Naturally cooled IM B5 (IM V1, IM V3) power/signal connectors Connector can be rotated by 270Â° ABSOLUTE ENCODER 2048 P/REV (ENCODER A-2048) WITH DRIVE-CLIQ INTERFACE; PERFORMANCE REDUCTION BY 10% DUE TO ABSOLUTE ENCODER; PLAIN SHAFT, TOLERANCE N; W/O HOLDING BRAKE DEGREE OF PROTECTION IP64; PAINT FINISH RAL7016 | - | 0 | 7
1FK7100-5AF71-1FH3 |  | 1FK7100-5AF71-1FH3 | 1 | UN | 1 | 60 | X | D | N | N | 85015220 | 1 | 4025515002451 | 22.002 | KG | 3046.18 | 3046.18 | MC05 | MC05 | SIMOTICS S Synchronous servo motor 1FK7 Compact, 18Nm 100K, 3000rpm, 3.77kW Naturally cooled IM B5 (IM V1, IM V3) power/signal connectors Connector can be rotated by 270Â° ABSOLUTE ENCODER 2048 P/REV (ENCODER A-2048) WITH DRIVE-CLIQ INTERFACE; PERFORMANCE REDUCTION BY 10% DUE TO ABSOLUTE ENCODER; PLAIN SHAFT, TOLERANCE N; WITH HOLDING BRAKE DEGREE OF PROTECTION IP64; PAINT FINISH RAL7016 | - | 0 | 7
1FK7100-5AF71-1GB0 |  | 1FK7100-5AF71-1GB0 | 1 | UN | 1 | 60 | X | D | N | N | 85015220 | 1 | 4025515002468 | 22.002 | KG | 2465.18 | 2465.18 | MC05 | MC05 | SIMOTICS S Synchronous servo motor 1FK7 Compact, 18Nm 100K, 3000rpm, 3.77kW Naturally cooled IM B5 (IM V1, IM V3) power/signal connectors Connector can be rotated by 270Â° BASIC ABSOLUTE ENCODER 32 P/REV (ENCODER A-32); PERFORMANCE REDUCTION BY 10% DUE TO ABSOLUTE ENCODER; SHAFT WITH FITTED KEY, TOLERANCE N; WITH HOLDING BRAKE DEGREE OF PROTECTION IP64 | - | 0 | 7
1FK7100-5AF71-1GH0 |  | 1FK7100-5AF71-1GH0 | 1 | UN | 1 | 60 | X | D | N | N | 85015220 | 1 | 4025515002475 | 22.002 | KG | 2395.15 | 2395.15 | MC05 | MC05 | SIMOTICS S Synchronous servo motor 1FK7 Compact, 18Nm 100K, 3000rpm, 3.77kW Naturally cooled IM B5 (IM V1, IM V3) power/signal connectors Connector can be rotated by 270Â° BASIC ABSOLUTE ENCODER 32 P/REV (ENCODER A-32); PERFORMANCE REDUCTION BY 10% DUE TO ABSOLUTE ENCODER; PLAIN SHAFT, TOLERANCE N; WITH HOLDING BRAKE DEGREE OF PROTECTION IP64 | - | 0 | 7
1FK7100-5AF71-1SA0 |  | 1FK7100-5AF71-1SA0 | 1 | UN | 1 | 60 | X | D | N | N | 85015220 | 1 | 4025515002482 | 19.003 | KG | 1773.78 | 1773.78 | MC05 | MC05 | SIMOTICS S Synchronous servo motor 1FK7 Compact, 18Nm 100K, 3000rpm, 3.77kW Naturally cooled IM B5 (IM V1, IM V3) power/signal connectors Connector can be rotated by 270Â° RESOLVER MULTI-POLE (RESOLVER P=4); SHAFT WITH FITTED KEY, TOLERANCE N; W/O HOLDING BRAKE DEGREE OF PROTECTION IP64 | - | 0 | 7
1FK7100-5AF71-1SB0 |  | 1FK7100-5AF71-1SB0 | 1 | UN | 1 | 60 | X | D | N | N | 85015220 | 1 | 4025515002499 | 22.002 | KG | 2107.81 | 2107.81 | MC05 | MC05 | SIMOTICS S Synchronous servo motor 1FK7 Compact, 18Nm 100K, 3000rpm, 3.77kW Naturally cooled IM B5 (IM V1, IM V3) power/signal connectors Connector can be rotated by 270Â° RESOLVER MULTI-POLE (RESOLVER P=4); SHAFT WITH FITTED KEY, TOLERANCE N; WITH HOLDING BRAKE DEGREE OF PROTECTION IP64 | - | 0 | 7
1FK7101-2AC71-1AG0 |  | 1FK7101-2AC71-1AG0 | 1 | UN | 1 | 15 | C | D | N | N | 85015220 | 1 |  | 23.001 | KG | 1941.43 | 1941.43 | MC05 | MC05 | SIMOTICS S Synchronous motor 1FK7-CT PN=4.3kW; UDC=600V M0=27Nm (100K); NN=2000rpm; Naturally cooled FRAME SIZE IMB 5 (IM V1, IM V3) FLANGE 1, WITH KTY TEMPERATURESENSOR POWER CONNECTOR ROTATABLE INCREMENTAL ENCODER SIN/COS 1VPP;2048 S/R W. C-AND D-SPUR (ENCODER IC2048S/R) PLAIN SHAFT, TOLERANCE N; W/O HOLDING BRAKE PROTECTION CLASS IP64; | - | 0 | 0
1FK7101-2AC71-1AH0 |  | 1FK7101-2AC71-1AH0 | 1 | UN | 1 | 15 | C | D | N | N | 85015220 | 1 |  | 23.3 | KG | 2215.62 | 2215.62 | MC05 | MC05 | SIMOTICS S Synchronous motor 1FK7-CT PN=4.3kW; UDC=600V M0=27Nm (100K); NN=2000rpm; Naturally cooled FRAME SIZE IMB 5 (IM V1, IM V3) FLANGE 1, WITH KTY TEMPERATURESENSOR POWER CONNECTOR ROTATABLE INCREMENTAL ENCODER SIN/COS 1VPP;2048 S/R W. C-AND D-SPUR (ENCODER IC2048S/R) PLAIN SHAFT, TOLERANCE N; WITH HOLDING BRAKE PROTECTION CLASS IP64; | - | 0 | 0
1FK7101-2AC71-1BG1-Z | J29 | 1FK7101-2AC71-1BG1-ZJ29 | 1 | UN | 1 | 15 | C | D | N | N | 85015220 | 1 |  | 57.001 | KG | 4523.1 | 4523.1 | MC05 | MC05 | SIMOTICS S Synchronous motor 1FK7-CT PN=4.3kW; UDC=600V M0=27Nm (100K); NN=2000rpm; Naturally cooled IMB 5 design (IM V1, IM V3) Flange 1 Power connector rotatable Absolute encoder single-turn 24-bit with Drive-CLiQ interface (encoder AS24DQI) smooth shaft, tolerance N without holding brake IP65 degree of protection J29: ALPHA SP+, SP 180S-MF1 PLANETARY GEARING 1 STAGE, I=10, W/O FEATHER KEY | - | 0 | 0
1FK7101-2AC71-1CA1-Z | N05Q31 | 1FK7101-2AC71-1CA1-ZN05Q31 | 1 | UN | 1 | 15 | C | D | N | N | 85015220 | 1 |  | 23.052 | KG | 2734.06 | 2734.06 | MC05 | MC05 | SIMOTICS S Synchronous motor 1FK7-CT PN=4.3kW; UDC=600V M0=27Nm (100K); NN=2000rpm; Naturally cooled IMB 5 design (IM V1, IM V3) Flange 1 Power connector rotatable Absolute encoder 24-bit +12-bit multi-turn with Drive-CLiQ interface (encoder AM24DQI) shaft with feather key, tolerance N without holding brake IP65 degree of protection N05: Compatibility of the shaft extension dimensions with 1FT510X (Configuration information to be considered, see notification number 14361688) Q31: METALLIC RATING PLATE ON MOTOR | - | 0 | 0
1FK7101-2AC71-1CA1-Z | Q31 | 1FK7101-2AC71-1CA1-ZQ31 | 1 | UN | 1 | 15 | C | D | N | N | 85015220 | 1 |  | 23.051 | KG | 2530.62 | 2530.62 | MC05 | MC05 | SIMOTICS S Synchronous motor 1FK7-CT PN=4.3kW; UDC=600V M0=27Nm (100K); NN=2000rpm; Naturally cooled IMB 5 design (IM V1, IM V3) Flange 1 Power connector rotatable Absolute encoder 24-bit +12-bit multi-turn with Drive-CLiQ interface (encoder AM24DQI) shaft with feather key, tolerance N without holding brake IP65 degree of protection Q31: METALLIC RATING PLATE ON MOTOR | - | 0 | 0
1FK7101-2AC71-1DG0 |  | 1FK7101-2AC71-1DG0 | 1 | UN | 1 | 15 | C | D | N | N | 85015220 | 1 |  | 23.002 | KG | 2155.56 | 2155.56 | MC05 | MC05 | SIMOTICS S Synchronous motor 1FK7-CT PN=4.3kW; UDC=600V M0=27Nm (100K); NN=2000rpm; Naturally cooled FRAME SIZE IMB 5 (IM V1, IM V3) FLANGE 1 POWER CONNECTOR ROTATABLE INCREMENTAL ENCODER 22 BIT WITH DRIVE-CLIQ INTERFACE (ENCODER IC22DQ) PLAIN SHAFT, TOLERANCE N; W/O HOLDING BRAKE PROTECTION CLASS IP64; | - | 0 | 0
1FK7101-2AC71-1DH0 |  | 1FK7101-2AC71-1DH0 | 1 | UN | 1 | 15 | C | D | N | N | 85015220 | 1 |  | 23.301 | KG | 2429.75 | 2429.75 | MC05 | MC05 | SIMOTICS S Synchronous motor 1FK7-CT PN=4.3kW; UDC=600V M0=27Nm (100K); NN=2000rpm; Naturally cooled FRAME SIZE IMB 5 (IM V1, IM V3) FLANGE 1 POWER CONNECTOR ROTATABLE INCREMENTAL ENCODER 22 BIT WITH DRIVE-CLIQ INTERFACE (ENCODER IC22DQ) PLAIN SHAFT, TOLERANCE N; WITH HOLDING BRAKE PROTECTION CLASS IP64; | - | 0 | 0
1FK7101-2AC71-1EG0 |  | 1FK7101-2AC71-1EG0 | 1 | UN | 1 | 15 | C | D | N | N | 85015220 | 1 |  | 23.001 | KG | 2189.11 | 2189.11 | MC05 | MC05 | SIMOTICS S Synchronous motor 1FK7-CT PN=4.3kW; UDC=600V M0=27Nm (100K); NN=2000rpm; Naturally cooled FRAME SIZE IMB 5 (IM V1, IM V3) FLANGE 1, WITH KTY TEMPERATURESENSOR POWER CONNECTOR ROTATABLE ABSOLUTE ENCODERR 2048 S/R + 4096 UMDREHUNGEN MULTITURN, WITH ENDAT-SCHNITTSTELLE (ENCODER AM2048S/R) PLAIN SHAFT, TOLERANCE N; W/O HOLDING BRAKE PROTECTION CLASS IP64; | - | 0 | 0
1FK7101-2AC71-1EH0 |  | 1FK7101-2AC71-1EH0 | 1 | UN | 1 | 15 | C | D | N | N | 85015220 | 1 |  | 23.3 | KG | 2463.3 | 2463.3 | MC05 | MC05 | SIMOTICS S Synchronous motor 1FK7-CT PN=4.3kW; UDC=600V M0=27Nm (100K); NN=2000rpm; Naturally cooled FRAME SIZE IMB 5 (IM V1, IM V3) FLANGE 1, WITH KTY TEMPERATURESENSOR POWER CONNECTOR ROTATABLE ABSOLUTE ENCODERR 2048 S/R + 4096 UMDREHUNGEN MULTITURN, WITH ENDAT-SCHNITTSTELLE (ENCODER AM2048S/R) PLAIN SHAFT, TOLERANCE N; WITH HOLDING BRAKE PROTECTION CLASS IP64; | - | 0 | 0
1FK7101-2AC71-1PG0 |  | 1FK7101-2AC71-1PG0 | 1 | UN | 1 | 15 | C | D | N | N | 85015220 | 1 |  | 23.101 | KG | 1711.49 | 1711.49 | MC05 | MC05 | SIMOTICS S Synchronous motor 1FK7-CT PN=4.3kW; UDC=600V M0=27Nm (100K); NN=2000rpm; Naturally cooled FRAME SIZE IMB 5 (IM V1, IM V3) FLANGE 1 POWER CONNECTOR ROTATABLE RESOLVER 2-POLE, WITH DRIVE CLIQ-INTERFACE PLAIN SHAFT, TOLERANCE N; W/O HOLDING BRAKE PROTECTION CLASS IP64; | - | 0 | 0
1FK7101-2AC71-1PH0 |  | 1FK7101-2AC71-1PH0 | 1 | UN | 1 | 15 | C | D | N | N | 85015220 | 1 |  | 23.4 | KG | 1985.68 | 1985.68 | MC05 | MC05 | SIMOTICS S Synchronous motor 1FK7-CT PN=4.3kW; UDC=600V M0=27Nm (100K); NN=2000rpm; Naturally cooled FRAME SIZE IMB 5 (IM V1, IM V3) FLANGE 1 POWER CONNECTOR ROTATABLE RESOLVER 2-POLE, WITH DRIVE CLIQ-INTERFACE PLAIN SHAFT, TOLERANCE N; WITH HOLDING BRAKE PROTECTION CLASS IP64; | - | 0 | 0
1FK7101-2AC71-1QA1 |  | 1FK7101-2AC71-1QA1 | 1 | UN | 1 | 15 | C | D | N | N | 85015220 | 1 |  | 23.001 | KG | 1900 | 1900 | MC05 | MC05 | SIMOTICS S Synchronous motor 1FK7-CT PN=4.3kW; UDC=600V M0=27Nm (100K); NN=2000rpm; Naturally cooled IMB 5 design (IM V1, IM V3) Flange 1 Power connector rotatable Absolute encoder single-turn 20-bit with Drive-CLiQ interface (encoder AS20DQI) shaft with feather key, tolerance N without holding brake IP65 degree of protection | - | 0 | 0
1FK7101-2AC71-1QB1 |  | 1FK7101-2AC71-1QB1 | 1 | UN | 1 | 15 | C | D | N | N | 85015220 | 1 |  | 23.3 | KG | 2174.22 | 2174.22 | MC05 | MC05 | SIMOTICS S Synchronous motor 1FK7-CT PN=4.3kW; UDC=600V M0=27Nm (100K); NN=2000rpm; Naturally cooled IMB 5 design (IM V1, IM V3) Flange 1 Power connector rotatable Absolute encoder single-turn 20-bit with Drive-CLiQ interface (encoder AS20DQI) shaft with feather key, tolerance N with holding brake IP65 degree of protection | - | 0 | 0
1FK7101-2AC71-1QG1 |  | 1FK7101-2AC71-1QG1 | 1 | UN | 1 | 15 | C | D | N | N | 85015220 | 1 |  | 23.001 | KG | 1842.52 | 1842.52 | MC05 | MC05 | SIMOTICS S Synchronous motor 1FK7-CT PN=4.3kW; UDC=600V M0=27Nm (100K); NN=2000rpm; Naturally cooled IMB 5 design (IM V1, IM V3) Flange 1 Power connector rotatable Absolute encoder single-turn 20-bit with Drive-CLiQ interface (encoder AS20DQI) smooth shaft, tolerance N without holding brake IP65 degree of protection | - | 0 | 0
1FK7101-2AC71-1QH1 |  | 1FK7101-2AC71-1QH1 | 1 | UN | 1 | 15 | C | D | N | N | 85015220 | 1 |  | 23.3 | KG | 2116.72 | 2116.72 | MC05 | MC05 | SIMOTICS S Synchronous motor 1FK7-CT PN=4.3kW; UDC=600V M0=27Nm (100K); NN=2000rpm; Naturally cooled IMB 5 design (IM V1, IM V3) Flange 1 Power connector rotatable Absolute encoder single-turn 20-bit with Drive-CLiQ interface (encoder AS20DQI) smooth shaft, tolerance N with holding brake IP65 degree of protection | - | 0 | 0
1FK7101-2AC71-1QH1-Z | X01 | 1FK7101-2AC71-1QH1-ZX01 | 1 | UN | 1 | 15 | C | D | N | N | 85015220 | 1 |  | 23.301 | KG | 2179.06 | 2179.06 | MC05 | MC05 | SIMOTICS S Synchronous motor 1FK7-CT PN=4.3kW; UDC=600V M0=27Nm (100K); NN=2000rpm; Naturally cooled IMB 5 design (IM V1, IM V3) Flange 1 Power connector rotatable Absolute encoder single-turn 20-bit with Drive-CLiQ interface (encoder AS20DQI) smooth shaft, tolerance N with holding brake IP65 degree of protection X01: PAINT FINISH DULL BLACK RAL9005 | - | 0 | 0
1FK7101-2AC71-1RA1 |  | 1FK7101-2AC71-1RA1 | 1 | UN | 1 | 15 | C | D | N | N | 85015220 | 1 |  | 23.001 | KG | 2149.39 | 2149.39 | MC05 | MC05 | SIMOTICS S Synchronous motor 1FK7-CT PN=4.3kW; UDC=600V M0=27Nm (100K); NN=2000rpm; Naturally cooled IMB 5 design (IM V1, IM V3) Flange 1 Power connector rotatable Absolute encoder 20-bit +12-bit multi-turn with Drive-CLiQ interface (encoder AM20DQI) shaft with feather key, tolerance N without holding brake IP65 degree of protection | - | 0 | 0
1FK7101-2AC71-1RB1 |  | 1FK7101-2AC71-1RB1 | 1 | UN | 1 | 15 | C | D | N | N | 85015220 | 1 |  | 23.3 | KG | 2423.59 | 2423.59 | MC05 | MC05 | SIMOTICS S Synchronous motor 1FK7-CT PN=4.3kW; UDC=600V M0=27Nm (100K); NN=2000rpm; Naturally cooled IMB 5 design (IM V1, IM V3) Flange 1 Power connector rotatable Absolute encoder 20-bit +12-bit multi-turn with Drive-CLiQ interface (encoder AM20DQI) shaft with feather key, tolerance N with holding brake IP65 degree of protection | - | 0 | 0
1FK7101-2AC71-1RG1 |  | 1FK7101-2AC71-1RG1 | 1 | UN | 1 | 15 | C | D | N | N | 85015220 | 1 |  | 23.001 | KG | 2091.9 | 2091.9 | MC05 | MC05 | SIMOTICS S Synchronous motor 1FK7-CT PN=4.3kW; UDC=600V M0=27Nm (100K); NN=2000rpm; Naturally cooled IMB 5 design (IM V1, IM V3) Flange 1 Power connector rotatable Absolute encoder 20-bit +12-bit multi-turn with Drive-CLiQ interface (encoder AM20DQI) smooth shaft, tolerance N without holding brake IP65 degree of protection | - | 0 | 0
1FK7101-2AC71-1RH1-Z | J05 | 1FK7101-2AC71-1RH1-ZJ05 | 1 | UN | 1 | 15 | C | D | N | N | 85015220 | 1 |  | 57.3 | KG | 4724.72 | 4724.72 | MC05 | MC05 | SIMOTICS S Synchronous motor 1FK7-CT PN=4.3kW; UDC=600V M0=27Nm (100K); NN=2000rpm; Naturally cooled IMB 5 design (IM V1, IM V3) Flange 1 Power connector rotatable Absolute encoder 20-bit +12-bit multi-turn with Drive-CLiQ interface (encoder AM20DQI) smooth shaft, tolerance N with holding brake IP65 degree of protection J05: ALPHA SP+, SP 180S-MF1 PLANETARY GEARING 1 STAGE, I=7, WITH FEATHER KEY | - | 0 | 0
1FK7101-2AC71-1SG0 |  | 1FK7101-2AC71-1SG0 | 1 | UN | 1 | 15 | C | D | N | N | 85015220 | 1 |  | 23.002 | KG | 1550.79 | 1550.79 | MC05 | MC05 | SIMOTICS S Synchronous motor 1FK7-CT PN=4.3kW; UDC=600V M0=27Nm (100K); NN=2000rpm; Naturally cooled FRAME SIZE IMB 5 (IM V1, IM V3) FLANGE 1, WITH KTY TEMPERATURESENSOR POWER CONNECTOR ROTATABLE RESOLVER MULTI-POLE (RESOLVER P=4); PLAIN SHAFT, TOLERANCE N; W/O HOLDING BRAKE PROTECTION CLASS IP64; | - | 0 | 0
1FK7101-2AC71-1SH0 |  | 1FK7101-2AC71-1SH0 | 1 | UN | 1 | 15 | C | D | N | N | 85015220 | 1 |  | 23.301 | KG | 1824.98 | 1824.98 | MC05 | MC05 | SIMOTICS S Synchronous motor 1FK7-CT PN=4.3kW; UDC=600V M0=27Nm (100K); NN=2000rpm; Naturally cooled FRAME SIZE IMB 5 (IM V1, IM V3) FLANGE 1, WITH KTY TEMPERATURESENSOR POWER CONNECTOR ROTATABLE RESOLVER MULTI-POLE (RESOLVER P=4); PLAIN SHAFT, TOLERANCE N; WITH HOLDING BRAKE PROTECTION CLASS IP64; | - | 0 | 0
1FK7101-2AC71-1TG0 |  | 1FK7101-2AC71-1TG0 | 1 | UN | 1 | 15 | C | D | N | N | 85015220 | 1 |  | 23.002 | KG | 1550.79 | 1550.79 | MC05 | MC05 | SIMOTICS S Synchronous motor 1FK7-CT PN=4.3kW; UDC=600V M0=27Nm (100K); NN=2000rpm; Naturally cooled FRAME SIZE IMB 5 (IM V1, IM V3) FLANGE 1, WITH KTY TEMPERATURESENSOR POWER CONNECTOR ROTATABLE RESOLVER 2-POLE (RESOLVER P=1); PLAIN SHAFT, TOLERANCE N; W/O HOLDING BRAKE PROTECTION CLASS IP64; | - | 0 | 0
1FK7101-2AC71-1TH0 |  | 1FK7101-2AC71-1TH0 | 1 | UN | 1 | 15 | C | D | N | N | 85015220 | 1 |  | 23.301 | KG | 1824.98 | 1824.98 | MC05 | MC05 | SIMOTICS S Synchronous motor 1FK7-CT PN=4.3kW; UDC=600V M0=27Nm (100K); NN=2000rpm; Naturally cooled FRAME SIZE IMB 5 (IM V1, IM V3) FLANGE 1, WITH KTY TEMPERATURESENSOR POWER CONNECTOR ROTATABLE RESOLVER 2-POLE (RESOLVER P=1); PLAIN SHAFT, TOLERANCE N; WITH HOLDING BRAKE PROTECTION CLASS IP64; | - | 0 | 0
1FK7101-2AC71-1UG0 |  | 1FK7101-2AC71-1UG0 | 1 | UN | 1 | 15 | C | D | N | N | 85015220 | 1 |  | 23.002 | KG | 1711.49 | 1711.49 | MC05 | MC05 | SIMOTICS S Synchronous motor 1FK7-CT PN=4.3kW; UDC=600V M0=27Nm (100K); NN=2000rpm; Naturally cooled FRAME SIZE IMB 5 (IM V1, IM V3) FLANGE 1 POWER CONNECTOR ROTATABLE RESOLVER MULTI-POLE WITH DRIVE-CLIQ INTERFACE; PLAIN SHAFT, TOLERANCE N; W/O HOLDING BRAKE PROTECTION CLASS IP64; | - | 0 | 0
1FK7101-2AC71-1UH0 |  | 1FK7101-2AC71-1UH0 | 1 | UN | 1 | 15 | C | D | N | N | 85015220 | 1 |  | 23.301 | KG | 1985.68 | 1985.68 | MC05 | MC05 | SIMOTICS S Synchronous motor 1FK7-CT PN=4.3kW; UDC=600V M0=27Nm (100K); NN=2000rpm; Naturally cooled FRAME SIZE IMB 5 (IM V1, IM V3) FLANGE 1 POWER CONNECTOR ROTATABLE RESOLVER MULTI-POLE WITH DRIVE-CLIQ INTERFACE; PLAIN SHAFT, TOLERANCE N; WITH HOLDING BRAKE PROTECTION CLASS IP64; | - | 0 | 0
1FK7101-2AC71-9UA9-Z | N01N05N3AR2A | 1FK7101-2AC71-9UA9-ZN01N05N3AR2A | 1 | UN | 1 | 15 | C | D | N | N | 85015220 | 1 |  | 23 | KG | 1972.41 | 1972.41 | MC05 | MC05 | SIMOTICS S Synchronous motor 1FK7-CT PN=4.3kW; UDC=600V M0=27Nm (100K); NN=2000rpm Naturally cooled IMB 5 design (IM V1, IM V3), Flange 1 Resolver multi-pole with DRIVE-CLiQ interface Shaft with feather key, Tolerance N without holding brake N05: Compatibility of shaft extension dimensions with 1FT510X N01: Ball bearing DE in 2Z version (instead of 2RS) N3A: Power connector Sz. 1 (instead of size 1.5) rotatable R2A: Degree of protection IP43 (DE flange)/IP64 Customer-specific motor SMR-69-2015 | - | 0 | 9
1FK7101-2AC71-9UG9-Z | N01N05N3AR2A | 1FK7101-2AC71-9UG9-ZN01N05N3AR2A | 1 | UN | 1 | 15 | C | D | N | N | 85015220 | 1 |  | 23 | KG | 1914.94 | 1914.94 | MC05 | MC05 | SIMOTICS S Synchronous motor 1FK7-CT PN=4.3kW; UDC=600V M0=27Nm (100K); NN=2000rpm Naturally cooled IMB 5 design (IM V1, IM V3), Flange 1 Resolver multi-pole with DRIVE-CLiQ interface smooth shaft, Tolerance N without holding brake N05: Compatibility of shaft extension dimensions with 1FT510X N01: Ball bearing DE in 2Z version (instead of 2RS) N3A: Power connector Sz. 1 (instead of size 1.5) rotatable R2A: Degree of protection IP43 (DE flange)/IP64 Customer-specific motor SMR-69-2015 | - | 0 | 9
1FK7101-2AC74-1AA0 |  | 1FK7101-2AC74-1AA0 | 1 | UN | 1 | 15 | C | D | N | N | 85015220 | 1 |  | 23.001 | KG | 1998.92 | 1998.92 | MC05 | MC05 | SIMOTICS S Synchronous motor 1FK7-CT PN=4.3kW; UDC=600V M0=27Nm (100K); NN=2000rpm; Naturally cooled FRAME SIZE IMB 5 (IM V1, IM V3) FLANGE 1, WITH PT1000 TEMPERATURESENSOR POWER CONNECTOR ROTATABLE INCREMENTAL ENCODER SIN/COS 1VPP;2048 S/R W. C-AND D-SPUR (ENCODER IC2048S/R) SHAFT WITH FITTED KEY, TOLERANCE N; W/O HOLDING BRAKE PROTECTION CLASS IP64; | - | 0 | 0
1FK7101-2AC74-1AA1 |  | 1FK7101-2AC74-1AA1 | 1 | UN | 1 | 15 | C | D | N | N | 85015220 | 1 |  | 23.001 | KG | 2061.26 | 2061.26 | MC05 | MC05 | SIMOTICS S Synchronous motor 1FK7-CT PN=4.3kW; UDC=600V M0=27Nm (100K); NN=2000rpm; Naturally cooled FRAME SIZE IMB 5 (IM V1, IM V3) FLANGE 1, WITH PT1000 TEMPERATURESENSOR POWER CONNECTOR ROTATABLE INCREMENTAL ENCODER SIN/COS 1VPP;2048 S/R W. C-AND D-SPUR (ENCODER IC2048S/R) SHAFT WITH FITTED KEY, TOLERANCE N; W/O HOLDING BRAKE PROTECTION CLASS IP65, | - | 0 | 0
1FK7101-2AC74-1AA2 |  | 1FK7101-2AC74-1AA2 | 1 | UN | 1 | 15 | C | D | N | N | 85015220 | 1 |  | 23.001 | KG | 2061.26 | 2061.26 | MC05 | MC05 | SIMOTICS S Synchronous motor 1FK7-CT PN=4.3kW; UDC=600V M0=27Nm (100K); NN=2000rpm; Naturally cooled FRAME SIZE IMB 5 (IM V1, IM V3) FLANGE 1, WITH PT1000 TEMPERATURESENSOR POWER CONNECTOR ROTATABLE INCREMENTAL ENCODER SIN/COS 1VPP;2048 S/R W. C-AND D-SPUR (ENCODER IC2048S/R) SHAFT WITH FITTED KEY, TOLERANCE N; W/O HOLDING BRAKE PROTECTION CLASS IP65, FLANGE ON DRIVE END IP67; | - | 0 | 0
1FK7101-2AC74-1AB0 |  | 1FK7101-2AC74-1AB0 | 1 | UN | 1 | 15 | C | D | N | N | 85015220 | 1 |  | 23.3 | KG | 2273.12 | 2273.12 | MC05 | MC05 | SIMOTICS S Synchronous motor 1FK7-CT PN=4.3kW; UDC=600V M0=27Nm (100K); NN=2000rpm; Naturally cooled FRAME SIZE IMB 5 (IM V1, IM V3) FLANGE 1, WITH PT1000 TEMPERATURESENSOR POWER CONNECTOR ROTATABLE INCREMENTAL ENCODER SIN/COS 1VPP;2048 S/R W. C-AND D-SPUR (ENCODER IC2048S/R) SHAFT WITH FITTED KEY, TOLERANCE N; WITH HOLDING BRAKE PROTECTION CLASS IP64; | - | 0 | 0
1FK7101-2AC74-1AB1 |  | 1FK7101-2AC74-1AB1 | 1 | UN | 1 | 15 | C | D | N | N | 85015220 | 1 |  | 23.3 | KG | 2335.46 | 2335.46 | MC05 | MC05 | SIMOTICS S Synchronous motor 1FK7-CT PN=4.3kW; UDC=600V M0=27Nm (100K); NN=2000rpm; Naturally cooled FRAME SIZE IMB 5 (IM V1, IM V3) FLANGE 1, WITH PT1000 TEMPERATURESENSOR POWER CONNECTOR ROTATABLE INCREMENTAL ENCODER SIN/COS 1VPP;2048 S/R W. C-AND D-SPUR (ENCODER IC2048S/R) SHAFT WITH FITTED KEY, TOLERANCE N; WITH HOLDING BRAKE PROTECTION CLASS IP65, | - | 0 | 0
1FK7101-2AC74-1AB2 |  | 1FK7101-2AC74-1AB2 | 1 | UN | 1 | 15 | C | D | N | N | 85015220 | 1 |  | 23.3 | KG | 2335.46 | 2335.46 | MC05 | MC05 | SIMOTICS S Synchronous motor 1FK7-CT PN=4.3kW; UDC=600V M0=27Nm (100K); NN=2000rpm; Naturally cooled FRAME SIZE IMB 5 (IM V1, IM V3) FLANGE 1, WITH PT1000 TEMPERATURESENSOR POWER CONNECTOR ROTATABLE INCREMENTAL ENCODER SIN/COS 1VPP;2048 S/R W. C-AND D-SPUR (ENCODER IC2048S/R) SHAFT WITH FITTED KEY, TOLERANCE N; WITH HOLDING BRAKE PROTECTION CLASS IP65, FLANGE ON DRIVE END IP67; | - | 0 | 0
1FK7101-2AC74-1AG0 |  | 1FK7101-2AC74-1AG0 | 1 | UN | 1 | 15 | C | D | N | N | 85015220 | 1 |  | 23.001 | KG | 1941.43 | 1941.43 | MC05 | MC05 | SIMOTICS S Synchronous motor 1FK7-CT PN=4.3kW; UDC=600V M0=27Nm (100K); NN=2000rpm; Naturally cooled FRAME SIZE IMB 5 (IM V1, IM V3) FLANGE 1, WITH PT1000 TEMPERATURESENSOR POWER CONNECTOR ROTATABLE INCREMENTAL ENCODER SIN/COS 1VPP;2048 S/R W. C-AND D-SPUR (ENCODER IC2048S/R) PLAIN SHAFT, TOLERANCE N; W/O HOLDING BRAKE PROTECTION CLASS IP64; | - | 0 | 0
1FK7101-2AC74-1AG1 |  | 1FK7101-2AC74-1AG1 | 1 | UN | 1 | 15 | C | D | N | N | 85015220 | 1 |  | 23.001 | KG | 2003.77 | 2003.77 | MC05 | MC05 | SIMOTICS S Synchronous motor 1FK7-CT PN=4.3kW; UDC=600V M0=27Nm (100K); NN=2000rpm; Naturally cooled FRAME SIZE IMB 5 (IM V1, IM V3) FLANGE 1, WITH PT1000 TEMPERATURESENSOR POWER CONNECTOR ROTATABLE INCREMENTAL ENCODER SIN/COS 1VPP;2048 S/R W. C-AND D-SPUR (ENCODER IC2048S/R) PLAIN SHAFT, TOLERANCE N; W/O HOLDING BRAKE PROTECTION CLASS IP65, | - | 0 | 0
1FK7101-2AC74-1AG2 |  | 1FK7101-2AC74-1AG2 | 1 | UN | 1 | 15 | C | D | N | N | 85015220 | 1 |  | 23.001 | KG | 2003.77 | 2003.77 | MC05 | MC05 | SIMOTICS S Synchronous motor 1FK7-CT PN=4.3kW; UDC=600V M0=27Nm (100K); NN=2000rpm; Naturally cooled FRAME SIZE IMB 5 (IM V1, IM V3) FLANGE 1, WITH PT1000 TEMPERATURESENSOR POWER CONNECTOR ROTATABLE INCREMENTAL ENCODER SIN/COS 1VPP;2048 S/R W. C-AND D-SPUR (ENCODER IC2048S/R) PLAIN SHAFT, TOLERANCE N; W/O HOLDING BRAKE PROTECTION CLASS IP65, FLANGE ON DRIVE END IP67; | - | 0 | 0
1FK7101-2AC74-1AH0 |  | 1FK7101-2AC74-1AH0 | 1 | UN | 1 | 15 | C | D | N | N | 85015220 | 1 |  | 23.3 | KG | 2215.62 | 2215.62 | MC05 | MC05 | SIMOTICS S Synchronous motor 1FK7-CT PN=4.3kW; UDC=600V M0=27Nm (100K); NN=2000rpm; Naturally cooled FRAME SIZE IMB 5 (IM V1, IM V3) FLANGE 1, WITH PT1000 TEMPERATURESENSOR POWER CONNECTOR ROTATABLE INCREMENTAL ENCODER SIN/COS 1VPP;2048 S/R W. C-AND D-SPUR (ENCODER IC2048S/R) PLAIN SHAFT, TOLERANCE N; WITH HOLDING BRAKE PROTECTION CLASS IP64; | - | 0 | 0
1FK7101-2AC74-1AH1 |  | 1FK7101-2AC74-1AH1 | 1 | UN | 1 | 15 | C | D | N | N | 85015220 | 1 |  | 23.3 | KG | 2277.96 | 2277.96 | MC05 | MC05 | SIMOTICS S Synchronous motor 1FK7-CT PN=4.3kW; UDC=600V M0=27Nm (100K); NN=2000rpm; Naturally cooled FRAME SIZE IMB 5 (IM V1, IM V3) FLANGE 1, WITH PT1000 TEMPERATURESENSOR POWER CONNECTOR ROTATABLE INCREMENTAL ENCODER SIN/COS 1VPP;2048 S/R W. C-AND D-SPUR (ENCODER IC2048S/R) PLAIN SHAFT, TOLERANCE N; WITH HOLDING BRAKE PROTECTION CLASS IP65, | - | 0 | 0
1FK7101-2AC74-1AH2 |  | 1FK7101-2AC74-1AH2 | 1 | UN | 1 | 15 | C | D | N | N | 85015220 | 1 |  | 23.3 | KG | 2277.96 | 2277.96 | MC05 | MC05 | SIMOTICS S Synchronous motor 1FK7-CT PN=4.3kW; UDC=600V M0=27Nm (100K); NN=2000rpm; Naturally cooled FRAME SIZE IMB 5 (IM V1, IM V3) FLANGE 1, WITH PT1000 TEMPERATURESENSOR POWER CONNECTOR ROTATABLE INCREMENTAL ENCODER SIN/COS 1VPP;2048 S/R W. C-AND D-SPUR (ENCODER IC2048S/R) PLAIN SHAFT, TOLERANCE N; WITH HOLDING BRAKE PROTECTION CLASS IP65, FLANGE ON DRIVE END IP67; | - | 0 | 0
1FK7101-2AC74-1EA0 |  | 1FK7101-2AC74-1EA0 | 1 | UN | 1 | 15 | C | D | N | N | 85015220 | 1 |  | 23.001 | KG | 2246.6 | 2246.6 | MC05 | MC05 | SIMOTICS S Synchronous motor 1FK7-CT PN=4.3kW; UDC=600V M0=27Nm (100K); NN=2000rpm; Naturally cooled FRAME SIZE IMB 5 (IM V1, IM V3) FLANGE 1, WITH PT1000 TEMPERATURESENSOR POWER CONNECTOR ROTATABLE ABSOLUTE ENCODERR 2048 S/R + 4096 UMDREHUNGEN MULTITURN, WITH ENDAT-SCHNITTSTELLE (ENCODER AM2048S/R) SHAFT WITH FITTED KEY, TOLERANCE N; W/O HOLDING BRAKE PROTECTION CLASS IP64; | - | 0 | 0
1FK7101-2AC74-1EA1 |  | 1FK7101-2AC74-1EA1 | 1 | UN | 1 | 15 | C | D | N | N | 85015220 | 1 |  | 23.001 | KG | 2308.94 | 2308.94 | MC05 | MC05 | SIMOTICS S Synchronous motor 1FK7-CT PN=4.3kW; UDC=600V M0=27Nm (100K); NN=2000rpm; Naturally cooled FRAME SIZE IMB 5 (IM V1, IM V3) FLANGE 1, WITH PT1000 TEMPERATURESENSOR POWER CONNECTOR ROTATABLE ABSOLUTE ENCODERR 2048 S/R + 4096 UMDREHUNGEN MULTITURN, WITH ENDAT-SCHNITTSTELLE (ENCODER AM2048S/R) SHAFT WITH FITTED KEY, TOLERANCE N; W/O HOLDING BRAKE PROTECTION CLASS IP65, | - | 0 | 0
1FK7101-2AC74-1EA2 |  | 1FK7101-2AC74-1EA2 | 1 | UN | 1 | 15 | C | D | N | N | 85015220 | 1 |  | 23.001 | KG | 2308.94 | 2308.94 | MC05 | MC05 | SIMOTICS S Synchronous motor 1FK7-CT PN=4.3kW; UDC=600V M0=27Nm (100K); NN=2000rpm; Naturally cooled FRAME SIZE IMB 5 (IM V1, IM V3) FLANGE 1, WITH PT1000 TEMPERATURESENSOR POWER CONNECTOR ROTATABLE ABSOLUTE ENCODERR 2048 S/R + 4096 UMDREHUNGEN MULTITURN, WITH ENDAT-SCHNITTSTELLE (ENCODER AM2048S/R) SHAFT WITH FITTED KEY, TOLERANCE N; W/O HOLDING BRAKE PROTECTION CLASS IP65, FLANGE ON DRIVE END IP67; | - | 0 | 0
1FK7101-2AC74-1EB0 |  | 1FK7101-2AC74-1EB0 | 1 | UN | 1 | 15 | C | D | N | N | 85015220 | 1 |  | 23.3 | KG | 2520.8 | 2520.8 | MC05 | MC05 | SIMOTICS S Synchronous motor 1FK7-CT PN=4.3kW; UDC=600V M0=27Nm (100K); NN=2000rpm; Naturally cooled FRAME SIZE IMB 5 (IM V1, IM V3) FLANGE 1, WITH PT1000 TEMPERATURESENSOR POWER CONNECTOR ROTATABLE ABSOLUTE ENCODERR 2048 S/R + 4096 UMDREHUNGEN MULTITURN, WITH ENDAT-SCHNITTSTELLE (ENCODER AM2048S/R) SHAFT WITH FITTED KEY, TOLERANCE N; WITH HOLDING BRAKE PROTECTION CLASS IP64; | - | 0 | 0
1FK7101-2AC74-1EB1 |  | 1FK7101-2AC74-1EB1 | 1 | UN | 1 | 15 | C | D | N | N | 85015220 | 1 |  | 23.3 | KG | 2583.14 | 2583.14 | MC05 | MC05 | SIMOTICS S Synchronous motor 1FK7-CT PN=4.3kW; UDC=600V M0=27Nm (100K); NN=2000rpm; Naturally cooled FRAME SIZE IMB 5 (IM V1, IM V3) FLANGE 1, WITH PT1000 TEMPERATURESENSOR POWER CONNECTOR ROTATABLE ABSOLUTE ENCODERR 2048 S/R + 4096 UMDREHUNGEN MULTITURN, WITH ENDAT-SCHNITTSTELLE (ENCODER AM2048S/R) SHAFT WITH FITTED KEY, TOLERANCE N; WITH HOLDING BRAKE PROTECTION CLASS IP65, | - | 0 | 0
1FK7101-2AC74-1EB2 |  | 1FK7101-2AC74-1EB2 | 1 | UN | 1 | 15 | C | D | N | N | 85015220 | 1 |  | 23.3 | KG | 2583.14 | 2583.14 | MC05 | MC05 | SIMOTICS S Synchronous motor 1FK7-CT PN=4.3kW; UDC=600V M0=27Nm (100K); NN=2000rpm; Naturally cooled FRAME SIZE IMB 5 (IM V1, IM V3) FLANGE 1, WITH PT1000 TEMPERATURESENSOR POWER CONNECTOR ROTATABLE ABSOLUTE ENCODERR 2048 S/R + 4096 UMDREHUNGEN MULTITURN, WITH ENDAT-SCHNITTSTELLE (ENCODER AM2048S/R) SHAFT WITH FITTED KEY, TOLERANCE N; WITH HOLDING BRAKE PROTECTION CLASS IP65, FLANGE ON DRIVE END IP67; | - | 0 | 0
1FK7101-2AC74-1EG0 |  | 1FK7101-2AC74-1EG0 | 1 | UN | 1 | 15 | C | D | N | N | 85015220 | 1 |  | 23.001 | KG | 2189.11 | 2189.11 | MC05 | MC05 | SIMOTICS S Synchronous motor 1FK7-CT PN=4.3kW; UDC=600V M0=27Nm (100K); NN=2000rpm; Naturally cooled FRAME SIZE IMB 5 (IM V1, IM V3) FLANGE 1, WITH PT1000 TEMPERATURESENSOR POWER CONNECTOR ROTATABLE ABSOLUTE ENCODERR 2048 S/R + 4096 UMDREHUNGEN MULTITURN, WITH ENDAT-SCHNITTSTELLE (ENCODER AM2048S/R) PLAIN SHAFT, TOLERANCE N; W/O HOLDING BRAKE PROTECTION CLASS IP64; | - | 0 | 0
1FK7101-2AC74-1EG1 |  | 1FK7101-2AC74-1EG1 | 1 | UN | 1 | 15 | C | D | N | N | 85015220 | 1 |  | 23.001 | KG | 2251.45 | 2251.45 | MC05 | MC05 | SIMOTICS S Synchronous motor 1FK7-CT PN=4.3kW; UDC=600V M0=27Nm (100K); NN=2000rpm; Naturally cooled FRAME SIZE IMB 5 (IM V1, IM V3) FLANGE 1, WITH PT1000 TEMPERATURESENSOR POWER CONNECTOR ROTATABLE ABSOLUTE ENCODERR 2048 S/R + 4096 UMDREHUNGEN MULTITURN, WITH ENDAT-SCHNITTSTELLE (ENCODER AM2048S/R) PLAIN SHAFT, TOLERANCE N; W/O HOLDING BRAKE PROTECTION CLASS IP65, | - | 0 | 0
1FK7101-2AC74-1EG2 |  | 1FK7101-2AC74-1EG2 | 1 | UN | 1 | 15 | C | D | N | N | 85015220 | 1 |  | 23.001 | KG | 2251.45 | 2251.45 | MC05 | MC05 | SIMOTICS S Synchronous motor 1FK7-CT PN=4.3kW; UDC=600V M0=27Nm (100K); NN=2000rpm; Naturally cooled FRAME SIZE IMB 5 (IM V1, IM V3) FLANGE 1, WITH PT1000 TEMPERATURESENSOR POWER CONNECTOR ROTATABLE ABSOLUTE ENCODERR 2048 S/R + 4096 UMDREHUNGEN MULTITURN, WITH ENDAT-SCHNITTSTELLE (ENCODER AM2048S/R) PLAIN SHAFT, TOLERANCE N; W/O HOLDING BRAKE PROTECTION CLASS IP65, FLANGE ON DRIVE END IP67; | - | 0 | 0
1FK7101-2AC74-1EH0 |  | 1FK7101-2AC74-1EH0 | 1 | UN | 1 | 15 | C | D | N | N | 85015220 | 1 |  | 23.3 | KG | 2463.3 | 2463.3 | MC05 | MC05 | SIMOTICS S Synchronous motor 1FK7-CT PN=4.3kW; UDC=600V M0=27Nm (100K); NN=2000rpm; Naturally cooled FRAME SIZE IMB 5 (IM V1, IM V3) FLANGE 1, WITH PT1000 TEMPERATURESENSOR POWER CONNECTOR ROTATABLE ABSOLUTE ENCODERR 2048 S/R + 4096 UMDREHUNGEN MULTITURN, WITH ENDAT-SCHNITTSTELLE (ENCODER AM2048S/R) PLAIN SHAFT, TOLERANCE N; WITH HOLDING BRAKE PROTECTION CLASS IP64; | - | 0 | 0
1FK7101-2AC74-1EH1 |  | 1FK7101-2AC74-1EH1 | 1 | UN | 1 | 15 | C | D | N | N | 85015220 | 1 |  | 23.3 | KG | 2525.64 | 2525.64 | MC05 | MC05 | SIMOTICS S Synchronous motor 1FK7-CT PN=4.3kW; UDC=600V M0=27Nm (100K); NN=2000rpm; Naturally cooled FRAME SIZE IMB 5 (IM V1, IM V3) FLANGE 1, WITH PT1000 TEMPERATURESENSOR POWER CONNECTOR ROTATABLE ABSOLUTE ENCODERR 2048 S/R + 4096 UMDREHUNGEN MULTITURN, WITH ENDAT-SCHNITTSTELLE (ENCODER AM2048S/R) PLAIN SHAFT, TOLERANCE N; WITH HOLDING BRAKE PROTECTION CLASS IP65, | - | 0 | 0
1FK7101-2AC74-1EH2 |  | 1FK7101-2AC74-1EH2 | 1 | UN | 1 | 15 | C | D | N | N | 85015220 | 1 |  | 23.3 | KG | 2525.64 | 2525.64 | MC05 | MC05 | SIMOTICS S Synchronous motor 1FK7-CT PN=4.3kW; UDC=600V M0=27Nm (100K); NN=2000rpm; Naturally cooled FRAME SIZE IMB 5 (IM V1, IM V3) FLANGE 1, WITH PT1000 TEMPERATURESENSOR POWER CONNECTOR ROTATABLE ABSOLUTE ENCODERR 2048 S/R + 4096 UMDREHUNGEN MULTITURN, WITH ENDAT-SCHNITTSTELLE (ENCODER AM2048S/R) PLAIN SHAFT, TOLERANCE N; WITH HOLDING BRAKE PROTECTION CLASS IP65, FLANGE ON DRIVE END IP67; | - | 0 | 0
1FK7101-2AC74-1GB0 |  | 1FK7101-2AC74-1GB0 | 1 | UN | 1 | 15 | C | D | N | N | 85015220 | 1 |  | 23.3 | KG | 2175.84 | 2175.84 | MC05 | MC05 | SIMOTICS S Synchronous motor 1FK7-CT PN=4.3kW; UDC=600V M0=27Nm (100K); NN=2000rpm; Naturally cooled FRAME SIZE IMB 5 (IM V1, IM V3) FLANGE 1, WITH PT1000 TEMPERATURESENSOR POWER CONNECTOR ROTATABLE ABSOLUTE ENCODER 32 S/R SINGLETURN, 4096 ROTATION MULTITURN, WITH ENDAT- INTERFACE (ENCODER AM32S/R) SHAFT WITH FITTED KEY, TOLERANCE N; WITH HOLDING BRAKE PROTECTION CLASS IP64; | - | 0 | 0
1FK7101-2AC74-1SA0 |  | 1FK7101-2AC74-1SA0 | 1 | UN | 1 | 15 | C | D | N | N | 85015220 | 1 |  | 23.002 | KG | 1608.28 | 1608.28 | MC05 | MC05 | SIMOTICS S Synchronous motor 1FK7-CT PN=4.3kW; UDC=600V M0=27Nm (100K); NN=2000rpm; Naturally cooled FRAME SIZE IMB 5 (IM V1, IM V3) FLANGE 1, WITH PT1000 TEMPERATURESENSOR POWER CONNECTOR ROTATABLE RESOLVER MULTI-POLE (RESOLVER P=4); SHAFT WITH FITTED KEY, TOLERANCE N; W/O HOLDING BRAKE PROTECTION CLASS IP64; | - | 0 | 0
1FK7101-2AC74-1SA1 |  | 1FK7101-2AC74-1SA1 | 1 | UN | 1 | 15 | C | D | N | N | 85015220 | 1 |  | 23.002 | KG | 1670.62 | 1670.62 | MC05 | MC05 | SIMOTICS S Synchronous motor 1FK7-CT PN=4.3kW; UDC=600V M0=27Nm (100K); NN=2000rpm; Naturally cooled FRAME SIZE IMB 5 (IM V1, IM V3) FLANGE 1, WITH PT1000 TEMPERATURESENSOR POWER CONNECTOR ROTATABLE RESOLVER MULTI-POLE (RESOLVER P=4); SHAFT WITH FITTED KEY, TOLERANCE N; W/O HOLDING BRAKE PROTECTION CLASS IP65, | - | 0 | 0
1FK7101-2AC74-1SA2 |  | 1FK7101-2AC74-1SA2 | 1 | UN | 1 | 15 | C | D | N | N | 85015220 | 1 |  | 23.002 | KG | 1670.62 | 1670.62 | MC05 | MC05 | SIMOTICS S Synchronous motor 1FK7-CT PN=4.3kW; UDC=600V M0=27Nm (100K); NN=2000rpm; Naturally cooled FRAME SIZE IMB 5 (IM V1, IM V3) FLANGE 1, WITH PT1000 TEMPERATURESENSOR POWER CONNECTOR ROTATABLE RESOLVER MULTI-POLE (RESOLVER P=4); SHAFT WITH FITTED KEY, TOLERANCE N; W/O HOLDING BRAKE PROTECTION CLASS IP65, FLANGE ON DRIVE END IP67; | - | 0 | 0
1FK7101-2AC74-1SB0 |  | 1FK7101-2AC74-1SB0 | 1 | UN | 1 | 15 | C | D | N | N | 85015220 | 1 |  | 23.301 | KG | 1882.48 | 1882.48 | MC05 | MC05 | SIMOTICS S Synchronous motor 1FK7-CT PN=4.3kW; UDC=600V M0=27Nm (100K); NN=2000rpm; Naturally cooled FRAME SIZE IMB 5 (IM V1, IM V3) FLANGE 1, WITH PT1000 TEMPERATURESENSOR POWER CONNECTOR ROTATABLE RESOLVER MULTI-POLE (RESOLVER P=4); SHAFT WITH FITTED KEY, TOLERANCE N; WITH HOLDING BRAKE PROTECTION CLASS IP64; | - | 0 | 0
1FK7101-2AC74-1SB1 |  | 1FK7101-2AC74-1SB1 | 1 | UN | 1 | 15 | C | D | N | N | 85015220 | 1 |  | 23.301 | KG | 1944.82 | 1944.82 | MC05 | MC05 | SIMOTICS S Synchronous motor 1FK7-CT PN=4.3kW; UDC=600V M0=27Nm (100K); NN=2000rpm; Naturally cooled FRAME SIZE IMB 5 (IM V1, IM V3) FLANGE 1, WITH PT1000 TEMPERATURESENSOR POWER CONNECTOR ROTATABLE RESOLVER MULTI-POLE (RESOLVER P=4); SHAFT WITH FITTED KEY, TOLERANCE N; WITH HOLDING BRAKE PROTECTION CLASS IP65, | - | 0 | 0
1FK7101-2AC74-1SB2 |  | 1FK7101-2AC74-1SB2 | 1 | UN | 1 | 15 | C | D | N | N | 85015220 | 1 |  | 23.301 | KG | 1944.82 | 1944.82 | MC05 | MC05 | SIMOTICS S Synchronous motor 1FK7-CT PN=4.3kW; UDC=600V M0=27Nm (100K); NN=2000rpm; Naturally cooled FRAME SIZE IMB 5 (IM V1, IM V3) FLANGE 1, WITH PT1000 TEMPERATURESENSOR POWER CONNECTOR ROTATABLE RESOLVER MULTI-POLE (RESOLVER P=4); SHAFT WITH FITTED KEY, TOLERANCE N; WITH HOLDING BRAKE PROTECTION CLASS IP65, FLANGE ON DRIVE END IP67; | - | 0 | 0
1FK7101-2AC74-1SG0 |  | 1FK7101-2AC74-1SG0 | 1 | UN | 1 | 15 | C | D | N | N | 85015220 | 1 |  | 23.002 | KG | 1550.79 | 1550.79 | MC05 | MC05 | SIMOTICS S Synchronous motor 1FK7-CT PN=4.3kW; UDC=600V M0=27Nm (100K); NN=2000rpm; Naturally cooled FRAME SIZE IMB 5 (IM V1, IM V3) FLANGE 1, WITH PT1000 TEMPERATURESENSOR POWER CONNECTOR ROTATABLE RESOLVER MULTI-POLE (RESOLVER P=4); PLAIN SHAFT, TOLERANCE N; W/O HOLDING BRAKE PROTECTION CLASS IP64; | - | 0 | 0
1FK7101-2AC74-1SG1 |  | 1FK7101-2AC74-1SG1 | 1 | UN | 1 | 15 | C | D | N | N | 85015220 | 1 |  | 23.002 | KG | 1613.13 | 1613.13 | MC05 | MC05 | SIMOTICS S Synchronous motor 1FK7-CT PN=4.3kW; UDC=600V M0=27Nm (100K); NN=2000rpm; Naturally cooled FRAME SIZE IMB 5 (IM V1, IM V3) FLANGE 1, WITH PT1000 TEMPERATURESENSOR POWER CONNECTOR ROTATABLE RESOLVER MULTI-POLE (RESOLVER P=4); PLAIN SHAFT, TOLERANCE N; W/O HOLDING BRAKE PROTECTION CLASS IP65, | - | 0 | 0
1FK7101-2AC74-1SG2 |  | 1FK7101-2AC74-1SG2 | 1 | UN | 1 | 15 | C | D | N | N | 85015220 | 1 |  | 23.002 | KG | 1613.13 | 1613.13 | MC05 | MC05 | SIMOTICS S Synchronous motor 1FK7-CT PN=4.3kW; UDC=600V M0=27Nm (100K); NN=2000rpm; Naturally cooled FRAME SIZE IMB 5 (IM V1, IM V3) FLANGE 1, WITH PT1000 TEMPERATURESENSOR POWER CONNECTOR ROTATABLE RESOLVER MULTI-POLE (RESOLVER P=4); PLAIN SHAFT, TOLERANCE N; W/O HOLDING BRAKE PROTECTION CLASS IP65, FLANGE ON DRIVE END IP67; | - | 0 | 0
1FK7101-2AC74-1SH0 |  | 1FK7101-2AC74-1SH0 | 1 | UN | 1 | 15 | C | D | N | N | 85015220 | 1 |  | 23.301 | KG | 1824.98 | 1824.98 | MC05 | MC05 | SIMOTICS S Synchronous motor 1FK7-CT PN=4.3kW; UDC=600V M0=27Nm (100K); NN=2000rpm; Naturally cooled FRAME SIZE IMB 5 (IM V1, IM V3) FLANGE 1, WITH PT1000 TEMPERATURESENSOR POWER CONNECTOR ROTATABLE RESOLVER MULTI-POLE (RESOLVER P=4); PLAIN SHAFT, TOLERANCE N; WITH HOLDING BRAKE PROTECTION CLASS IP64; | - | 0 | 0
1FK7101-2AC74-1SH1 |  | 1FK7101-2AC74-1SH1 | 1 | UN | 1 | 15 | C | D | N | N | 85015220 | 1 |  | 23.301 | KG | 1887.32 | 1887.32 | MC05 | MC05 | SIMOTICS S Synchronous motor 1FK7-CT PN=4.3kW; UDC=600V M0=27Nm (100K); NN=2000rpm; Naturally cooled FRAME SIZE IMB 5 (IM V1, IM V3) FLANGE 1, WITH PT1000 TEMPERATURESENSOR POWER CONNECTOR ROTATABLE RESOLVER MULTI-POLE (RESOLVER P=4); PLAIN SHAFT, TOLERANCE N; WITH HOLDING BRAKE PROTECTION CLASS IP65, | - | 0 | 0
1FK7101-2AC74-1SH2 |  | 1FK7101-2AC74-1SH2 | 1 | UN | 1 | 15 | C | D | N | N | 85015220 | 1 |  | 23.301 | KG | 1887.32 | 1887.32 | MC05 | MC05 | SIMOTICS S Synchronous motor 1FK7-CT PN=4.3kW; UDC=600V M0=27Nm (100K); NN=2000rpm; Naturally cooled FRAME SIZE IMB 5 (IM V1, IM V3) FLANGE 1, WITH PT1000 TEMPERATURESENSOR POWER CONNECTOR ROTATABLE RESOLVER MULTI-POLE (RESOLVER P=4); PLAIN SHAFT, TOLERANCE N; WITH HOLDING BRAKE PROTECTION CLASS IP65, FLANGE ON DRIVE END IP67; | - | 0 | 0
1FK7101-2AC74-1TA0 |  | 1FK7101-2AC74-1TA0 | 1 | UN | 1 | 15 | C | D | N | N | 85015220 | 1 |  | 23.002 | KG | 1608.28 | 1608.28 | MC05 | MC05 | SIMOTICS S Synchronous motor 1FK7-CT PN=4.3kW; UDC=600V M0=27Nm (100K); NN=2000rpm; Naturally cooled FRAME SIZE IMB 5 (IM V1, IM V3) FLANGE 1, WITH PT1000 TEMPERATURESENSOR POWER CONNECTOR ROTATABLE RESOLVER 2-POLE (RESOLVER P=1); SHAFT WITH FITTED KEY, TOLERANCE N; W/O HOLDING BRAKE PROTECTION CLASS IP64; | - | 0 | 0
1FK7101-2AC74-1TA1 |  | 1FK7101-2AC74-1TA1 | 1 | UN | 1 | 15 | C | D | N | N | 85015220 | 1 |  | 23.002 | KG | 1670.62 | 1670.62 | MC05 | MC05 | SIMOTICS S Synchronous motor 1FK7-CT PN=4.3kW; UDC=600V M0=27Nm (100K); NN=2000rpm; Naturally cooled FRAME SIZE IMB 5 (IM V1, IM V3) FLANGE 1, WITH PT1000 TEMPERATURESENSOR POWER CONNECTOR ROTATABLE RESOLVER 2-POLE (RESOLVER P=1); SHAFT WITH FITTED KEY, TOLERANCE N; W/O HOLDING BRAKE PROTECTION CLASS IP65, | - | 0 | 0
1FK7101-2AC74-1TA2 |  | 1FK7101-2AC74-1TA2 | 1 | UN | 1 | 15 | C | D | N | N | 85015220 | 1 |  | 23.002 | KG | 1670.62 | 1670.62 | MC05 | MC05 | SIMOTICS S Synchronous motor 1FK7-CT PN=4.3kW; UDC=600V M0=27Nm (100K); NN=2000rpm; Naturally cooled FRAME SIZE IMB 5 (IM V1, IM V3) FLANGE 1, WITH PT1000 TEMPERATURESENSOR POWER CONNECTOR ROTATABLE RESOLVER 2-POLE (RESOLVER P=1); SHAFT WITH FITTED KEY, TOLERANCE N; W/O HOLDING BRAKE PROTECTION CLASS IP65, FLANGE ON DRIVE END IP67; | - | 0 | 0
1FK7101-2AC74-1TB0 |  | 1FK7101-2AC74-1TB0 | 1 | UN | 1 | 15 | C | D | N | N | 85015220 | 1 |  | 23.301 | KG | 1882.48 | 1882.48 | MC05 | MC05 | SIMOTICS S Synchronous motor 1FK7-CT PN=4.3kW; UDC=600V M0=27Nm (100K); NN=2000rpm; Naturally cooled FRAME SIZE IMB 5 (IM V1, IM V3) FLANGE 1, WITH PT1000 TEMPERATURESENSOR POWER CONNECTOR ROTATABLE RESOLVER 2-POLE (RESOLVER P=1); SHAFT WITH FITTED KEY, TOLERANCE N; WITH HOLDING BRAKE PROTECTION CLASS IP64; | - | 0 | 0
1FK7101-2AC74-1TB1 |  | 1FK7101-2AC74-1TB1 | 1 | UN | 1 | 15 | C | D | N | N | 85015220 | 1 |  | 23.301 | KG | 1944.82 | 1944.82 | MC05 | MC05 | SIMOTICS S Synchronous motor 1FK7-CT PN=4.3kW; UDC=600V M0=27Nm (100K); NN=2000rpm; Naturally cooled FRAME SIZE IMB 5 (IM V1, IM V3) FLANGE 1, WITH PT1000 TEMPERATURESENSOR POWER CONNECTOR ROTATABLE RESOLVER 2-POLE (RESOLVER P=1); SHAFT WITH FITTED KEY, TOLERANCE N; WITH HOLDING BRAKE PROTECTION CLASS IP65, | - | 0 | 0
1FK7101-2AC74-1TB2 |  | 1FK7101-2AC74-1TB2 | 1 | UN | 1 | 15 | C | D | N | N | 85015220 | 1 |  | 23.301 | KG | 1944.82 | 1944.82 | MC05 | MC05 | SIMOTICS S Synchronous motor 1FK7-CT PN=4.3kW; UDC=600V M0=27Nm (100K); NN=2000rpm; Naturally cooled FRAME SIZE IMB 5 (IM V1, IM V3) FLANGE 1, WITH PT1000 TEMPERATURESENSOR POWER CONNECTOR ROTATABLE RESOLVER 2-POLE (RESOLVER P=1); SHAFT WITH FITTED KEY, TOLERANCE N; WITH HOLDING BRAKE PROTECTION CLASS IP65, FLANGE ON DRIVE END IP67; | - | 0 | 0
1FK7101-2AC74-1TG0 |  | 1FK7101-2AC74-1TG0 | 1 | UN | 1 | 15 | C | D | N | N | 85015220 | 1 |  | 23.002 | KG | 1550.79 | 1550.79 | MC05 | MC05 | SIMOTICS S Synchronous motor 1FK7-CT PN=4.3kW; UDC=600V M0=27Nm (100K); NN=2000rpm; Naturally cooled FRAME SIZE IMB 5 (IM V1, IM V3) FLANGE 1, WITH PT1000 TEMPERATURESENSOR POWER CONNECTOR ROTATABLE RESOLVER 2-POLE (RESOLVER P=1); PLAIN SHAFT, TOLERANCE N; W/O HOLDING BRAKE PROTECTION CLASS IP64; | - | 0 | 0
1FK7101-2AC74-1TG1 |  | 1FK7101-2AC74-1TG1 | 1 | UN | 1 | 15 | C | D | N | N | 85015220 | 1 |  | 23.002 | KG | 1613.13 | 1613.13 | MC05 | MC05 | SIMOTICS S Synchronous motor 1FK7-CT PN=4.3kW; UDC=600V M0=27Nm (100K); NN=2000rpm; Naturally cooled FRAME SIZE IMB 5 (IM V1, IM V3) FLANGE 1, WITH PT1000 TEMPERATURESENSOR POWER CONNECTOR ROTATABLE RESOLVER 2-POLE (RESOLVER P=1); PLAIN SHAFT, TOLERANCE N; W/O HOLDING BRAKE PROTECTION CLASS IP65, | - | 0 | 0
1FK7101-2AC74-1TG2 |  | 1FK7101-2AC74-1TG2 | 1 | UN | 1 | 15 | C | D | N | N | 85015220 | 1 |  | 23.002 | KG | 1613.13 | 1613.13 | MC05 | MC05 | SIMOTICS S Synchronous motor 1FK7-CT PN=4.3kW; UDC=600V M0=27Nm (100K); NN=2000rpm; Naturally cooled FRAME SIZE IMB 5 (IM V1, IM V3) FLANGE 1, WITH PT1000 TEMPERATURESENSOR POWER CONNECTOR ROTATABLE RESOLVER 2-POLE (RESOLVER P=1); PLAIN SHAFT, TOLERANCE N; W/O HOLDING BRAKE PROTECTION CLASS IP65, FLANGE ON DRIVE END IP67; | - | 0 | 0
1FK7101-2AC74-1TH0 |  | 1FK7101-2AC74-1TH0 | 1 | UN | 1 | 15 | C | D | N | N | 85015220 | 1 |  | 23.301 | KG | 1824.98 | 1824.98 | MC05 | MC05 | SIMOTICS S Synchronous motor 1FK7-CT PN=4.3kW; UDC=600V M0=27Nm (100K); NN=2000rpm; Naturally cooled FRAME SIZE IMB 5 (IM V1, IM V3) FLANGE 1, WITH PT1000 TEMPERATURESENSOR POWER CONNECTOR ROTATABLE RESOLVER 2-POLE (RESOLVER P=1); PLAIN SHAFT, TOLERANCE N; WITH HOLDING BRAKE PROTECTION CLASS IP64; | - | 0 | 0
1FK7101-2AC74-1TH1 |  | 1FK7101-2AC74-1TH1 | 1 | UN | 1 | 15 | C | D | N | N | 85015220 | 1 |  | 23.301 | KG | 1887.32 | 1887.32 | MC05 | MC05 | SIMOTICS S Synchronous motor 1FK7-CT PN=4.3kW; UDC=600V M0=27Nm (100K); NN=2000rpm; Naturally cooled FRAME SIZE IMB 5 (IM V1, IM V3) FLANGE 1, WITH PT1000 TEMPERATURESENSOR POWER CONNECTOR ROTATABLE RESOLVER 2-POLE (RESOLVER P=1); PLAIN SHAFT, TOLERANCE N; WITH HOLDING BRAKE PROTECTION CLASS IP65, | - | 0 | 0
1FK7101-2AC74-1TH2 |  | 1FK7101-2AC74-1TH2 | 1 | UN | 1 | 15 | C | D | N | N | 85015220 | 1 |  | 23.301 | KG | 1887.32 | 1887.32 | MC05 | MC05 | SIMOTICS S Synchronous motor 1FK7-CT PN=4.3kW; UDC=600V M0=27Nm (100K); NN=2000rpm; Naturally cooled FRAME SIZE IMB 5 (IM V1, IM V3) FLANGE 1, WITH PT1000 TEMPERATURESENSOR POWER CONNECTOR ROTATABLE RESOLVER 2-POLE (RESOLVER P=1); PLAIN SHAFT, TOLERANCE N; WITH HOLDING BRAKE PROTECTION CLASS IP65, FLANGE ON DRIVE END IP67; | - | 0 | 0
1FK7101-2AF71-1AG0 |  | 1FK7101-2AF71-1AG0 | 1 | UN | 1 | 15 | C | D | N | N | 85015220 | 1 |  | 23.001 | KG | 1941.43 | 1941.43 | MC05 | MC05 | SIMOTICS S Synchronous motor 1FK7-CT PN=4.9kW; UDC=600V M0=27Nm (100K); NN=3000rpm; Naturally cooled FRAME SIZE IMB 5 (IM V1, IM V3) FLANGE 1, WITH KTY TEMPERATURESENSOR POWER CONNECTOR ROTATABLE INCREMENTAL ENCODER SIN/COS 1VPP;2048 S/R W. C-AND D-SPUR (ENCODER IC2048S/R) PLAIN SHAFT, TOLERANCE N; W/O HOLDING BRAKE PROTECTION CLASS IP64; | - | 0 | 0
1FK7101-2AF71-1AH0 |  | 1FK7101-2AF71-1AH0 | 1 | UN | 1 | 15 | C | D | N | N | 85015220 | 1 |  | 23.3 | KG | 2215.62 | 2215.62 | MC05 | MC05 | SIMOTICS S Synchronous motor 1FK7-CT PN=4.9kW; UDC=600V M0=27Nm (100K); NN=3000rpm; Naturally cooled FRAME SIZE IMB 5 (IM V1, IM V3) FLANGE 1, WITH KTY TEMPERATURESENSOR POWER CONNECTOR ROTATABLE INCREMENTAL ENCODER SIN/COS 1VPP;2048 S/R W. C-AND D-SPUR (ENCODER IC2048S/R) PLAIN SHAFT, TOLERANCE N; WITH HOLDING BRAKE PROTECTION CLASS IP64; | - | 0 | 0
1FK7101-2AF71-1AH0-Z | R72 | 1FK7101-2AF71-1AH0-ZR72 | 1 | UN | 1 | 15 | C | D | N | N | 85015220 | 1 |  | 23.3 | KG | 2444.63 | 2444.63 | MC05 | MC05 | SIMOTICS S Synchronous motor 1FK7-CT PN=4.9kW; UDC=600V M0=27Nm (100K); NN=3000rpm; Naturally cooled FRAME SIZE IMB 5 (IM V1, IM V3) FLANGE 1, WITH KTY TEMPERATURESENSOR POWER CONNECTOR ROTATABLE INCREMENTAL ENCODER SIN/COS 1VPP;2048 S/R W. C-AND D-SPUR (ENCODER IC2048S/R) PLAIN SHAFT, TOLERANCE N; WITH HOLDING BRAKE PROTECTION CLASS IP64; R72: INCREMENTAL ENCODER JH | - | 0 | 0
1FK7101-2AF71-1BG1-Z | J25 | 1FK7101-2AF71-1BG1-ZJ25 | 1 | UN | 1 | 15 | C | D | N | N | 85015220 | 1 |  | 57.001 | KG | 4569.37 | 4569.37 | MC05 | MC05 | SIMOTICS S synchronous motor 1FK7-CT PN=4.9kW; UDC=600V M0=27Nm (100K); NN=3000rpm; naturally cooled design IMB 5 (IM V1, IM V3) Flange 1 Power connector rotatable Absolute encoder single-turn 24-bit with Drive-CLiQ interface (encoder AS24DQI) Smooth shaft, tolerance N without holding brake, degree of protection IP65 J25: ALPHA SP+, SP 180S-MF1 PLANETARY GEARING 1 STAGE, I=7, W/O FEATHER KEY | - | 0 | 0
1FK7101-2AF71-1CH2-Z | Q13Q20 | 1FK7101-2AF71-1CH2-ZQ13Q20 | 1 | UN | 1 | 15 | C | D | N | N | 85015220 | 1 |  | 24.14 | KG | 2881.81 | 2881.81 | MC05 | MC05 | SIMOTICS S Synchronous motor 1FK7-CT PN=4.9kW; UDC=600V M0=27Nm (100K); NN=3000rpm; Naturally cooled IMB 5 design (IM V1, IM V3) Flange 1 Power connector rotatable Absolute encoder 24-bit +12-bit multi-turn with Drive-CLiQ interface (encoder AM24DQI) smooth shaft, Tolerance N with holding brake; Degree of protection IP65 DE flange IP67 Q13: customer-specific additional seal encoder flange No encoder replacement in the field possible Q20: Pressure compensation M5 | - | 0 | 7
1FK7101-2AF71-1DG0 |  | 1FK7101-2AF71-1DG0 | 1 | UN | 1 | 15 | C | D | N | N | 85015220 | 1 |  | 23.002 | KG | 2155.56 | 2155.56 | MC05 | MC05 | SIMOTICS S Synchronous motor 1FK7-CT PN=4.9kW; UDC=600V M0=27Nm (100K); NN=3000rpm; Naturally cooled FRAME SIZE IMB 5 (IM V1, IM V3) FLANGE 1 POWER CONNECTOR ROTATABLE INCREMENTAL ENCODER 22 BIT WITH DRIVE-CLIQ INTERFACE (ENCODER IC22DQ) PLAIN SHAFT, TOLERANCE N; W/O HOLDING BRAKE PROTECTION CLASS IP64; | - | 0 | 0
1FK7101-2AF71-1DH0 |  | 1FK7101-2AF71-1DH0 | 1 | UN | 1 | 15 | C | D | N | N | 85015220 | 1 |  | 23.301 | KG | 2429.75 | 2429.75 | MC05 | MC05 | SIMOTICS S Synchronous motor 1FK7-CT PN=4.9kW; UDC=600V M0=27Nm (100K); NN=3000rpm; Naturally cooled FRAME SIZE IMB 5 (IM V1, IM V3) FLANGE 1 POWER CONNECTOR ROTATABLE INCREMENTAL ENCODER 22 BIT WITH DRIVE-CLIQ INTERFACE (ENCODER IC22DQ) PLAIN SHAFT, TOLERANCE N; WITH HOLDING BRAKE PROTECTION CLASS IP64; | - | 0 | 0
1FK7101-2AF71-1EG0 |  | 1FK7101-2AF71-1EG0 | 1 | UN | 1 | 15 | C | D | N | N | 85015220 | 1 |  | 23.001 | KG | 2189.11 | 2189.11 | MC05 | MC05 | SIMOTICS S Synchronous motor 1FK7-CT PN=4.9kW; UDC=600V M0=27Nm (100K); NN=3000rpm; Naturally cooled FRAME SIZE IMB 5 (IM V1, IM V3) FLANGE 1, WITH KTY TEMPERATURESENSOR POWER CONNECTOR ROTATABLE ABSOLUTE ENCODERR 2048 S/R + 4096 UMDREHUNGEN MULTITURN, WITH ENDAT-SCHNITTSTELLE (ENCODER AM2048S/R) PLAIN SHAFT, TOLERANCE N; W/O HOLDING BRAKE PROTECTION CLASS IP64; | - | 0 | 0
1FK7101-2AF71-1EH0 |  | 1FK7101-2AF71-1EH0 | 1 | UN | 1 | 15 | C | D | N | N | 85015220 | 1 |  | 23.3 | KG | 2463.3 | 2463.3 | MC05 | MC05 | SIMOTICS S Synchronous motor 1FK7-CT PN=4.9kW; UDC=600V M0=27Nm (100K); NN=3000rpm; Naturally cooled FRAME SIZE IMB 5 (IM V1, IM V3) FLANGE 1, WITH KTY TEMPERATURESENSOR POWER CONNECTOR ROTATABLE ABSOLUTE ENCODERR 2048 S/R + 4096 UMDREHUNGEN MULTITURN, WITH ENDAT-SCHNITTSTELLE (ENCODER AM2048S/R) PLAIN SHAFT, TOLERANCE N; WITH HOLDING BRAKE PROTECTION CLASS IP64; | - | 0 | 0
1FK7101-2AF71-1FH0-Z | X01 | 1FK7101-2AF71-1FH0-ZX01 | 1 | UN | 1 | 15 | C | D | N | N | 85015220 | 1 |  | 23.301 | KG | 2738.26 | 2738.26 | MC05 | MC05 | SIMOTICS S Synchronous motor 1FK7-CT PN=4.9kW; UDC=600V M0=27Nm (100K); NN=3000rpm; Naturally cooled FRAME SIZE IMB 5 (IM V1, IM V3) FLANGE 1 POWER CONNECTOR ROTATABLE ABSOLUTE ENCODER 22BIT + 12 BIT MULTITURN, WITH DRIVE-CLIQ INTERFACE (ENCODER AM22DQ) PLAIN SHAFT, TOLERANCE N; WITH HOLDING BRAKE PROTECTION CLASS IP64; X01: PAINT FINISH DULL BLACK RAL9005 | - | 0 | 0
1FK7101-2AF71-1PG0 |  | 1FK7101-2AF71-1PG0 | 1 | UN | 1 | 15 | C | D | N | N | 85015220 | 1 |  | 23.101 | KG | 1711.49 | 1711.49 | MC05 | MC05 | SIMOTICS S Synchronous motor 1FK7-CT PN=4.9kW; UDC=600V M0=27Nm (100K); NN=3000rpm; Naturally cooled FRAME SIZE IMB 5 (IM V1, IM V3) FLANGE 1 POWER CONNECTOR ROTATABLE RESOLVER 2-POLE, WITH DRIVE CLIQ-INTERFACE PLAIN SHAFT, TOLERANCE N; W/O HOLDING BRAKE PROTECTION CLASS IP64; | - | 0 | 0
1FK7101-2AF71-1PH0 |  | 1FK7101-2AF71-1PH0 | 1 | UN | 1 | 15 | C | D | N | N | 85015220 | 1 |  | 23.4 | KG | 1985.68 | 1985.68 | MC05 | MC05 | SIMOTICS S Synchronous motor 1FK7-CT PN=4.9kW; UDC=600V M0=27Nm (100K); NN=3000rpm; Naturally cooled FRAME SIZE IMB 5 (IM V1, IM V3) FLANGE 1 POWER CONNECTOR ROTATABLE RESOLVER 2-POLE, WITH DRIVE CLIQ-INTERFACE PLAIN SHAFT, TOLERANCE N; WITH HOLDING BRAKE PROTECTION CLASS IP64; | - | 0 | 0
1FK7101-2AF71-1QA1-Z | N05 | 1FK7101-2AF71-1QA1-ZN05 | 1 | UN | 1 | 15 | C | D | N | N | 85015220 | 1 |  | 23.002 | KG | 2103.44 | 2103.44 | MC05 | MC05 | SIMOTICS S synchronous motor 1FK7-CT PN=4.9kW; UDC=600V M0=27Nm (100K); NN=3000rpm; naturally cooled design IMB 5 (IM V1, IM V3) Flange 1 Power connector rotatable Absolute encoder single-turn 20-bit with Drive-CLiQ interface (encoder AS20DQI) shaft with feather key, tolerance N without holding brake, degree of protection IP65 N05: Compatibility of the shaft extension dimensions with 1FT510X (Configuration information to be considered, see notification number 14361688) | - | 0 | 0
1FK7101-2AF71-1QG0 |  | 1FK7101-2AF71-1QG0 | 1 | UN | 1 | 15 | C | D | N | N | 85015220 | 1 |  | 23.001 | KG | 1780.18 | 1780.18 | MC05 | MC05 | SIMOTICS S synchronous motor 1FK7-CT PN=4.9kW; UDC=600V M0=27Nm (100K); NN=3000rpm; naturally cooled design IMB 5 (IM V1, IM V3) Flange 1 Power connector rotatable Absolute encoder single-turn 20-bit with Drive-CLiQ interface (encoder AS20DQI) Smooth shaft, tolerance N without holding brake, degree of protection IP64 | - | 0 | 0
1FK7101-2AF71-1QH0 |  | 1FK7101-2AF71-1QH0 | 1 | UN | 1 | 15 | C | D | N | N | 85015220 | 1 |  | 23.3 | KG | 2054.38 | 2054.38 | MC05 | MC05 | SIMOTICS S synchronous motor 1FK7-CT PN=4.9kW; UDC=600V M0=27Nm (100K); NN=3000rpm; naturally cooled design IMB 5 (IM V1, IM V3) Flange 1 Power connector rotatable Absolute encoder single-turn 20-bit with Drive-CLiQ interface (encoder AS20DQI) Smooth shaft, tolerance N with holding brake, degree of protection IP64 | - | 0 | 0
1FK7101-2AF71-1RG0 |  | 1FK7101-2AF71-1RG0 | 1 | UN | 1 | 15 | C | D | N | N | 85015220 | 1 |  | 23.001 | KG | 2029.56 | 2029.56 | MC05 | MC05 | SIMOTICS S synchronous motor 1FK7-CT PN=4.9kW; UDC=600V M0=27Nm (100K); NN=3000rpm; naturally cooled design IMB 5 (IM V1, IM V3) Flange 1 Power connector rotatable Absolute encoder 20-bit + 12-bit multiturn with DRIVE-CLiQ interface (encoder AM20DQI) Smooth shaft, tolerance N without holding brake, degree of protection IP64 | - | 0 | 0
1FK7101-2AF71-1RG1-Z | Y84 | 1FK7101-2AF71-1RG1-ZY84 | 1 | UN | 1 | 15 | C | D | N | N | 85015220 | 1 |  | 23.001 | KG | 2091.9 | 2091.9 | MC05 | MC05 | SIMOTICS S synchronous motor 1FK7-CT PN=4.9kW; UDC=600V M0=27Nm (100K); NN=3000rpm; naturally cooled design IMB 5 (IM V1, IM V3) Flange 1 Power connector rotatable Absolute encoder 20-bit + 12-bit multiturn with DRIVE-CLiQ interface (encoder AM20DQI) Smooth shaft, tolerance N without holding brake, degree of protection IP65 Y84: Customer specifications on the rating plate Ordering notes see Notification number 22370783 | - | 0 | 0
1FK7101-2AF71-1RH0 |  | 1FK7101-2AF71-1RH0 | 1 | UN | 1 | 15 | C | D | N | N | 85015220 | 1 |  | 23.3 | KG | 2303.75 | 2303.75 | MC05 | MC05 | SIMOTICS S synchronous motor 1FK7-CT PN=4.9kW; UDC=600V M0=27Nm (100K); NN=3000rpm; naturally cooled design IMB 5 (IM V1, IM V3) Flange 1 Power connector rotatable Absolute encoder 20-bit + 12-bit multiturn with DRIVE-CLiQ interface (encoder AM20DQI) Smooth shaft, tolerance N with holding brake, degree of protection IP64 | - | 0 | 0
1FK7101-2AF71-1RH1-Z | Y84 | 1FK7101-2AF71-1RH1-ZY84 | 1 | UN | 1 | 15 | C | D | N | N | 85015220 | 1 |  | 23.3 | KG | 2366.09 | 2366.09 | MC05 | MC05 | SIMOTICS S synchronous motor 1FK7-CT PN=4.9kW; UDC=600V M0=27Nm (100K); NN=3000rpm; naturally cooled design IMB 5 (IM V1, IM V3) Flange 1 Power connector rotatable Absolute encoder 20-bit + 12-bit multiturn with DRIVE-CLiQ interface (encoder AM20DQI) Smooth shaft, tolerance N with holding brake, degree of protection IP65 Y84: Customer specifications on the rating plate Ordering notes see Notification number 22370783 | - | 0 | 0
1FK7101-2AF71-1SG0 |  | 1FK7101-2AF71-1SG0 | 1 | UN | 1 | 15 | C | D | N | N | 85015220 | 1 |  | 23.002 | KG | 1550.79 | 1550.79 | MC05 | MC05 | SIMOTICS S Synchronous motor 1FK7-CT PN=4.9kW; UDC=600V M0=27Nm (100K); NN=3000rpm; Naturally cooled FRAME SIZE IMB 5 (IM V1, IM V3) FLANGE 1, WITH KTY TEMPERATURESENSOR POWER CONNECTOR ROTATABLE RESOLVER MULTI-POLE (RESOLVER P=4); PLAIN SHAFT, TOLERANCE N; W/O HOLDING BRAKE PROTECTION CLASS IP64; | - | 0 | 0
1FK7101-2AF71-1SH0 |  | 1FK7101-2AF71-1SH0 | 1 | UN | 1 | 15 | C | D | N | N | 85015220 | 1 |  | 23.301 | KG | 1824.98 | 1824.98 | MC05 | MC05 | SIMOTICS S Synchronous motor 1FK7-CT PN=4.9kW; UDC=600V M0=27Nm (100K); NN=3000rpm; Naturally cooled FRAME SIZE IMB 5 (IM V1, IM V3) FLANGE 1, WITH KTY TEMPERATURESENSOR POWER CONNECTOR ROTATABLE RESOLVER MULTI-POLE (RESOLVER P=4); PLAIN SHAFT, TOLERANCE N; WITH HOLDING BRAKE PROTECTION CLASS IP64; | - | 0 | 0
1FK7101-2AF71-1TG0 |  | 1FK7101-2AF71-1TG0 | 1 | UN | 1 | 15 | C | D | N | N | 85015220 | 1 |  | 23.002 | KG | 1550.79 | 1550.79 | MC05 | MC05 | SIMOTICS S Synchronous motor 1FK7-CT PN=4.9kW; UDC=600V M0=27Nm (100K); NN=3000rpm; Naturally cooled FRAME SIZE IMB 5 (IM V1, IM V3) FLANGE 1, WITH KTY TEMPERATURESENSOR POWER CONNECTOR ROTATABLE RESOLVER 2-POLE (RESOLVER P=1); PLAIN SHAFT, TOLERANCE N; W/O HOLDING BRAKE PROTECTION CLASS IP64; | - | 0 | 0
1FK7101-2AF71-1TH0 |  | 1FK7101-2AF71-1TH0 | 1 | UN | 1 | 15 | C | D | N | N | 85015220 | 1 |  | 23.301 | KG | 1824.98 | 1824.98 | MC05 | MC05 | SIMOTICS S Synchronous motor 1FK7-CT PN=4.9kW; UDC=600V M0=27Nm (100K); NN=3000rpm; Naturally cooled FRAME SIZE IMB 5 (IM V1, IM V3) FLANGE 1, WITH KTY TEMPERATURESENSOR POWER CONNECTOR ROTATABLE RESOLVER 2-POLE (RESOLVER P=1); PLAIN SHAFT, TOLERANCE N; WITH HOLDING BRAKE PROTECTION CLASS IP64; | - | 0 | 0
1FK7101-2AF71-1UG0 |  | 1FK7101-2AF71-1UG0 | 1 | UN | 1 | 15 | C | D | N | N | 85015220 | 1 |  | 23.002 | KG | 1711.49 | 1711.49 | MC05 | MC05 | SIMOTICS S Synchronous motor 1FK7-CT PN=4.9kW; UDC=600V M0=27Nm (100K); NN=3000rpm; Naturally cooled FRAME SIZE IMB 5 (IM V1, IM V3) FLANGE 1 POWER CONNECTOR ROTATABLE RESOLVER MULTI-POLE WITH DRIVE-CLIQ INTERFACE; PLAIN SHAFT, TOLERANCE N; W/O HOLDING BRAKE PROTECTION CLASS IP64; | - | 0 | 0
1FK7101-2AF71-1UH0 |  | 1FK7101-2AF71-1UH0 | 1 | UN | 1 | 15 | C | D | N | N | 85015220 | 1 |  | 23.301 | KG | 1985.68 | 1985.68 | MC05 | MC05 | SIMOTICS S Synchronous motor 1FK7-CT PN=4.9kW; UDC=600V M0=27Nm (100K); NN=3000rpm; Naturally cooled FRAME SIZE IMB 5 (IM V1, IM V3) FLANGE 1 POWER CONNECTOR ROTATABLE RESOLVER MULTI-POLE WITH DRIVE-CLIQ INTERFACE; PLAIN SHAFT, TOLERANCE N; WITH HOLDING BRAKE PROTECTION CLASS IP64; | - | 0 | 0
1FK7101-2AF74-1AA0 |  | 1FK7101-2AF74-1AA0 | 1 | UN | 1 | 15 | C | D | N | N | 85015220 | 1 |  | 23.001 | KG | 1998.92 | 1998.92 | MC05 | MC05 | SIMOTICS S Synchronous motor 1FK7-CT PN=4.9kW; UDC=600V M0=27Nm (100K); NN=3000rpm; Naturally cooled FRAME SIZE IMB 5 (IM V1, IM V3) FLANGE 1, WITH PT1000 TEMPERATURESENSOR POWER CONNECTOR ROTATABLE INCREMENTAL ENCODER SIN/COS 1VPP;2048 S/R W. C-AND D-SPUR (ENCODER IC2048S/R) SHAFT WITH FITTED KEY, TOLERANCE N; W/O HOLDING BRAKE PROTECTION CLASS IP64; | - | 0 | 0
1FK7101-2AF74-1AA1 |  | 1FK7101-2AF74-1AA1 | 1 | UN | 1 | 15 | C | D | N | N | 85015220 | 1 |  | 23.001 | KG | 2061.26 | 2061.26 | MC05 | MC05 | SIMOTICS S Synchronous motor 1FK7-CT PN=4.9kW; UDC=600V M0=27Nm (100K); NN=3000rpm; Naturally cooled FRAME SIZE IMB 5 (IM V1, IM V3) FLANGE 1, WITH PT1000 TEMPERATURESENSOR POWER CONNECTOR ROTATABLE INCREMENTAL ENCODER SIN/COS 1VPP;2048 S/R W. C-AND D-SPUR (ENCODER IC2048S/R) SHAFT WITH FITTED KEY, TOLERANCE N; W/O HOLDING BRAKE PROTECTION CLASS IP65, | - | 0 | 0
1FK7101-2AF74-1AA2 |  | 1FK7101-2AF74-1AA2 | 1 | UN | 1 | 15 | C | D | N | N | 85015220 | 1 |  | 23.001 | KG | 2061.26 | 2061.26 | MC05 | MC05 | SIMOTICS S Synchronous motor 1FK7-CT PN=4.9kW; UDC=600V M0=27Nm (100K); NN=3000rpm; Naturally cooled FRAME SIZE IMB 5 (IM V1, IM V3) FLANGE 1, WITH PT1000 TEMPERATURESENSOR POWER CONNECTOR ROTATABLE INCREMENTAL ENCODER SIN/COS 1VPP;2048 S/R W. C-AND D-SPUR (ENCODER IC2048S/R) SHAFT WITH FITTED KEY, TOLERANCE N; W/O HOLDING BRAKE PROTECTION CLASS IP65, FLANGE ON DRIVE END IP67; | - | 0 | 0
1FK7101-2AF74-1AB0 |  | 1FK7101-2AF74-1AB0 | 1 | UN | 1 | 15 | C | D | N | N | 85015220 | 1 |  | 23.3 | KG | 2273.12 | 2273.12 | MC05 | MC05 | SIMOTICS S Synchronous motor 1FK7-CT PN=4.9kW; UDC=600V M0=27Nm (100K); NN=3000rpm; Naturally cooled FRAME SIZE IMB 5 (IM V1, IM V3) FLANGE 1, WITH PT1000 TEMPERATURESENSOR POWER CONNECTOR ROTATABLE INCREMENTAL ENCODER SIN/COS 1VPP;2048 S/R W. C-AND D-SPUR (ENCODER IC2048S/R) SHAFT WITH FITTED KEY, TOLERANCE N; WITH HOLDING BRAKE PROTECTION CLASS IP64; | - | 0 | 0
1FK7101-2AF74-1AB1 |  | 1FK7101-2AF74-1AB1 | 1 | UN | 1 | 15 | C | D | N | N | 85015220 | 1 |  | 23.3 | KG | 2335.46 | 2335.46 | MC05 | MC05 | SIMOTICS S Synchronous motor 1FK7-CT PN=4.9kW; UDC=600V M0=27Nm (100K); NN=3000rpm; Naturally cooled FRAME SIZE IMB 5 (IM V1, IM V3) FLANGE 1, WITH PT1000 TEMPERATURESENSOR POWER CONNECTOR ROTATABLE INCREMENTAL ENCODER SIN/COS 1VPP;2048 S/R W. C-AND D-SPUR (ENCODER IC2048S/R) SHAFT WITH FITTED KEY, TOLERANCE N; WITH HOLDING BRAKE PROTECTION CLASS IP65, | - | 0 | 0
1FK7101-2AF74-1AB2 |  | 1FK7101-2AF74-1AB2 | 1 | UN | 1 | 15 | C | D | N | N | 85015220 | 1 |  | 23.3 | KG | 2335.46 | 2335.46 | MC05 | MC05 | SIMOTICS S Synchronous motor 1FK7-CT PN=4.9kW; UDC=600V M0=27Nm (100K); NN=3000rpm; Naturally cooled FRAME SIZE IMB 5 (IM V1, IM V3) FLANGE 1, WITH PT1000 TEMPERATURESENSOR POWER CONNECTOR ROTATABLE INCREMENTAL ENCODER SIN/COS 1VPP;2048 S/R W. C-AND D-SPUR (ENCODER IC2048S/R) SHAFT WITH FITTED KEY, TOLERANCE N; WITH HOLDING BRAKE PROTECTION CLASS IP65, FLANGE ON DRIVE END IP67; | - | 0 | 0
1FK7101-2AF74-1AG0 |  | 1FK7101-2AF74-1AG0 | 1 | UN | 1 | 15 | C | D | N | N | 85015220 | 1 |  | 23.001 | KG | 1941.43 | 1941.43 | MC05 | MC05 | SIMOTICS S Synchronous motor 1FK7-CT PN=4.9kW; UDC=600V M0=27Nm (100K); NN=3000rpm; Naturally cooled FRAME SIZE IMB 5 (IM V1, IM V3) FLANGE 1, WITH PT1000 TEMPERATURESENSOR POWER CONNECTOR ROTATABLE INCREMENTAL ENCODER SIN/COS 1VPP;2048 S/R W. C-AND D-SPUR (ENCODER IC2048S/R) PLAIN SHAFT, TOLERANCE N; W/O HOLDING BRAKE PROTECTION CLASS IP64; | - | 0 | 0
1FK7101-2AF74-1AG1 |  | 1FK7101-2AF74-1AG1 | 1 | UN | 1 | 15 | C | D | N | N | 85015220 | 1 |  | 23.001 | KG | 2003.77 | 2003.77 | MC05 | MC05 | SIMOTICS S Synchronous motor 1FK7-CT PN=4.9kW; UDC=600V M0=27Nm (100K); NN=3000rpm; Naturally cooled FRAME SIZE IMB 5 (IM V1, IM V3) FLANGE 1, WITH PT1000 TEMPERATURESENSOR POWER CONNECTOR ROTATABLE INCREMENTAL ENCODER SIN/COS 1VPP;2048 S/R W. C-AND D-SPUR (ENCODER IC2048S/R) PLAIN SHAFT, TOLERANCE N; W/O HOLDING BRAKE PROTECTION CLASS IP65, | - | 0 | 0
1FK7101-2AF74-1AG2 |  | 1FK7101-2AF74-1AG2 | 1 | UN | 1 | 15 | C | D | N | N | 85015220 | 1 |  | 23.001 | KG | 2003.77 | 2003.77 | MC05 | MC05 | SIMOTICS S Synchronous motor 1FK7-CT PN=4.9kW; UDC=600V M0=27Nm (100K); NN=3000rpm; Naturally cooled FRAME SIZE IMB 5 (IM V1, IM V3) FLANGE 1, WITH PT1000 TEMPERATURESENSOR POWER CONNECTOR ROTATABLE INCREMENTAL ENCODER SIN/COS 1VPP;2048 S/R W. C-AND D-SPUR (ENCODER IC2048S/R) PLAIN SHAFT, TOLERANCE N; W/O HOLDING BRAKE PROTECTION CLASS IP65, FLANGE ON DRIVE END IP67; | - | 0 | 0
1FK7101-2AF74-1AH0 |  | 1FK7101-2AF74-1AH0 | 1 | UN | 1 | 15 | C | D | N | N | 85015220 | 1 |  | 23.3 | KG | 2215.62 | 2215.62 | MC05 | MC05 | SIMOTICS S Synchronous motor 1FK7-CT PN=4.9kW; UDC=600V M0=27Nm (100K); NN=3000rpm; Naturally cooled FRAME SIZE IMB 5 (IM V1, IM V3) FLANGE 1, WITH PT1000 TEMPERATURESENSOR POWER CONNECTOR ROTATABLE INCREMENTAL ENCODER SIN/COS 1VPP;2048 S/R W. C-AND D-SPUR (ENCODER IC2048S/R) PLAIN SHAFT, TOLERANCE N; WITH HOLDING BRAKE PROTECTION CLASS IP64; | - | 0 | 0
1FK7101-2AF74-1AH1 |  | 1FK7101-2AF74-1AH1 | 1 | UN | 1 | 15 | C | D | N | N | 85015220 | 1 |  | 23.3 | KG | 2277.96 | 2277.96 | MC05 | MC05 | SIMOTICS S Synchronous motor 1FK7-CT PN=4.9kW; UDC=600V M0=27Nm (100K); NN=3000rpm; Naturally cooled FRAME SIZE IMB 5 (IM V1, IM V3) FLANGE 1, WITH PT1000 TEMPERATURESENSOR POWER CONNECTOR ROTATABLE INCREMENTAL ENCODER SIN/COS 1VPP;2048 S/R W. C-AND D-SPUR (ENCODER IC2048S/R) PLAIN SHAFT, TOLERANCE N; WITH HOLDING BRAKE PROTECTION CLASS IP65, | - | 0 | 0
1FK7101-2AF74-1AH2 |  | 1FK7101-2AF74-1AH2 | 1 | UN | 1 | 15 | C | D | N | N | 85015220 | 1 |  | 23.3 | KG | 2277.96 | 2277.96 | MC05 | MC05 | SIMOTICS S Synchronous motor 1FK7-CT PN=4.9kW; UDC=600V M0=27Nm (100K); NN=3000rpm; Naturally cooled FRAME SIZE IMB 5 (IM V1, IM V3) FLANGE 1, WITH PT1000 TEMPERATURESENSOR POWER CONNECTOR ROTATABLE INCREMENTAL ENCODER SIN/COS 1VPP;2048 S/R W. C-AND D-SPUR (ENCODER IC2048S/R) PLAIN SHAFT, TOLERANCE N; WITH HOLDING BRAKE PROTECTION CLASS IP65, FLANGE ON DRIVE END IP67; | - | 0 | 0
1FK7101-2AF74-1EA0 |  | 1FK7101-2AF74-1EA0 | 1 | UN | 1 | 15 | C | D | N | N | 85015220 | 1 |  | 23.001 | KG | 2246.6 | 2246.6 | MC05 | MC05 | SIMOTICS S Synchronous motor 1FK7-CT PN=4.9kW; UDC=600V M0=27Nm (100K); NN=3000rpm; Naturally cooled FRAME SIZE IMB 5 (IM V1, IM V3) FLANGE 1, WITH PT1000 TEMPERATURESENSOR POWER CONNECTOR ROTATABLE ABSOLUTE ENCODERR 2048 S/R + 4096 UMDREHUNGEN MULTITURN, WITH ENDAT-SCHNITTSTELLE (ENCODER AM2048S/R) SHAFT WITH FITTED KEY, TOLERANCE N; W/O HOLDING BRAKE PROTECTION CLASS IP64; | - | 0 | 0
1FK7101-2AF74-1EA1 |  | 1FK7101-2AF74-1EA1 | 1 | UN | 1 | 15 | C | D | N | N | 85015220 | 1 |  | 23.001 | KG | 2308.94 | 2308.94 | MC05 | MC05 | SIMOTICS S Synchronous motor 1FK7-CT PN=4.9kW; UDC=600V M0=27Nm (100K); NN=3000rpm; Naturally cooled FRAME SIZE IMB 5 (IM V1, IM V3) FLANGE 1, WITH PT1000 TEMPERATURESENSOR POWER CONNECTOR ROTATABLE ABSOLUTE ENCODERR 2048 S/R + 4096 UMDREHUNGEN MULTITURN, WITH ENDAT-SCHNITTSTELLE (ENCODER AM2048S/R) SHAFT WITH FITTED KEY, TOLERANCE N; W/O HOLDING BRAKE PROTECTION CLASS IP65, | - | 0 | 0
1FK7101-2AF74-1EA2 |  | 1FK7101-2AF74-1EA2 | 1 | UN | 1 | 15 | C | D | N | N | 85015220 | 1 |  | 23.001 | KG | 2308.94 | 2308.94 | MC05 | MC05 | SIMOTICS S Synchronous motor 1FK7-CT PN=4.9kW; UDC=600V M0=27Nm (100K); NN=3000rpm; Naturally cooled FRAME SIZE IMB 5 (IM V1, IM V3) FLANGE 1, WITH PT1000 TEMPERATURESENSOR POWER CONNECTOR ROTATABLE ABSOLUTE ENCODERR 2048 S/R + 4096 UMDREHUNGEN MULTITURN, WITH ENDAT-SCHNITTSTELLE (ENCODER AM2048S/R) SHAFT WITH FITTED KEY, TOLERANCE N; W/O HOLDING BRAKE PROTECTION CLASS IP65, FLANGE ON DRIVE END IP67; | - | 0 | 0
1FK7101-2AF74-1EB0 |  | 1FK7101-2AF74-1EB0 | 1 | UN | 1 | 15 | C | D | N | N | 85015220 | 1 |  | 23.3 | KG | 2520.8 | 2520.8 | MC05 | MC05 | SIMOTICS S Synchronous motor 1FK7-CT PN=4.9kW; UDC=600V M0=27Nm (100K); NN=3000rpm; Naturally cooled FRAME SIZE IMB 5 (IM V1, IM V3) FLANGE 1, WITH PT1000 TEMPERATURESENSOR POWER CONNECTOR ROTATABLE ABSOLUTE ENCODERR 2048 S/R + 4096 UMDREHUNGEN MULTITURN, WITH ENDAT-SCHNITTSTELLE (ENCODER AM2048S/R) SHAFT WITH FITTED KEY, TOLERANCE N; WITH HOLDING BRAKE PROTECTION CLASS IP64; | - | 0 | 0
1FK7101-2AF74-1EB1 |  | 1FK7101-2AF74-1EB1 | 1 | UN | 1 | 15 | C | D | N | N | 85015220 | 1 |  | 23.3 | KG | 2583.14 | 2583.14 | MC05 | MC05 | SIMOTICS S Synchronous motor 1FK7-CT PN=4.9kW; UDC=600V M0=27Nm (100K); NN=3000rpm; Naturally cooled FRAME SIZE IMB 5 (IM V1, IM V3) FLANGE 1, WITH PT1000 TEMPERATURESENSOR POWER CONNECTOR ROTATABLE ABSOLUTE ENCODERR 2048 S/R + 4096 UMDREHUNGEN MULTITURN, WITH ENDAT-SCHNITTSTELLE (ENCODER AM2048S/R) SHAFT WITH FITTED KEY, TOLERANCE N; WITH HOLDING BRAKE PROTECTION CLASS IP65, | - | 0 | 0
1FK7101-2AF74-1EB2 |  | 1FK7101-2AF74-1EB2 | 1 | UN | 1 | 15 | C | D | N | N | 85015220 | 1 |  | 23.3 | KG | 2583.14 | 2583.14 | MC05 | MC05 | SIMOTICS S Synchronous motor 1FK7-CT PN=4.9kW; UDC=600V M0=27Nm (100K); NN=3000rpm; Naturally cooled FRAME SIZE IMB 5 (IM V1, IM V3) FLANGE 1, WITH PT1000 TEMPERATURESENSOR POWER CONNECTOR ROTATABLE ABSOLUTE ENCODERR 2048 S/R + 4096 UMDREHUNGEN MULTITURN, WITH ENDAT-SCHNITTSTELLE (ENCODER AM2048S/R) SHAFT WITH FITTED KEY, TOLERANCE N; WITH HOLDING BRAKE PROTECTION CLASS IP65, FLANGE ON DRIVE END IP67; | - | 0 | 0
1FK7101-2AF74-1EG0 |  | 1FK7101-2AF74-1EG0 | 1 | UN | 1 | 15 | C | D | N | N | 85015220 | 1 |  | 23.001 | KG | 2189.11 | 2189.11 | MC05 | MC05 | SIMOTICS S Synchronous motor 1FK7-CT PN=4.9kW; UDC=600V M0=27Nm (100K); NN=3000rpm; Naturally cooled FRAME SIZE IMB 5 (IM V1, IM V3) FLANGE 1, WITH PT1000 TEMPERATURESENSOR POWER CONNECTOR ROTATABLE ABSOLUTE ENCODERR 2048 S/R + 4096 UMDREHUNGEN MULTITURN, WITH ENDAT-SCHNITTSTELLE (ENCODER AM2048S/R) PLAIN SHAFT, TOLERANCE N; W/O HOLDING BRAKE PROTECTION CLASS IP64; | - | 0 | 0
1FK7101-2AF74-1EG1 |  | 1FK7101-2AF74-1EG1 | 1 | UN | 1 | 15 | C | D | N | N | 85015220 | 1 |  | 23.001 | KG | 2251.45 | 2251.45 | MC05 | MC05 | SIMOTICS S Synchronous motor 1FK7-CT PN=4.9kW; UDC=600V M0=27Nm (100K); NN=3000rpm; Naturally cooled FRAME SIZE IMB 5 (IM V1, IM V3) FLANGE 1, WITH PT1000 TEMPERATURESENSOR POWER CONNECTOR ROTATABLE ABSOLUTE ENCODERR 2048 S/R + 4096 UMDREHUNGEN MULTITURN, WITH ENDAT-SCHNITTSTELLE (ENCODER AM2048S/R) PLAIN SHAFT, TOLERANCE N; W/O HOLDING BRAKE PROTECTION CLASS IP65, | - | 0 | 0
1FK7101-2AF74-1EG2 |  | 1FK7101-2AF74-1EG2 | 1 | UN | 1 | 15 | C | D | N | N | 85015220 | 1 |  | 23.001 | KG | 2251.45 | 2251.45 | MC05 | MC05 | SIMOTICS S Synchronous motor 1FK7-CT PN=4.9kW; UDC=600V M0=27Nm (100K); NN=3000rpm; Naturally cooled FRAME SIZE IMB 5 (IM V1, IM V3) FLANGE 1, WITH PT1000 TEMPERATURESENSOR POWER CONNECTOR ROTATABLE ABSOLUTE ENCODERR 2048 S/R + 4096 UMDREHUNGEN MULTITURN, WITH ENDAT-SCHNITTSTELLE (ENCODER AM2048S/R) PLAIN SHAFT, TOLERANCE N; W/O HOLDING BRAKE PROTECTION CLASS IP65, FLANGE ON DRIVE END IP67; | - | 0 | 0
1FK7101-2AF74-1EH0 |  | 1FK7101-2AF74-1EH0 | 1 | UN | 1 | 15 | C | D | N | N | 85015220 | 1 |  | 23.3 | KG | 2463.3 | 2463.3 | MC05 | MC05 | SIMOTICS S Synchronous motor 1FK7-CT PN=4.9kW; UDC=600V M0=27Nm (100K); NN=3000rpm; Naturally cooled FRAME SIZE IMB 5 (IM V1, IM V3) FLANGE 1, WITH PT1000 TEMPERATURESENSOR POWER CONNECTOR ROTATABLE ABSOLUTE ENCODERR 2048 S/R + 4096 UMDREHUNGEN MULTITURN, WITH ENDAT-SCHNITTSTELLE (ENCODER AM2048S/R) PLAIN SHAFT, TOLERANCE N; WITH HOLDING BRAKE PROTECTION CLASS IP64; | - | 0 | 0
1FK7101-2AF74-1EH1 |  | 1FK7101-2AF74-1EH1 | 1 | UN | 1 | 15 | C | D | N | N | 85015220 | 1 |  | 23.3 | KG | 2525.64 | 2525.64 | MC05 | MC05 | SIMOTICS S Synchronous motor 1FK7-CT PN=4.9kW; UDC=600V M0=27Nm (100K); NN=3000rpm; Naturally cooled FRAME SIZE IMB 5 (IM V1, IM V3) FLANGE 1, WITH PT1000 TEMPERATURESENSOR POWER CONNECTOR ROTATABLE ABSOLUTE ENCODERR 2048 S/R + 4096 UMDREHUNGEN MULTITURN, WITH ENDAT-SCHNITTSTELLE (ENCODER AM2048S/R) PLAIN SHAFT, TOLERANCE N; WITH HOLDING BRAKE PROTECTION CLASS IP65, | - | 0 | 0
1FK7101-2AF74-1EH2 |  | 1FK7101-2AF74-1EH2 | 1 | UN | 1 | 15 | C | D | N | N | 85015220 | 1 |  | 23.3 | KG | 2525.64 | 2525.64 | MC05 | MC05 | SIMOTICS S Synchronous motor 1FK7-CT PN=4.9kW; UDC=600V M0=27Nm (100K); NN=3000rpm; Naturally cooled FRAME SIZE IMB 5 (IM V1, IM V3) FLANGE 1, WITH PT1000 TEMPERATURESENSOR POWER CONNECTOR ROTATABLE ABSOLUTE ENCODERR 2048 S/R + 4096 UMDREHUNGEN MULTITURN, WITH ENDAT-SCHNITTSTELLE (ENCODER AM2048S/R) PLAIN SHAFT, TOLERANCE N; WITH HOLDING BRAKE PROTECTION CLASS IP65, FLANGE ON DRIVE END IP67; | - | 0 | 0
1FK7101-2AF74-1SA0 |  | 1FK7101-2AF74-1SA0 | 1 | UN | 1 | 15 | C | D | N | N | 85015220 | 1 |  | 23.002 | KG | 1608.28 | 1608.28 | MC05 | MC05 | SIMOTICS S Synchronous motor 1FK7-CT PN=4.9kW; UDC=600V M0=27Nm (100K); NN=3000rpm; Naturally cooled FRAME SIZE IMB 5 (IM V1, IM V3) FLANGE 1, WITH PT1000 TEMPERATURESENSOR POWER CONNECTOR ROTATABLE RESOLVER MULTI-POLE (RESOLVER P=4); SHAFT WITH FITTED KEY, TOLERANCE N; W/O HOLDING BRAKE PROTECTION CLASS IP64; | - | 0 | 0
1FK7101-2AF74-1SA1 |  | 1FK7101-2AF74-1SA1 | 1 | UN | 1 | 15 | C | D | N | N | 85015220 | 1 |  | 23.002 | KG | 1670.62 | 1670.62 | MC05 | MC05 | SIMOTICS S Synchronous motor 1FK7-CT PN=4.9kW; UDC=600V M0=27Nm (100K); NN=3000rpm; Naturally cooled FRAME SIZE IMB 5 (IM V1, IM V3) FLANGE 1, WITH PT1000 TEMPERATURESENSOR POWER CONNECTOR ROTATABLE RESOLVER MULTI-POLE (RESOLVER P=4); SHAFT WITH FITTED KEY, TOLERANCE N; W/O HOLDING BRAKE PROTECTION CLASS IP65, | - | 0 | 0
1FK7101-2AF74-1SA2 |  | 1FK7101-2AF74-1SA2 | 1 | UN | 1 | 15 | C | D | N | N | 85015220 | 1 |  | 23.002 | KG | 1670.62 | 1670.62 | MC05 | MC05 | SIMOTICS S Synchronous motor 1FK7-CT PN=4.9kW; UDC=600V M0=27Nm (100K); NN=3000rpm; Naturally cooled FRAME SIZE IMB 5 (IM V1, IM V3) FLANGE 1, WITH PT1000 TEMPERATURESENSOR POWER CONNECTOR ROTATABLE RESOLVER MULTI-POLE (RESOLVER P=4); SHAFT WITH FITTED KEY, TOLERANCE N; W/O HOLDING BRAKE PROTECTION CLASS IP65, FLANGE ON DRIVE END IP67; | - | 0 | 0
1FK7101-2AF74-1SB0 |  | 1FK7101-2AF74-1SB0 | 1 | UN | 1 | 15 | C | D | N | N | 85015220 | 1 |  | 23.301 | KG | 1882.48 | 1882.48 | MC05 | MC05 | SIMOTICS S Synchronous motor 1FK7-CT PN=4.9kW; UDC=600V M0=27Nm (100K); NN=3000rpm; Naturally cooled FRAME SIZE IMB 5 (IM V1, IM V3) FLANGE 1, WITH PT1000 TEMPERATURESENSOR POWER CONNECTOR ROTATABLE RESOLVER MULTI-POLE (RESOLVER P=4); SHAFT WITH FITTED KEY, TOLERANCE N; WITH HOLDING BRAKE PROTECTION CLASS IP64; | - | 0 | 0
1FK7101-2AF74-1SB1 |  | 1FK7101-2AF74-1SB1 | 1 | UN | 1 | 15 | C | D | N | N | 85015220 | 1 |  | 23.301 | KG | 1944.82 | 1944.82 | MC05 | MC05 | SIMOTICS S Synchronous motor 1FK7-CT PN=4.9kW; UDC=600V M0=27Nm (100K); NN=3000rpm; Naturally cooled FRAME SIZE IMB 5 (IM V1, IM V3) FLANGE 1, WITH PT1000 TEMPERATURESENSOR POWER CONNECTOR ROTATABLE RESOLVER MULTI-POLE (RESOLVER P=4); SHAFT WITH FITTED KEY, TOLERANCE N; WITH HOLDING BRAKE PROTECTION CLASS IP65, | - | 0 | 0
1FK7101-2AF74-1SB2 |  | 1FK7101-2AF74-1SB2 | 1 | UN | 1 | 15 | C | D | N | N | 85015220 | 1 |  | 23.301 | KG | 1944.82 | 1944.82 | MC05 | MC05 | SIMOTICS S Synchronous motor 1FK7-CT PN=4.9kW; UDC=600V M0=27Nm (100K); NN=3000rpm; Naturally cooled FRAME SIZE IMB 5 (IM V1, IM V3) FLANGE 1, WITH PT1000 TEMPERATURESENSOR POWER CONNECTOR ROTATABLE RESOLVER MULTI-POLE (RESOLVER P=4); SHAFT WITH FITTED KEY, TOLERANCE N; WITH HOLDING BRAKE PROTECTION CLASS IP65, FLANGE ON DRIVE END IP67; | - | 0 | 0
1FK7101-2AF74-1SG0 |  | 1FK7101-2AF74-1SG0 | 1 | UN | 1 | 15 | C | D | N | N | 85015220 | 1 |  | 23.002 | KG | 1550.79 | 1550.79 | MC05 | MC05 | SIMOTICS S Synchronous motor 1FK7-CT PN=4.9kW; UDC=600V M0=27Nm (100K); NN=3000rpm; Naturally cooled FRAME SIZE IMB 5 (IM V1, IM V3) FLANGE 1, WITH PT1000 TEMPERATURESENSOR POWER CONNECTOR ROTATABLE RESOLVER MULTI-POLE (RESOLVER P=4); PLAIN SHAFT, TOLERANCE N; W/O HOLDING BRAKE PROTECTION CLASS IP64; | - | 0 | 0
1FK7101-2AF74-1SG1 |  | 1FK7101-2AF74-1SG1 | 1 | UN | 1 | 15 | C | D | N | N | 85015220 | 1 |  | 23.002 | KG | 1613.13 | 1613.13 | MC05 | MC05 | SIMOTICS S Synchronous motor 1FK7-CT PN=4.9kW; UDC=600V M0=27Nm (100K); NN=3000rpm; Naturally cooled FRAME SIZE IMB 5 (IM V1, IM V3) FLANGE 1, WITH PT1000 TEMPERATURESENSOR POWER CONNECTOR ROTATABLE RESOLVER MULTI-POLE (RESOLVER P=4); PLAIN SHAFT, TOLERANCE N; W/O HOLDING BRAKE PROTECTION CLASS IP65, | - | 0 | 0
1FK7101-2AF74-1SG2 |  | 1FK7101-2AF74-1SG2 | 1 | UN | 1 | 15 | C | D | N | N | 85015220 | 1 |  | 23.002 | KG | 1613.13 | 1613.13 | MC05 | MC05 | SIMOTICS S Synchronous motor 1FK7-CT PN=4.9kW; UDC=600V M0=27Nm (100K); NN=3000rpm; Naturally cooled FRAME SIZE IMB 5 (IM V1, IM V3) FLANGE 1, WITH PT1000 TEMPERATURESENSOR POWER CONNECTOR ROTATABLE RESOLVER MULTI-POLE (RESOLVER P=4); PLAIN SHAFT, TOLERANCE N; W/O HOLDING BRAKE PROTECTION CLASS IP65, FLANGE ON DRIVE END IP67; | - | 0 | 0
1FK7101-2AF74-1SH0 |  | 1FK7101-2AF74-1SH0 | 1 | UN | 1 | 15 | C | D | N | N | 85015220 | 1 |  | 23.301 | KG | 1824.98 | 1824.98 | MC05 | MC05 | SIMOTICS S Synchronous motor 1FK7-CT PN=4.9kW; UDC=600V M0=27Nm (100K); NN=3000rpm; Naturally cooled FRAME SIZE IMB 5 (IM V1, IM V3) FLANGE 1, WITH PT1000 TEMPERATURESENSOR POWER CONNECTOR ROTATABLE RESOLVER MULTI-POLE (RESOLVER P=4); PLAIN SHAFT, TOLERANCE N; WITH HOLDING BRAKE PROTECTION CLASS IP64; | - | 0 | 0
1FK7101-2AF74-1SH1 |  | 1FK7101-2AF74-1SH1 | 1 | UN | 1 | 15 | C | D | N | N | 85015220 | 1 |  | 23.301 | KG | 1887.32 | 1887.32 | MC05 | MC05 | SIMOTICS S Synchronous motor 1FK7-CT PN=4.9kW; UDC=600V M0=27Nm (100K); NN=3000rpm; Naturally cooled FRAME SIZE IMB 5 (IM V1, IM V3) FLANGE 1, WITH PT1000 TEMPERATURESENSOR POWER CONNECTOR ROTATABLE RESOLVER MULTI-POLE (RESOLVER P=4); PLAIN SHAFT, TOLERANCE N; WITH HOLDING BRAKE PROTECTION CLASS IP65, | - | 0 | 0
1FK7101-2AF74-1SH2 |  | 1FK7101-2AF74-1SH2 | 1 | UN | 1 | 15 | C | D | N | N | 85015220 | 1 |  | 23.301 | KG | 1887.32 | 1887.32 | MC05 | MC05 | SIMOTICS S Synchronous motor 1FK7-CT PN=4.9kW; UDC=600V M0=27Nm (100K); NN=3000rpm; Naturally cooled FRAME SIZE IMB 5 (IM V1, IM V3) FLANGE 1, WITH PT1000 TEMPERATURESENSOR POWER CONNECTOR ROTATABLE RESOLVER MULTI-POLE (RESOLVER P=4); PLAIN SHAFT, TOLERANCE N; WITH HOLDING BRAKE PROTECTION CLASS IP65, FLANGE ON DRIVE END IP67; | - | 0 | 0
1FK7101-2AF74-1TA0 |  | 1FK7101-2AF74-1TA0 | 1 | UN | 1 | 15 | C | D | N | N | 85015220 | 1 |  | 23.002 | KG | 1608.28 | 1608.28 | MC05 | MC05 | SIMOTICS S Synchronous motor 1FK7-CT PN=4.9kW; UDC=600V M0=27Nm (100K); NN=3000rpm; Naturally cooled FRAME SIZE IMB 5 (IM V1, IM V3) FLANGE 1, WITH PT1000 TEMPERATURESENSOR POWER CONNECTOR ROTATABLE RESOLVER 2-POLE (RESOLVER P=1); SHAFT WITH FITTED KEY, TOLERANCE N; W/O HOLDING BRAKE PROTECTION CLASS IP64; | - | 0 | 0
1FK7101-2AF74-1TA1 |  | 1FK7101-2AF74-1TA1 | 1 | UN | 1 | 15 | C | D | N | N | 85015220 | 1 |  | 23.002 | KG | 1670.62 | 1670.62 | MC05 | MC05 | SIMOTICS S Synchronous motor 1FK7-CT PN=4.9kW; UDC=600V M0=27Nm (100K); NN=3000rpm; Naturally cooled FRAME SIZE IMB 5 (IM V1, IM V3) FLANGE 1, WITH PT1000 TEMPERATURESENSOR POWER CONNECTOR ROTATABLE RESOLVER 2-POLE (RESOLVER P=1); SHAFT WITH FITTED KEY, TOLERANCE N; W/O HOLDING BRAKE PROTECTION CLASS IP65, | - | 0 | 0
1FK7101-2AF74-1TA2 |  | 1FK7101-2AF74-1TA2 | 1 | UN | 1 | 15 | C | D | N | N | 85015220 | 1 |  | 23.002 | KG | 1670.62 | 1670.62 | MC05 | MC05 | SIMOTICS S Synchronous motor 1FK7-CT PN=4.9kW; UDC=600V M0=27Nm (100K); NN=3000rpm; Naturally cooled FRAME SIZE IMB 5 (IM V1, IM V3) FLANGE 1, WITH PT1000 TEMPERATURESENSOR POWER CONNECTOR ROTATABLE RESOLVER 2-POLE (RESOLVER P=1); SHAFT WITH FITTED KEY, TOLERANCE N; W/O HOLDING BRAKE PROTECTION CLASS IP65, FLANGE ON DRIVE END IP67; | - | 0 | 0
1FK7101-2AF74-1TB0 |  | 1FK7101-2AF74-1TB0 | 1 | UN | 1 | 15 | C | D | N | N | 85015220 | 1 |  | 23.301 | KG | 1882.48 | 1882.48 | MC05 | MC05 | SIMOTICS S Synchronous motor 1FK7-CT PN=4.9kW; UDC=600V M0=27Nm (100K); NN=3000rpm; Naturally cooled FRAME SIZE IMB 5 (IM V1, IM V3) FLANGE 1, WITH PT1000 TEMPERATURESENSOR POWER CONNECTOR ROTATABLE RESOLVER 2-POLE (RESOLVER P=1); SHAFT WITH FITTED KEY, TOLERANCE N; WITH HOLDING BRAKE PROTECTION CLASS IP64; | - | 0 | 0
1FK7101-2AF74-1TB1 |  | 1FK7101-2AF74-1TB1 | 1 | UN | 1 | 15 | C | D | N | N | 85015220 | 1 |  | 23.301 | KG | 1944.82 | 1944.82 | MC05 | MC05 | SIMOTICS S Synchronous motor 1FK7-CT PN=4.9kW; UDC=600V M0=27Nm (100K); NN=3000rpm; Naturally cooled FRAME SIZE IMB 5 (IM V1, IM V3) FLANGE 1, WITH PT1000 TEMPERATURESENSOR POWER CONNECTOR ROTATABLE RESOLVER 2-POLE (RESOLVER P=1); SHAFT WITH FITTED KEY, TOLERANCE N; WITH HOLDING BRAKE PROTECTION CLASS IP65, | - | 0 | 0
1FK7101-2AF74-1TB2 |  | 1FK7101-2AF74-1TB2 | 1 | UN | 1 | 15 | C | D | N | N | 85015220 | 1 |  | 23.301 | KG | 1944.82 | 1944.82 | MC05 | MC05 | SIMOTICS S Synchronous motor 1FK7-CT PN=4.9kW; UDC=600V M0=27Nm (100K); NN=3000rpm; Naturally cooled FRAME SIZE IMB 5 (IM V1, IM V3) FLANGE 1, WITH PT1000 TEMPERATURESENSOR POWER CONNECTOR ROTATABLE RESOLVER 2-POLE (RESOLVER P=1); SHAFT WITH FITTED KEY, TOLERANCE N; WITH HOLDING BRAKE PROTECTION CLASS IP65, FLANGE ON DRIVE END IP67; | - | 0 | 0
1FK7101-2AF74-1TG0 |  | 1FK7101-2AF74-1TG0 | 1 | UN | 1 | 15 | C | D | N | N | 85015220 | 1 |  | 23.002 | KG | 1550.79 | 1550.79 | MC05 | MC05 | SIMOTICS S Synchronous motor 1FK7-CT PN=4.9kW; UDC=600V M0=27Nm (100K); NN=3000rpm; Naturally cooled FRAME SIZE IMB 5 (IM V1, IM V3) FLANGE 1, WITH PT1000 TEMPERATURESENSOR POWER CONNECTOR ROTATABLE RESOLVER 2-POLE (RESOLVER P=1); PLAIN SHAFT, TOLERANCE N; W/O HOLDING BRAKE PROTECTION CLASS IP64; | - | 0 | 0
1FK7101-2AF74-1TG1 |  | 1FK7101-2AF74-1TG1 | 1 | UN | 1 | 15 | C | D | N | N | 85015220 | 1 |  | 23.002 | KG | 1613.13 | 1613.13 | MC05 | MC05 | SIMOTICS S Synchronous motor 1FK7-CT PN=4.9kW; UDC=600V M0=27Nm (100K); NN=3000rpm; Naturally cooled FRAME SIZE IMB 5 (IM V1, IM V3) FLANGE 1, WITH PT1000 TEMPERATURESENSOR POWER CONNECTOR ROTATABLE RESOLVER 2-POLE (RESOLVER P=1); PLAIN SHAFT, TOLERANCE N; W/O HOLDING BRAKE PROTECTION CLASS IP65, | - | 0 | 0
1FK7101-2AF74-1TG2 |  | 1FK7101-2AF74-1TG2 | 1 | UN | 1 | 15 | C | D | N | N | 85015220 | 1 |  | 23.002 | KG | 1613.13 | 1613.13 | MC05 | MC05 | SIMOTICS S Synchronous motor 1FK7-CT PN=4.9kW; UDC=600V M0=27Nm (100K); NN=3000rpm; Naturally cooled FRAME SIZE IMB 5 (IM V1, IM V3) FLANGE 1, WITH PT1000 TEMPERATURESENSOR POWER CONNECTOR ROTATABLE RESOLVER 2-POLE (RESOLVER P=1); PLAIN SHAFT, TOLERANCE N; W/O HOLDING BRAKE PROTECTION CLASS IP65, FLANGE ON DRIVE END IP67; | - | 0 | 0
1FK7101-2AF74-1TH0 |  | 1FK7101-2AF74-1TH0 | 1 | UN | 1 | 15 | C | D | N | N | 85015220 | 1 |  | 23.301 | KG | 1824.98 | 1824.98 | MC05 | MC05 | SIMOTICS S Synchronous motor 1FK7-CT PN=4.9kW; UDC=600V M0=27Nm (100K); NN=3000rpm; Naturally cooled FRAME SIZE IMB 5 (IM V1, IM V3) FLANGE 1, WITH PT1000 TEMPERATURESENSOR POWER CONNECTOR ROTATABLE RESOLVER 2-POLE (RESOLVER P=1); PLAIN SHAFT, TOLERANCE N; WITH HOLDING BRAKE PROTECTION CLASS IP64; | - | 0 | 0
1FK7101-2AF74-1TH1 |  | 1FK7101-2AF74-1TH1 | 1 | UN | 1 | 15 | C | D | N | N | 85015220 | 1 |  | 23.301 | KG | 1887.32 | 1887.32 | MC05 | MC05 | SIMOTICS S Synchronous motor 1FK7-CT PN=4.9kW; UDC=600V M0=27Nm (100K); NN=3000rpm; Naturally cooled FRAME SIZE IMB 5 (IM V1, IM V3) FLANGE 1, WITH PT1000 TEMPERATURESENSOR POWER CONNECTOR ROTATABLE RESOLVER 2-POLE (RESOLVER P=1); PLAIN SHAFT, TOLERANCE N; WITH HOLDING BRAKE PROTECTION CLASS IP65, | - | 0 | 0
1FK7101-2AF74-1TH2 |  | 1FK7101-2AF74-1TH2 | 1 | UN | 1 | 15 | C | D | N | N | 85015220 | 1 |  | 23.301 | KG | 1887.32 | 1887.32 | MC05 | MC05 | SIMOTICS S Synchronous motor 1FK7-CT PN=4.9kW; UDC=600V M0=27Nm (100K); NN=3000rpm; Naturally cooled FRAME SIZE IMB 5 (IM V1, IM V3) FLANGE 1, WITH PT1000 TEMPERATURESENSOR POWER CONNECTOR ROTATABLE RESOLVER 2-POLE (RESOLVER P=1); PLAIN SHAFT, TOLERANCE N; WITH HOLDING BRAKE PROTECTION CLASS IP65, FLANGE ON DRIVE END IP67; | - | 0 | 0
1FK7101-3BC71-1BA0 |  | 1FK7101-3BC71-1BA0 | 1 | UN | 1 | 15 | C | D | N | N | 85015220 | 1 |  | 25.701 | KG | 2151.07 | 2151.07 | MC05 | MC05 | SIMOTICS S synchronous motor 1FK7-HI PN=4.3kW; UDC=600V M0=27Nm (100K); NN=2000rpm; naturally cooled design IMB 5 (IM V1, IM V3) Flange 1 Power connector rotatable Absolute encoder single-turn 24-bit with Drive-CLiQ interface (encoder AS24DQI) shaft with feather key, tolerance N without holding brake, degree of protection IP64 |  | 0 | 0
1FK7101-3BC71-1BA1 |  | 1FK7101-3BC71-1BA1 | 1 | UN | 1 | 15 | C | D | N | N | 85015220 | 1 |  | 25.701 | KG | 2213.41 | 2213.41 | MC05 | MC05 | SIMOTICS S synchronous motor 1FK7-HI PN=4.3kW; UDC=600V M0=27Nm (100K); NN=2000rpm; naturally cooled design IMB 5 (IM V1, IM V3) Flange 1 Power connector rotatable Absolute encoder single-turn 24-bit with Drive-CLiQ interface (encoder AS24DQI) shaft with feather key, tolerance N without holding brake, degree of protection IP65 |  | 0 | 0
1FK7101-3BC71-1BA2 |  | 1FK7101-3BC71-1BA2 | 1 | UN | 1 | 15 | C | D | N | N | 85015220 | 1 |  | 25.701 | KG | 2213.41 | 2213.41 | MC05 | MC05 | SIMOTICS S synchronous motor 1FK7-HI PN=4.3kW; UDC=600V M0=27Nm (100K); NN=2000rpm; naturally cooled design IMB 5 (IM V1, IM V3) Flange 1 Power connector rotatable Absolute encoder single-turn 24-bit with Drive-CLiQ interface (encoder AS24DQI) shaft with feather key, tolerance N without holding brake, degree of protection IP65 DE Flange, IP67 |  | 0 | 0
1FK7101-3BC71-1BB0 |  | 1FK7101-3BC71-1BB0 | 1 | UN | 1 | 15 | C | D | N | N | 85015220 | 1 |  | 26 | KG | 2425.27 | 2425.27 | MC05 | MC05 | SIMOTICS S synchronous motor 1FK7-HI PN=4.3kW; UDC=600V M0=27Nm (100K); NN=2000rpm; naturally cooled design IMB 5 (IM V1, IM V3) Flange 1 Power connector rotatable Absolute encoder single-turn 24-bit with Drive-CLiQ interface (encoder AS24DQI) shaft with feather key, tolerance N with holding brake, degree of protection IP64 |  | 0 | 0
1FK7101-3BC71-1BB1 |  | 1FK7101-3BC71-1BB1 | 1 | UN | 1 | 15 | C | D | N | N | 85015220 | 1 |  | 26 | KG | 2487.61 | 2487.61 | MC05 | MC05 | SIMOTICS S synchronous motor 1FK7-HI PN=4.3kW; UDC=600V M0=27Nm (100K); NN=2000rpm; naturally cooled design IMB 5 (IM V1, IM V3) Flange 1 Power connector rotatable Absolute encoder single-turn 24-bit with Drive-CLiQ interface (encoder AS24DQI) shaft with feather key, tolerance N with holding brake, degree of protection IP65 |  | 0 | 0
1FK7101-3BC71-1BB2 |  | 1FK7101-3BC71-1BB2 | 1 | UN | 1 | 15 | C | D | N | N | 85015220 | 1 |  | 26 | KG | 2487.61 | 2487.61 | MC05 | MC05 | SIMOTICS S synchronous motor 1FK7-HI PN=4.3kW; UDC=600V M0=27Nm (100K); NN=2000rpm; naturally cooled design IMB 5 (IM V1, IM V3) Flange 1 Power connector rotatable Absolute encoder single-turn 24-bit with Drive-CLiQ interface (encoder AS24DQI) shaft with feather key, tolerance N with holding brake, degree of protection IP65 DE Flange, IP67 |  | 0 | 0
1FK7101-3BC71-1BG0 |  | 1FK7101-3BC71-1BG0 | 1 | UN | 1 | 15 | C | D | N | N | 85015220 | 1 |  | 25.701 | KG | 2093.59 | 2093.59 | MC05 | MC05 | SIMOTICS S synchronous motor 1FK7-HI PN=4.3kW; UDC=600V M0=27Nm (100K); NN=2000rpm; naturally cooled design IMB 5 (IM V1, IM V3) Flange 1 Power connector rotatable Absolute encoder single-turn 24-bit with Drive-CLiQ interface (encoder AS24DQI) Smooth shaft, tolerance N without holding brake, degree of protection IP64 |  | 0 | 0
1FK7101-3BC71-1BG1 |  | 1FK7101-3BC71-1BG1 | 1 | UN | 1 | 15 | C | D | N | N | 85015220 | 1 |  | 25.701 | KG | 2155.92 | 2155.92 | MC05 | MC05 | SIMOTICS S synchronous motor 1FK7-HI PN=4.3kW; UDC=600V M0=27Nm (100K); NN=2000rpm; naturally cooled design IMB 5 (IM V1, IM V3) Flange 1 Power connector rotatable Absolute encoder single-turn 24-bit with Drive-CLiQ interface (encoder AS24DQI) Smooth shaft, tolerance N without holding brake, degree of protection IP65 |  | 0 | 0
1FK7101-3BC71-1BG2 |  | 1FK7101-3BC71-1BG2 | 1 | UN | 1 | 15 | C | D | N | N | 85015220 | 1 |  | 25.701 | KG | 2155.92 | 2155.92 | MC05 | MC05 | SIMOTICS S synchronous motor 1FK7-HI PN=4.3kW; UDC=600V M0=27Nm (100K); NN=2000rpm; naturally cooled design IMB 5 (IM V1, IM V3) Flange 1 Power connector rotatable Absolute encoder single-turn 24-bit with Drive-CLiQ interface (encoder AS24DQI) Smooth shaft, tolerance N without holding brake, degree of protection IP65 DE Flange, IP67 |  | 0 | 0
1FK7101-3BC71-1BH0 |  | 1FK7101-3BC71-1BH0 | 1 | UN | 1 | 15 | C | D | N | N | 85015220 | 1 |  | 26 | KG | 2367.77 | 2367.77 | MC05 | MC05 | SIMOTICS S synchronous motor 1FK7-HI PN=4.3kW; UDC=600V M0=27Nm (100K); NN=2000rpm; naturally cooled design IMB 5 (IM V1, IM V3) Flange 1 Power connector rotatable Absolute encoder single-turn 24-bit with Drive-CLiQ interface (encoder AS24DQI) Smooth shaft, tolerance N with holding brake, degree of protection IP64 |  | 0 | 0
1FK7101-3BC71-1BH1 |  | 1FK7101-3BC71-1BH1 | 1 | UN | 1 | 15 | C | D | N | N | 85015220 | 1 |  | 26 | KG | 2430.11 | 2430.11 | MC05 | MC05 | SIMOTICS S synchronous motor 1FK7-HI PN=4.3kW; UDC=600V M0=27Nm (100K); NN=2000rpm; naturally cooled design IMB 5 (IM V1, IM V3) Flange 1 Power connector rotatable Absolute encoder single-turn 24-bit with Drive-CLiQ interface (encoder AS24DQI) Smooth shaft, tolerance N with holding brake, degree of protection IP65 |  | 0 | 0
1FK7101-3BC71-1BH2 |  | 1FK7101-3BC71-1BH2 | 1 | UN | 1 | 15 | C | D | N | N | 85015220 | 1 |  | 26 | KG | 2430.11 | 2430.11 | MC05 | MC05 | SIMOTICS S synchronous motor 1FK7-HI PN=4.3kW; UDC=600V M0=27Nm (100K); NN=2000rpm; naturally cooled design IMB 5 (IM V1, IM V3) Flange 1 Power connector rotatable Absolute encoder single-turn 24-bit with Drive-CLiQ interface (encoder AS24DQI) Smooth shaft, tolerance N with holding brake, degree of protection IP65 DE Flange, IP67 |  | 0 | 0
1FK7101-3BC71-1CA0 |  | 1FK7101-3BC71-1CA0 | 1 | UN | 1 | 15 | C | D | N | N | 85015220 | 1 |  | 25.701 | KG | 2397.23 | 2397.23 | MC05 | MC05 | SIMOTICS S synchronous motor 1FK7-HI PN=4.3kW; UDC=600V M0=27Nm (100K); NN=2000rpm; naturally cooled design IMB 5 (IM V1, IM V3) Flange 1 Power connector rotatable Absolute encoder 24-bit + 12-bit multiturn with DRIVE-CLiQ interface (encoder AM24DQI) shaft with feather key, tolerance N without holding brake, degree of protection IP64 | - | 0 | 0
1FK7101-3BC71-1CA1 |  | 1FK7101-3BC71-1CA1 | 1 | UN | 1 | 15 | C | D | N | N | 85015220 | 1 |  | 25.701 | KG | 2459.57 | 2459.57 | MC05 | MC05 | SIMOTICS S synchronous motor 1FK7-HI PN=4.3kW; UDC=600V M0=27Nm (100K); NN=2000rpm; naturally cooled design IMB 5 (IM V1, IM V3) Flange 1 Power connector rotatable Absolute encoder 24-bit + 12-bit multiturn with DRIVE-CLiQ interface (encoder AM24DQI) shaft with feather key, tolerance N without holding brake, degree of protection IP65 |  | 0 | 0
1FK7101-3BC71-1CA2 |  | 1FK7101-3BC71-1CA2 | 1 | UN | 1 | 15 | C | D | N | N | 85015220 | 1 |  | 25.701 | KG | 2459.57 | 2459.57 | MC05 | MC05 | SIMOTICS S synchronous motor 1FK7-HI PN=4.3kW; UDC=600V M0=27Nm (100K); NN=2000rpm; naturally cooled design IMB 5 (IM V1, IM V3) Flange 1 Power connector rotatable Absolute encoder 24-bit + 12-bit multiturn with DRIVE-CLiQ interface (encoder AM24DQI) shaft with feather key, tolerance N without holding brake, degree of protection IP65 DE Flange, IP67 |  | 0 | 0
1FK7101-3BC71-1CB1 |  | 1FK7101-3BC71-1CB1 | 1 | UN | 1 | 15 | C | D | N | N | 85015220 | 1 |  | 26 | KG | 2733.77 | 2733.77 | MC05 | MC05 | SIMOTICS S synchronous motor 1FK7-HI PN=4.3kW; UDC=600V M0=27Nm (100K); NN=2000rpm; naturally cooled design IMB 5 (IM V1, IM V3) Flange 1 Power connector rotatable Absolute encoder 24-bit + 12-bit multiturn with DRIVE-CLiQ interface (encoder AM24DQI) shaft with feather key, tolerance N with holding brake, degree of protection IP65 |  | 0 | 0
1FK7101-3BC71-1CB2 |  | 1FK7101-3BC71-1CB2 | 1 | UN | 1 | 15 | C | D | N | N | 85015220 | 1 |  | 26 | KG | 2733.77 | 2733.77 | MC05 | MC05 | SIMOTICS S synchronous motor 1FK7-HI PN=4.3kW; UDC=600V M0=27Nm (100K); NN=2000rpm; naturally cooled design IMB 5 (IM V1, IM V3) Flange 1 Power connector rotatable Absolute encoder 24-bit + 12-bit multiturn with DRIVE-CLiQ interface (encoder AM24DQI) shaft with feather key, tolerance N with holding brake, degree of protection IP65 DE Flange, IP67 |  | 0 | 0
1FK7101-3BC71-1CG0 |  | 1FK7101-3BC71-1CG0 | 1 | UN | 1 | 15 | C | D | N | N | 85015220 | 1 |  | 25.701 | KG | 2339.75 | 2339.75 | MC05 | MC05 | SIMOTICS S synchronous motor 1FK7-HI PN=4.3kW; UDC=600V M0=27Nm (100K); NN=2000rpm; naturally cooled design IMB 5 (IM V1, IM V3) Flange 1 Power connector rotatable Absolute encoder 24-bit + 12-bit multiturn with DRIVE-CLiQ interface (encoder AM24DQI) Smooth shaft, tolerance N without holding brake, degree of protection IP64 |  | 0 | 0
1FK7101-3BC71-1CG1 |  | 1FK7101-3BC71-1CG1 | 1 | UN | 1 | 15 | C | D | N | N | 85015220 | 1 |  | 25.701 | KG | 2402.08 | 2402.08 | MC05 | MC05 | SIMOTICS S synchronous motor 1FK7-HI PN=4.3kW; UDC=600V M0=27Nm (100K); NN=2000rpm; naturally cooled design IMB 5 (IM V1, IM V3) Flange 1 Power connector rotatable Absolute encoder 24-bit + 12-bit multiturn with DRIVE-CLiQ interface (encoder AM24DQI) Smooth shaft, tolerance N without holding brake, degree of protection IP65 | - | 0 | 0
1FK7101-3BC71-1CG2 |  | 1FK7101-3BC71-1CG2 | 1 | UN | 1 | 15 | C | D | N | N | 85015220 | 1 |  | 25.701 | KG | 2402.08 | 2402.08 | MC05 | MC05 | SIMOTICS S synchronous motor 1FK7-HI PN=4.3kW; UDC=600V M0=27Nm (100K); NN=2000rpm; naturally cooled design IMB 5 (IM V1, IM V3) Flange 1 Power connector rotatable Absolute encoder 24-bit + 12-bit multiturn with DRIVE-CLiQ interface (encoder AM24DQI) Smooth shaft, tolerance N without holding brake, degree of protection IP65 DE Flange, IP67 |  | 0 | 0
1FK7101-3BC71-1CH0 |  | 1FK7101-3BC71-1CH0 | 1 | UN | 1 | 15 | C | D | N | N | 85015220 | 1 |  | 26 | KG | 2613.94 | 2613.94 | MC05 | MC05 | SIMOTICS S synchronous motor 1FK7-HI PN=4.3kW; UDC=600V M0=27Nm (100K); NN=2000rpm; naturally cooled design IMB 5 (IM V1, IM V3) Flange 1 Power connector rotatable Absolute encoder 24-bit + 12-bit multiturn with DRIVE-CLiQ interface (encoder AM24DQI) Smooth shaft, tolerance N with holding brake, degree of protection IP64 |  | 0 | 0
1FK7101-3BC71-1CH1 |  | 1FK7101-3BC71-1CH1 | 1 | UN | 1 | 15 | C | D | N | N | 85015220 | 1 |  | 26 | KG | 2676.27 | 2676.27 | MC05 | MC05 | SIMOTICS S synchronous motor 1FK7-HI PN=4.3kW; UDC=600V M0=27Nm (100K); NN=2000rpm; naturally cooled design IMB 5 (IM V1, IM V3) Flange 1 Power connector rotatable Absolute encoder 24-bit + 12-bit multiturn with DRIVE-CLiQ interface (encoder AM24DQI) Smooth shaft, tolerance N with holding brake, degree of protection IP65 |  | 0 | 0
1FK7101-3BC71-1CH2 |  | 1FK7101-3BC71-1CH2 | 1 | UN | 1 | 15 | C | D | N | N | 85015220 | 1 |  | 26 | KG | 2676.27 | 2676.27 | MC05 | MC05 | SIMOTICS S synchronous motor 1FK7-HI PN=4.3kW; UDC=600V M0=27Nm (100K); NN=2000rpm; naturally cooled design IMB 5 (IM V1, IM V3) Flange 1 Power connector rotatable Absolute encoder 24-bit + 12-bit multiturn with DRIVE-CLiQ interface (encoder AM24DQI) Smooth shaft, tolerance N with holding brake, degree of protection IP65 DE Flange, IP67 |  | 0 | 0
1FK7101-3BC71-1QA1 |  | 1FK7101-3BC71-1QA1 | 1 | UN | 1 | 15 | C | D | N | N | 85015220 | 1 |  | 25.701 | KG | 1891.46 | 1891.46 | MC05 | MC05 | SIMOTICS S synchronous motor 1FK7-HI PN=4.3kW; UDC=600V M0=27Nm (100K); NN=2000rpm; naturally cooled design IMB 5 (IM V1, IM V3) Flange 1 Power connector rotatable Absolute encoder single-turn 20-bit with Drive-CLiQ interface (encoder AS20DQI) shaft with feather key, tolerance N without holding brake, degree of protection IP65 |  | 0 | 0
1FK7101-3BC71-1QA2 |  | 1FK7101-3BC71-1QA2 | 1 | UN | 1 | 15 | C | D | N | N | 85015220 | 1 |  | 25.701 | KG | 1891.46 | 1891.46 | MC05 | MC05 | SIMOTICS S synchronous motor 1FK7-HI PN=4.3kW; UDC=600V M0=27Nm (100K); NN=2000rpm; naturally cooled design IMB 5 (IM V1, IM V3) Flange 1 Power connector rotatable Absolute encoder single-turn 20-bit with Drive-CLiQ interface (encoder AS20DQI) shaft with feather key, tolerance N without holding brake, degree of protection IP65 DE Flange, IP67 |  | 0 | 0
1FK7101-3BC71-1QB0 |  | 1FK7101-3BC71-1QB0 | 1 | UN | 1 | 15 | C | D | N | N | 85015220 | 1 |  | 26 | KG | 2103.32 | 2103.32 | MC05 | MC05 | SIMOTICS S synchronous motor 1FK7-HI PN=4.3kW; UDC=600V M0=27Nm (100K); NN=2000rpm; naturally cooled design IMB 5 (IM V1, IM V3) Flange 1 Power connector rotatable Absolute encoder single-turn 20-bit with Drive-CLiQ interface (encoder AS20DQI) shaft with feather key, tolerance N with holding brake, degree of protection IP64 | - | 0 | 0
1FK7101-3BC71-1QB1 |  | 1FK7101-3BC71-1QB1 | 1 | UN | 1 | 15 | C | D | N | N | 85015220 | 1 |  | 26 | KG | 2165.66 | 2165.66 | MC05 | MC05 | SIMOTICS S synchronous motor 1FK7-HI PN=4.3kW; UDC=600V M0=27Nm (100K); NN=2000rpm; naturally cooled design IMB 5 (IM V1, IM V3) Flange 1 Power connector rotatable Absolute encoder single-turn 20-bit with Drive-CLiQ interface (encoder AS20DQI) shaft with feather key, tolerance N with holding brake, degree of protection IP65 |  | 0 | 0
1FK7101-3BC71-1QB2 |  | 1FK7101-3BC71-1QB2 | 1 | UN | 1 | 15 | C | D | N | N | 85015220 | 1 |  | 26 | KG | 2165.66 | 2165.66 | MC05 | MC05 | SIMOTICS S synchronous motor 1FK7-HI PN=4.3kW; UDC=600V M0=27Nm (100K); NN=2000rpm; naturally cooled design IMB 5 (IM V1, IM V3) Flange 1 Power connector rotatable Absolute encoder single-turn 20-bit with Drive-CLiQ interface (encoder AS20DQI) shaft with feather key, tolerance N with holding brake, degree of protection IP65 DE Flange, IP67 |  | 0 | 0
1FK7101-3BC71-1QG1 |  | 1FK7101-3BC71-1QG1 | 1 | UN | 1 | 15 | C | D | N | N | 85015220 | 1 |  | 25.701 | KG | 1833.97 | 1833.97 | MC05 | MC05 | SIMOTICS S synchronous motor 1FK7-HI PN=4.3kW; UDC=600V M0=27Nm (100K); NN=2000rpm; naturally cooled design IMB 5 (IM V1, IM V3) Flange 1 Power connector rotatable Absolute encoder single-turn 20-bit with Drive-CLiQ interface (encoder AS20DQI) Smooth shaft, tolerance N without holding brake, degree of protection IP65 | - | 0 | 0
1FK7101-3BC71-1QG2 |  | 1FK7101-3BC71-1QG2 | 1 | UN | 1 | 15 | C | D | N | N | 85015220 | 1 |  | 25.701 | KG | 1833.97 | 1833.97 | MC05 | MC05 | SIMOTICS S synchronous motor 1FK7-HI PN=4.3kW; UDC=600V M0=27Nm (100K); NN=2000rpm; naturally cooled design IMB 5 (IM V1, IM V3) Flange 1 Power connector rotatable Absolute encoder single-turn 20-bit with Drive-CLiQ interface (encoder AS20DQI) Smooth shaft, tolerance N without holding brake, degree of protection IP65 DE Flange, IP67 |  | 0 | 0
1FK7101-3BC71-1QH0 |  | 1FK7101-3BC71-1QH0 | 1 | UN | 1 | 15 | C | D | N | N | 85015220 | 1 |  | 26 | KG | 2045.82 | 2045.82 | MC05 | MC05 | SIMOTICS S synchronous motor 1FK7-HI PN=4.3kW; UDC=600V M0=27Nm (100K); NN=2000rpm; naturally cooled design IMB 5 (IM V1, IM V3) Flange 1 Power connector rotatable Absolute encoder single-turn 20-bit with Drive-CLiQ interface (encoder AS20DQI) Smooth shaft, tolerance N with holding brake, degree of protection IP64 | - | 0 | 0
1FK7101-3BC71-1QH1 |  | 1FK7101-3BC71-1QH1 | 1 | UN | 1 | 15 | C | D | N | N | 85015220 | 1 |  | 26 | KG | 2108.16 | 2108.16 | MC05 | MC05 | SIMOTICS S synchronous motor 1FK7-HI PN=4.3kW; UDC=600V M0=27Nm (100K); NN=2000rpm; naturally cooled design IMB 5 (IM V1, IM V3) Flange 1 Power connector rotatable Absolute encoder single-turn 20-bit with Drive-CLiQ interface (encoder AS20DQI) Smooth shaft, tolerance N with holding brake, degree of protection IP65 |  | 0 | 0
1FK7101-3BC71-1QH2 |  | 1FK7101-3BC71-1QH2 | 1 | UN | 1 | 15 | C | D | N | N | 85015220 | 1 |  | 26 | KG | 2108.16 | 2108.16 | MC05 | MC05 | SIMOTICS S synchronous motor 1FK7-HI PN=4.3kW; UDC=600V M0=27Nm (100K); NN=2000rpm; naturally cooled design IMB 5 (IM V1, IM V3) Flange 1 Power connector rotatable Absolute encoder single-turn 20-bit with Drive-CLiQ interface (encoder AS20DQI) Smooth shaft, tolerance N with holding brake, degree of protection IP65 DE Flange, IP67 |  | 0 | 0
1FK7101-3BC71-1RA1 |  | 1FK7101-3BC71-1RA1 | 1 | UN | 1 | 15 | C | D | N | N | 85015220 | 1 |  | 25.701 | KG | 2140.83 | 2140.83 | MC05 | MC05 | SIMOTICS S synchronous motor 1FK7-HI PN=4.3kW; UDC=600V M0=27Nm (100K); NN=2000rpm; naturally cooled design IMB 5 (IM V1, IM V3) Flange 1 Power connector rotatable Absolute encoder 20-bit + 12-bit multiturn with DRIVE-CLiQ interface (encoder AM20DQI) shaft with feather key, tolerance N without holding brake, degree of protection IP65 |  | 0 | 0
1FK7101-3BC71-1RA2 |  | 1FK7101-3BC71-1RA2 | 1 | UN | 1 | 15 | C | D | N | N | 85015220 | 1 |  | 25.701 | KG | 2140.83 | 2140.83 | MC05 | MC05 | SIMOTICS S synchronous motor 1FK7-HI PN=4.3kW; UDC=600V M0=27Nm (100K); NN=2000rpm; naturally cooled design IMB 5 (IM V1, IM V3) Flange 1 Power connector rotatable Absolute encoder 20-bit + 12-bit multiturn with DRIVE-CLiQ interface (encoder AM20DQI) shaft with feather key, tolerance N without holding brake, degree of protection IP65 DE Flange, IP67 |  | 0 | 0
1FK7101-3BC71-1RB0 |  | 1FK7101-3BC71-1RB0 | 1 | UN | 1 | 15 | C | D | N | N | 85015220 | 1 |  | 26 | KG | 2352.7 | 2352.7 | MC05 | MC05 | SIMOTICS S synchronous motor 1FK7-HI PN=4.3kW; UDC=600V M0=27Nm (100K); NN=2000rpm; naturally cooled design IMB 5 (IM V1, IM V3) Flange 1 Power connector rotatable Absolute encoder 20-bit + 12-bit multiturn with DRIVE-CLiQ interface (encoder AM20DQI) shaft with feather key, tolerance N with holding brake, degree of protection IP64 | - | 0 | 0
1FK7101-3BC71-1RB2 |  | 1FK7101-3BC71-1RB2 | 1 | UN | 1 | 15 | C | D | N | N | 85015220 | 1 |  | 26 | KG | 2415.04 | 2415.04 | MC05 | MC05 | SIMOTICS S synchronous motor 1FK7-HI PN=4.3kW; UDC=600V M0=27Nm (100K); NN=2000rpm; naturally cooled design IMB 5 (IM V1, IM V3) Flange 1 Power connector rotatable Absolute encoder 20-bit + 12-bit multiturn with DRIVE-CLiQ interface (encoder AM20DQI) shaft with feather key, tolerance N with holding brake, degree of protection IP65 DE Flange, IP67 |  | 0 | 0
1FK7101-3BC71-1RG1 |  | 1FK7101-3BC71-1RG1 | 1 | UN | 1 | 15 | C | D | N | N | 85015220 | 1 |  | 25.701 | KG | 2083.34 | 2083.34 | MC05 | MC05 | SIMOTICS S synchronous motor 1FK7-HI PN=4.3kW; UDC=600V M0=27Nm (100K); NN=2000rpm; naturally cooled design IMB 5 (IM V1, IM V3) Flange 1 Power connector rotatable Absolute encoder 20-bit + 12-bit multiturn with DRIVE-CLiQ interface (encoder AM20DQI) Smooth shaft, tolerance N without holding brake, degree of protection IP65 | - | 0 | 0
1FK7101-3BC71-1RG2 |  | 1FK7101-3BC71-1RG2 | 1 | UN | 1 | 15 | C | D | N | N | 85015220 | 1 |  | 25.701 | KG | 2083.34 | 2083.34 | MC05 | MC05 | SIMOTICS S synchronous motor 1FK7-HI PN=4.3kW; UDC=600V M0=27Nm (100K); NN=2000rpm; naturally cooled design IMB 5 (IM V1, IM V3) Flange 1 Power connector rotatable Absolute encoder 20-bit + 12-bit multiturn with DRIVE-CLiQ interface (encoder AM20DQI) Smooth shaft, tolerance N without holding brake, degree of protection IP65 DE Flange, IP67 | - | 0 | 0
1FK7101-3BC71-1RH0 |  | 1FK7101-3BC71-1RH0 | 1 | UN | 1 | 15 | C | D | N | N | 85015220 | 1 |  | 26 | KG | 2295.2 | 2295.2 | MC05 | MC05 | SIMOTICS S synchronous motor 1FK7-HI PN=4.3kW; UDC=600V M0=27Nm (100K); NN=2000rpm; naturally cooled design IMB 5 (IM V1, IM V3) Flange 1 Power connector rotatable Absolute encoder 20-bit + 12-bit multiturn with DRIVE-CLiQ interface (encoder AM20DQI) Smooth shaft, tolerance N with holding brake, degree of protection IP64 | - | 0 | 0
1FK7101-3BC71-1RH2 |  | 1FK7101-3BC71-1RH2 | 1 | UN | 1 | 15 | C | D | N | N | 85015220 | 1 |  | 26 | KG | 2357.54 | 2357.54 | MC05 | MC05 | SIMOTICS S synchronous motor 1FK7-HI PN=4.3kW; UDC=600V M0=27Nm (100K); NN=2000rpm; naturally cooled design IMB 5 (IM V1, IM V3) Flange 1 Power connector rotatable Absolute encoder 20-bit + 12-bit multiturn with DRIVE-CLiQ interface (encoder AM20DQI) Smooth shaft, tolerance N with holding brake, degree of protection IP65 DE Flange, IP67 | - | 0 | 0
1FK7101-3BC74-1AA0 |  | 1FK7101-3BC74-1AA0 | 1 | UN | 1 | 15 | C | D | N | N | 85015220 | 1 |  | 25.701 | KG | 1990.36 | 1990.36 | MC05 | MC05 | SIMOTICS S Synchronous motor 1FK7-HI PN=4.3kW; UDC=600V M0=27Nm (100K); NN=2000rpm; Naturally cooled FRAME SIZE IMB 5 (IM V1, IM V3) FLANGE 1, WITH PT1000 TEMPERATURESENSOR POWER CONNECTOR ROTATABLE INCREMENTAL ENCODER SIN/COS 1VP 2048 S/R WITH C- AND D-SPUR (ENCODER IC2048S/R) SHAFT WITH FITTED KEY, TOLERANCE N; W/O HOLDING BRAKE PROTECTION CLASS IP64; | - | 0 | 0
1FK7101-3BC74-1AA1 |  | 1FK7101-3BC74-1AA1 | 1 | UN | 1 | 15 | C | D | N | N | 85015220 | 1 |  | 25.701 | KG | 2052.7 | 2052.7 | MC05 | MC05 | SIMOTICS S Synchronous motor 1FK7-HI PN=4.3kW; UDC=600V M0=27Nm (100K); NN=2000rpm; Naturally cooled FRAME SIZE IMB 5 (IM V1, IM V3) FLANGE 1, WITH PT1000 TEMPERATURESENSOR POWER CONNECTOR ROTATABLE INCREMENTAL ENCODER SIN/COS 1VP 2048 S/R WITH C- AND D-SPUR (ENCODER IC2048S/R) SHAFT WITH FITTED KEY, TOLERANCE N; W/O HOLDING BRAKE PROTECTION CLASS IP65, | - | 0 | 0
1FK7101-3BC74-1AA2 |  | 1FK7101-3BC74-1AA2 | 1 | UN | 1 | 15 | C | D | N | N | 85015220 | 1 |  | 25.701 | KG | 2052.7 | 2052.7 | MC05 | MC05 | SIMOTICS S Synchronous motor 1FK7-HI PN=4.3kW; UDC=600V M0=27Nm (100K); NN=2000rpm; Naturally cooled FRAME SIZE IMB 5 (IM V1, IM V3) FLANGE 1, WITH PT1000 TEMPERATURESENSOR POWER CONNECTOR ROTATABLE INCREMENTAL ENCODER SIN/COS 1VP 2048 S/R WITH C- AND D-SPUR (ENCODER IC2048S/R) SHAFT WITH FITTED KEY, TOLERANCE N; W/O HOLDING BRAKE PROTECTION CLASS IP65, FLANGE ON DRIVE END IP67; | - | 0 | 0
1FK7101-3BC74-1AB0 |  | 1FK7101-3BC74-1AB0 | 1 | UN | 1 | 15 | C | D | N | N | 85015220 | 1 |  | 26 | KG | 2264.56 | 2264.56 | MC05 | MC05 | SIMOTICS S Synchronous motor 1FK7-HI PN=4.3kW; UDC=600V M0=27Nm (100K); NN=2000rpm; Naturally cooled FRAME SIZE IMB 5 (IM V1, IM V3) FLANGE 1, WITH PT1000 TEMPERATURESENSOR POWER CONNECTOR ROTATABLE INCREMENTAL ENCODER SIN/COS 1VP 2048 S/R WITH C- AND D-SPUR (ENCODER IC2048S/R) SHAFT WITH FITTED KEY, TOLERANCE N; WITH HOLDING BRAKE PROTECTION CLASS IP64; | - | 0 | 0
1FK7101-3BC74-1AB1 |  | 1FK7101-3BC74-1AB1 | 1 | UN | 1 | 15 | C | D | N | N | 85015220 | 1 |  | 26 | KG | 2326.9 | 2326.9 | MC05 | MC05 | SIMOTICS S Synchronous motor 1FK7-HI PN=4.3kW; UDC=600V M0=27Nm (100K); NN=2000rpm; Naturally cooled FRAME SIZE IMB 5 (IM V1, IM V3) FLANGE 1, WITH PT1000 TEMPERATURESENSOR POWER CONNECTOR ROTATABLE INCREMENTAL ENCODER SIN/COS 1VP 2048 S/R WITH C- AND D-SPUR (ENCODER IC2048S/R) SHAFT WITH FITTED KEY, TOLERANCE N; WITH HOLDING BRAKE PROTECTION CLASS IP65, | - | 0 | 0
1FK7101-3BC74-1AB2 |  | 1FK7101-3BC74-1AB2 | 1 | UN | 1 | 15 | C | D | N | N | 85015220 | 1 |  | 26 | KG | 2326.9 | 2326.9 | MC05 | MC05 | SIMOTICS S Synchronous motor 1FK7-HI PN=4.3kW; UDC=600V M0=27Nm (100K); NN=2000rpm; Naturally cooled FRAME SIZE IMB 5 (IM V1, IM V3) FLANGE 1, WITH PT1000 TEMPERATURESENSOR POWER CONNECTOR ROTATABLE INCREMENTAL ENCODER SIN/COS 1VP 2048 S/R WITH C- AND D-SPUR (ENCODER IC2048S/R) SHAFT WITH FITTED KEY, TOLERANCE N; WITH HOLDING BRAKE PROTECTION CLASS IP65, FLANGE ON DRIVE END IP67; | - | 0 | 0
1FK7101-3BC74-1AG0 |  | 1FK7101-3BC74-1AG0 | 1 | UN | 1 | 15 | C | D | N | N | 85015220 | 1 |  | 25.701 | KG | 1932.87 | 1932.87 | MC05 | MC05 | SIMOTICS S Synchronous motor 1FK7-HI PN=4.3kW; UDC=600V M0=27Nm (100K); NN=2000rpm; Naturally cooled FRAME SIZE IMB 5 (IM V1, IM V3) FLANGE 1, WITH PT1000 TEMPERATURESENSOR POWER CONNECTOR ROTATABLE INCREMENTAL ENCODER SIN/COS 1VP 2048 S/R WITH C- AND D-SPUR (ENCODER IC2048S/R) PLAIN SHAFT, TOLERANCE N; W/O HOLDING BRAKE PROTECTION CLASS IP64; | - | 0 | 0
1FK7101-3BC74-1AG1 |  | 1FK7101-3BC74-1AG1 | 1 | UN | 1 | 15 | C | D | N | N | 85015220 | 1 |  | 25.701 | KG | 1995.21 | 1995.21 | MC05 | MC05 | SIMOTICS S Synchronous motor 1FK7-HI PN=4.3kW; UDC=600V M0=27Nm (100K); NN=2000rpm; Naturally cooled FRAME SIZE IMB 5 (IM V1, IM V3) FLANGE 1, WITH PT1000 TEMPERATURESENSOR POWER CONNECTOR ROTATABLE INCREMENTAL ENCODER SIN/COS 1VP 2048 S/R WITH C- AND D-SPUR (ENCODER IC2048S/R) PLAIN SHAFT, TOLERANCE N; W/O HOLDING BRAKE PROTECTION CLASS IP65, | - | 0 | 0
1FK7101-3BC74-1AG2 |  | 1FK7101-3BC74-1AG2 | 1 | UN | 1 | 15 | C | D | N | N | 85015220 | 1 |  | 25.701 | KG | 1995.21 | 1995.21 | MC05 | MC05 | SIMOTICS S Synchronous motor 1FK7-HI PN=4.3kW; UDC=600V M0=27Nm (100K); NN=2000rpm; Naturally cooled FRAME SIZE IMB 5 (IM V1, IM V3) FLANGE 1, WITH PT1000 TEMPERATURESENSOR POWER CONNECTOR ROTATABLE INCREMENTAL ENCODER SIN/COS 1VP 2048 S/R WITH C- AND D-SPUR (ENCODER IC2048S/R) PLAIN SHAFT, TOLERANCE N; W/O HOLDING BRAKE PROTECTION CLASS IP65, FLANGE ON DRIVE END IP67; | - | 0 | 0
1FK7101-3BC74-1AH0 |  | 1FK7101-3BC74-1AH0 | 1 | UN | 1 | 15 | C | D | N | N | 85015220 | 1 |  | 26 | KG | 2207.06 | 2207.06 | MC05 | MC05 | SIMOTICS S Synchronous motor 1FK7-HI PN=4.3kW; UDC=600V M0=27Nm (100K); NN=2000rpm; Naturally cooled FRAME SIZE IMB 5 (IM V1, IM V3) FLANGE 1, WITH PT1000 TEMPERATURESENSOR POWER CONNECTOR ROTATABLE INCREMENTAL ENCODER SIN/COS 1VP 2048 S/R WITH C- AND D-SPUR (ENCODER IC2048S/R) PLAIN SHAFT, TOLERANCE N; WITH HOLDING BRAKE PROTECTION CLASS IP64; | - | 0 | 0
1FK7101-3BC74-1AH1 |  | 1FK7101-3BC74-1AH1 | 1 | UN | 1 | 15 | C | D | N | N | 85015220 | 1 |  | 26 | KG | 2269.4 | 2269.4 | MC05 | MC05 | SIMOTICS S Synchronous motor 1FK7-HI PN=4.3kW; UDC=600V M0=27Nm (100K); NN=2000rpm; Naturally cooled FRAME SIZE IMB 5 (IM V1, IM V3) FLANGE 1, WITH PT1000 TEMPERATURESENSOR POWER CONNECTOR ROTATABLE INCREMENTAL ENCODER SIN/COS 1VP 2048 S/R WITH C- AND D-SPUR (ENCODER IC2048S/R) PLAIN SHAFT, TOLERANCE N; WITH HOLDING BRAKE PROTECTION CLASS IP65, | - | 0 | 0
1FK7101-3BC74-1AH2 |  | 1FK7101-3BC74-1AH2 | 1 | UN | 1 | 15 | C | D | N | N | 85015220 | 1 |  | 26 | KG | 2269.4 | 2269.4 | MC05 | MC05 | SIMOTICS S Synchronous motor 1FK7-HI PN=4.3kW; UDC=600V M0=27Nm (100K); NN=2000rpm; Naturally cooled FRAME SIZE IMB 5 (IM V1, IM V3) FLANGE 1, WITH PT1000 TEMPERATURESENSOR POWER CONNECTOR ROTATABLE INCREMENTAL ENCODER SIN/COS 1VP 2048 S/R WITH C- AND D-SPUR (ENCODER IC2048S/R) PLAIN SHAFT, TOLERANCE N; WITH HOLDING BRAKE PROTECTION CLASS IP65, FLANGE ON DRIVE END IP67; | - | 0 | 0
1FK7101-3BC74-1EA0 |  | 1FK7101-3BC74-1EA0 | 1 | UN | 1 | 15 | C | D | N | N | 85015220 | 1 |  | 25.701 | KG | 2238.04 | 2238.04 | MC05 | MC05 | SIMOTICS S Synchronous motor 1FK7-HI PN=4.3kW; UDC=600V M0=27Nm (100K); NN=2000rpm; Naturally cooled FRAME SIZE IMB 5 (IM V1, IM V3) FLANGE 1, WITH PT1000 TEMPERATURESENSOR POWER CONNECTOR ROTATABLE ABSOLUTE ENCODERR 2048S/R + 4096 UMDREHUNGEN MULTITURN, WITH ENDAT-SCHNITTSTELLE (ENCODER AM2048S/R) SHAFT WITH FITTED KEY, TOLERANCE N; W/O HOLDING BRAKE PROTECTION CLASS IP64; | - | 0 | 0
1FK7101-3BC74-1EA1 |  | 1FK7101-3BC74-1EA1 | 1 | UN | 1 | 15 | C | D | N | N | 85015220 | 1 |  | 25.701 | KG | 2300.38 | 2300.38 | MC05 | MC05 | SIMOTICS S Synchronous motor 1FK7-HI PN=4.3kW; UDC=600V M0=27Nm (100K); NN=2000rpm; Naturally cooled FRAME SIZE IMB 5 (IM V1, IM V3) FLANGE 1, WITH PT1000 TEMPERATURESENSOR POWER CONNECTOR ROTATABLE ABSOLUTE ENCODERR 2048S/R + 4096 UMDREHUNGEN MULTITURN, WITH ENDAT-SCHNITTSTELLE (ENCODER AM2048S/R) SHAFT WITH FITTED KEY, TOLERANCE N; W/O HOLDING BRAKE PROTECTION CLASS IP65, | - | 0 | 0
1FK7101-3BC74-1EA2 |  | 1FK7101-3BC74-1EA2 | 1 | UN | 1 | 15 | C | D | N | N | 85015220 | 1 |  | 25.701 | KG | 2300.38 | 2300.38 | MC05 | MC05 | SIMOTICS S Synchronous motor 1FK7-HI PN=4.3kW; UDC=600V M0=27Nm (100K); NN=2000rpm; Naturally cooled FRAME SIZE IMB 5 (IM V1, IM V3) FLANGE 1, WITH PT1000 TEMPERATURESENSOR POWER CONNECTOR ROTATABLE ABSOLUTE ENCODERR 2048S/R + 4096 UMDREHUNGEN MULTITURN, WITH ENDAT-SCHNITTSTELLE (ENCODER AM2048S/R) SHAFT WITH FITTED KEY, TOLERANCE N; W/O HOLDING BRAKE PROTECTION CLASS IP65, FLANGE ON DRIVE END IP67; | - | 0 | 0
1FK7101-3BC74-1EB0 |  | 1FK7101-3BC74-1EB0 | 1 | UN | 1 | 15 | C | D | N | N | 85015220 | 1 |  | 26 | KG | 2512.24 | 2512.24 | MC05 | MC05 | SIMOTICS S Synchronous motor 1FK7-HI PN=4.3kW; UDC=600V M0=27Nm (100K); NN=2000rpm; Naturally cooled FRAME SIZE IMB 5 (IM V1, IM V3) FLANGE 1, WITH PT1000 TEMPERATURESENSOR POWER CONNECTOR ROTATABLE ABSOLUTE ENCODERR 2048S/R + 4096 UMDREHUNGEN MULTITURN, WITH ENDAT-SCHNITTSTELLE (ENCODER AM2048S/R) SHAFT WITH FITTED KEY, TOLERANCE N; WITH HOLDING BRAKE PROTECTION CLASS IP64; | - | 0 | 0
1FK7101-3BC74-1EB1 |  | 1FK7101-3BC74-1EB1 | 1 | UN | 1 | 15 | C | D | N | N | 85015220 | 1 |  | 26 | KG | 2574.58 | 2574.58 | MC05 | MC05 | SIMOTICS S Synchronous motor 1FK7-HI PN=4.3kW; UDC=600V M0=27Nm (100K); NN=2000rpm; Naturally cooled FRAME SIZE IMB 5 (IM V1, IM V3) FLANGE 1, WITH PT1000 TEMPERATURESENSOR POWER CONNECTOR ROTATABLE ABSOLUTE ENCODERR 2048S/R + 4096 UMDREHUNGEN MULTITURN, WITH ENDAT-SCHNITTSTELLE (ENCODER AM2048S/R) SHAFT WITH FITTED KEY, TOLERANCE N; WITH HOLDING BRAKE PROTECTION CLASS IP65, | - | 0 | 0
1FK7101-3BC74-1EB2 |  | 1FK7101-3BC74-1EB2 | 1 | UN | 1 | 15 | C | D | N | N | 85015220 | 1 |  | 26 | KG | 2574.58 | 2574.58 | MC05 | MC05 | SIMOTICS S Synchronous motor 1FK7-HI PN=4.3kW; UDC=600V M0=27Nm (100K); NN=2000rpm; Naturally cooled FRAME SIZE IMB 5 (IM V1, IM V3) FLANGE 1, WITH PT1000 TEMPERATURESENSOR POWER CONNECTOR ROTATABLE ABSOLUTE ENCODERR 2048S/R + 4096 UMDREHUNGEN MULTITURN, WITH ENDAT-SCHNITTSTELLE (ENCODER AM2048S/R) SHAFT WITH FITTED KEY, TOLERANCE N; WITH HOLDING BRAKE PROTECTION CLASS IP65, FLANGE ON DRIVE END IP67; | - | 0 | 0
1FK7101-3BC74-1EG0 |  | 1FK7101-3BC74-1EG0 | 1 | UN | 1 | 15 | C | D | N | N | 85015220 | 1 |  | 25.701 | KG | 2180.55 | 2180.55 | MC05 | MC05 | SIMOTICS S Synchronous motor 1FK7-HI PN=4.3kW; UDC=600V M0=27Nm (100K); NN=2000rpm; Naturally cooled FRAME SIZE IMB 5 (IM V1, IM V3) FLANGE 1, WITH PT1000 TEMPERATURESENSOR POWER CONNECTOR ROTATABLE ABSOLUTE ENCODERR 2048S/R + 4096 UMDREHUNGEN MULTITURN, WITH ENDAT-SCHNITTSTELLE (ENCODER AM2048S/R) PLAIN SHAFT, TOLERANCE N; W/O HOLDING BRAKE PROTECTION CLASS IP64; | - | 0 | 0
1FK7101-3BC74-1EG1 |  | 1FK7101-3BC74-1EG1 | 1 | UN | 1 | 15 | C | D | N | N | 85015220 | 1 |  | 25.701 | KG | 2242.89 | 2242.89 | MC05 | MC05 | SIMOTICS S Synchronous motor 1FK7-HI PN=4.3kW; UDC=600V M0=27Nm (100K); NN=2000rpm; Naturally cooled FRAME SIZE IMB 5 (IM V1, IM V3) FLANGE 1, WITH PT1000 TEMPERATURESENSOR POWER CONNECTOR ROTATABLE ABSOLUTE ENCODERR 2048S/R + 4096 UMDREHUNGEN MULTITURN, WITH ENDAT-SCHNITTSTELLE (ENCODER AM2048S/R) PLAIN SHAFT, TOLERANCE N; W/O HOLDING BRAKE PROTECTION CLASS IP65, | - | 0 | 0
1FK7101-3BC74-1EG2 |  | 1FK7101-3BC74-1EG2 | 1 | UN | 1 | 15 | C | D | N | N | 85015220 | 1 |  | 25.701 | KG | 2242.89 | 2242.89 | MC05 | MC05 | SIMOTICS S Synchronous motor 1FK7-HI PN=4.3kW; UDC=600V M0=27Nm (100K); NN=2000rpm; Naturally cooled FRAME SIZE IMB 5 (IM V1, IM V3) FLANGE 1, WITH PT1000 TEMPERATURESENSOR POWER CONNECTOR ROTATABLE ABSOLUTE ENCODERR 2048S/R + 4096 UMDREHUNGEN MULTITURN, WITH ENDAT-SCHNITTSTELLE (ENCODER AM2048S/R) PLAIN SHAFT, TOLERANCE N; W/O HOLDING BRAKE PROTECTION CLASS IP65, FLANGE ON DRIVE END IP67; | - | 0 | 0
1FK7101-3BC74-1EH0 |  | 1FK7101-3BC74-1EH0 | 1 | UN | 1 | 15 | C | D | N | N | 85015220 | 1 |  | 26 | KG | 2454.74 | 2454.74 | MC05 | MC05 | SIMOTICS S Synchronous motor 1FK7-HI PN=4.3kW; UDC=600V M0=27Nm (100K); NN=2000rpm; Naturally cooled FRAME SIZE IMB 5 (IM V1, IM V3) FLANGE 1, WITH PT1000 TEMPERATURESENSOR POWER CONNECTOR ROTATABLE ABSOLUTE ENCODERR 2048S/R + 4096 UMDREHUNGEN MULTITURN, WITH ENDAT-SCHNITTSTELLE (ENCODER AM2048S/R) PLAIN SHAFT, TOLERANCE N; WITH HOLDING BRAKE PROTECTION CLASS IP64; | - | 0 | 0
1FK7101-3BC74-1EH1 |  | 1FK7101-3BC74-1EH1 | 1 | UN | 1 | 15 | C | D | N | N | 85015220 | 1 |  | 26 | KG | 2517.08 | 2517.08 | MC05 | MC05 | SIMOTICS S Synchronous motor 1FK7-HI PN=4.3kW; UDC=600V M0=27Nm (100K); NN=2000rpm; Naturally cooled FRAME SIZE IMB 5 (IM V1, IM V3) FLANGE 1, WITH PT1000 TEMPERATURESENSOR POWER CONNECTOR ROTATABLE ABSOLUTE ENCODERR 2048S/R + 4096 UMDREHUNGEN MULTITURN, WITH ENDAT-SCHNITTSTELLE (ENCODER AM2048S/R) PLAIN SHAFT, TOLERANCE N; WITH HOLDING BRAKE PROTECTION CLASS IP65, | - | 0 | 0
1FK7101-3BC74-1EH2 |  | 1FK7101-3BC74-1EH2 | 1 | UN | 1 | 15 | C | D | N | N | 85015220 | 1 |  | 26 | KG | 2517.08 | 2517.08 | MC05 | MC05 | SIMOTICS S Synchronous motor 1FK7-HI PN=4.3kW; UDC=600V M0=27Nm (100K); NN=2000rpm; Naturally cooled FRAME SIZE IMB 5 (IM V1, IM V3) FLANGE 1, WITH PT1000 TEMPERATURESENSOR POWER CONNECTOR ROTATABLE ABSOLUTE ENCODERR 2048S/R + 4096 UMDREHUNGEN MULTITURN, WITH ENDAT-SCHNITTSTELLE (ENCODER AM2048S/R) PLAIN SHAFT, TOLERANCE N; WITH HOLDING BRAKE PROTECTION CLASS IP65, FLANGE ON DRIVE END IP67; | - | 0 | 0
1FK7101-3BF71-1BA0 |  | 1FK7101-3BF71-1BA0 | 1 | UN | 1 | 15 | C | D | N | N | 85015220 | 1 |  | 25.701 | KG | 2151.06 | 2151.06 | MC05 | MC05 | SIMOTICS S Synchronous motor 1FK7-HI PN=4.9kW; UDC=600V M0=27Nm (100K); NN=3000rpm; Naturally cooled FRAME SIZE IMB 5 (IM V1, IM V3) FLANGE 1 POWER CONNECTOR ROTATABLE ABSOLUTE ENCODER SINGLETURN 24 BIT WITH DRIVE CLIQ INTERFACE (ENCODER AS24DQI) SHAFT WITH FITTED KEY, TOLERANCE N; W/O HOLDING BRAKE PROTECTION CLASS IP64; | - | 0 | 0
1FK7101-3BF71-1BA1 |  | 1FK7101-3BF71-1BA1 | 1 | UN | 1 | 15 | C | D | N | N | 85015220 | 1 |  | 25.701 | KG | 2213.4 | 2213.4 | MC05 | MC05 | SIMOTICS S Synchronous motor 1FK7-HI PN=4.9kW; UDC=600V M0=27Nm (100K); NN=3000rpm; Naturally cooled FRAME SIZE IMB 5 (IM V1, IM V3) FLANGE 1 POWER CONNECTOR ROTATABLE ABSOLUTE ENCODER SINGLETURN 24 BIT WITH DRIVE CLIQ INTERFACE (ENCODER AS24DQI) SHAFT WITH FITTED KEY, TOLERANCE N; W/O HOLDING BRAKE PROTECTION CLASS IP65, | - | 0 | 0
1FK7101-3BF71-1BA2 |  | 1FK7101-3BF71-1BA2 | 1 | UN | 1 | 15 | C | D | N | N | 85015220 | 1 |  | 25.701 | KG | 2213.4 | 2213.4 | MC05 | MC05 | SIMOTICS S Synchronous motor 1FK7-HI PN=4.9kW; UDC=600V M0=27Nm (100K); NN=3000rpm; Naturally cooled FRAME SIZE IMB 5 (IM V1, IM V3) FLANGE 1 POWER CONNECTOR ROTATABLE ABSOLUTE ENCODER SINGLETURN 24 BIT WITH DRIVE CLIQ INTERFACE (ENCODER AS24DQI) SHAFT WITH FITTED KEY, TOLERANCE N; W/O HOLDING BRAKE PROTECTION CLASS IP65, FLANGE ON DRIVE END IP67; | - | 0 | 0
1FK7101-3BF71-1BB0 |  | 1FK7101-3BF71-1BB0 | 1 | UN | 1 | 15 | C | D | N | N | 85015220 | 1 |  | 26 | KG | 2425.26 | 2425.26 | MC05 | MC05 | SIMOTICS S Synchronous motor 1FK7-HI PN=4.9kW; UDC=600V M0=27Nm (100K); NN=3000rpm; Naturally cooled FRAME SIZE IMB 5 (IM V1, IM V3) FLANGE 1 POWER CONNECTOR ROTATABLE ABSOLUTE ENCODER SINGLETURN 24 BIT WITH DRIVE CLIQ INTERFACE (ENCODER AS24DQI) SHAFT WITH FITTED KEY, TOLERANCE N; WITH HOLDING BRAKE PROTECTION CLASS IP64; | - | 0 | 0
1FK7101-3BF71-1BB1 |  | 1FK7101-3BF71-1BB1 | 1 | UN | 1 | 15 | C | D | N | N | 85015220 | 1 |  | 26 | KG | 2487.6 | 2487.6 | MC05 | MC05 | SIMOTICS S Synchronous motor 1FK7-HI PN=4.9kW; UDC=600V M0=27Nm (100K); NN=3000rpm; Naturally cooled FRAME SIZE IMB 5 (IM V1, IM V3) FLANGE 1 POWER CONNECTOR ROTATABLE ABSOLUTE ENCODER SINGLETURN 24 BIT WITH DRIVE CLIQ INTERFACE (ENCODER AS24DQI) SHAFT WITH FITTED KEY, TOLERANCE N; WITH HOLDING BRAKE PROTECTION CLASS IP65, | - | 0 | 0
1FK7101-3BF71-1BB2 |  | 1FK7101-3BF71-1BB2 | 1 | UN | 1 | 15 | C | D | N | N | 85015220 | 1 |  | 26 | KG | 2487.6 | 2487.6 | MC05 | MC05 | SIMOTICS S Synchronous motor 1FK7-HI PN=4.9kW; UDC=600V M0=27Nm (100K); NN=3000rpm; Naturally cooled FRAME SIZE IMB 5 (IM V1, IM V3) FLANGE 1 POWER CONNECTOR ROTATABLE ABSOLUTE ENCODER SINGLETURN 24 BIT WITH DRIVE CLIQ INTERFACE (ENCODER AS24DQI) SHAFT WITH FITTED KEY, TOLERANCE N; WITH HOLDING BRAKE PROTECTION CLASS IP65, FLANGE ON DRIVE END IP67; | - | 0 | 0
1FK7101-3BF71-1BG0 |  | 1FK7101-3BF71-1BG0 | 1 | UN | 1 | 15 | C | D | N | N | 85015220 | 1 |  | 25.701 | KG | 2093.57 | 2093.57 | MC05 | MC05 | SIMOTICS S Synchronous motor 1FK7-HI PN=4.9kW; UDC=600V M0=27Nm (100K); NN=3000rpm; Naturally cooled FRAME SIZE IMB 5 (IM V1, IM V3) FLANGE 1 POWER CONNECTOR ROTATABLE ABSOLUTE ENCODER SINGLETURN 24 BIT WITH DRIVE CLIQ INTERFACE (ENCODER AS24DQI) PLAIN SHAFT, TOLERANCE N; W/O HOLDING BRAKE PROTECTION CLASS IP64; | - | 0 | 0
1FK7101-3BF71-1BG1 |  | 1FK7101-3BF71-1BG1 | 1 | UN | 1 | 15 | C | D | N | N | 85015220 | 1 |  | 25.701 | KG | 2155.91 | 2155.91 | MC05 | MC05 | SIMOTICS S Synchronous motor 1FK7-HI PN=4.9kW; UDC=600V M0=27Nm (100K); NN=3000rpm; Naturally cooled FRAME SIZE IMB 5 (IM V1, IM V3) FLANGE 1 POWER CONNECTOR ROTATABLE ABSOLUTE ENCODER SINGLETURN 24 BIT WITH DRIVE CLIQ INTERFACE (ENCODER AS24DQI) PLAIN SHAFT, TOLERANCE N; W/O HOLDING BRAKE PROTECTION CLASS IP65, | - | 0 | 0
1FK7101-3BF71-1BG2 |  | 1FK7101-3BF71-1BG2 | 1 | UN | 1 | 15 | C | D | N | N | 85015220 | 1 |  | 25.701 | KG | 2155.91 | 2155.91 | MC05 | MC05 | SIMOTICS S Synchronous motor 1FK7-HI PN=4.9kW; UDC=600V M0=27Nm (100K); NN=3000rpm; Naturally cooled FRAME SIZE IMB 5 (IM V1, IM V3) FLANGE 1 POWER CONNECTOR ROTATABLE ABSOLUTE ENCODER SINGLETURN 24 BIT WITH DRIVE CLIQ INTERFACE (ENCODER AS24DQI) PLAIN SHAFT, TOLERANCE N; W/O HOLDING BRAKE PROTECTION CLASS IP65, FLANGE ON DRIVE END IP67; | - | 0 | 0
1FK7101-3BF71-1BH0 |  | 1FK7101-3BF71-1BH0 | 1 | UN | 1 | 15 | C | D | N | N | 85015220 | 1 |  | 26 | KG | 2367.76 | 2367.76 | MC05 | MC05 | SIMOTICS S Synchronous motor 1FK7-HI PN=4.9kW; UDC=600V M0=27Nm (100K); NN=3000rpm; Naturally cooled FRAME SIZE IMB 5 (IM V1, IM V3) FLANGE 1 POWER CONNECTOR ROTATABLE ABSOLUTE ENCODER SINGLETURN 24 BIT WITH DRIVE CLIQ INTERFACE (ENCODER AS24DQI) PLAIN SHAFT, TOLERANCE N; WITH HOLDING BRAKE PROTECTION CLASS IP64; | - | 0 | 0
1FK7101-3BF71-1BH1 |  | 1FK7101-3BF71-1BH1 | 1 | UN | 1 | 15 | C | D | N | N | 85015220 | 1 |  | 26 | KG | 2430.1 | 2430.1 | MC05 | MC05 | SIMOTICS S Synchronous motor 1FK7-HI PN=4.9kW; UDC=600V M0=27Nm (100K); NN=3000rpm; Naturally cooled FRAME SIZE IMB 5 (IM V1, IM V3) FLANGE 1 POWER CONNECTOR ROTATABLE ABSOLUTE ENCODER SINGLETURN 24 BIT WITH DRIVE CLIQ INTERFACE (ENCODER AS24DQI) PLAIN SHAFT, TOLERANCE N; WITH HOLDING BRAKE PROTECTION CLASS IP65, | - | 0 | 0
1FK7101-3BF71-1BH2 |  | 1FK7101-3BF71-1BH2 | 1 | UN | 1 | 15 | C | D | N | N | 85015220 | 1 |  | 26 | KG | 2430.1 | 2430.1 | MC05 | MC05 | SIMOTICS S Synchronous motor 1FK7-HI PN=4.9kW; UDC=600V M0=27Nm (100K); NN=3000rpm; Naturally cooled FRAME SIZE IMB 5 (IM V1, IM V3) FLANGE 1 POWER CONNECTOR ROTATABLE ABSOLUTE ENCODER SINGLETURN 24 BIT WITH DRIVE CLIQ INTERFACE (ENCODER AS24DQI) PLAIN SHAFT, TOLERANCE N; WITH HOLDING BRAKE PROTECTION CLASS IP65, FLANGE ON DRIVE END IP67; | - | 0 | 0
1FK7101-3BF71-1CA1 |  | 1FK7101-3BF71-1CA1 | 1 | UN | 1 | 15 | C | D | N | N | 85015220 | 1 |  | 25.701 | KG | 2459.56 | 2459.56 | MC05 | MC05 | SIMOTICS S Synchronous motor 1FK7-HI PN=4.9kW; UDC=600V M0=27Nm (100K); NN=3000rpm; Naturally cooled FRAME SIZE IMB 5 (IM V1, IM V3) FLANGE 1 POWER CONNECTOR ROTATABLE ABSOLUTE ENCODER 24 BIT + 12 BIT MULTITURN WITH DRIVE-CLIQ INTERFACE (ENCODER AM24DQI) SHAFT WITH FITTED KEY, TOLERANCE N; W/O HOLDING BRAKE PROTECTION CLASS IP65, | - | 0 | 0
1FK7101-3BF71-1CA2 |  | 1FK7101-3BF71-1CA2 | 1 | UN | 1 | 15 | C | D | N | N | 85015220 | 1 |  | 25.701 | KG | 2459.56 | 2459.56 | MC05 | MC05 | SIMOTICS S Synchronous motor 1FK7-HI PN=4.9kW; UDC=600V M0=27Nm (100K); NN=3000rpm; Naturally cooled FRAME SIZE IMB 5 (IM V1, IM V3) FLANGE 1 POWER CONNECTOR ROTATABLE ABSOLUTE ENCODER 24 BIT + 12 BIT MULTITURN WITH DRIVE-CLIQ INTERFACE (ENCODER AM24DQI) SHAFT WITH FITTED KEY, TOLERANCE N; W/O HOLDING BRAKE PROTECTION CLASS IP65, FLANGE ON DRIVE END IP67; | - | 0 | 0
1FK7101-3BF71-1CB1 |  | 1FK7101-3BF71-1CB1 | 1 | UN | 1 | 15 | C | D | N | N | 85015220 | 1 |  | 26 | KG | 2733.76 | 2733.76 | MC05 | MC05 | SIMOTICS S Synchronous motor 1FK7-HI PN=4.9kW; UDC=600V M0=27Nm (100K); NN=3000rpm; Naturally cooled FRAME SIZE IMB 5 (IM V1, IM V3) FLANGE 1 POWER CONNECTOR ROTATABLE ABSOLUTE ENCODER 24 BIT + 12 BIT MULTITURN WITH DRIVE-CLIQ INTERFACE (ENCODER AM24DQI) SHAFT WITH FITTED KEY, TOLERANCE N; WITH HOLDING BRAKE PROTECTION CLASS IP65, | - | 0 | 0
1FK7101-3BF71-1CB2 |  | 1FK7101-3BF71-1CB2 | 1 | UN | 1 | 15 | C | D | N | N | 85015220 | 1 |  | 26 | KG | 2733.76 | 2733.76 | MC05 | MC05 | SIMOTICS S Synchronous motor 1FK7-HI PN=4.9kW; UDC=600V M0=27Nm (100K); NN=3000rpm; Naturally cooled FRAME SIZE IMB 5 (IM V1, IM V3) FLANGE 1 POWER CONNECTOR ROTATABLE ABSOLUTE ENCODER 24 BIT + 12 BIT MULTITURN WITH DRIVE-CLIQ INTERFACE (ENCODER AM24DQI) SHAFT WITH FITTED KEY, TOLERANCE N; WITH HOLDING BRAKE PROTECTION CLASS IP65, FLANGE ON DRIVE END IP67; | - | 0 | 0
1FK7101-3BF71-1CG1 |  | 1FK7101-3BF71-1CG1 | 1 | UN | 1 | 15 | C | D | N | N | 85015220 | 1 |  | 25.701 | KG | 2402.07 | 2402.07 | MC05 | MC05 | SIMOTICS S Synchronous motor 1FK7-HI PN=4.9kW; UDC=600V M0=27Nm (100K); NN=3000rpm; Naturally cooled FRAME SIZE IMB 5 (IM V1, IM V3) FLANGE 1 POWER CONNECTOR ROTATABLE ABSOLUTE ENCODER 24 BIT + 12 BIT MULTITURN WITH DRIVE-CLIQ INTERFACE (ENCODER AM24DQI) PLAIN SHAFT, TOLERANCE N; W/O HOLDING BRAKE PROTECTION CLASS IP65, | - | 0 | 0
1FK7101-3BF71-1CG2 |  | 1FK7101-3BF71-1CG2 | 1 | UN | 1 | 15 | C | D | N | N | 85015220 | 1 |  | 25.701 | KG | 2402.07 | 2402.07 | MC05 | MC05 | SIMOTICS S Synchronous motor 1FK7-HI PN=4.9kW; UDC=600V M0=27Nm (100K); NN=3000rpm; Naturally cooled FRAME SIZE IMB 5 (IM V1, IM V3) FLANGE 1 POWER CONNECTOR ROTATABLE ABSOLUTE ENCODER 24 BIT + 12 BIT MULTITURN WITH DRIVE-CLIQ INTERFACE (ENCODER AM24DQI) PLAIN SHAFT, TOLERANCE N; W/O HOLDING BRAKE PROTECTION CLASS IP65, FLANGE ON DRIVE END IP67; | - | 0 | 0
1FK7101-3BF71-1CH0 |  | 1FK7101-3BF71-1CH0 | 1 | UN | 1 | 15 | C | D | N | N | 85015220 | 1 |  | 26 | KG | 2613.92 | 2613.92 | MC05 | MC05 | SIMOTICS S Synchronous motor 1FK7-HI PN=4.9kW; UDC=600V M0=27Nm (100K); NN=3000rpm; Naturally cooled FRAME SIZE IMB 5 (IM V1, IM V3) FLANGE 1 POWER CONNECTOR ROTATABLE ABSOLUTE ENCODER 24 BIT + 12 BIT MULTITURN WITH DRIVE-CLIQ INTERFACE (ENCODER AM24DQI) PLAIN SHAFT, TOLERANCE N; WITH HOLDING BRAKE PROTECTION CLASS IP64; | - | 0 | 0
1FK7101-3BF71-1CH2 |  | 1FK7101-3BF71-1CH2 | 1 | UN | 1 | 15 | C | D | N | N | 85015220 | 1 |  | 26 | KG | 2676.26 | 2676.26 | MC05 | MC05 | SIMOTICS S Synchronous motor 1FK7-HI PN=4.9kW; UDC=600V M0=27Nm (100K); NN=3000rpm; Naturally cooled FRAME SIZE IMB 5 (IM V1, IM V3) FLANGE 1 POWER CONNECTOR ROTATABLE ABSOLUTE ENCODER 24 BIT + 12 BIT MULTITURN WITH DRIVE-CLIQ INTERFACE (ENCODER AM24DQI) PLAIN SHAFT, TOLERANCE N; WITH HOLDING BRAKE PROTECTION CLASS IP65, FLANGE ON DRIVE END IP67; | - | 0 | 0
1FK7101-3BF71-1QA1 |  | 1FK7101-3BF71-1QA1 | 1 | UN | 1 | 15 | C | D | N | N | 85015220 | 1 |  | 25.701 | KG | 1891.46 | 1891.46 | MC05 | MC05 | SIMOTICS S Synchronous motor 1FK7-HI PN=4.9kW; UDC=600V M0=27Nm (100K); NN=3000rpm; Naturally cooled FRAME SIZE IMB 5 (IM V1, IM V3) FLANGE 1 POWER CONNECTOR ROTATABLE ABSOLUTE ENCODER SINGLETURN 20 BIT WITH DRIVE-CLIQ INTERFACE (ENCODER AS20DQI) SHAFT WITH FITTED KEY, TOLERANCE N; W/O HOLDING BRAKE PROTECTION CLASS IP65, | - | 0 | 0
1FK7101-3BF71-1QA2 |  | 1FK7101-3BF71-1QA2 | 1 | UN | 1 | 15 | C | D | N | N | 85015220 | 1 |  | 25.701 | KG | 1891.46 | 1891.46 | MC05 | MC05 | SIMOTICS S Synchronous motor 1FK7-HI PN=4.9kW; UDC=600V M0=27Nm (100K); NN=3000rpm; Naturally cooled FRAME SIZE IMB 5 (IM V1, IM V3) FLANGE 1 POWER CONNECTOR ROTATABLE ABSOLUTE ENCODER SINGLETURN 20 BIT WITH DRIVE-CLIQ INTERFACE (ENCODER AS20DQI) SHAFT WITH FITTED KEY, TOLERANCE N; W/O HOLDING BRAKE PROTECTION CLASS IP65, FLANGE ON DRIVE END IP67; | - | 0 | 0
1FK7101-3BF71-1QB1 |  | 1FK7101-3BF71-1QB1 | 1 | UN | 1 | 15 | C | D | N | N | 85015220 | 1 |  | 26 | KG | 2165.66 | 2165.66 | MC05 | MC05 | SIMOTICS S Synchronous motor 1FK7-HI PN=4.9kW; UDC=600V M0=27Nm (100K); NN=3000rpm; Naturally cooled FRAME SIZE IMB 5 (IM V1, IM V3) FLANGE 1 POWER CONNECTOR ROTATABLE ABSOLUTE ENCODER SINGLETURN 20 BIT WITH DRIVE-CLIQ INTERFACE (ENCODER AS20DQI) SHAFT WITH FITTED KEY, TOLERANCE N; WITH HOLDING BRAKE PROTECTION CLASS IP65, | - | 0 | 0
1FK7101-3BF71-1QB2 |  | 1FK7101-3BF71-1QB2 | 1 | UN | 1 | 15 | C | D | N | N | 85015220 | 1 |  | 26 | KG | 2165.66 | 2165.66 | MC05 | MC05 | SIMOTICS S Synchronous motor 1FK7-HI PN=4.9kW; UDC=600V M0=27Nm (100K); NN=3000rpm; Naturally cooled FRAME SIZE IMB 5 (IM V1, IM V3) FLANGE 1 POWER CONNECTOR ROTATABLE ABSOLUTE ENCODER SINGLETURN 20 BIT WITH DRIVE-CLIQ INTERFACE (ENCODER AS20DQI) SHAFT WITH FITTED KEY, TOLERANCE N; WITH HOLDING BRAKE PROTECTION CLASS IP65, FLANGE ON DRIVE END IP67; | - | 0 | 0
1FK7101-3BF71-1QG1 |  | 1FK7101-3BF71-1QG1 | 1 | UN | 1 | 15 | C | D | N | N | 85015220 | 1 |  | 25.701 | KG | 1833.97 | 1833.97 | MC05 | MC05 | SIMOTICS S Synchronous motor 1FK7-HI PN=4.9kW; UDC=600V M0=27Nm (100K); NN=3000rpm; Naturally cooled FRAME SIZE IMB 5 (IM V1, IM V3) FLANGE 1 POWER CONNECTOR ROTATABLE ABSOLUTE ENCODER SINGLETURN 20 BIT WITH DRIVE-CLIQ INTERFACE (ENCODER AS20DQI) PLAIN SHAFT, TOLERANCE N; W/O HOLDING BRAKE PROTECTION CLASS IP65, | - | 0 | 0
1FK7101-3BF71-1QG2 |  | 1FK7101-3BF71-1QG2 | 1 | UN | 1 | 15 | C | D | N | N | 85015220 | 1 |  | 25.701 | KG | 1833.97 | 1833.97 | MC05 | MC05 | SIMOTICS S Synchronous motor 1FK7-HI PN=4.9kW; UDC=600V M0=27Nm (100K); NN=3000rpm; Naturally cooled FRAME SIZE IMB 5 (IM V1, IM V3) FLANGE 1 POWER CONNECTOR ROTATABLE ABSOLUTE ENCODER SINGLETURN 20 BIT WITH DRIVE-CLIQ INTERFACE (ENCODER AS20DQI) PLAIN SHAFT, TOLERANCE N; W/O HOLDING BRAKE PROTECTION CLASS IP65, FLANGE ON DRIVE END IP67; | - | 0 | 0
1FK7101-3BF71-1QH0 |  | 1FK7101-3BF71-1QH0 | 1 | UN | 1 | 15 | C | D | N | N | 85015220 | 1 |  | 26 | KG | 2045.82 | 2045.82 | MC05 | MC05 | SIMOTICS S Synchronous motor 1FK7-HI PN=4.9kW; UDC=600V M0=27Nm (100K); NN=3000rpm; Naturally cooled FRAME SIZE IMB 5 (IM V1, IM V3) FLANGE 1 POWER CONNECTOR ROTATABLE ABSOLUTE ENCODER SINGLETURN 20 BIT WITH DRIVE-CLIQ INTERFACE (ENCODER AS20DQI) PLAIN SHAFT, TOLERANCE N; WITH HOLDING BRAKE PROTECTION CLASS IP64; | - | 0 | 0
1FK7101-3BF71-1QH2 |  | 1FK7101-3BF71-1QH2 | 1 | UN | 1 | 15 | C | D | N | N | 85015220 | 1 |  | 26 | KG | 2108.16 | 2108.16 | MC05 | MC05 | SIMOTICS S Synchronous motor 1FK7-HI PN=4.9kW; UDC=600V M0=27Nm (100K); NN=3000rpm; Naturally cooled FRAME SIZE IMB 5 (IM V1, IM V3) FLANGE 1 POWER CONNECTOR ROTATABLE ABSOLUTE ENCODER SINGLETURN 20 BIT WITH DRIVE-CLIQ INTERFACE (ENCODER AS20DQI) PLAIN SHAFT, TOLERANCE N; WITH HOLDING BRAKE PROTECTION CLASS IP65, FLANGE ON DRIVE END IP67; | - | 0 | 0
1FK7101-3BF71-1RA0 |  | 1FK7101-3BF71-1RA0 | 1 | UN | 1 | 15 | C | D | N | N | 85015220 | 1 |  | 25.701 | KG | 2078.49 | 2078.49 | MC05 | MC05 | SIMOTICS S Synchronous motor 1FK7-HI PN=4.9kW; UDC=600V M0=27Nm (100K); NN=3000rpm; Naturally cooled FRAME SIZE IMB 5 (IM V1, IM V3) FLANGE 1 POWER CONNECTOR ROTATABLE ABSOLUTE ENCODER 20 BIT + 12 BIT MULTITURN WITH DRIVE-CLIQ INTERFACE (ENCODER AM20DQI) SHAFT WITH FITTED KEY, TOLERANCE N; W/O HOLDING BRAKE PROTECTION CLASS IP64; | - | 0 | 0
1FK7101-3BF71-1RA1 |  | 1FK7101-3BF71-1RA1 | 1 | UN | 1 | 15 | C | D | N | N | 85015220 | 1 |  | 25.701 | KG | 2140.83 | 2140.83 | MC05 | MC05 | SIMOTICS S Synchronous motor 1FK7-HI PN=4.9kW; UDC=600V M0=27Nm (100K); NN=3000rpm; Naturally cooled FRAME SIZE IMB 5 (IM V1, IM V3) FLANGE 1 POWER CONNECTOR ROTATABLE ABSOLUTE ENCODER 20 BIT + 12 BIT MULTITURN WITH DRIVE-CLIQ INTERFACE (ENCODER AM20DQI) SHAFT WITH FITTED KEY, TOLERANCE N; W/O HOLDING BRAKE PROTECTION CLASS IP65, | - | 0 | 0
1FK7101-3BF71-1RA2 |  | 1FK7101-3BF71-1RA2 | 1 | UN | 1 | 15 | C | D | N | N | 85015220 | 1 |  | 25.701 | KG | 2140.83 | 2140.83 | MC05 | MC05 | SIMOTICS S Synchronous motor 1FK7-HI PN=4.9kW; UDC=600V M0=27Nm (100K); NN=3000rpm; Naturally cooled FRAME SIZE IMB 5 (IM V1, IM V3) FLANGE 1 POWER CONNECTOR ROTATABLE ABSOLUTE ENCODER 20 BIT + 12 BIT MULTITURN WITH DRIVE-CLIQ INTERFACE (ENCODER AM20DQI) SHAFT WITH FITTED KEY, TOLERANCE N; W/O HOLDING BRAKE PROTECTION CLASS IP65, FLANGE ON DRIVE END IP67; | - | 0 | 0
1FK7101-3BF71-1RB1 |  | 1FK7101-3BF71-1RB1 | 1 | UN | 1 | 15 | C | D | N | N | 85015220 | 1 |  | 26 | KG | 2415.03 | 2415.03 | MC05 | MC05 | SIMOTICS S Synchronous motor 1FK7-HI PN=4.9kW; UDC=600V M0=27Nm (100K); NN=3000rpm; Naturally cooled FRAME SIZE IMB 5 (IM V1, IM V3) FLANGE 1 POWER CONNECTOR ROTATABLE ABSOLUTE ENCODER 20 BIT + 12 BIT MULTITURN WITH DRIVE-CLIQ INTERFACE (ENCODER AM20DQI) SHAFT WITH FITTED KEY, TOLERANCE N; WITH HOLDING BRAKE PROTECTION CLASS IP65, | - | 0 | 0
1FK7101-3BF71-1RB2 |  | 1FK7101-3BF71-1RB2 | 1 | UN | 1 | 15 | C | D | N | N | 85015220 | 1 |  | 26 | KG | 2415.03 | 2415.03 | MC05 | MC05 | SIMOTICS S Synchronous motor 1FK7-HI PN=4.9kW; UDC=600V M0=27Nm (100K); NN=3000rpm; Naturally cooled FRAME SIZE IMB 5 (IM V1, IM V3) FLANGE 1 POWER CONNECTOR ROTATABLE ABSOLUTE ENCODER 20 BIT + 12 BIT MULTITURN WITH DRIVE-CLIQ INTERFACE (ENCODER AM20DQI) SHAFT WITH FITTED KEY, TOLERANCE N; WITH HOLDING BRAKE PROTECTION CLASS IP65, FLANGE ON DRIVE END IP67; | - | 0 | 0
1FK7101-3BF71-1RG2 |  | 1FK7101-3BF71-1RG2 | 1 | UN | 1 | 15 | C | D | N | N | 85015220 | 1 |  | 25.701 | KG | 2083.34 | 2083.34 | MC05 | MC05 | SIMOTICS S Synchronous motor 1FK7-HI PN=4.9kW; UDC=600V M0=27Nm (100K); NN=3000rpm; Naturally cooled FRAME SIZE IMB 5 (IM V1, IM V3) FLANGE 1 POWER CONNECTOR ROTATABLE ABSOLUTE ENCODER 20 BIT + 12 BIT MULTITURN WITH DRIVE-CLIQ INTERFACE (ENCODER AM20DQI) PLAIN SHAFT, TOLERANCE N; W/O HOLDING BRAKE PROTECTION CLASS IP65, FLANGE ON DRIVE END IP67; | - | 0 | 0
1FK7101-3BF71-1RH0 |  | 1FK7101-3BF71-1RH0 | 1 | UN | 1 | 15 | C | D | N | N | 85015220 | 1 |  | 26 | KG | 2295.19 | 2295.19 | MC05 | MC05 | SIMOTICS S Synchronous motor 1FK7-HI PN=4.9kW; UDC=600V M0=27Nm (100K); NN=3000rpm; Naturally cooled FRAME SIZE IMB 5 (IM V1, IM V3) FLANGE 1 POWER CONNECTOR ROTATABLE ABSOLUTE ENCODER 20 BIT + 12 BIT MULTITURN WITH DRIVE-CLIQ INTERFACE (ENCODER AM20DQI) PLAIN SHAFT, TOLERANCE N; WITH HOLDING BRAKE PROTECTION CLASS IP64; | - | 0 | 0
1FK7101-3BF71-1RH2 |  | 1FK7101-3BF71-1RH2 | 1 | UN | 1 | 15 | C | D | N | N | 85015220 | 1 |  | 26 | KG | 2357.53 | 2357.53 | MC05 | MC05 | SIMOTICS S Synchronous motor 1FK7-HI PN=4.9kW; UDC=600V M0=27Nm (100K); NN=3000rpm; Naturally cooled FRAME SIZE IMB 5 (IM V1, IM V3) FLANGE 1 POWER CONNECTOR ROTATABLE ABSOLUTE ENCODER 20 BIT + 12 BIT MULTITURN WITH DRIVE-CLIQ INTERFACE (ENCODER AM20DQI) PLAIN SHAFT, TOLERANCE N; WITH HOLDING BRAKE PROTECTION CLASS IP65, FLANGE ON DRIVE END IP67; | - | 0 | 0
1FK7101-3BF74-1AA0 |  | 1FK7101-3BF74-1AA0 | 1 | UN | 1 | 15 | C | D | N | N | 85015220 | 1 |  | 25.701 | KG | 1990.36 | 1990.36 | MC05 | MC05 | SIMOTICS S Synchronous motor 1FK7-HI PN=4.9kW; UDC=600V M0=27Nm (100K); NN=3000rpm; Naturally cooled FRAME SIZE IMB 5 (IM V1, IM V3) FLANGE 1, WITH PT1000 TEMPERATURESENSOR POWER CONNECTOR ROTATABLE INCREMENTAL ENCODER SIN/COS 1VP 2048 S/R WITH C- AND D-SPUR (ENCODER IC2048S/R) SHAFT WITH FITTED KEY, TOLERANCE N; W/O HOLDING BRAKE PROTECTION CLASS IP64; | - | 0 | 0
1FK7101-3BF74-1AA1 |  | 1FK7101-3BF74-1AA1 | 1 | UN | 1 | 15 | C | D | N | N | 85015220 | 1 |  | 25.701 | KG | 2052.7 | 2052.7 | MC05 | MC05 | SIMOTICS S Synchronous motor 1FK7-HI PN=4.9kW; UDC=600V M0=27Nm (100K); NN=3000rpm; Naturally cooled FRAME SIZE IMB 5 (IM V1, IM V3) FLANGE 1, WITH PT1000 TEMPERATURESENSOR POWER CONNECTOR ROTATABLE INCREMENTAL ENCODER SIN/COS 1VP 2048 S/R WITH C- AND D-SPUR (ENCODER IC2048S/R) SHAFT WITH FITTED KEY, TOLERANCE N; W/O HOLDING BRAKE PROTECTION CLASS IP65, | - | 0 | 0
1FK7101-3BF74-1AA2 |  | 1FK7101-3BF74-1AA2 | 1 | UN | 1 | 15 | C | D | N | N | 85015220 | 1 |  | 25.701 | KG | 2052.7 | 2052.7 | MC05 | MC05 | SIMOTICS S Synchronous motor 1FK7-HI PN=4.9kW; UDC=600V M0=27Nm (100K); NN=3000rpm; Naturally cooled FRAME SIZE IMB 5 (IM V1, IM V3) FLANGE 1, WITH PT1000 TEMPERATURESENSOR POWER CONNECTOR ROTATABLE INCREMENTAL ENCODER SIN/COS 1VP 2048 S/R WITH C- AND D-SPUR (ENCODER IC2048S/R) SHAFT WITH FITTED KEY, TOLERANCE N; W/O HOLDING BRAKE PROTECTION CLASS IP65, FLANGE ON DRIVE END IP67; | - | 0 | 0
1FK7101-3BF74-1AB0 |  | 1FK7101-3BF74-1AB0 | 1 | UN | 1 | 15 | C | D | N | N | 85015220 | 1 |  | 26 | KG | 2264.56 | 2264.56 | MC05 | MC05 | SIMOTICS S Synchronous motor 1FK7-HI PN=4.9kW; UDC=600V M0=27Nm (100K); NN=3000rpm; Naturally cooled FRAME SIZE IMB 5 (IM V1, IM V3) FLANGE 1, WITH PT1000 TEMPERATURESENSOR POWER CONNECTOR ROTATABLE INCREMENTAL ENCODER SIN/COS 1VP 2048 S/R WITH C- AND D-SPUR (ENCODER IC2048S/R) SHAFT WITH FITTED KEY, TOLERANCE N; WITH HOLDING BRAKE PROTECTION CLASS IP64; | - | 0 | 0
1FK7101-3BF74-1AB1 |  | 1FK7101-3BF74-1AB1 | 1 | UN | 1 | 15 | C | D | N | N | 85015220 | 1 |  | 26 | KG | 2326.9 | 2326.9 | MC05 | MC05 | SIMOTICS S Synchronous motor 1FK7-HI PN=4.9kW; UDC=600V M0=27Nm (100K); NN=3000rpm; Naturally cooled FRAME SIZE IMB 5 (IM V1, IM V3) FLANGE 1, WITH PT1000 TEMPERATURESENSOR POWER CONNECTOR ROTATABLE INCREMENTAL ENCODER SIN/COS 1VP 2048 S/R WITH C- AND D-SPUR (ENCODER IC2048S/R) SHAFT WITH FITTED KEY, TOLERANCE N; WITH HOLDING BRAKE PROTECTION CLASS IP65, | - | 0 | 0
1FK7101-3BF74-1AB2 |  | 1FK7101-3BF74-1AB2 | 1 | UN | 1 | 15 | C | D | N | N | 85015220 | 1 |  | 26 | KG | 2326.9 | 2326.9 | MC05 | MC05 | SIMOTICS S Synchronous motor 1FK7-HI PN=4.9kW; UDC=600V M0=27Nm (100K); NN=3000rpm; Naturally cooled FRAME SIZE IMB 5 (IM V1, IM V3) FLANGE 1, WITH PT1000 TEMPERATURESENSOR POWER CONNECTOR ROTATABLE INCREMENTAL ENCODER SIN/COS 1VP 2048 S/R WITH C- AND D-SPUR (ENCODER IC2048S/R) SHAFT WITH FITTED KEY, TOLERANCE N; WITH HOLDING BRAKE PROTECTION CLASS IP65, FLANGE ON DRIVE END IP67; | - | 0 | 0
1FK7101-3BF74-1AG0 |  | 1FK7101-3BF74-1AG0 | 1 | UN | 1 | 15 | C | D | N | N | 85015220 | 1 |  | 25.701 | KG | 1932.87 | 1932.87 | MC05 | MC05 | SIMOTICS S Synchronous motor 1FK7-HI PN=4.9kW; UDC=600V M0=27Nm (100K); NN=3000rpm; Naturally cooled FRAME SIZE IMB 5 (IM V1, IM V3) FLANGE 1, WITH PT1000 TEMPERATURESENSOR POWER CONNECTOR ROTATABLE INCREMENTAL ENCODER SIN/COS 1VP 2048 S/R WITH C- AND D-SPUR (ENCODER IC2048S/R) PLAIN SHAFT, TOLERANCE N; W/O HOLDING BRAKE PROTECTION CLASS IP64; | - | 0 | 0
1FK7101-3BF74-1AG1 |  | 1FK7101-3BF74-1AG1 | 1 | UN | 1 | 15 | C | D | N | N | 85015220 | 1 |  | 25.701 | KG | 1995.21 | 1995.21 | MC05 | MC05 | SIMOTICS S Synchronous motor 1FK7-HI PN=4.9kW; UDC=600V M0=27Nm (100K); NN=3000rpm; Naturally cooled FRAME SIZE IMB 5 (IM V1, IM V3) FLANGE 1, WITH PT1000 TEMPERATURESENSOR POWER CONNECTOR ROTATABLE INCREMENTAL ENCODER SIN/COS 1VP 2048 S/R WITH C- AND D-SPUR (ENCODER IC2048S/R) PLAIN SHAFT, TOLERANCE N; W/O HOLDING BRAKE PROTECTION CLASS IP65, | - | 0 | 0
1FK7101-3BF74-1AG2 |  | 1FK7101-3BF74-1AG2 | 1 | UN | 1 | 15 | C | D | N | N | 85015220 | 1 |  | 25.701 | KG | 1995.21 | 1995.21 | MC05 | MC05 | SIMOTICS S Synchronous motor 1FK7-HI PN=4.9kW; UDC=600V M0=27Nm (100K); NN=3000rpm; Naturally cooled FRAME SIZE IMB 5 (IM V1, IM V3) FLANGE 1, WITH PT1000 TEMPERATURESENSOR POWER CONNECTOR ROTATABLE INCREMENTAL ENCODER SIN/COS 1VP 2048 S/R WITH C- AND D-SPUR (ENCODER IC2048S/R) PLAIN SHAFT, TOLERANCE N; W/O HOLDING BRAKE PROTECTION CLASS IP65, FLANGE ON DRIVE END IP67; | - | 0 | 0
1FK7101-3BF74-1AH0 |  | 1FK7101-3BF74-1AH0 | 1 | UN | 1 | 15 | C | D | N | N | 85015220 | 1 |  | 26 | KG | 2207.06 | 2207.06 | MC05 | MC05 | SIMOTICS S Synchronous motor 1FK7-HI PN=4.9kW; UDC=600V M0=27Nm (100K); NN=3000rpm; Naturally cooled FRAME SIZE IMB 5 (IM V1, IM V3) FLANGE 1, WITH PT1000 TEMPERATURESENSOR POWER CONNECTOR ROTATABLE INCREMENTAL ENCODER SIN/COS 1VP 2048 S/R WITH C- AND D-SPUR (ENCODER IC2048S/R) PLAIN SHAFT, TOLERANCE N; WITH HOLDING BRAKE PROTECTION CLASS IP64; | - | 0 | 0
1FK7101-3BF74-1AH1 |  | 1FK7101-3BF74-1AH1 | 1 | UN | 1 | 15 | C | D | N | N | 85015220 | 1 |  | 26 | KG | 2269.4 | 2269.4 | MC05 | MC05 | SIMOTICS S Synchronous motor 1FK7-HI PN=4.9kW; UDC=600V M0=27Nm (100K); NN=3000rpm; Naturally cooled FRAME SIZE IMB 5 (IM V1, IM V3) FLANGE 1, WITH PT1000 TEMPERATURESENSOR POWER CONNECTOR ROTATABLE INCREMENTAL ENCODER SIN/COS 1VP 2048 S/R WITH C- AND D-SPUR (ENCODER IC2048S/R) PLAIN SHAFT, TOLERANCE N; WITH HOLDING BRAKE PROTECTION CLASS IP65, | - | 0 | 0
1FK7101-3BF74-1AH2 |  | 1FK7101-3BF74-1AH2 | 1 | UN | 1 | 15 | C | D | N | N | 85015220 | 1 |  | 26 | KG | 2269.4 | 2269.4 | MC05 | MC05 | SIMOTICS S Synchronous motor 1FK7-HI PN=4.9kW; UDC=600V M0=27Nm (100K); NN=3000rpm; Naturally cooled FRAME SIZE IMB 5 (IM V1, IM V3) FLANGE 1, WITH PT1000 TEMPERATURESENSOR POWER CONNECTOR ROTATABLE INCREMENTAL ENCODER SIN/COS 1VP 2048 S/R WITH C- AND D-SPUR (ENCODER IC2048S/R) PLAIN SHAFT, TOLERANCE N; WITH HOLDING BRAKE PROTECTION CLASS IP65, FLANGE ON DRIVE END IP67; | - | 0 | 0
1FK7101-3BF74-1EA0 |  | 1FK7101-3BF74-1EA0 | 1 | UN | 1 | 15 | C | D | N | N | 85015220 | 1 |  | 25.701 | KG | 2238.04 | 2238.04 | MC05 | MC05 | SIMOTICS S Synchronous motor 1FK7-HI PN=4.9kW; UDC=600V M0=27Nm (100K); NN=3000rpm; Naturally cooled FRAME SIZE IMB 5 (IM V1, IM V3) FLANGE 1, WITH PT1000 TEMPERATURESENSOR POWER CONNECTOR ROTATABLE ABSOLUTE ENCODERR 2048S/R + 4096 UMDREHUNGEN MULTITURN, WITH ENDAT-SCHNITTSTELLE (ENCODER AM2048S/R) SHAFT WITH FITTED KEY, TOLERANCE N; W/O HOLDING BRAKE PROTECTION CLASS IP64; | - | 0 | 0
1FK7101-3BF74-1EA1 |  | 1FK7101-3BF74-1EA1 | 1 | UN | 1 | 15 | C | D | N | N | 85015220 | 1 |  | 25.701 | KG | 2300.38 | 2300.38 | MC05 | MC05 | SIMOTICS S Synchronous motor 1FK7-HI PN=4.9kW; UDC=600V M0=27Nm (100K); NN=3000rpm; Naturally cooled FRAME SIZE IMB 5 (IM V1, IM V3) FLANGE 1, WITH PT1000 TEMPERATURESENSOR POWER CONNECTOR ROTATABLE ABSOLUTE ENCODERR 2048S/R + 4096 UMDREHUNGEN MULTITURN, WITH ENDAT-SCHNITTSTELLE (ENCODER AM2048S/R) SHAFT WITH FITTED KEY, TOLERANCE N; W/O HOLDING BRAKE PROTECTION CLASS IP65, | - | 0 | 0
1FK7101-3BF74-1EA2 |  | 1FK7101-3BF74-1EA2 | 1 | UN | 1 | 15 | C | D | N | N | 85015220 | 1 |  | 25.701 | KG | 2300.38 | 2300.38 | MC05 | MC05 | SIMOTICS S Synchronous motor 1FK7-HI PN=4.9kW; UDC=600V M0=27Nm (100K); NN=3000rpm; Naturally cooled FRAME SIZE IMB 5 (IM V1, IM V3) FLANGE 1, WITH PT1000 TEMPERATURESENSOR POWER CONNECTOR ROTATABLE ABSOLUTE ENCODERR 2048S/R + 4096 UMDREHUNGEN MULTITURN, WITH ENDAT-SCHNITTSTELLE (ENCODER AM2048S/R) SHAFT WITH FITTED KEY, TOLERANCE N; W/O HOLDING BRAKE PROTECTION CLASS IP65, FLANGE ON DRIVE END IP67; | - | 0 | 0
1FK7101-3BF74-1EB0 |  | 1FK7101-3BF74-1EB0 | 1 | UN | 1 | 15 | C | D | N | N | 85015220 | 1 |  | 26 | KG | 2512.24 | 2512.24 | MC05 | MC05 | SIMOTICS S Synchronous motor 1FK7-HI PN=4.9kW; UDC=600V M0=27Nm (100K); NN=3000rpm; Naturally cooled FRAME SIZE IMB 5 (IM V1, IM V3) FLANGE 1, WITH PT1000 TEMPERATURESENSOR POWER CONNECTOR ROTATABLE ABSOLUTE ENCODERR 2048S/R + 4096 UMDREHUNGEN MULTITURN, WITH ENDAT-SCHNITTSTELLE (ENCODER AM2048S/R) SHAFT WITH FITTED KEY, TOLERANCE N; WITH HOLDING BRAKE PROTECTION CLASS IP64; | - | 0 | 0
1FK7101-3BF74-1EB1 |  | 1FK7101-3BF74-1EB1 | 1 | UN | 1 | 15 | C | D | N | N | 85015220 | 1 |  | 26 | KG | 2574.58 | 2574.58 | MC05 | MC05 | SIMOTICS S Synchronous motor 1FK7-HI PN=4.9kW; UDC=600V M0=27Nm (100K); NN=3000rpm; Naturally cooled FRAME SIZE IMB 5 (IM V1, IM V3) FLANGE 1, WITH PT1000 TEMPERATURESENSOR POWER CONNECTOR ROTATABLE ABSOLUTE ENCODERR 2048S/R + 4096 UMDREHUNGEN MULTITURN, WITH ENDAT-SCHNITTSTELLE (ENCODER AM2048S/R) SHAFT WITH FITTED KEY, TOLERANCE N; WITH HOLDING BRAKE PROTECTION CLASS IP65, | - | 0 | 0
1FK7101-3BF74-1EB2 |  | 1FK7101-3BF74-1EB2 | 1 | UN | 1 | 15 | C | D | N | N | 85015220 | 1 |  | 26 | KG | 2574.58 | 2574.58 | MC05 | MC05 | SIMOTICS S Synchronous motor 1FK7-HI PN=4.9kW; UDC=600V M0=27Nm (100K); NN=3000rpm; Naturally cooled FRAME SIZE IMB 5 (IM V1, IM V3) FLANGE 1, WITH PT1000 TEMPERATURESENSOR POWER CONNECTOR ROTATABLE ABSOLUTE ENCODERR 2048S/R + 4096 UMDREHUNGEN MULTITURN, WITH ENDAT-SCHNITTSTELLE (ENCODER AM2048S/R) SHAFT WITH FITTED KEY, TOLERANCE N; WITH HOLDING BRAKE PROTECTION CLASS IP65, FLANGE ON DRIVE END IP67; | - | 0 | 0
1FK7101-3BF74-1EG0 |  | 1FK7101-3BF74-1EG0 | 1 | UN | 1 | 15 | C | D | N | N | 85015220 | 1 |  | 25.701 | KG | 2180.55 | 2180.55 | MC05 | MC05 | SIMOTICS S Synchronous motor 1FK7-HI PN=4.9kW; UDC=600V M0=27Nm (100K); NN=3000rpm; Naturally cooled FRAME SIZE IMB 5 (IM V1, IM V3) FLANGE 1, WITH PT1000 TEMPERATURESENSOR POWER CONNECTOR ROTATABLE ABSOLUTE ENCODERR 2048S/R + 4096 UMDREHUNGEN MULTITURN, WITH ENDAT-SCHNITTSTELLE (ENCODER AM2048S/R) PLAIN SHAFT, TOLERANCE N; W/O HOLDING BRAKE PROTECTION CLASS IP64; | - | 0 | 0
1FK7101-3BF74-1EG1 |  | 1FK7101-3BF74-1EG1 | 1 | UN | 1 | 15 | C | D | N | N | 85015220 | 1 |  | 25.701 | KG | 2242.89 | 2242.89 | MC05 | MC05 | SIMOTICS S Synchronous motor 1FK7-HI PN=4.9kW; UDC=600V M0=27Nm (100K); NN=3000rpm; Naturally cooled FRAME SIZE IMB 5 (IM V1, IM V3) FLANGE 1, WITH PT1000 TEMPERATURESENSOR POWER CONNECTOR ROTATABLE ABSOLUTE ENCODERR 2048S/R + 4096 UMDREHUNGEN MULTITURN, WITH ENDAT-SCHNITTSTELLE (ENCODER AM2048S/R) PLAIN SHAFT, TOLERANCE N; W/O HOLDING BRAKE PROTECTION CLASS IP65, | - | 0 | 0
1FK7101-3BF74-1EG2 |  | 1FK7101-3BF74-1EG2 | 1 | UN | 1 | 15 | C | D | N | N | 85015220 | 1 |  | 25.701 | KG | 2242.89 | 2242.89 | MC05 | MC05 | SIMOTICS S Synchronous motor 1FK7-HI PN=4.9kW; UDC=600V M0=27Nm (100K); NN=3000rpm; Naturally cooled FRAME SIZE IMB 5 (IM V1, IM V3) FLANGE 1, WITH PT1000 TEMPERATURESENSOR POWER CONNECTOR ROTATABLE ABSOLUTE ENCODERR 2048S/R + 4096 UMDREHUNGEN MULTITURN, WITH ENDAT-SCHNITTSTELLE (ENCODER AM2048S/R) PLAIN SHAFT, TOLERANCE N; W/O HOLDING BRAKE PROTECTION CLASS IP65, FLANGE ON DRIVE END IP67; | - | 0 | 0
1FK7101-3BF74-1EH0 |  | 1FK7101-3BF74-1EH0 | 1 | UN | 1 | 15 | C | D | N | N | 85015220 | 1 |  | 26 | KG | 2454.74 | 2454.74 | MC05 | MC05 | SIMOTICS S Synchronous motor 1FK7-HI PN=4.9kW; UDC=600V M0=27Nm (100K); NN=3000rpm; Naturally cooled FRAME SIZE IMB 5 (IM V1, IM V3) FLANGE 1, WITH PT1000 TEMPERATURESENSOR POWER CONNECTOR ROTATABLE ABSOLUTE ENCODERR 2048S/R + 4096 UMDREHUNGEN MULTITURN, WITH ENDAT-SCHNITTSTELLE (ENCODER AM2048S/R) PLAIN SHAFT, TOLERANCE N; WITH HOLDING BRAKE PROTECTION CLASS IP64; | - | 0 | 0
1FK7101-3BF74-1EH1 |  | 1FK7101-3BF74-1EH1 | 1 | UN | 1 | 15 | C | D | N | N | 85015220 | 1 |  | 26 | KG | 2517.08 | 2517.08 | MC05 | MC05 | SIMOTICS S Synchronous motor 1FK7-HI PN=4.9kW; UDC=600V M0=27Nm (100K); NN=3000rpm; Naturally cooled FRAME SIZE IMB 5 (IM V1, IM V3) FLANGE 1, WITH PT1000 TEMPERATURESENSOR POWER CONNECTOR ROTATABLE ABSOLUTE ENCODERR 2048S/R + 4096 UMDREHUNGEN MULTITURN, WITH ENDAT-SCHNITTSTELLE (ENCODER AM2048S/R) PLAIN SHAFT, TOLERANCE N; WITH HOLDING BRAKE PROTECTION CLASS IP65, | - | 0 | 0
1FK7101-3BF74-1EH2 |  | 1FK7101-3BF74-1EH2 | 1 | UN | 1 | 15 | C | D | N | N | 85015220 | 1 |  | 26 | KG | 2517.08 | 2517.08 | MC05 | MC05 | SIMOTICS S Synchronous motor 1FK7-HI PN=4.9kW; UDC=600V M0=27Nm (100K); NN=3000rpm; Naturally cooled FRAME SIZE IMB 5 (IM V1, IM V3) FLANGE 1, WITH PT1000 TEMPERATURESENSOR POWER CONNECTOR ROTATABLE ABSOLUTE ENCODERR 2048S/R + 4096 UMDREHUNGEN MULTITURN, WITH ENDAT-SCHNITTSTELLE (ENCODER AM2048S/R) PLAIN SHAFT, TOLERANCE N; WITH HOLDING BRAKE PROTECTION CLASS IP65, FLANGE ON DRIVE END IP67; | - | 0 | 0
1FK7101-5AC71-1SG3-Z | N01N05 | 1FK7101-5AC71-1SG3-ZN01N05 | 1 | UN | 1 | 60 | X | D | N | N | 85015220 | 1 |  | 21.004 | KG | 2287.99 | 2287.99 | MC05 | MC05 | SIMOTICS S Synchronous servo motor 1FK7 Compact, 27 Nm, 100K, 2000 rpm 4.29 kW; Naturally cooled IM B5 (IM V1, IM V3) Power/signal connector Connector can be rotated by 270Â° Resolver multi-pole (resolver P=4); Smooth shaft Tolerance N; Without holding brake; Degree of protection IP64; Paint finish RAL7016 N05: Compatibility of the shaft extension dimensions with 1FT510X; (Configuration information to be considered, see notification number 14361688) N01: Customer-specific special bearing ZZ | novo Out19 | 0 | 7
1FK7101-5AF71-1AG0 |  | 1FK7101-5AF71-1AG0 | 1 | UN | 1 | 60 | X | D | N | N | 85015220 | 1 | 4025515002505 | 21.003 | KG | 2453.68 | 2453.68 | MC05 | MC05 | SIMOTICS S Synchronous servo motor 1FK7 Compact, 27Nm 100K, 3000rpm, 4.85kW Naturally cooled IM B5 (IM V1, IM V3) power/signal connectors Connector can be rotated by 270Â° INCREM. ENCODER, SIN/COS 1 VPP 2048 P/REV (ENCODER I-2048); PLAIN SHAFT, TOLERANCE N; W/O HOLDING BRAKE DEGREE OF PROTECTION IP64 | - | 0 | 7
1FK7101-5AF71-1EB0 |  | 1FK7101-5AF71-1EB0 | 1 | UN | 1 | 60 | X | D | N | N | 85015220 | 1 | 4025515002512 | 24.002 | KG | 3159.52 | 3159.52 | MC05 | MC05 | SIMOTICS S Synchronous servo motor 1FK7 Compact, 27Nm 100K, 3000rpm, 4.85kW Naturally cooled IM B5 (IM V1, IM V3) power/signal connectors Connector can be rotated by 270Â° ABSOLUTE ENCODER ENDAT 2048 P/REV (ENCODER A-2048); PERFORMANCE REDUCTION BY 10% DUE TO ABSOLUTE ENCODER; SHAFT WITH FITTED KEY, TOLERANCE N; WITH HOLDING BRAKE DEGREE OF PROTECTION IP64 | - | 0 | 7
1FK7101-5AF71-1EG0 |  | 1FK7101-5AF71-1EG0 | 1 | UN | 1 | 60 | X | D | N | N | 85015220 | 1 | 4025515002529 | 21.003 | KG | 2755.44 | 2755.44 | MC05 | MC05 | SIMOTICS S Synchronous servo motor 1FK7 Compact, 27Nm 100K, 3000rpm, 4.85kW Naturally cooled IM B5 (IM V1, IM V3) power/signal connectors Connector can be rotated by 270Â° ABSOLUTE ENCODER ENDAT 2048 P/REV (ENCODER A-2048); PERFORMANCE REDUCTION BY 10% DUE TO ABSOLUTE ENCODER; PLAIN SHAFT, TOLERANCE N; W/O HOLDING BRAKE DEGREE OF PROTECTION IP64 | - | 0 | 7
1FK7101-5AF71-1EG3 |  | 1FK7101-5AF71-1EG3 | 1 | UN | 1 | 60 | X | D | N | N | 85015220 | 1 | 4025515002536 | 21.003 | KG | 2792.25 | 2792.25 | MC05 | MC05 | SIMOTICS S Synchronous servo motor 1FK7 Compact, 27Nm 100K, 3000rpm, 4.85kW Naturally cooled IM B5 (IM V1, IM V3) power/signal connectors Connector can be rotated by 270Â° ABSOLUTE ENCODER ENDAT 2048 P/REV (ENCODER A-2048); PERFORMANCE REDUCTION BY 10% DUE TO ABSOLUTE ENCODER; PLAIN SHAFT, TOLERANCE N; W/O HOLDING BRAKE DEGREE OF PROTECTION IP64; PAINT FINISH RAL7016 | - | 0 | 7
1FK7101-5AF71-1EH2 |  | 1FK7101-5AF71-1EH2 | 1 | UN | 1 | 60 | X | D | N | N | 85015220 | 1 | 4025515002543 | 24.002 | KG | 3165.46 | 3165.46 | MC05 | MC05 | SIMOTICS S Synchronous servo motor 1FK7 Compact, 27Nm 100K, 3000rpm, 4.85kW Naturally cooled IM B5 (IM V1, IM V3) power/signal connectors Connector can be rotated by 270Â° ABSOLUTE ENCODER ENDAT 2048 P/REV (ENCODER A-2048); PERFORMANCE REDUCTION BY 10% DUE TO ABSOLUTE ENCODER; PLAIN SHAFT, TOLERANCE N; WITH HOLDING BRAKE DEGREE OF PROTECTION IP65 FLANGE ON DRIVE END IP67 | - | 0 | 7
1FK7101-5AF71-1EH3 |  | 1FK7101-5AF71-1EH3 | 1 | UN | 1 | 60 | X | D | N | N | 85015220 | 1 | 4025515002550 | 24.002 | KG | 3126.3 | 3126.3 | MC05 | MC05 | SIMOTICS S Synchronous servo motor 1FK7 Compact, 27Nm 100K, 3000rpm, 4.85kW Naturally cooled IM B5 (IM V1, IM V3) power/signal connectors Connector can be rotated by 270Â° ABSOLUTE ENCODER ENDAT 2048 P/REV (ENCODER A-2048); PERFORMANCE REDUCTION BY 10% DUE TO ABSOLUTE ENCODER; PLAIN SHAFT, TOLERANCE N; WITH HOLDING BRAKE DEGREE OF PROTECTION IP64; PAINT FINISH RAL7016 | - | 0 | 7
1FK7101-5AF71-1FG3 |  | 1FK7101-5AF71-1FG3 | 1 | UN | 1 | 60 | X | D | N | N | 85015220 | 1 | 4025515002567 | 21.003 | KG | 2986.2 | 2986.2 | MC05 | MC05 | SIMOTICS S Synchronous servo motor 1FK7 Compact, 27Nm 100K, 3000rpm, 4.85kW Naturally cooled IM B5 (IM V1, IM V3) power/signal connectors Connector can be rotated by 270Â° ABSOLUTE ENCODER 2048 P/REV (ENCODER A-2048) WITH DRIVE-CLIQ INTERFACE; PERFORMANCE REDUCTION BY 10% DUE TO ABSOLUTE ENCODER; PLAIN SHAFT, TOLERANCE N; W/O HOLDING BRAKE DEGREE OF PROTECTION IP64; PAINT FINISH RAL7016 | - | 0 | 7
1FK7101-5AF71-1FH3 |  | 1FK7101-5AF71-1FH3 | 1 | UN | 1 | 60 | X | D | N | N | 85015220 | 1 | 4025515002574 | 24.002 | KG | 3320.25 | 3320.25 | MC05 | MC05 | SIMOTICS S Synchronous servo motor 1FK7 Compact, 27Nm 100K, 3000rpm, 4.85kW Naturally cooled IM B5 (IM V1, IM V3) power/signal connectors Connector can be rotated by 270Â° ABSOLUTE ENCODER 2048 P/REV (ENCODER A-2048) WITH DRIVE-CLIQ INTERFACE; PERFORMANCE REDUCTION BY 10% DUE TO ABSOLUTE ENCODER; PLAIN SHAFT, TOLERANCE N; WITH HOLDING BRAKE DEGREE OF PROTECTION IP64; PAINT FINISH RAL7016 | - | 0 | 7
1FK7101-5AF71-1GG5 |  | 1FK7101-5AF71-1GG5 | 1 | UN | 1 | 60 | X | D | N | N | 85015220 | 1 | 4025515002581 | 21.003 | KG | 2447.93 | 2447.93 | MC05 | MC05 | SIMOTICS S Synchronous servo motor 1FK7 Compact, 27Nm 100K, 3000rpm, 4.85kW Naturally cooled IM B5 (IM V1, IM V3) power/signal connectors Connector can be rotated by 270Â° BASIC ABSOLUTE ENCODER 32 P/REV (ENCODER A-32); PERFORMANCE REDUCTION BY 10% DUE TO ABSOLUTE ENCODER; PLAIN SHAFT, TOLERANCE N; W/O HOLDING BRAKE DEGREE OF PROTECTION IP65 AS FLANGE IP67; PAINT FINISH RAL7016 | - | 0 | 7
1FK7101-5AF71-1KG3 |  | 1FK7101-5AF71-1KG3 | 1 | UN | 1 | 60 | X | D | N | N | 85015220 | 1 | 4025515002598 | 21.003 | KG | 2565.95 | 2565.95 | MC05 | MC05 | SIMOTICS S Synchronous servo motor 1FK7 Compact, 27Nm 100K, 3000rpm, 4.85kW Naturally cooled IM B5 (IM V1, IM V3) power/signal connectors Connector can be rotated by 270Â° BASIC ABSOLUTE ENCODER 32 P/REV (ENCODER A-32) WITH DRIVE-CLIQ INTERFACE; PERFORMANCE REDUCTION BY 10% DUE TO ABSOLUTE ENCODER; PLAIN SHAFT, TOLERANCE N; W/O HOLDING BRAKE DEGREE OF PROTECTION IP64; PAINT FINISH RAL7016 | - | 0 | 7
1FK7103-2AA71-9UA9-Z | N01N05N3AR2A | 1FK7103-2AA71-9UA9-ZN01N05N3AR2A | 1 | UN | 1 | 15 | C | D | N | N | 85015220 | 1 |  | 28.5 | KG | 2254 | 2254 | MC05 | MC05 | SIMOTICS S Synchronous motor 1FK7-CT PN=3.35kW; UDC=600V M0=36Nm (100K); NN=1000rpm; Naturally cooled IMB 5 design (IM V1, IM V3), Flange 1 Resolver multi-pole with DRIVE-CLiQ interface Shaft with feather key, Tolerance N without holding brake N05: Compatibility of shaft extension dimensions with 1FT510X N01: Ball bearing DE in 2Z version (instead of 2RS) N3A: Power connector Sz. 1 (instead of size 1.5) rotatable R2A: Degree of protection IP43 (DE flange)/IP64 Customer-specific motor SMR-69-2015 | - | 0 | 9
1FK7103-2AA71-9UG9-Z | N01N3AR2A | 1FK7103-2AA71-9UG9-ZN01N3AR2A | 1 | UN | 1 | 15 | C | D | N | N | 85015220 | 1 |  | 28.5 | KG | 1993.07 | 1993.07 | MC05 | MC05 | SIMOTICS S Synchronous motor 1FK7-CT PN=3.35kW; UDC=600V M0=36Nm (100K); NN=1000rpm; Naturally cooled IMB 5 design (IM V1, IM V3), Flange 1 Resolver multi-pole with DRIVE-CLiQ interface Smooth shaft Tolerance N without holding brake N01: Ball bearing DE in 2Z version (instead of 2RS) N3A: Power connector Sz. 1 (instead of size 1.5) rotatable R2A: Degree of protection IP43 (DE flange)/IP64 customer-specific motor according to SMR-69-2015 | - | 0 | 9
1FK7103-2AC71-1AG0 |  | 1FK7103-2AC71-1AG0 | 1 | UN | 1 | 15 | C | D | N | N | 85015220 | 1 |  | 28.501 | KG | 2223.01 | 2223.01 | MC05 | MC05 | SIMOTICS S Synchronous motor 1FK7-CT PN=5.2kW; UDC=600V M0=36Nm (100K); NN=2000rpm; Naturally cooled FRAME SIZE IMB 5 (IM V1, IM V3) FLANGE 1, WITH KTY TEMPERATURESENSOR POWER CONNECTOR ROTATABLE INCREMENTAL ENCODER SIN/COS 1VPP;2048 S/R W. C-AND D-SPUR (ENCODER IC2048S/R) PLAIN SHAFT, TOLERANCE N; W/O HOLDING BRAKE PROTECTION CLASS IP64; | - | 0 | 0
1FK7103-2AC71-1AH0 |  | 1FK7103-2AC71-1AH0 | 1 | UN | 1 | 15 | C | D | N | N | 85015220 | 1 |  | 28.8 | KG | 2497.2 | 2497.2 | MC05 | MC05 | SIMOTICS S Synchronous motor 1FK7-CT PN=5.2kW; UDC=600V M0=36Nm (100K); NN=2000rpm; Naturally cooled FRAME SIZE IMB 5 (IM V1, IM V3) FLANGE 1, WITH KTY TEMPERATURESENSOR POWER CONNECTOR ROTATABLE INCREMENTAL ENCODER SIN/COS 1VPP;2048 S/R W. C-AND D-SPUR (ENCODER IC2048S/R) PLAIN SHAFT, TOLERANCE N; WITH HOLDING BRAKE PROTECTION CLASS IP64; | - | 0 | 0
1FK7103-2AC71-1DG0 |  | 1FK7103-2AC71-1DG0 | 1 | UN | 1 | 15 | C | D | N | N | 85015220 | 1 |  | 28.502 | KG | 2437.14 | 2437.14 | MC05 | MC05 | SIMOTICS S Synchronous motor 1FK7-CT PN=5.2kW; UDC=600V M0=36Nm (100K); NN=2000rpm; Naturally cooled FRAME SIZE IMB 5 (IM V1, IM V3) FLANGE 1 POWER CONNECTOR ROTATABLE INCREMENTAL ENCODER 22 BIT WITH DRIVE-CLIQ INTERFACE (ENCODER IC22DQ) PLAIN SHAFT, TOLERANCE N; W/O HOLDING BRAKE PROTECTION CLASS IP64; | - | 0 | 0
1FK7103-2AC71-1DH0 |  | 1FK7103-2AC71-1DH0 | 1 | UN | 1 | 15 | C | D | N | N | 85015220 | 1 |  | 28.801 | KG | 2711.33 | 2711.33 | MC05 | MC05 | SIMOTICS S Synchronous motor 1FK7-CT PN=5.2kW; UDC=600V M0=36Nm (100K); NN=2000rpm; Naturally cooled FRAME SIZE IMB 5 (IM V1, IM V3) FLANGE 1 POWER CONNECTOR ROTATABLE INCREMENTAL ENCODER 22 BIT WITH DRIVE-CLIQ INTERFACE (ENCODER IC22DQ) PLAIN SHAFT, TOLERANCE N; WITH HOLDING BRAKE PROTECTION CLASS IP64; | - | 0 | 0
1FK7103-2AC71-1EG0 |  | 1FK7103-2AC71-1EG0 | 1 | UN | 1 | 15 | C | D | N | N | 85015220 | 1 |  | 28.501 | KG | 2470.69 | 2470.69 | MC05 | MC05 | SIMOTICS S Synchronous motor 1FK7-CT PN=5.2kW; UDC=600V M0=36Nm (100K); NN=2000rpm; Naturally cooled FRAME SIZE IMB 5 (IM V1, IM V3) FLANGE 1, WITH KTY TEMPERATURESENSOR POWER CONNECTOR ROTATABLE ABSOLUTE ENCODERR 2048 S/R + 4096 UMDREHUNGEN MULTITURN, WITH ENDAT-SCHNITTSTELLE (ENCODER AM2048S/R) PLAIN SHAFT, TOLERANCE N; W/O HOLDING BRAKE PROTECTION CLASS IP64; | - | 0 | 0
1FK7103-2AC71-1EH0 |  | 1FK7103-2AC71-1EH0 | 1 | UN | 1 | 15 | C | D | N | N | 85015220 | 1 |  | 28.8 | KG | 2744.88 | 2744.88 | MC05 | MC05 | SIMOTICS S Synchronous motor 1FK7-CT PN=5.2kW; UDC=600V M0=36Nm (100K); NN=2000rpm; Naturally cooled FRAME SIZE IMB 5 (IM V1, IM V3) FLANGE 1, WITH KTY TEMPERATURESENSOR POWER CONNECTOR ROTATABLE ABSOLUTE ENCODERR 2048 S/R + 4096 UMDREHUNGEN MULTITURN, WITH ENDAT-SCHNITTSTELLE (ENCODER AM2048S/R) PLAIN SHAFT, TOLERANCE N; WITH HOLDING BRAKE PROTECTION CLASS IP64; | - | 0 | 0
1FK7103-2AC71-1PG0 |  | 1FK7103-2AC71-1PG0 | 1 | UN | 1 | 15 | C | D | N | N | 85015220 | 1 |  | 28.601 | KG | 1993.07 | 1993.07 | MC05 | MC05 | SIMOTICS S Synchronous motor 1FK7-CT PN=5.2kW; UDC=600V M0=36Nm (100K); NN=2000rpm; Naturally cooled FRAME SIZE IMB 5 (IM V1, IM V3) FLANGE 1 POWER CONNECTOR ROTATABLE RESOLVER 2-POLE, WITH DRIVE CLIQ-INTERFACE PLAIN SHAFT, TOLERANCE N; W/O HOLDING BRAKE PROTECTION CLASS IP64; | - | 0 | 0
1FK7103-2AC71-1PH0 |  | 1FK7103-2AC71-1PH0 | 1 | UN | 1 | 15 | C | D | N | N | 85015220 | 1 |  | 28.9 | KG | 2267.26 | 2267.26 | MC05 | MC05 | SIMOTICS S Synchronous motor 1FK7-CT PN=5.2kW; UDC=600V M0=36Nm (100K); NN=2000rpm; Naturally cooled FRAME SIZE IMB 5 (IM V1, IM V3) FLANGE 1 POWER CONNECTOR ROTATABLE RESOLVER 2-POLE, WITH DRIVE CLIQ-INTERFACE PLAIN SHAFT, TOLERANCE N; WITH HOLDING BRAKE PROTECTION CLASS IP64; | - | 0 | 0
1FK7103-2AC71-1RG0-Z | V40 | 1FK7103-2AC71-1RG0-ZV40 | 1 | UN | 1 | 15 | C | D | N | N | 85015220 | 1 |  | 47.501 | KG | 3842.55 | 3842.55 | MC05 | MC05 | SIMOTICS S Synchronous motor 1FK7-CT PN=5.2kW; UDC=600V M0=36Nm (100K); NN=2000rpm; Naturally cooled IMB 5 design (IM V1, IM V3) Flange 1 Power connector rotatable Absolute encoder 20-bit +12-bit multi-turn with Drive-CLiQ interface (encoder AM20DQI) smooth shaft, tolerance N without holding brake IP64 degree of protection V40: ALPHA NP, NP 045 Planetary gear unit 1-stage, i=5, with feather key | - | 0 | 0
1FK7103-2AC71-1RG1-Z | J09 | 1FK7103-2AC71-1RG1-ZJ09 | 1 | UN | 1 | 15 | C | D | N | N | 85015220 | 1 |  | 62.501 | KG | 4732.12 | 4732.12 | MC05 | MC05 | SIMOTICS S Synchronous motor 1FK7-CT PN=5.2kW; UDC=600V M0=36Nm (100K); NN=2000rpm; Naturally cooled IMB 5 design (IM V1, IM V3) Flange 1 Power connector rotatable Absolute encoder 20-bit +12-bit multi-turn with Drive-CLiQ interface (encoder AM20DQI) smooth shaft, tolerance N without holding brake IP65 degree of protection J09: ALPHA SP+, SP 180S-MF1 PLANETARY GEARING 1 STAGE, I=10, WITH FEATHER KEY | - | 0 | 0
1FK7103-2AC71-1SG0 |  | 1FK7103-2AC71-1SG0 | 1 | UN | 1 | 15 | C | D | N | N | 85015220 | 1 |  | 28.502 | KG | 1832.37 | 1832.37 | MC05 | MC05 | SIMOTICS S Synchronous motor 1FK7-CT PN=5.2kW; UDC=600V M0=36Nm (100K); NN=2000rpm; Naturally cooled FRAME SIZE IMB 5 (IM V1, IM V3) FLANGE 1, WITH KTY TEMPERATURESENSOR POWER CONNECTOR ROTATABLE RESOLVER MULTI-POLE (RESOLVER P=4); PLAIN SHAFT, TOLERANCE N; W/O HOLDING BRAKE PROTECTION CLASS IP64; | - | 0 | 0
1FK7103-2AC71-1SH0 |  | 1FK7103-2AC71-1SH0 | 1 | UN | 1 | 15 | C | D | N | N | 85015220 | 1 |  | 28.801 | KG | 2106.56 | 2106.56 | MC05 | MC05 | SIMOTICS S Synchronous motor 1FK7-CT PN=5.2kW; UDC=600V M0=36Nm (100K); NN=2000rpm; Naturally cooled FRAME SIZE IMB 5 (IM V1, IM V3) FLANGE 1, WITH KTY TEMPERATURESENSOR POWER CONNECTOR ROTATABLE RESOLVER MULTI-POLE (RESOLVER P=4); PLAIN SHAFT, TOLERANCE N; WITH HOLDING BRAKE PROTECTION CLASS IP64; | - | 0 | 0
1FK7103-2AC71-1TG0 |  | 1FK7103-2AC71-1TG0 | 1 | UN | 1 | 15 | C | D | N | N | 85015220 | 1 |  | 28.502 | KG | 1832.37 | 1832.37 | MC05 | MC05 | SIMOTICS S Synchronous motor 1FK7-CT PN=5.2kW; UDC=600V M0=36Nm (100K); NN=2000rpm; Naturally cooled FRAME SIZE IMB 5 (IM V1, IM V3) FLANGE 1, WITH KTY TEMPERATURESENSOR POWER CONNECTOR ROTATABLE RESOLVER 2-POLE (RESOLVER P=1); PLAIN SHAFT, TOLERANCE N; W/O HOLDING BRAKE PROTECTION CLASS IP64; | - | 0 | 0
1FK7103-2AC71-1TH0 |  | 1FK7103-2AC71-1TH0 | 1 | UN | 1 | 15 | C | D | N | N | 85015220 | 1 |  | 28.801 | KG | 2106.56 | 2106.56 | MC05 | MC05 | SIMOTICS S Synchronous motor 1FK7-CT PN=5.2kW; UDC=600V M0=36Nm (100K); NN=2000rpm; Naturally cooled FRAME SIZE IMB 5 (IM V1, IM V3) FLANGE 1, WITH KTY TEMPERATURESENSOR POWER CONNECTOR ROTATABLE RESOLVER 2-POLE (RESOLVER P=1); PLAIN SHAFT, TOLERANCE N; WITH HOLDING BRAKE PROTECTION CLASS IP64; | - | 0 | 0
1FK7103-2AC71-1UG0 |  | 1FK7103-2AC71-1UG0 | 1 | UN | 1 | 15 | C | D | N | N | 85015220 | 1 |  | 28.502 | KG | 1993.07 | 1993.07 | MC05 | MC05 | SIMOTICS S Synchronous motor 1FK7-CT PN=5.2kW; UDC=600V M0=36Nm (100K); NN=2000rpm; Naturally cooled FRAME SIZE IMB 5 (IM V1, IM V3) FLANGE 1 POWER CONNECTOR ROTATABLE RESOLVER MULTI-POLE WITH DRIVE-CLIQ INTERFACE; PLAIN SHAFT, TOLERANCE N; W/O HOLDING BRAKE PROTECTION CLASS IP64; | - | 0 | 0
1FK7103-2AC71-1UH0 |  | 1FK7103-2AC71-1UH0 | 1 | UN | 1 | 15 | C | D | N | N | 85015220 | 1 |  | 28.801 | KG | 2267.26 | 2267.26 | MC05 | MC05 | SIMOTICS S Synchronous motor 1FK7-CT PN=5.2kW; UDC=600V M0=36Nm (100K); NN=2000rpm; Naturally cooled FRAME SIZE IMB 5 (IM V1, IM V3) FLANGE 1 POWER CONNECTOR ROTATABLE RESOLVER MULTI-POLE WITH DRIVE-CLIQ INTERFACE; PLAIN SHAFT, TOLERANCE N; WITH HOLDING BRAKE PROTECTION CLASS IP64; | - | 0 | 0
1FK7103-2AC71-9UA9-Z | N01N05N3AR2A | 1FK7103-2AC71-9UA9-ZN01N05N3AR2A | 1 | UN | 1 | 15 | C | D | N | N | 85015220 | 1 |  | 28.5 | KG | 2254 | 2254 | MC05 | MC05 | SIMOTICS S Synchronous motor 1FK7-CT PN=5.2kW; UDC=600V M0=36Nm (100K); NN=2000rpm Naturally cooled IMB 5 design (IM V1, IM V3), Flange 1 Resolver multi-pole with DRIVE-CLiQ interface Shaft with feather key, Tolerance N without holding brake N05: Compatibility of shaft extension dimensions with 1FT510X N01: Ball bearing DE in 2Z version (instead of 2RS) N3A: Power connector Sz. 1 (instead of size 1.5), rotatable R2A: Degree of protection IP43 (DE flange)/IP64 Customer-specific motor SMR-69-2015 | - | 0 | 9
1FK7103-2AC71-9UG9-Z | N01N05N3AR2A | 1FK7103-2AC71-9UG9-ZN01N05N3AR2A | 1 | UN | 1 | 15 | C | D | N | N | 85015220 | 1 |  | 28.5 | KG | 2196.51 | 2196.51 | MC05 | MC05 | SIMOTICS S Synchronous motor 1FK7-CT PN=5.2kW; UDC=600V M0=36Nm (100K); NN=2000rpm Naturally cooled IMB 5 design (IM V1, IM V3), Flange 1 Resolver multi-pole with DRIVE-CLiQ interface smooth shaft, Tolerance N without holding brake N05: Compatibility of shaft extension dimensions with 1FT510X N01: Ball bearing DE in 2Z version (instead of 2RS) N3A: Power connector Sz. 1 (instead of size 1.5), rotatable R2A: Degree of protection IP43 (DE flange)/IP64 Customer-specific motor SMR-69-2015 | - | 0 | 9
1FK7103-2AC71-9UG9-Z | N01N3AR2A | 1FK7103-2AC71-9UG9-ZN01N3AR2A | 1 | UN | 1 | 15 | C | D | N | N | 85015220 | 1 |  | 28.5 | KG | 1993.07 | 1993.07 | MC05 | MC05 | SIMOTICS S Synchronous motor 1FK7-CT PN=5.2kW; UDC=600V M0=36Nm (100K); NN=2000rpm Naturally cooled IMB 5 design (IM V1, IM V3), Flange 1 Resolver multi-pole with DRIVE-CLiQ interface Smooth shaft Tolerance N without holding brake N01: Ball bearing DE in 2Z version (instead of 2RS) N3A: Power connector Sz. 1 (instead of size 1.5), rotatable R2A: Degree of protection IP43 (DE flange)/IP64 customer-specific motor according to SMR-69-2015 | - | 0 | 9
1FK7103-2AC74-1AA0 |  | 1FK7103-2AC74-1AA0 | 1 | UN | 1 | 15 | C | D | N | N | 85015220 | 1 |  | 28.501 | KG | 2280.5 | 2280.5 | MC05 | MC05 | SIMOTICS S Synchronous motor 1FK7-CT PN=5.2kW; UDC=600V M0=36Nm (100K); NN=2000rpm; Naturally cooled FRAME SIZE IMB 5 (IM V1, IM V3) FLANGE 1, WITH PT1000 TEMPERATURESENSOR POWER CONNECTOR ROTATABLE INCREMENTAL ENCODER SIN/COS 1VPP;2048 S/R W. C-AND D-SPUR (ENCODER IC2048S/R) SHAFT WITH FITTED KEY, TOLERANCE N; W/O HOLDING BRAKE PROTECTION CLASS IP64; | - | 0 | 0
1FK7103-2AC74-1AA1 |  | 1FK7103-2AC74-1AA1 | 1 | UN | 1 | 15 | C | D | N | N | 85015220 | 1 |  | 28.501 | KG | 2342.84 | 2342.84 | MC05 | MC05 | SIMOTICS S Synchronous motor 1FK7-CT PN=5.2kW; UDC=600V M0=36Nm (100K); NN=2000rpm; Naturally cooled FRAME SIZE IMB 5 (IM V1, IM V3) FLANGE 1, WITH PT1000 TEMPERATURESENSOR POWER CONNECTOR ROTATABLE INCREMENTAL ENCODER SIN/COS 1VPP;2048 S/R W. C-AND D-SPUR (ENCODER IC2048S/R) SHAFT WITH FITTED KEY, TOLERANCE N; W/O HOLDING BRAKE PROTECTION CLASS IP65, | - | 0 | 0
1FK7103-2AC74-1AA2 |  | 1FK7103-2AC74-1AA2 | 1 | UN | 1 | 15 | C | D | N | N | 85015220 | 1 |  | 28.501 | KG | 2342.84 | 2342.84 | MC05 | MC05 | SIMOTICS S Synchronous motor 1FK7-CT PN=5.2kW; UDC=600V M0=36Nm (100K); NN=2000rpm; Naturally cooled FRAME SIZE IMB 5 (IM V1, IM V3) FLANGE 1, WITH PT1000 TEMPERATURESENSOR POWER CONNECTOR ROTATABLE INCREMENTAL ENCODER SIN/COS 1VPP;2048 S/R W. C-AND D-SPUR (ENCODER IC2048S/R) SHAFT WITH FITTED KEY, TOLERANCE N; W/O HOLDING BRAKE PROTECTION CLASS IP65, FLANGE ON DRIVE END IP67; | - | 0 | 0
1FK7103-2AC74-1AB0 |  | 1FK7103-2AC74-1AB0 | 1 | UN | 1 | 15 | C | D | N | N | 85015220 | 1 |  | 28.8 | KG | 2554.7 | 2554.7 | MC05 | MC05 | SIMOTICS S Synchronous motor 1FK7-CT PN=5.2kW; UDC=600V M0=36Nm (100K); NN=2000rpm; Naturally cooled FRAME SIZE IMB 5 (IM V1, IM V3) FLANGE 1, WITH PT1000 TEMPERATURESENSOR POWER CONNECTOR ROTATABLE INCREMENTAL ENCODER SIN/COS 1VPP;2048 S/R W. C-AND D-SPUR (ENCODER IC2048S/R) SHAFT WITH FITTED KEY, TOLERANCE N; WITH HOLDING BRAKE PROTECTION CLASS IP64; | - | 0 | 0
1FK7103-2AC74-1AB1 |  | 1FK7103-2AC74-1AB1 | 1 | UN | 1 | 15 | C | D | N | N | 85015220 | 1 |  | 28.8 | KG | 2617.04 | 2617.04 | MC05 | MC05 | SIMOTICS S Synchronous motor 1FK7-CT PN=5.2kW; UDC=600V M0=36Nm (100K); NN=2000rpm; Naturally cooled FRAME SIZE IMB 5 (IM V1, IM V3) FLANGE 1, WITH PT1000 TEMPERATURESENSOR POWER CONNECTOR ROTATABLE INCREMENTAL ENCODER SIN/COS 1VPP;2048 S/R W. C-AND D-SPUR (ENCODER IC2048S/R) SHAFT WITH FITTED KEY, TOLERANCE N; WITH HOLDING BRAKE PROTECTION CLASS IP65, | - | 0 | 0
1FK7103-2AC74-1AB2 |  | 1FK7103-2AC74-1AB2 | 1 | UN | 1 | 15 | C | D | N | N | 85015220 | 1 |  | 28.8 | KG | 2617.04 | 2617.04 | MC05 | MC05 | SIMOTICS S Synchronous motor 1FK7-CT PN=5.2kW; UDC=600V M0=36Nm (100K); NN=2000rpm; Naturally cooled FRAME SIZE IMB 5 (IM V1, IM V3) FLANGE 1, WITH PT1000 TEMPERATURESENSOR POWER CONNECTOR ROTATABLE INCREMENTAL ENCODER SIN/COS 1VPP;2048 S/R W. C-AND D-SPUR (ENCODER IC2048S/R) SHAFT WITH FITTED KEY, TOLERANCE N; WITH HOLDING BRAKE PROTECTION CLASS IP65, FLANGE ON DRIVE END IP67; | - | 0 | 0
1FK7103-2AC74-1AG0 |  | 1FK7103-2AC74-1AG0 | 1 | UN | 1 | 15 | C | D | N | N | 85015220 | 1 |  | 28.501 | KG | 2223.01 | 2223.01 | MC05 | MC05 | SIMOTICS S Synchronous motor 1FK7-CT PN=5.2kW; UDC=600V M0=36Nm (100K); NN=2000rpm; Naturally cooled FRAME SIZE IMB 5 (IM V1, IM V3) FLANGE 1, WITH PT1000 TEMPERATURESENSOR POWER CONNECTOR ROTATABLE INCREMENTAL ENCODER SIN/COS 1VPP;2048 S/R W. C-AND D-SPUR (ENCODER IC2048S/R) PLAIN SHAFT, TOLERANCE N; W/O HOLDING BRAKE PROTECTION CLASS IP64; | - | 0 | 0
1FK7103-2AC74-1AG1 |  | 1FK7103-2AC74-1AG1 | 1 | UN | 1 | 15 | C | D | N | N | 85015220 | 1 |  | 28.501 | KG | 2285.35 | 2285.35 | MC05 | MC05 | SIMOTICS S Synchronous motor 1FK7-CT PN=5.2kW; UDC=600V M0=36Nm (100K); NN=2000rpm; Naturally cooled FRAME SIZE IMB 5 (IM V1, IM V3) FLANGE 1, WITH PT1000 TEMPERATURESENSOR POWER CONNECTOR ROTATABLE INCREMENTAL ENCODER SIN/COS 1VPP;2048 S/R W. C-AND D-SPUR (ENCODER IC2048S/R) PLAIN SHAFT, TOLERANCE N; W/O HOLDING BRAKE PROTECTION CLASS IP65, | - | 0 | 0
1FK7103-2AC74-1AG2 |  | 1FK7103-2AC74-1AG2 | 1 | UN | 1 | 15 | C | D | N | N | 85015220 | 1 |  | 28.501 | KG | 2285.35 | 2285.35 | MC05 | MC05 | SIMOTICS S Synchronous motor 1FK7-CT PN=5.2kW; UDC=600V M0=36Nm (100K); NN=2000rpm; Naturally cooled FRAME SIZE IMB 5 (IM V1, IM V3) FLANGE 1, WITH PT1000 TEMPERATURESENSOR POWER CONNECTOR ROTATABLE INCREMENTAL ENCODER SIN/COS 1VPP;2048 S/R W. C-AND D-SPUR (ENCODER IC2048S/R) PLAIN SHAFT, TOLERANCE N; W/O HOLDING BRAKE PROTECTION CLASS IP65, FLANGE ON DRIVE END IP67; | - | 0 | 0
1FK7103-2AC74-1AH0 |  | 1FK7103-2AC74-1AH0 | 1 | UN | 1 | 15 | C | D | N | N | 85015220 | 1 |  | 28.8 | KG | 2497.2 | 2497.2 | MC05 | MC05 | SIMOTICS S Synchronous motor 1FK7-CT PN=5.2kW; UDC=600V M0=36Nm (100K); NN=2000rpm; Naturally cooled FRAME SIZE IMB 5 (IM V1, IM V3) FLANGE 1, WITH PT1000 TEMPERATURESENSOR POWER CONNECTOR ROTATABLE INCREMENTAL ENCODER SIN/COS 1VPP;2048 S/R W. C-AND D-SPUR (ENCODER IC2048S/R) PLAIN SHAFT, TOLERANCE N; WITH HOLDING BRAKE PROTECTION CLASS IP64; | - | 0 | 0
1FK7103-2AC74-1AH1 |  | 1FK7103-2AC74-1AH1 | 1 | UN | 1 | 15 | C | D | N | N | 85015220 | 1 |  | 28.8 | KG | 2559.54 | 2559.54 | MC05 | MC05 | SIMOTICS S Synchronous motor 1FK7-CT PN=5.2kW; UDC=600V M0=36Nm (100K); NN=2000rpm; Naturally cooled FRAME SIZE IMB 5 (IM V1, IM V3) FLANGE 1, WITH PT1000 TEMPERATURESENSOR POWER CONNECTOR ROTATABLE INCREMENTAL ENCODER SIN/COS 1VPP;2048 S/R W. C-AND D-SPUR (ENCODER IC2048S/R) PLAIN SHAFT, TOLERANCE N; WITH HOLDING BRAKE PROTECTION CLASS IP65, | - | 0 | 0
1FK7103-2AC74-1AH2 |  | 1FK7103-2AC74-1AH2 | 1 | UN | 1 | 15 | C | D | N | N | 85015220 | 1 |  | 28.8 | KG | 2559.54 | 2559.54 | MC05 | MC05 | SIMOTICS S Synchronous motor 1FK7-CT PN=5.2kW; UDC=600V M0=36Nm (100K); NN=2000rpm; Naturally cooled FRAME SIZE IMB 5 (IM V1, IM V3) FLANGE 1, WITH PT1000 TEMPERATURESENSOR POWER CONNECTOR ROTATABLE INCREMENTAL ENCODER SIN/COS 1VPP;2048 S/R W. C-AND D-SPUR (ENCODER IC2048S/R) PLAIN SHAFT, TOLERANCE N; WITH HOLDING BRAKE PROTECTION CLASS IP65, FLANGE ON DRIVE END IP67; | - | 0 | 0
1FK7103-2AC74-1EA0 |  | 1FK7103-2AC74-1EA0 | 1 | UN | 1 | 15 | C | D | N | N | 85015220 | 1 |  | 28.501 | KG | 2528.18 | 2528.18 | MC05 | MC05 | SIMOTICS S Synchronous motor 1FK7-CT PN=5.2kW; UDC=600V M0=36Nm (100K); NN=2000rpm; Naturally cooled FRAME SIZE IMB 5 (IM V1, IM V3) FLANGE 1, WITH PT1000 TEMPERATURESENSOR POWER CONNECTOR ROTATABLE ABSOLUTE ENCODERR 2048 S/R + 4096 UMDREHUNGEN MULTITURN, WITH ENDAT-SCHNITTSTELLE (ENCODER AM2048S/R) SHAFT WITH FITTED KEY, TOLERANCE N; W/O HOLDING BRAKE PROTECTION CLASS IP64; | - | 0 | 0
1FK7103-2AC74-1EA1 |  | 1FK7103-2AC74-1EA1 | 1 | UN | 1 | 15 | C | D | N | N | 85015220 | 1 |  | 28.501 | KG | 2590.52 | 2590.52 | MC05 | MC05 | SIMOTICS S Synchronous motor 1FK7-CT PN=5.2kW; UDC=600V M0=36Nm (100K); NN=2000rpm; Naturally cooled FRAME SIZE IMB 5 (IM V1, IM V3) FLANGE 1, WITH PT1000 TEMPERATURESENSOR POWER CONNECTOR ROTATABLE ABSOLUTE ENCODERR 2048 S/R + 4096 UMDREHUNGEN MULTITURN, WITH ENDAT-SCHNITTSTELLE (ENCODER AM2048S/R) SHAFT WITH FITTED KEY, TOLERANCE N; W/O HOLDING BRAKE PROTECTION CLASS IP65, | - | 0 | 0
1FK7103-2AC74-1EA2 |  | 1FK7103-2AC74-1EA2 | 1 | UN | 1 | 15 | C | D | N | N | 85015220 | 1 |  | 28.501 | KG | 2590.52 | 2590.52 | MC05 | MC05 | SIMOTICS S Synchronous motor 1FK7-CT PN=5.2kW; UDC=600V M0=36Nm (100K); NN=2000rpm; Naturally cooled FRAME SIZE IMB 5 (IM V1, IM V3) FLANGE 1, WITH PT1000 TEMPERATURESENSOR POWER CONNECTOR ROTATABLE ABSOLUTE ENCODERR 2048 S/R + 4096 UMDREHUNGEN MULTITURN, WITH ENDAT-SCHNITTSTELLE (ENCODER AM2048S/R) SHAFT WITH FITTED KEY, TOLERANCE N; W/O HOLDING BRAKE PROTECTION CLASS IP65, FLANGE ON DRIVE END IP67; | - | 0 | 0
1FK7103-2AC74-1EB0 |  | 1FK7103-2AC74-1EB0 | 1 | UN | 1 | 15 | C | D | N | N | 85015220 | 1 |  | 28.8 | KG | 2802.38 | 2802.38 | MC05 | MC05 | SIMOTICS S Synchronous motor 1FK7-CT PN=5.2kW; UDC=600V M0=36Nm (100K); NN=2000rpm; Naturally cooled FRAME SIZE IMB 5 (IM V1, IM V3) FLANGE 1, WITH PT1000 TEMPERATURESENSOR POWER CONNECTOR ROTATABLE ABSOLUTE ENCODERR 2048 S/R + 4096 UMDREHUNGEN MULTITURN, WITH ENDAT-SCHNITTSTELLE (ENCODER AM2048S/R) SHAFT WITH FITTED KEY, TOLERANCE N; WITH HOLDING BRAKE PROTECTION CLASS IP64; | - | 0 | 0
1FK7103-2AC74-1EB1 |  | 1FK7103-2AC74-1EB1 | 1 | UN | 1 | 15 | C | D | N | N | 85015220 | 1 |  | 28.8 | KG | 2864.72 | 2864.72 | MC05 | MC05 | SIMOTICS S Synchronous motor 1FK7-CT PN=5.2kW; UDC=600V M0=36Nm (100K); NN=2000rpm; Naturally cooled FRAME SIZE IMB 5 (IM V1, IM V3) FLANGE 1, WITH PT1000 TEMPERATURESENSOR POWER CONNECTOR ROTATABLE ABSOLUTE ENCODERR 2048 S/R + 4096 UMDREHUNGEN MULTITURN, WITH ENDAT-SCHNITTSTELLE (ENCODER AM2048S/R) SHAFT WITH FITTED KEY, TOLERANCE N; WITH HOLDING BRAKE PROTECTION CLASS IP65, | - | 0 | 0
1FK7103-2AC74-1EB2 |  | 1FK7103-2AC74-1EB2 | 1 | UN | 1 | 15 | C | D | N | N | 85015220 | 1 |  | 28.8 | KG | 2864.72 | 2864.72 | MC05 | MC05 | SIMOTICS S Synchronous motor 1FK7-CT PN=5.2kW; UDC=600V M0=36Nm (100K); NN=2000rpm; Naturally cooled FRAME SIZE IMB 5 (IM V1, IM V3) FLANGE 1, WITH PT1000 TEMPERATURESENSOR POWER CONNECTOR ROTATABLE ABSOLUTE ENCODERR 2048 S/R + 4096 UMDREHUNGEN MULTITURN, WITH ENDAT-SCHNITTSTELLE (ENCODER AM2048S/R) SHAFT WITH FITTED KEY, TOLERANCE N; WITH HOLDING BRAKE PROTECTION CLASS IP65, FLANGE ON DRIVE END IP67; | - | 0 | 0
1FK7103-2AC74-1EG0 |  | 1FK7103-2AC74-1EG0 | 1 | UN | 1 | 15 | C | D | N | N | 85015220 | 1 |  | 28.501 | KG | 2470.69 | 2470.69 | MC05 | MC05 | SIMOTICS S Synchronous motor 1FK7-CT PN=5.2kW; UDC=600V M0=36Nm (100K); NN=2000rpm; Naturally cooled FRAME SIZE IMB 5 (IM V1, IM V3) FLANGE 1, WITH PT1000 TEMPERATURESENSOR POWER CONNECTOR ROTATABLE ABSOLUTE ENCODERR 2048 S/R + 4096 UMDREHUNGEN MULTITURN, WITH ENDAT-SCHNITTSTELLE (ENCODER AM2048S/R) PLAIN SHAFT, TOLERANCE N; W/O HOLDING BRAKE PROTECTION CLASS IP64; | - | 0 | 0
1FK7103-2AC74-1EG1 |  | 1FK7103-2AC74-1EG1 | 1 | UN | 1 | 15 | C | D | N | N | 85015220 | 1 |  | 28.501 | KG | 2533.03 | 2533.03 | MC05 | MC05 | SIMOTICS S Synchronous motor 1FK7-CT PN=5.2kW; UDC=600V M0=36Nm (100K); NN=2000rpm; Naturally cooled FRAME SIZE IMB 5 (IM V1, IM V3) FLANGE 1, WITH PT1000 TEMPERATURESENSOR POWER CONNECTOR ROTATABLE ABSOLUTE ENCODERR 2048 S/R + 4096 UMDREHUNGEN MULTITURN, WITH ENDAT-SCHNITTSTELLE (ENCODER AM2048S/R) PLAIN SHAFT, TOLERANCE N; W/O HOLDING BRAKE PROTECTION CLASS IP65, | - | 0 | 0
1FK7103-2AC74-1EG2 |  | 1FK7103-2AC74-1EG2 | 1 | UN | 1 | 15 | C | D | N | N | 85015220 | 1 |  | 28.501 | KG | 2533.03 | 2533.03 | MC05 | MC05 | SIMOTICS S Synchronous motor 1FK7-CT PN=5.2kW; UDC=600V M0=36Nm (100K); NN=2000rpm; Naturally cooled FRAME SIZE IMB 5 (IM V1, IM V3) FLANGE 1, WITH PT1000 TEMPERATURESENSOR POWER CONNECTOR ROTATABLE ABSOLUTE ENCODERR 2048 S/R + 4096 UMDREHUNGEN MULTITURN, WITH ENDAT-SCHNITTSTELLE (ENCODER AM2048S/R) PLAIN SHAFT, TOLERANCE N; W/O HOLDING BRAKE PROTECTION CLASS IP65, FLANGE ON DRIVE END IP67; | - | 0 | 0
1FK7103-2AC74-1EH0 |  | 1FK7103-2AC74-1EH0 | 1 | UN | 1 | 15 | C | D | N | N | 85015220 | 1 |  | 28.8 | KG | 2744.88 | 2744.88 | MC05 | MC05 | SIMOTICS S Synchronous motor 1FK7-CT PN=5.2kW; UDC=600V M0=36Nm (100K); NN=2000rpm; Naturally cooled FRAME SIZE IMB 5 (IM V1, IM V3) FLANGE 1, WITH PT1000 TEMPERATURESENSOR POWER CONNECTOR ROTATABLE ABSOLUTE ENCODERR 2048 S/R + 4096 UMDREHUNGEN MULTITURN, WITH ENDAT-SCHNITTSTELLE (ENCODER AM2048S/R) PLAIN SHAFT, TOLERANCE N; WITH HOLDING BRAKE PROTECTION CLASS IP64; | - | 0 | 0
1FK7103-2AC74-1EH1 |  | 1FK7103-2AC74-1EH1 | 1 | UN | 1 | 15 | C | D | N | N | 85015220 | 1 |  | 28.8 | KG | 2807.22 | 2807.22 | MC05 | MC05 | SIMOTICS S Synchronous motor 1FK7-CT PN=5.2kW; UDC=600V M0=36Nm (100K); NN=2000rpm; Naturally cooled FRAME SIZE IMB 5 (IM V1, IM V3) FLANGE 1, WITH PT1000 TEMPERATURESENSOR POWER CONNECTOR ROTATABLE ABSOLUTE ENCODERR 2048 S/R + 4096 UMDREHUNGEN MULTITURN, WITH ENDAT-SCHNITTSTELLE (ENCODER AM2048S/R) PLAIN SHAFT, TOLERANCE N; WITH HOLDING BRAKE PROTECTION CLASS IP65, | - | 0 | 0
1FK7103-2AC74-1EH2 |  | 1FK7103-2AC74-1EH2 | 1 | UN | 1 | 15 | C | D | N | N | 85015220 | 1 |  | 28.8 | KG | 2807.22 | 2807.22 | MC05 | MC05 | SIMOTICS S Synchronous motor 1FK7-CT PN=5.2kW; UDC=600V M0=36Nm (100K); NN=2000rpm; Naturally cooled FRAME SIZE IMB 5 (IM V1, IM V3) FLANGE 1, WITH PT1000 TEMPERATURESENSOR POWER CONNECTOR ROTATABLE ABSOLUTE ENCODERR 2048 S/R + 4096 UMDREHUNGEN MULTITURN, WITH ENDAT-SCHNITTSTELLE (ENCODER AM2048S/R) PLAIN SHAFT, TOLERANCE N; WITH HOLDING BRAKE PROTECTION CLASS IP65, FLANGE ON DRIVE END IP67; | - | 0 | 0
1FK7103-2AC74-1SA0 |  | 1FK7103-2AC74-1SA0 | 1 | UN | 1 | 15 | C | D | N | N | 85015220 | 1 |  | 28.502 | KG | 1889.86 | 1889.86 | MC05 | MC05 | SIMOTICS S Synchronous motor 1FK7-CT PN=5.2kW; UDC=600V M0=36Nm (100K); NN=2000rpm; Naturally cooled FRAME SIZE IMB 5 (IM V1, IM V3) FLANGE 1, WITH PT1000 TEMPERATURESENSOR POWER CONNECTOR ROTATABLE RESOLVER MULTI-POLE (RESOLVER P=4); SHAFT WITH FITTED KEY, TOLERANCE N; W/O HOLDING BRAKE PROTECTION CLASS IP64; | - | 0 | 0
1FK7103-2AC74-1SA1 |  | 1FK7103-2AC74-1SA1 | 1 | UN | 1 | 15 | C | D | N | N | 85015220 | 1 |  | 28.502 | KG | 1952.2 | 1952.2 | MC05 | MC05 | SIMOTICS S Synchronous motor 1FK7-CT PN=5.2kW; UDC=600V M0=36Nm (100K); NN=2000rpm; Naturally cooled FRAME SIZE IMB 5 (IM V1, IM V3) FLANGE 1, WITH PT1000 TEMPERATURESENSOR POWER CONNECTOR ROTATABLE RESOLVER MULTI-POLE (RESOLVER P=4); SHAFT WITH FITTED KEY, TOLERANCE N; W/O HOLDING BRAKE PROTECTION CLASS IP65, | - | 0 | 0
1FK7103-2AC74-1SA2 |  | 1FK7103-2AC74-1SA2 | 1 | UN | 1 | 15 | C | D | N | N | 85015220 | 1 |  | 28.502 | KG | 1952.2 | 1952.2 | MC05 | MC05 | SIMOTICS S Synchronous motor 1FK7-CT PN=5.2kW; UDC=600V M0=36Nm (100K); NN=2000rpm; Naturally cooled FRAME SIZE IMB 5 (IM V1, IM V3) FLANGE 1, WITH PT1000 TEMPERATURESENSOR POWER CONNECTOR ROTATABLE RESOLVER MULTI-POLE (RESOLVER P=4); SHAFT WITH FITTED KEY, TOLERANCE N; W/O HOLDING BRAKE PROTECTION CLASS IP65, FLANGE ON DRIVE END IP67; | - | 0 | 0
1FK7103-2AC74-1SB0 |  | 1FK7103-2AC74-1SB0 | 1 | UN | 1 | 15 | C | D | N | N | 85015220 | 1 |  | 28.801 | KG | 2164.06 | 2164.06 | MC05 | MC05 | SIMOTICS S Synchronous motor 1FK7-CT PN=5.2kW; UDC=600V M0=36Nm (100K); NN=2000rpm; Naturally cooled FRAME SIZE IMB 5 (IM V1, IM V3) FLANGE 1, WITH PT1000 TEMPERATURESENSOR POWER CONNECTOR ROTATABLE RESOLVER MULTI-POLE (RESOLVER P=4); SHAFT WITH FITTED KEY, TOLERANCE N; WITH HOLDING BRAKE PROTECTION CLASS IP64; | - | 0 | 0
1FK7103-2AC74-1SB1 |  | 1FK7103-2AC74-1SB1 | 1 | UN | 1 | 15 | C | D | N | N | 85015220 | 1 |  | 28.801 | KG | 2226.4 | 2226.4 | MC05 | MC05 | SIMOTICS S Synchronous motor 1FK7-CT PN=5.2kW; UDC=600V M0=36Nm (100K); NN=2000rpm; Naturally cooled FRAME SIZE IMB 5 (IM V1, IM V3) FLANGE 1, WITH PT1000 TEMPERATURESENSOR POWER CONNECTOR ROTATABLE RESOLVER MULTI-POLE (RESOLVER P=4); SHAFT WITH FITTED KEY, TOLERANCE N; WITH HOLDING BRAKE PROTECTION CLASS IP65, | - | 0 | 0
1FK7103-2AC74-1SB2 |  | 1FK7103-2AC74-1SB2 | 1 | UN | 1 | 15 | C | D | N | N | 85015220 | 1 |  | 28.801 | KG | 2226.4 | 2226.4 | MC05 | MC05 | SIMOTICS S Synchronous motor 1FK7-CT PN=5.2kW; UDC=600V M0=36Nm (100K); NN=2000rpm; Naturally cooled FRAME SIZE IMB 5 (IM V1, IM V3) FLANGE 1, WITH PT1000 TEMPERATURESENSOR POWER CONNECTOR ROTATABLE RESOLVER MULTI-POLE (RESOLVER P=4); SHAFT WITH FITTED KEY, TOLERANCE N; WITH HOLDING BRAKE PROTECTION CLASS IP65, FLANGE ON DRIVE END IP67; | - | 0 | 0
1FK7103-2AC74-1SG0 |  | 1FK7103-2AC74-1SG0 | 1 | UN | 1 | 15 | C | D | N | N | 85015220 | 1 |  | 28.502 | KG | 1832.37 | 1832.37 | MC05 | MC05 | SIMOTICS S Synchronous motor 1FK7-CT PN=5.2kW; UDC=600V M0=36Nm (100K); NN=2000rpm; Naturally cooled FRAME SIZE IMB 5 (IM V1, IM V3) FLANGE 1, WITH PT1000 TEMPERATURESENSOR POWER CONNECTOR ROTATABLE RESOLVER MULTI-POLE (RESOLVER P=4); PLAIN SHAFT, TOLERANCE N; W/O HOLDING BRAKE PROTECTION CLASS IP64; | - | 0 | 0
1FK7103-2AC74-1SG1 |  | 1FK7103-2AC74-1SG1 | 1 | UN | 1 | 15 | C | D | N | N | 85015220 | 1 |  | 28.502 | KG | 1894.71 | 1894.71 | MC05 | MC05 | SIMOTICS S Synchronous motor 1FK7-CT PN=5.2kW; UDC=600V M0=36Nm (100K); NN=2000rpm; Naturally cooled FRAME SIZE IMB 5 (IM V1, IM V3) FLANGE 1, WITH PT1000 TEMPERATURESENSOR POWER CONNECTOR ROTATABLE RESOLVER MULTI-POLE (RESOLVER P=4); PLAIN SHAFT, TOLERANCE N; W/O HOLDING BRAKE PROTECTION CLASS IP65, | - | 0 | 0
1FK7103-2AC74-1SG2 |  | 1FK7103-2AC74-1SG2 | 1 | UN | 1 | 15 | C | D | N | N | 85015220 | 1 |  | 28.502 | KG | 1894.71 | 1894.71 | MC05 | MC05 | SIMOTICS S Synchronous motor 1FK7-CT PN=5.2kW; UDC=600V M0=36Nm (100K); NN=2000rpm; Naturally cooled FRAME SIZE IMB 5 (IM V1, IM V3) FLANGE 1, WITH PT1000 TEMPERATURESENSOR POWER CONNECTOR ROTATABLE RESOLVER MULTI-POLE (RESOLVER P=4); PLAIN SHAFT, TOLERANCE N; W/O HOLDING BRAKE PROTECTION CLASS IP65, FLANGE ON DRIVE END IP67; | - | 0 | 0
1FK7103-2AC74-1SH0 |  | 1FK7103-2AC74-1SH0 | 1 | UN | 1 | 15 | C | D | N | N | 85015220 | 1 |  | 28.801 | KG | 2106.56 | 2106.56 | MC05 | MC05 | SIMOTICS S Synchronous motor 1FK7-CT PN=5.2kW; UDC=600V M0=36Nm (100K); NN=2000rpm; Naturally cooled FRAME SIZE IMB 5 (IM V1, IM V3) FLANGE 1, WITH PT1000 TEMPERATURESENSOR POWER CONNECTOR ROTATABLE RESOLVER MULTI-POLE (RESOLVER P=4); PLAIN SHAFT, TOLERANCE N; WITH HOLDING BRAKE PROTECTION CLASS IP64; | - | 0 | 0
1FK7103-2AC74-1SH1 |  | 1FK7103-2AC74-1SH1 | 1 | UN | 1 | 15 | C | D | N | N | 85015220 | 1 |  | 28.801 | KG | 2168.9 | 2168.9 | MC05 | MC05 | SIMOTICS S Synchronous motor 1FK7-CT PN=5.2kW; UDC=600V M0=36Nm (100K); NN=2000rpm; Naturally cooled FRAME SIZE IMB 5 (IM V1, IM V3) FLANGE 1, WITH PT1000 TEMPERATURESENSOR POWER CONNECTOR ROTATABLE RESOLVER MULTI-POLE (RESOLVER P=4); PLAIN SHAFT, TOLERANCE N; WITH HOLDING BRAKE PROTECTION CLASS IP65, | - | 0 | 0
1FK7103-2AC74-1SH2 |  | 1FK7103-2AC74-1SH2 | 1 | UN | 1 | 15 | C | D | N | N | 85015220 | 1 |  | 28.801 | KG | 2168.9 | 2168.9 | MC05 | MC05 | SIMOTICS S Synchronous motor 1FK7-CT PN=5.2kW; UDC=600V M0=36Nm (100K); NN=2000rpm; Naturally cooled FRAME SIZE IMB 5 (IM V1, IM V3) FLANGE 1, WITH PT1000 TEMPERATURESENSOR POWER CONNECTOR ROTATABLE RESOLVER MULTI-POLE (RESOLVER P=4); PLAIN SHAFT, TOLERANCE N; WITH HOLDING BRAKE PROTECTION CLASS IP65, FLANGE ON DRIVE END IP67; | - | 0 | 0
1FK7103-2AC74-1TA0 |  | 1FK7103-2AC74-1TA0 | 1 | UN | 1 | 15 | C | D | N | N | 85015220 | 1 |  | 28.502 | KG | 1889.86 | 1889.86 | MC05 | MC05 | SIMOTICS S Synchronous motor 1FK7-CT PN=5.2kW; UDC=600V M0=36Nm (100K); NN=2000rpm; Naturally cooled FRAME SIZE IMB 5 (IM V1, IM V3) FLANGE 1, WITH PT1000 TEMPERATURESENSOR POWER CONNECTOR ROTATABLE RESOLVER 2-POLE (RESOLVER P=1); SHAFT WITH FITTED KEY, TOLERANCE N; W/O HOLDING BRAKE PROTECTION CLASS IP64; | - | 0 | 0
1FK7103-2AC74-1TA1 |  | 1FK7103-2AC74-1TA1 | 1 | UN | 1 | 15 | C | D | N | N | 85015220 | 1 |  | 28.502 | KG | 1952.2 | 1952.2 | MC05 | MC05 | SIMOTICS S Synchronous motor 1FK7-CT PN=5.2kW; UDC=600V M0=36Nm (100K); NN=2000rpm; Naturally cooled FRAME SIZE IMB 5 (IM V1, IM V3) FLANGE 1, WITH PT1000 TEMPERATURESENSOR POWER CONNECTOR ROTATABLE RESOLVER 2-POLE (RESOLVER P=1); SHAFT WITH FITTED KEY, TOLERANCE N; W/O HOLDING BRAKE PROTECTION CLASS IP65, | - | 0 | 0
1FK7103-2AC74-1TA2 |  | 1FK7103-2AC74-1TA2 | 1 | UN | 1 | 15 | C | D | N | N | 85015220 | 1 |  | 28.502 | KG | 1952.2 | 1952.2 | MC05 | MC05 | SIMOTICS S Synchronous motor 1FK7-CT PN=5.2kW; UDC=600V M0=36Nm (100K); NN=2000rpm; Naturally cooled FRAME SIZE IMB 5 (IM V1, IM V3) FLANGE 1, WITH PT1000 TEMPERATURESENSOR POWER CONNECTOR ROTATABLE RESOLVER 2-POLE (RESOLVER P=1); SHAFT WITH FITTED KEY, TOLERANCE N; W/O HOLDING BRAKE PROTECTION CLASS IP65, FLANGE ON DRIVE END IP67; | - | 0 | 0
1FK7103-2AC74-1TB0 |  | 1FK7103-2AC74-1TB0 | 1 | UN | 1 | 15 | C | D | N | N | 85015220 | 1 |  | 28.801 | KG | 2164.06 | 2164.06 | MC05 | MC05 | SIMOTICS S Synchronous motor 1FK7-CT PN=5.2kW; UDC=600V M0=36Nm (100K); NN=2000rpm; Naturally cooled FRAME SIZE IMB 5 (IM V1, IM V3) FLANGE 1, WITH PT1000 TEMPERATURESENSOR POWER CONNECTOR ROTATABLE RESOLVER 2-POLE (RESOLVER P=1); SHAFT WITH FITTED KEY, TOLERANCE N; WITH HOLDING BRAKE PROTECTION CLASS IP64; | - | 0 | 0
1FK7103-2AC74-1TB1 |  | 1FK7103-2AC74-1TB1 | 1 | UN | 1 | 15 | C | D | N | N | 85015220 | 1 |  | 28.801 | KG | 2226.4 | 2226.4 | MC05 | MC05 | SIMOTICS S Synchronous motor 1FK7-CT PN=5.2kW; UDC=600V M0=36Nm (100K); NN=2000rpm; Naturally cooled FRAME SIZE IMB 5 (IM V1, IM V3) FLANGE 1, WITH PT1000 TEMPERATURESENSOR POWER CONNECTOR ROTATABLE RESOLVER 2-POLE (RESOLVER P=1); SHAFT WITH FITTED KEY, TOLERANCE N; WITH HOLDING BRAKE PROTECTION CLASS IP65, | - | 0 | 0
1FK7103-2AC74-1TB2 |  | 1FK7103-2AC74-1TB2 | 1 | UN | 1 | 15 | C | D | N | N | 85015220 | 1 |  | 28.801 | KG | 2226.4 | 2226.4 | MC05 | MC05 | SIMOTICS S Synchronous motor 1FK7-CT PN=5.2kW; UDC=600V M0=36Nm (100K); NN=2000rpm; Naturally cooled FRAME SIZE IMB 5 (IM V1, IM V3) FLANGE 1, WITH PT1000 TEMPERATURESENSOR POWER CONNECTOR ROTATABLE RESOLVER 2-POLE (RESOLVER P=1); SHAFT WITH FITTED KEY, TOLERANCE N; WITH HOLDING BRAKE PROTECTION CLASS IP65, FLANGE ON DRIVE END IP67; | - | 0 | 0
1FK7103-2AC74-1TG0 |  | 1FK7103-2AC74-1TG0 | 1 | UN | 1 | 15 | C | D | N | N | 85015220 | 1 |  | 28.502 | KG | 1832.37 | 1832.37 | MC05 | MC05 | SIMOTICS S Synchronous motor 1FK7-CT PN=5.2kW; UDC=600V M0=36Nm (100K); NN=2000rpm; Naturally cooled FRAME SIZE IMB 5 (IM V1, IM V3) FLANGE 1, WITH PT1000 TEMPERATURESENSOR POWER CONNECTOR ROTATABLE RESOLVER 2-POLE (RESOLVER P=1); PLAIN SHAFT, TOLERANCE N; W/O HOLDING BRAKE PROTECTION CLASS IP64; | - | 0 | 0
1FK7103-2AC74-1TG1 |  | 1FK7103-2AC74-1TG1 | 1 | UN | 1 | 15 | C | D | N | N | 85015220 | 1 |  | 28.502 | KG | 1894.71 | 1894.71 | MC05 | MC05 | SIMOTICS S Synchronous motor 1FK7-CT PN=5.2kW; UDC=600V M0=36Nm (100K); NN=2000rpm; Naturally cooled FRAME SIZE IMB 5 (IM V1, IM V3) FLANGE 1, WITH PT1000 TEMPERATURESENSOR POWER CONNECTOR ROTATABLE RESOLVER 2-POLE (RESOLVER P=1); PLAIN SHAFT, TOLERANCE N; W/O HOLDING BRAKE PROTECTION CLASS IP65, | - | 0 | 0
1FK7103-2AC74-1TG2 |  | 1FK7103-2AC74-1TG2 | 1 | UN | 1 | 15 | C | D | N | N | 85015220 | 1 |  | 28.502 | KG | 1894.71 | 1894.71 | MC05 | MC05 | SIMOTICS S Synchronous motor 1FK7-CT PN=5.2kW; UDC=600V M0=36Nm (100K); NN=2000rpm; Naturally cooled FRAME SIZE IMB 5 (IM V1, IM V3) FLANGE 1, WITH PT1000 TEMPERATURESENSOR POWER CONNECTOR ROTATABLE RESOLVER 2-POLE (RESOLVER P=1); PLAIN SHAFT, TOLERANCE N; W/O HOLDING BRAKE PROTECTION CLASS IP65, FLANGE ON DRIVE END IP67; | - | 0 | 0
1FK7103-2AC74-1TH0 |  | 1FK7103-2AC74-1TH0 | 1 | UN | 1 | 15 | C | D | N | N | 85015220 | 1 |  | 28.801 | KG | 2106.56 | 2106.56 | MC05 | MC05 | SIMOTICS S Synchronous motor 1FK7-CT PN=5.2kW; UDC=600V M0=36Nm (100K); NN=2000rpm; Naturally cooled FRAME SIZE IMB 5 (IM V1, IM V3) FLANGE 1, WITH PT1000 TEMPERATURESENSOR POWER CONNECTOR ROTATABLE RESOLVER 2-POLE (RESOLVER P=1); PLAIN SHAFT, TOLERANCE N; WITH HOLDING BRAKE PROTECTION CLASS IP64; | - | 0 | 0
1FK7103-2AC74-1TH1 |  | 1FK7103-2AC74-1TH1 | 1 | UN | 1 | 15 | C | D | N | N | 85015220 | 1 |  | 28.801 | KG | 2168.9 | 2168.9 | MC05 | MC05 | SIMOTICS S Synchronous motor 1FK7-CT PN=5.2kW; UDC=600V M0=36Nm (100K); NN=2000rpm; Naturally cooled FRAME SIZE IMB 5 (IM V1, IM V3) FLANGE 1, WITH PT1000 TEMPERATURESENSOR POWER CONNECTOR ROTATABLE RESOLVER 2-POLE (RESOLVER P=1); PLAIN SHAFT, TOLERANCE N; WITH HOLDING BRAKE PROTECTION CLASS IP65, | - | 0 | 0
1FK7103-2AC74-1TH2 |  | 1FK7103-2AC74-1TH2 | 1 | UN | 1 | 15 | C | D | N | N | 85015220 | 1 |  | 28.801 | KG | 2168.9 | 2168.9 | MC05 | MC05 | SIMOTICS S Synchronous motor 1FK7-CT PN=5.2kW; UDC=600V M0=36Nm (100K); NN=2000rpm; Naturally cooled FRAME SIZE IMB 5 (IM V1, IM V3) FLANGE 1, WITH PT1000 TEMPERATURESENSOR POWER CONNECTOR ROTATABLE RESOLVER 2-POLE (RESOLVER P=1); PLAIN SHAFT, TOLERANCE N; WITH HOLDING BRAKE PROTECTION CLASS IP65, FLANGE ON DRIVE END IP67; | - | 0 | 0
1FK7103-2AF71-1AG0 |  | 1FK7103-2AF71-1AG0 | 1 | UN | 1 | 15 | C | D | N | N | 85015220 | 1 |  | 28.501 | KG | 2223.01 | 2223.01 | MC05 | MC05 | SIMOTICS S Synchronous motor 1FK7-CT PN=4.4kW; UDC=600V M0=36Nm (100K); NN=3000rpm; Naturally cooled FRAME SIZE IMB 5 (IM V1, IM V3) FLANGE 1, WITH KTY TEMPERATURESENSOR POWER CONNECTOR ROTATABLE INCREMENTAL ENCODER SIN/COS 1VPP;2048 S/R W. C-AND D-SPUR (ENCODER IC2048S/R) PLAIN SHAFT, TOLERANCE N; W/O HOLDING BRAKE PROTECTION CLASS IP64; | - | 0 | 0
1FK7103-2AF71-1AH0 |  | 1FK7103-2AF71-1AH0 | 1 | UN | 1 | 15 | C | D | N | N | 85015220 | 1 |  | 28.8 | KG | 2497.2 | 2497.2 | MC05 | MC05 | SIMOTICS S Synchronous motor 1FK7-CT PN=4.4kW; UDC=600V M0=36Nm (100K); NN=3000rpm; Naturally cooled FRAME SIZE IMB 5 (IM V1, IM V3) FLANGE 1, WITH KTY TEMPERATURESENSOR POWER CONNECTOR ROTATABLE INCREMENTAL ENCODER SIN/COS 1VPP;2048 S/R W. C-AND D-SPUR (ENCODER IC2048S/R) PLAIN SHAFT, TOLERANCE N; WITH HOLDING BRAKE PROTECTION CLASS IP64; | - | 0 | 0
1FK7103-2AF71-1CH1 |  | 1FK7103-2AF71-1CH1 | 1 | UN | 1 | 15 | C | D | N | N | 85015220 | 1 |  | 28.8 | KG | 2966.41 | 2966.41 | MC05 | MC05 | SIMOTICS S Synchronous motor 1FK7-CT PN=4.4kW; UDC=600V M0=36Nm (100K); NN=3000rpm; Naturally cooled IMB 5 design (IM V1, IM V3) Flange 1 Power connector rotatable Absolute encoder 24-bit +12-bit multi-turn with Drive-CLiQ interface (encoder AM24DQI) smooth shaft, tolerance N with holding brake IP65 degree of protection | - | 0 | 0
1FK7103-2AF71-1DG0 |  | 1FK7103-2AF71-1DG0 | 1 | UN | 1 | 15 | C | D | N | N | 85015220 | 1 |  | 28.502 | KG | 2437.14 | 2437.14 | MC05 | MC05 | SIMOTICS S Synchronous motor 1FK7-CT PN=4.4kW; UDC=600V M0=36Nm (100K); NN=3000rpm; Naturally cooled FRAME SIZE IMB 5 (IM V1, IM V3) FLANGE 1 POWER CONNECTOR ROTATABLE INCREMENTAL ENCODER 22 BIT WITH DRIVE-CLIQ INTERFACE (ENCODER IC22DQ) PLAIN SHAFT, TOLERANCE N; W/O HOLDING BRAKE PROTECTION CLASS IP64; | - | 0 | 0
1FK7103-2AF71-1DH0 |  | 1FK7103-2AF71-1DH0 | 1 | UN | 1 | 15 | C | D | N | N | 85015220 | 1 |  | 28.801 | KG | 2711.33 | 2711.33 | MC05 | MC05 | SIMOTICS S Synchronous motor 1FK7-CT PN=4.4kW; UDC=600V M0=36Nm (100K); NN=3000rpm; Naturally cooled FRAME SIZE IMB 5 (IM V1, IM V3) FLANGE 1 POWER CONNECTOR ROTATABLE INCREMENTAL ENCODER 22 BIT WITH DRIVE-CLIQ INTERFACE (ENCODER IC22DQ) PLAIN SHAFT, TOLERANCE N; WITH HOLDING BRAKE PROTECTION CLASS IP64; | - | 0 | 0
1FK7103-2AF71-1EG0 |  | 1FK7103-2AF71-1EG0 | 1 | UN | 1 | 15 | C | D | N | N | 85015220 | 1 |  | 28.501 | KG | 2470.69 | 2470.69 | MC05 | MC05 | SIMOTICS S Synchronous motor 1FK7-CT PN=4.4kW; UDC=600V M0=36Nm (100K); NN=3000rpm; Naturally cooled FRAME SIZE IMB 5 (IM V1, IM V3) FLANGE 1, WITH KTY TEMPERATURESENSOR POWER CONNECTOR ROTATABLE ABSOLUTE ENCODERR 2048 S/R + 4096 UMDREHUNGEN MULTITURN, WITH ENDAT-SCHNITTSTELLE (ENCODER AM2048S/R) PLAIN SHAFT, TOLERANCE N; W/O HOLDING BRAKE PROTECTION CLASS IP64; | - | 0 | 0
1FK7103-2AF71-1EH0 |  | 1FK7103-2AF71-1EH0 | 1 | UN | 1 | 15 | C | D | N | N | 85015220 | 1 |  | 28.8 | KG | 2744.88 | 2744.88 | MC05 | MC05 | SIMOTICS S Synchronous motor 1FK7-CT PN=4.4kW; UDC=600V M0=36Nm (100K); NN=3000rpm; Naturally cooled FRAME SIZE IMB 5 (IM V1, IM V3) FLANGE 1, WITH KTY TEMPERATURESENSOR POWER CONNECTOR ROTATABLE ABSOLUTE ENCODERR 2048 S/R + 4096 UMDREHUNGEN MULTITURN, WITH ENDAT-SCHNITTSTELLE (ENCODER AM2048S/R) PLAIN SHAFT, TOLERANCE N; WITH HOLDING BRAKE PROTECTION CLASS IP64; | - | 0 | 0
1FK7103-2AF71-1FG1 |  | 1FK7103-2AF71-1FG1 | 1 | UN | 1 | 15 | C | D | N | N | 85015220 | 1 |  | 28.501 | KG | 2745.65 | 2745.65 | MC05 | MC05 | SIMOTICS S Synchronous motor 1FK7-CT PN=4.4kW; UDC=600V M0=36Nm (100K); NN=3000rpm; Naturally cooled FRAME SIZE IMB 5 (IM V1, IM V3) FLANGE 1 POWER CONNECTOR ROTATABLE ABSOLUTE ENCODER 22BIT + 12 BIT MULTITURN, WITH DRIVE-CLIQ INTERFACE (ENCODER AM22DQ) PLAIN SHAFT, TOLERANCE N; W/O HOLDING BRAKE PROTECTION CLASS IP65, | - | 0 | 0
1FK7103-2AF71-1FG2 |  | 1FK7103-2AF71-1FG2 | 1 | UN | 1 | 15 | C | D | N | N | 85015220 | 1 |  | 28.501 | KG | 2745.65 | 2745.65 | MC05 | MC05 | SIMOTICS S Synchronous motor 1FK7-CT PN=4.4kW; UDC=600V M0=36Nm (100K); NN=3000rpm; Naturally cooled FRAME SIZE IMB 5 (IM V1, IM V3) FLANGE 1 POWER CONNECTOR ROTATABLE ABSOLUTE ENCODER 22BIT + 12 BIT MULTITURN, WITH DRIVE-CLIQ INTERFACE (ENCODER AM22DQ) PLAIN SHAFT, TOLERANCE N; W/O HOLDING BRAKE PROTECTION CLASS IP65, FLANGE ON DRIVE END IP67; | - | 0 | 0
1FK7103-2AF71-1PG0 |  | 1FK7103-2AF71-1PG0 | 1 | UN | 1 | 15 | C | D | N | N | 85015220 | 1 |  | 28.601 | KG | 1993.07 | 1993.07 | MC05 | MC05 | SIMOTICS S Synchronous motor 1FK7-CT PN=4.4kW; UDC=600V M0=36Nm (100K); NN=3000rpm; Naturally cooled FRAME SIZE IMB 5 (IM V1, IM V3) FLANGE 1 POWER CONNECTOR ROTATABLE RESOLVER 2-POLE, WITH DRIVE CLIQ-INTERFACE PLAIN SHAFT, TOLERANCE N; W/O HOLDING BRAKE PROTECTION CLASS IP64; | - | 0 | 0
1FK7103-2AF71-1PH0 |  | 1FK7103-2AF71-1PH0 | 1 | UN | 1 | 15 | C | D | N | N | 85015220 | 1 |  | 28.9 | KG | 2267.26 | 2267.26 | MC05 | MC05 | SIMOTICS S Synchronous motor 1FK7-CT PN=4.4kW; UDC=600V M0=36Nm (100K); NN=3000rpm; Naturally cooled FRAME SIZE IMB 5 (IM V1, IM V3) FLANGE 1 POWER CONNECTOR ROTATABLE RESOLVER 2-POLE, WITH DRIVE CLIQ-INTERFACE PLAIN SHAFT, TOLERANCE N; WITH HOLDING BRAKE PROTECTION CLASS IP64; | - | 0 | 0
1FK7103-2AF71-1QA1 |  | 1FK7103-2AF71-1QA1 | 1 | UN | 1 | 15 | C | D | N | N | 85015220 | 1 |  | 28.501 | KG | 2181.59 | 2181.59 | MC05 | MC05 | SIMOTICS S Synchronous motor 1FK7-CT PN=4.4kW; UDC=600V M0=36Nm (100K); NN=3000rpm; Naturally cooled IMB 5 design (IM V1, IM V3) Flange 1 Power connector rotatable Absolute encoder single-turn 20-bit with Drive-CLiQ interface (encoder AS20DQI) shaft with feather key, tolerance N without holding brake IP65 degree of protection | - | 0 | 0
1FK7103-2AF71-1QB1 |  | 1FK7103-2AF71-1QB1 | 1 | UN | 1 | 15 | C | D | N | N | 85015220 | 1 |  | 28.8 | KG | 2455.79 | 2455.79 | MC05 | MC05 | SIMOTICS S Synchronous motor 1FK7-CT PN=4.4kW; UDC=600V M0=36Nm (100K); NN=3000rpm; Naturally cooled IMB 5 design (IM V1, IM V3) Flange 1 Power connector rotatable Absolute encoder single-turn 20-bit with Drive-CLiQ interface (encoder AS20DQI) shaft with feather key, tolerance N with holding brake IP65 degree of protection | - | 0 | 0
1FK7103-2AF71-1QG1 |  | 1FK7103-2AF71-1QG1 | 1 | UN | 1 | 15 | C | D | N | N | 85015220 | 1 |  | 28.501 | KG | 2124.1 | 2124.1 | MC05 | MC05 | SIMOTICS S Synchronous motor 1FK7-CT PN=4.4kW; UDC=600V M0=36Nm (100K); NN=3000rpm; Naturally cooled IMB 5 design (IM V1, IM V3) Flange 1 Power connector rotatable Absolute encoder single-turn 20-bit with Drive-CLiQ interface (encoder AS20DQI) smooth shaft, tolerance N without holding brake IP65 degree of protection | - | 0 | 0
1FK7103-2AF71-1QH1 |  | 1FK7103-2AF71-1QH1 | 1 | UN | 1 | 15 | C | D | N | N | 85015220 | 1 |  | 28.8 | KG | 2398.29 | 2398.29 | MC05 | MC05 | SIMOTICS S Synchronous motor 1FK7-CT PN=4.4kW; UDC=600V M0=36Nm (100K); NN=3000rpm; Naturally cooled IMB 5 design (IM V1, IM V3) Flange 1 Power connector rotatable Absolute encoder single-turn 20-bit with Drive-CLiQ interface (encoder AS20DQI) smooth shaft, tolerance N with holding brake IP65 degree of protection | - | 0 | 0
1FK7103-2AF71-1RA1 |  | 1FK7103-2AF71-1RA1 | 1 | UN | 1 | 15 | C | D | N | N | 85015220 | 1 |  | 28.501 | KG | 2430.97 | 2430.97 | MC05 | MC05 | SIMOTICS S Synchronous motor 1FK7-CT PN=4.4kW; UDC=600V M0=36Nm (100K); NN=3000rpm; Naturally cooled IMB 5 design (IM V1, IM V3) Flange 1 Power connector rotatable Absolute encoder 20-bit +12-bit multi-turn with Drive-CLiQ interface (encoder AM20DQI) shaft with feather key, tolerance N without holding brake IP65 degree of protection | - | 0 | 0
1FK7103-2AF71-1RB1 |  | 1FK7103-2AF71-1RB1 | 1 | UN | 1 | 15 | C | D | N | N | 85015220 | 1 |  | 28.8 | KG | 2705.17 | 2705.17 | MC05 | MC05 | SIMOTICS S Synchronous motor 1FK7-CT PN=4.4kW; UDC=600V M0=36Nm (100K); NN=3000rpm; Naturally cooled IMB 5 design (IM V1, IM V3) Flange 1 Power connector rotatable Absolute encoder 20-bit +12-bit multi-turn with Drive-CLiQ interface (encoder AM20DQI) shaft with feather key, tolerance N with holding brake IP65 degree of protection | - | 0 | 0
1FK7103-2AF71-1RG1 |  | 1FK7103-2AF71-1RG1 | 1 | UN | 1 | 15 | C | D | N | N | 85015220 | 1 |  | 28.501 | KG | 2373.49 | 2373.49 | MC05 | MC05 | SIMOTICS S Synchronous motor 1FK7-CT PN=4.4kW; UDC=600V M0=36Nm (100K); NN=3000rpm; Naturally cooled IMB 5 design (IM V1, IM V3) Flange 1 Power connector rotatable Absolute encoder 20-bit +12-bit multi-turn with Drive-CLiQ interface (encoder AM20DQI) smooth shaft, tolerance N without holding brake IP65 degree of protection | - | 0 | 0
1FK7103-2AF71-1SG0 |  | 1FK7103-2AF71-1SG0 | 1 | UN | 1 | 15 | C | D | N | N | 85015220 | 1 |  | 28.502 | KG | 1832.37 | 1832.37 | MC05 | MC05 | SIMOTICS S Synchronous motor 1FK7-CT PN=4.4kW; UDC=600V M0=36Nm (100K); NN=3000rpm; Naturally cooled FRAME SIZE IMB 5 (IM V1, IM V3) FLANGE 1, WITH KTY TEMPERATURESENSOR POWER CONNECTOR ROTATABLE RESOLVER MULTI-POLE (RESOLVER P=4); PLAIN SHAFT, TOLERANCE N; W/O HOLDING BRAKE PROTECTION CLASS IP64; | - | 0 | 0
1FK7103-2AF71-1SH0 |  | 1FK7103-2AF71-1SH0 | 1 | UN | 1 | 15 | C | D | N | N | 85015220 | 1 |  | 28.801 | KG | 2106.56 | 2106.56 | MC05 | MC05 | SIMOTICS S Synchronous motor 1FK7-CT PN=4.4kW; UDC=600V M0=36Nm (100K); NN=3000rpm; Naturally cooled FRAME SIZE IMB 5 (IM V1, IM V3) FLANGE 1, WITH KTY TEMPERATURESENSOR POWER CONNECTOR ROTATABLE RESOLVER MULTI-POLE (RESOLVER P=4); PLAIN SHAFT, TOLERANCE N; WITH HOLDING BRAKE PROTECTION CLASS IP64; | - | 0 | 0
1FK7103-2AF71-1TG0 |  | 1FK7103-2AF71-1TG0 | 1 | UN | 1 | 15 | C | D | N | N | 85015220 | 1 |  | 28.502 | KG | 1832.37 | 1832.37 | MC05 | MC05 | SIMOTICS S Synchronous motor 1FK7-CT PN=4.4kW; UDC=600V M0=36Nm (100K); NN=3000rpm; Naturally cooled FRAME SIZE IMB 5 (IM V1, IM V3) FLANGE 1, WITH KTY TEMPERATURESENSOR POWER CONNECTOR ROTATABLE RESOLVER 2-POLE (RESOLVER P=1); PLAIN SHAFT, TOLERANCE N; W/O HOLDING BRAKE PROTECTION CLASS IP64; | - | 0 | 0
1FK7103-2AF71-1TH0 |  | 1FK7103-2AF71-1TH0 | 1 | UN | 1 | 15 | C | D | N | N | 85015220 | 1 |  | 28.801 | KG | 2106.56 | 2106.56 | MC05 | MC05 | SIMOTICS S Synchronous motor 1FK7-CT PN=4.4kW; UDC=600V M0=36Nm (100K); NN=3000rpm; Naturally cooled FRAME SIZE IMB 5 (IM V1, IM V3) FLANGE 1, WITH KTY TEMPERATURESENSOR POWER CONNECTOR ROTATABLE RESOLVER 2-POLE (RESOLVER P=1); PLAIN SHAFT, TOLERANCE N; WITH HOLDING BRAKE PROTECTION CLASS IP64; | - | 0 | 0
1FK7103-2AF71-1UG0 |  | 1FK7103-2AF71-1UG0 | 1 | UN | 1 | 15 | C | D | N | N | 85015220 | 1 |  | 28.502 | KG | 1993.07 | 1993.07 | MC05 | MC05 | SIMOTICS S Synchronous motor 1FK7-CT PN=4.4kW; UDC=600V M0=36Nm (100K); NN=3000rpm; Naturally cooled FRAME SIZE IMB 5 (IM V1, IM V3) FLANGE 1 POWER CONNECTOR ROTATABLE RESOLVER MULTI-POLE WITH DRIVE-CLIQ INTERFACE; PLAIN SHAFT, TOLERANCE N; W/O HOLDING BRAKE PROTECTION CLASS IP64; | - | 0 | 0
1FK7103-2AF71-1UH0 |  | 1FK7103-2AF71-1UH0 | 1 | UN | 1 | 15 | C | D | N | N | 85015220 | 1 |  | 28.801 | KG | 2267.26 | 2267.26 | MC05 | MC05 | SIMOTICS S Synchronous motor 1FK7-CT PN=4.4kW; UDC=600V M0=36Nm (100K); NN=3000rpm; Naturally cooled FRAME SIZE IMB 5 (IM V1, IM V3) FLANGE 1 POWER CONNECTOR ROTATABLE RESOLVER MULTI-POLE WITH DRIVE-CLIQ INTERFACE; PLAIN SHAFT, TOLERANCE N; WITH HOLDING BRAKE PROTECTION CLASS IP64; | - | 0 | 0
1FK7103-2AF74-1AA0 |  | 1FK7103-2AF74-1AA0 | 1 | UN | 1 | 15 | C | D | N | N | 85015220 | 1 |  | 28.501 | KG | 2280.5 | 2280.5 | MC05 | MC05 | SIMOTICS S Synchronous motor 1FK7-CT PN=4.4kW; UDC=600V M0=36Nm (100K); NN=3000rpm; Naturally cooled FRAME SIZE IMB 5 (IM V1, IM V3) FLANGE 1, WITH PT1000 TEMPERATURESENSOR POWER CONNECTOR ROTATABLE INCREMENTAL ENCODER SIN/COS 1VPP;2048 S/R W. C-AND D-SPUR (ENCODER IC2048S/R) SHAFT WITH FITTED KEY, TOLERANCE N; W/O HOLDING BRAKE PROTECTION CLASS IP64; | - | 0 | 0
1FK7103-2AF74-1AA1 |  | 1FK7103-2AF74-1AA1 | 1 | UN | 1 | 15 | C | D | N | N | 85015220 | 1 |  | 28.501 | KG | 2342.84 | 2342.84 | MC05 | MC05 | SIMOTICS S Synchronous motor 1FK7-CT PN=4.4kW; UDC=600V M0=36Nm (100K); NN=3000rpm; Naturally cooled FRAME SIZE IMB 5 (IM V1, IM V3) FLANGE 1, WITH PT1000 TEMPERATURESENSOR POWER CONNECTOR ROTATABLE INCREMENTAL ENCODER SIN/COS 1VPP;2048 S/R W. C-AND D-SPUR (ENCODER IC2048S/R) SHAFT WITH FITTED KEY, TOLERANCE N; W/O HOLDING BRAKE PROTECTION CLASS IP65, | - | 0 | 0
1FK7103-2AF74-1AA2 |  | 1FK7103-2AF74-1AA2 | 1 | UN | 1 | 15 | C | D | N | N | 85015220 | 1 |  | 28.501 | KG | 2342.84 | 2342.84 | MC05 | MC05 | SIMOTICS S Synchronous motor 1FK7-CT PN=4.4kW; UDC=600V M0=36Nm (100K); NN=3000rpm; Naturally cooled FRAME SIZE IMB 5 (IM V1, IM V3) FLANGE 1, WITH PT1000 TEMPERATURESENSOR POWER CONNECTOR ROTATABLE INCREMENTAL ENCODER SIN/COS 1VPP;2048 S/R W. C-AND D-SPUR (ENCODER IC2048S/R) SHAFT WITH FITTED KEY, TOLERANCE N; W/O HOLDING BRAKE PROTECTION CLASS IP65, FLANGE ON DRIVE END IP67; | - | 0 | 0
1FK7103-2AF74-1AB0 |  | 1FK7103-2AF74-1AB0 | 1 | UN | 1 | 15 | C | D | N | N | 85015220 | 1 |  | 28.8 | KG | 2554.7 | 2554.7 | MC05 | MC05 | SIMOTICS S Synchronous motor 1FK7-CT PN=4.4kW; UDC=600V M0=36Nm (100K); NN=3000rpm; Naturally cooled FRAME SIZE IMB 5 (IM V1, IM V3) FLANGE 1, WITH PT1000 TEMPERATURESENSOR POWER CONNECTOR ROTATABLE INCREMENTAL ENCODER SIN/COS 1VPP;2048 S/R W. C-AND D-SPUR (ENCODER IC2048S/R) SHAFT WITH FITTED KEY, TOLERANCE N; WITH HOLDING BRAKE PROTECTION CLASS IP64; | - | 0 | 0
1FK7103-2AF74-1AB1 |  | 1FK7103-2AF74-1AB1 | 1 | UN | 1 | 15 | C | D | N | N | 85015220 | 1 |  | 28.8 | KG | 2617.04 | 2617.04 | MC05 | MC05 | SIMOTICS S Synchronous motor 1FK7-CT PN=4.4kW; UDC=600V M0=36Nm (100K); NN=3000rpm; Naturally cooled FRAME SIZE IMB 5 (IM V1, IM V3) FLANGE 1, WITH PT1000 TEMPERATURESENSOR POWER CONNECTOR ROTATABLE INCREMENTAL ENCODER SIN/COS 1VPP;2048 S/R W. C-AND D-SPUR (ENCODER IC2048S/R) SHAFT WITH FITTED KEY, TOLERANCE N; WITH HOLDING BRAKE PROTECTION CLASS IP65, | - | 0 | 0
1FK7103-2AF74-1AB2 |  | 1FK7103-2AF74-1AB2 | 1 | UN | 1 | 15 | C | D | N | N | 85015220 | 1 |  | 28.8 | KG | 2617.04 | 2617.04 | MC05 | MC05 | SIMOTICS S Synchronous motor 1FK7-CT PN=4.4kW; UDC=600V M0=36Nm (100K); NN=3000rpm; Naturally cooled FRAME SIZE IMB 5 (IM V1, IM V3) FLANGE 1, WITH PT1000 TEMPERATURESENSOR POWER CONNECTOR ROTATABLE INCREMENTAL ENCODER SIN/COS 1VPP;2048 S/R W. C-AND D-SPUR (ENCODER IC2048S/R) SHAFT WITH FITTED KEY, TOLERANCE N; WITH HOLDING BRAKE PROTECTION CLASS IP65, FLANGE ON DRIVE END IP67; | - | 0 | 0
1FK7103-2AF74-1AG0 |  | 1FK7103-2AF74-1AG0 | 1 | UN | 1 | 15 | C | D | N | N | 85015220 | 1 |  | 28.501 | KG | 2223.01 | 2223.01 | MC05 | MC05 | SIMOTICS S Synchronous motor 1FK7-CT PN=4.4kW; UDC=600V M0=36Nm (100K); NN=3000rpm; Naturally cooled FRAME SIZE IMB 5 (IM V1, IM V3) FLANGE 1, WITH PT1000 TEMPERATURESENSOR POWER CONNECTOR ROTATABLE INCREMENTAL ENCODER SIN/COS 1VPP;2048 S/R W. C-AND D-SPUR (ENCODER IC2048S/R) PLAIN SHAFT, TOLERANCE N; W/O HOLDING BRAKE PROTECTION CLASS IP64; | - | 0 | 0
1FK7103-2AF74-1AG1 |  | 1FK7103-2AF74-1AG1 | 1 | UN | 1 | 15 | C | D | N | N | 85015220 | 1 |  | 28.501 | KG | 2285.35 | 2285.35 | MC05 | MC05 | SIMOTICS S Synchronous motor 1FK7-CT PN=4.4kW; UDC=600V M0=36Nm (100K); NN=3000rpm; Naturally cooled FRAME SIZE IMB 5 (IM V1, IM V3) FLANGE 1, WITH PT1000 TEMPERATURESENSOR POWER CONNECTOR ROTATABLE INCREMENTAL ENCODER SIN/COS 1VPP;2048 S/R W. C-AND D-SPUR (ENCODER IC2048S/R) PLAIN SHAFT, TOLERANCE N; W/O HOLDING BRAKE PROTECTION CLASS IP65, | - | 0 | 0
1FK7103-2AF74-1AG2 |  | 1FK7103-2AF74-1AG2 | 1 | UN | 1 | 15 | C | D | N | N | 85015220 | 1 |  | 28.501 | KG | 2285.35 | 2285.35 | MC05 | MC05 | SIMOTICS S Synchronous motor 1FK7-CT PN=4.4kW; UDC=600V M0=36Nm (100K); NN=3000rpm; Naturally cooled FRAME SIZE IMB 5 (IM V1, IM V3) FLANGE 1, WITH PT1000 TEMPERATURESENSOR POWER CONNECTOR ROTATABLE INCREMENTAL ENCODER SIN/COS 1VPP;2048 S/R W. C-AND D-SPUR (ENCODER IC2048S/R) PLAIN SHAFT, TOLERANCE N; W/O HOLDING BRAKE PROTECTION CLASS IP65, FLANGE ON DRIVE END IP67; | - | 0 | 0
1FK7103-2AF74-1AH0 |  | 1FK7103-2AF74-1AH0 | 1 | UN | 1 | 15 | C | D | N | N | 85015220 | 1 |  | 28.8 | KG | 2497.2 | 2497.2 | MC05 | MC05 | SIMOTICS S Synchronous motor 1FK7-CT PN=4.4kW; UDC=600V M0=36Nm (100K); NN=3000rpm; Naturally cooled FRAME SIZE IMB 5 (IM V1, IM V3) FLANGE 1, WITH PT1000 TEMPERATURESENSOR POWER CONNECTOR ROTATABLE INCREMENTAL ENCODER SIN/COS 1VPP;2048 S/R W. C-AND D-SPUR (ENCODER IC2048S/R) PLAIN SHAFT, TOLERANCE N; WITH HOLDING BRAKE PROTECTION CLASS IP64; | - | 0 | 0
1FK7103-2AF74-1AH1 |  | 1FK7103-2AF74-1AH1 | 1 | UN | 1 | 15 | C | D | N | N | 85015220 | 1 |  | 28.8 | KG | 2559.54 | 2559.54 | MC05 | MC05 | SIMOTICS S Synchronous motor 1FK7-CT PN=4.4kW; UDC=600V M0=36Nm (100K); NN=3000rpm; Naturally cooled FRAME SIZE IMB 5 (IM V1, IM V3) FLANGE 1, WITH PT1000 TEMPERATURESENSOR POWER CONNECTOR ROTATABLE INCREMENTAL ENCODER SIN/COS 1VPP;2048 S/R W. C-AND D-SPUR (ENCODER IC2048S/R) PLAIN SHAFT, TOLERANCE N; WITH HOLDING BRAKE PROTECTION CLASS IP65, | - | 0 | 0
1FK7103-2AF74-1AH2 |  | 1FK7103-2AF74-1AH2 | 1 | UN | 1 | 15 | C | D | N | N | 85015220 | 1 |  | 28.8 | KG | 2559.54 | 2559.54 | MC05 | MC05 | SIMOTICS S Synchronous motor 1FK7-CT PN=4.4kW; UDC=600V M0=36Nm (100K); NN=3000rpm; Naturally cooled FRAME SIZE IMB 5 (IM V1, IM V3) FLANGE 1, WITH PT1000 TEMPERATURESENSOR POWER CONNECTOR ROTATABLE INCREMENTAL ENCODER SIN/COS 1VPP;2048 S/R W. C-AND D-SPUR (ENCODER IC2048S/R) PLAIN SHAFT, TOLERANCE N; WITH HOLDING BRAKE PROTECTION CLASS IP65, FLANGE ON DRIVE END IP67; | - | 0 | 0
1FK7103-2AF74-1EA0 |  | 1FK7103-2AF74-1EA0 | 1 | UN | 1 | 15 | C | D | N | N | 85015220 | 1 |  | 28.501 | KG | 2528.18 | 2528.18 | MC05 | MC05 | SIMOTICS S Synchronous motor 1FK7-CT PN=4.4kW; UDC=600V M0=36Nm (100K); NN=3000rpm; Naturally cooled FRAME SIZE IMB 5 (IM V1, IM V3) FLANGE 1, WITH PT1000 TEMPERATURESENSOR POWER CONNECTOR ROTATABLE ABSOLUTE ENCODERR 2048 S/R + 4096 UMDREHUNGEN MULTITURN, WITH ENDAT-SCHNITTSTELLE (ENCODER AM2048S/R) SHAFT WITH FITTED KEY, TOLERANCE N; W/O HOLDING BRAKE PROTECTION CLASS IP64; | - | 0 | 0
1FK7103-2AF74-1EA1 |  | 1FK7103-2AF74-1EA1 | 1 | UN | 1 | 15 | C | D | N | N | 85015220 | 1 |  | 28.501 | KG | 2590.52 | 2590.52 | MC05 | MC05 | SIMOTICS S Synchronous motor 1FK7-CT PN=4.4kW; UDC=600V M0=36Nm (100K); NN=3000rpm; Naturally cooled FRAME SIZE IMB 5 (IM V1, IM V3) FLANGE 1, WITH PT1000 TEMPERATURESENSOR POWER CONNECTOR ROTATABLE ABSOLUTE ENCODERR 2048 S/R + 4096 UMDREHUNGEN MULTITURN, WITH ENDAT-SCHNITTSTELLE (ENCODER AM2048S/R) SHAFT WITH FITTED KEY, TOLERANCE N; W/O HOLDING BRAKE PROTECTION CLASS IP65, | - | 0 | 0
1FK7103-2AF74-1EA2 |  | 1FK7103-2AF74-1EA2 | 1 | UN | 1 | 15 | C | D | N | N | 85015220 | 1 |  | 28.501 | KG | 2590.52 | 2590.52 | MC05 | MC05 | SIMOTICS S Synchronous motor 1FK7-CT PN=4.4kW; UDC=600V M0=36Nm (100K); NN=3000rpm; Naturally cooled FRAME SIZE IMB 5 (IM V1, IM V3) FLANGE 1, WITH PT1000 TEMPERATURESENSOR POWER CONNECTOR ROTATABLE ABSOLUTE ENCODERR 2048 S/R + 4096 UMDREHUNGEN MULTITURN, WITH ENDAT-SCHNITTSTELLE (ENCODER AM2048S/R) SHAFT WITH FITTED KEY, TOLERANCE N; W/O HOLDING BRAKE PROTECTION CLASS IP65, FLANGE ON DRIVE END IP67; | - | 0 | 0
1FK7103-2AF74-1EB0 |  | 1FK7103-2AF74-1EB0 | 1 | UN | 1 | 15 | C | D | N | N | 85015220 | 1 |  | 28.8 | KG | 2802.38 | 2802.38 | MC05 | MC05 | SIMOTICS S Synchronous motor 1FK7-CT PN=4.4kW; UDC=600V M0=36Nm (100K); NN=3000rpm; Naturally cooled FRAME SIZE IMB 5 (IM V1, IM V3) FLANGE 1, WITH PT1000 TEMPERATURESENSOR POWER CONNECTOR ROTATABLE ABSOLUTE ENCODERR 2048 S/R + 4096 UMDREHUNGEN MULTITURN, WITH ENDAT-SCHNITTSTELLE (ENCODER AM2048S/R) SHAFT WITH FITTED KEY, TOLERANCE N; WITH HOLDING BRAKE PROTECTION CLASS IP64; | - | 0 | 0
1FK7103-2AF74-1EB1 |  | 1FK7103-2AF74-1EB1 | 1 | UN | 1 | 15 | C | D | N | N | 85015220 | 1 |  | 28.8 | KG | 2864.72 | 2864.72 | MC05 | MC05 | SIMOTICS S Synchronous motor 1FK7-CT PN=4.4kW; UDC=600V M0=36Nm (100K); NN=3000rpm; Naturally cooled FRAME SIZE IMB 5 (IM V1, IM V3) FLANGE 1, WITH PT1000 TEMPERATURESENSOR POWER CONNECTOR ROTATABLE ABSOLUTE ENCODERR 2048 S/R + 4096 UMDREHUNGEN MULTITURN, WITH ENDAT-SCHNITTSTELLE (ENCODER AM2048S/R) SHAFT WITH FITTED KEY, TOLERANCE N; WITH HOLDING BRAKE PROTECTION CLASS IP65, | - | 0 | 0
1FK7103-2AF74-1EB2 |  | 1FK7103-2AF74-1EB2 | 1 | UN | 1 | 15 | C | D | N | N | 85015220 | 1 |  | 28.8 | KG | 2864.72 | 2864.72 | MC05 | MC05 | SIMOTICS S Synchronous motor 1FK7-CT PN=4.4kW; UDC=600V M0=36Nm (100K); NN=3000rpm; Naturally cooled FRAME SIZE IMB 5 (IM V1, IM V3) FLANGE 1, WITH PT1000 TEMPERATURESENSOR POWER CONNECTOR ROTATABLE ABSOLUTE ENCODERR 2048 S/R + 4096 UMDREHUNGEN MULTITURN, WITH ENDAT-SCHNITTSTELLE (ENCODER AM2048S/R) SHAFT WITH FITTED KEY, TOLERANCE N; WITH HOLDING BRAKE PROTECTION CLASS IP65, FLANGE ON DRIVE END IP67; | - | 0 | 0
1FK7103-2AF74-1EG0 |  | 1FK7103-2AF74-1EG0 | 1 | UN | 1 | 15 | C | D | N | N | 85015220 | 1 |  | 28.501 | KG | 2470.69 | 2470.69 | MC05 | MC05 | SIMOTICS S Synchronous motor 1FK7-CT PN=4.4kW; UDC=600V M0=36Nm (100K); NN=3000rpm; Naturally cooled FRAME SIZE IMB 5 (IM V1, IM V3) FLANGE 1, WITH PT1000 TEMPERATURESENSOR POWER CONNECTOR ROTATABLE ABSOLUTE ENCODERR 2048 S/R + 4096 UMDREHUNGEN MULTITURN, WITH ENDAT-SCHNITTSTELLE (ENCODER AM2048S/R) PLAIN SHAFT, TOLERANCE N; W/O HOLDING BRAKE PROTECTION CLASS IP64; | - | 0 | 0
1FK7103-2AF74-1EG1 |  | 1FK7103-2AF74-1EG1 | 1 | UN | 1 | 15 | C | D | N | N | 85015220 | 1 |  | 28.501 | KG | 2533.03 | 2533.03 | MC05 | MC05 | SIMOTICS S Synchronous motor 1FK7-CT PN=4.4kW; UDC=600V M0=36Nm (100K); NN=3000rpm; Naturally cooled FRAME SIZE IMB 5 (IM V1, IM V3) FLANGE 1, WITH PT1000 TEMPERATURESENSOR POWER CONNECTOR ROTATABLE ABSOLUTE ENCODERR 2048 S/R + 4096 UMDREHUNGEN MULTITURN, WITH ENDAT-SCHNITTSTELLE (ENCODER AM2048S/R) PLAIN SHAFT, TOLERANCE N; W/O HOLDING BRAKE PROTECTION CLASS IP65, | - | 0 | 0
1FK7103-2AF74-1EG2 |  | 1FK7103-2AF74-1EG2 | 1 | UN | 1 | 15 | C | D | N | N | 85015220 | 1 |  | 28.501 | KG | 2533.03 | 2533.03 | MC05 | MC05 | SIMOTICS S Synchronous motor 1FK7-CT PN=4.4kW; UDC=600V M0=36Nm (100K); NN=3000rpm; Naturally cooled FRAME SIZE IMB 5 (IM V1, IM V3) FLANGE 1, WITH PT1000 TEMPERATURESENSOR POWER CONNECTOR ROTATABLE ABSOLUTE ENCODERR 2048 S/R + 4096 UMDREHUNGEN MULTITURN, WITH ENDAT-SCHNITTSTELLE (ENCODER AM2048S/R) PLAIN SHAFT, TOLERANCE N; W/O HOLDING BRAKE PROTECTION CLASS IP65, FLANGE ON DRIVE END IP67; | - | 0 | 0
1FK7103-2AF74-1EH0 |  | 1FK7103-2AF74-1EH0 | 1 | UN | 1 | 15 | C | D | N | N | 85015220 | 1 |  | 28.8 | KG | 2744.88 | 2744.88 | MC05 | MC05 | SIMOTICS S Synchronous motor 1FK7-CT PN=4.4kW; UDC=600V M0=36Nm (100K); NN=3000rpm; Naturally cooled FRAME SIZE IMB 5 (IM V1, IM V3) FLANGE 1, WITH PT1000 TEMPERATURESENSOR POWER CONNECTOR ROTATABLE ABSOLUTE ENCODERR 2048 S/R + 4096 UMDREHUNGEN MULTITURN, WITH ENDAT-SCHNITTSTELLE (ENCODER AM2048S/R) PLAIN SHAFT, TOLERANCE N; WITH HOLDING BRAKE PROTECTION CLASS IP64; | - | 0 | 0
1FK7103-2AF74-1EH1 |  | 1FK7103-2AF74-1EH1 | 1 | UN | 1 | 15 | C | D | N | N | 85015220 | 1 |  | 28.8 | KG | 2807.22 | 2807.22 | MC05 | MC05 | SIMOTICS S Synchronous motor 1FK7-CT PN=4.4kW; UDC=600V M0=36Nm (100K); NN=3000rpm; Naturally cooled FRAME SIZE IMB 5 (IM V1, IM V3) FLANGE 1, WITH PT1000 TEMPERATURESENSOR POWER CONNECTOR ROTATABLE ABSOLUTE ENCODERR 2048 S/R + 4096 UMDREHUNGEN MULTITURN, WITH ENDAT-SCHNITTSTELLE (ENCODER AM2048S/R) PLAIN SHAFT, TOLERANCE N; WITH HOLDING BRAKE PROTECTION CLASS IP65, | - | 0 | 0
1FK7103-2AF74-1EH2 |  | 1FK7103-2AF74-1EH2 | 1 | UN | 1 | 15 | C | D | N | N | 85015220 | 1 |  | 28.8 | KG | 2807.22 | 2807.22 | MC05 | MC05 | SIMOTICS S Synchronous motor 1FK7-CT PN=4.4kW; UDC=600V M0=36Nm (100K); NN=3000rpm; Naturally cooled FRAME SIZE IMB 5 (IM V1, IM V3) FLANGE 1, WITH PT1000 TEMPERATURESENSOR POWER CONNECTOR ROTATABLE ABSOLUTE ENCODERR 2048 S/R + 4096 UMDREHUNGEN MULTITURN, WITH ENDAT-SCHNITTSTELLE (ENCODER AM2048S/R) PLAIN SHAFT, TOLERANCE N; WITH HOLDING BRAKE PROTECTION CLASS IP65, FLANGE ON DRIVE END IP67; | - | 0 | 0
1FK7103-2AF74-1SA0 |  | 1FK7103-2AF74-1SA0 | 1 | UN | 1 | 15 | C | D | N | N | 85015220 | 1 |  | 28.502 | KG | 1889.86 | 1889.86 | MC05 | MC05 | SIMOTICS S Synchronous motor 1FK7-CT PN=4.4kW; UDC=600V M0=36Nm (100K); NN=3000rpm; Naturally cooled FRAME SIZE IMB 5 (IM V1, IM V3) FLANGE 1, WITH PT1000 TEMPERATURESENSOR POWER CONNECTOR ROTATABLE RESOLVER MULTI-POLE (RESOLVER P=4); SHAFT WITH FITTED KEY, TOLERANCE N; W/O HOLDING BRAKE PROTECTION CLASS IP64; | - | 0 | 0
1FK7103-2AF74-1SA1 |  | 1FK7103-2AF74-1SA1 | 1 | UN | 1 | 15 | C | D | N | N | 85015220 | 1 |  | 28.502 | KG | 1952.2 | 1952.2 | MC05 | MC05 | SIMOTICS S Synchronous motor 1FK7-CT PN=4.4kW; UDC=600V M0=36Nm (100K); NN=3000rpm; Naturally cooled FRAME SIZE IMB 5 (IM V1, IM V3) FLANGE 1, WITH PT1000 TEMPERATURESENSOR POWER CONNECTOR ROTATABLE RESOLVER MULTI-POLE (RESOLVER P=4); SHAFT WITH FITTED KEY, TOLERANCE N; W/O HOLDING BRAKE PROTECTION CLASS IP65, | - | 0 | 0
1FK7103-2AF74-1SA2 |  | 1FK7103-2AF74-1SA2 | 1 | UN | 1 | 15 | C | D | N | N | 85015220 | 1 |  | 28.502 | KG | 1952.2 | 1952.2 | MC05 | MC05 | SIMOTICS S Synchronous motor 1FK7-CT PN=4.4kW; UDC=600V M0=36Nm (100K); NN=3000rpm; Naturally cooled FRAME SIZE IMB 5 (IM V1, IM V3) FLANGE 1, WITH PT1000 TEMPERATURESENSOR POWER CONNECTOR ROTATABLE RESOLVER MULTI-POLE (RESOLVER P=4); SHAFT WITH FITTED KEY, TOLERANCE N; W/O HOLDING BRAKE PROTECTION CLASS IP65, FLANGE ON DRIVE END IP67; | - | 0 | 0
1FK7103-2AF74-1SB0 |  | 1FK7103-2AF74-1SB0 | 1 | UN | 1 | 15 | C | D | N | N | 85015220 | 1 |  | 28.801 | KG | 2164.06 | 2164.06 | MC05 | MC05 | SIMOTICS S Synchronous motor 1FK7-CT PN=4.4kW; UDC=600V M0=36Nm (100K); NN=3000rpm; Naturally cooled FRAME SIZE IMB 5 (IM V1, IM V3) FLANGE 1, WITH PT1000 TEMPERATURESENSOR POWER CONNECTOR ROTATABLE RESOLVER MULTI-POLE (RESOLVER P=4); SHAFT WITH FITTED KEY, TOLERANCE N; WITH HOLDING BRAKE PROTECTION CLASS IP64; | - | 0 | 0
1FK7103-2AF74-1SB1 |  | 1FK7103-2AF74-1SB1 | 1 | UN | 1 | 15 | C | D | N | N | 85015220 | 1 |  | 28.801 | KG | 2226.4 | 2226.4 | MC05 | MC05 | SIMOTICS S Synchronous motor 1FK7-CT PN=4.4kW; UDC=600V M0=36Nm (100K); NN=3000rpm; Naturally cooled FRAME SIZE IMB 5 (IM V1, IM V3) FLANGE 1, WITH PT1000 TEMPERATURESENSOR POWER CONNECTOR ROTATABLE RESOLVER MULTI-POLE (RESOLVER P=4); SHAFT WITH FITTED KEY, TOLERANCE N; WITH HOLDING BRAKE PROTECTION CLASS IP65, | - | 0 | 0
1FK7103-2AF74-1SB2 |  | 1FK7103-2AF74-1SB2 | 1 | UN | 1 | 15 | C | D | N | N | 85015220 | 1 |  | 28.801 | KG | 2226.4 | 2226.4 | MC05 | MC05 | SIMOTICS S Synchronous motor 1FK7-CT PN=4.4kW; UDC=600V M0=36Nm (100K); NN=3000rpm; Naturally cooled FRAME SIZE IMB 5 (IM V1, IM V3) FLANGE 1, WITH PT1000 TEMPERATURESENSOR POWER CONNECTOR ROTATABLE RESOLVER MULTI-POLE (RESOLVER P=4); SHAFT WITH FITTED KEY, TOLERANCE N; WITH HOLDING BRAKE PROTECTION CLASS IP65, FLANGE ON DRIVE END IP67; | - | 0 | 0
1FK7103-2AF74-1SG0 |  | 1FK7103-2AF74-1SG0 | 1 | UN | 1 | 15 | C | D | N | N | 85015220 | 1 |  | 28.502 | KG | 1832.37 | 1832.37 | MC05 | MC05 | SIMOTICS S Synchronous motor 1FK7-CT PN=4.4kW; UDC=600V M0=36Nm (100K); NN=3000rpm; Naturally cooled FRAME SIZE IMB 5 (IM V1, IM V3) FLANGE 1, WITH PT1000 TEMPERATURESENSOR POWER CONNECTOR ROTATABLE RESOLVER MULTI-POLE (RESOLVER P=4); PLAIN SHAFT, TOLERANCE N; W/O HOLDING BRAKE PROTECTION CLASS IP64; | - | 0 | 0
1FK7103-2AF74-1SG1 |  | 1FK7103-2AF74-1SG1 | 1 | UN | 1 | 15 | C | D | N | N | 85015220 | 1 |  | 28.502 | KG | 1894.71 | 1894.71 | MC05 | MC05 | SIMOTICS S Synchronous motor 1FK7-CT PN=4.4kW; UDC=600V M0=36Nm (100K); NN=3000rpm; Naturally cooled FRAME SIZE IMB 5 (IM V1, IM V3) FLANGE 1, WITH PT1000 TEMPERATURESENSOR POWER CONNECTOR ROTATABLE RESOLVER MULTI-POLE (RESOLVER P=4); PLAIN SHAFT, TOLERANCE N; W/O HOLDING BRAKE PROTECTION CLASS IP65, | - | 0 | 0
1FK7103-2AF74-1SG2 |  | 1FK7103-2AF74-1SG2 | 1 | UN | 1 | 15 | C | D | N | N | 85015220 | 1 |  | 28.502 | KG | 1894.71 | 1894.71 | MC05 | MC05 | SIMOTICS S Synchronous motor 1FK7-CT PN=4.4kW; UDC=600V M0=36Nm (100K); NN=3000rpm; Naturally cooled FRAME SIZE IMB 5 (IM V1, IM V3) FLANGE 1, WITH PT1000 TEMPERATURESENSOR POWER CONNECTOR ROTATABLE RESOLVER MULTI-POLE (RESOLVER P=4); PLAIN SHAFT, TOLERANCE N; W/O HOLDING BRAKE PROTECTION CLASS IP65, FLANGE ON DRIVE END IP67; | - | 0 | 0
1FK7103-2AF74-1SH0 |  | 1FK7103-2AF74-1SH0 | 1 | UN | 1 | 15 | C | D | N | N | 85015220 | 1 |  | 28.801 | KG | 2106.56 | 2106.56 | MC05 | MC05 | SIMOTICS S Synchronous motor 1FK7-CT PN=4.4kW; UDC=600V M0=36Nm (100K); NN=3000rpm; Naturally cooled FRAME SIZE IMB 5 (IM V1, IM V3) FLANGE 1, WITH PT1000 TEMPERATURESENSOR POWER CONNECTOR ROTATABLE RESOLVER MULTI-POLE (RESOLVER P=4); PLAIN SHAFT, TOLERANCE N; WITH HOLDING BRAKE PROTECTION CLASS IP64; | - | 0 | 0
1FK7103-2AF74-1SH1 |  | 1FK7103-2AF74-1SH1 | 1 | UN | 1 | 15 | C | D | N | N | 85015220 | 1 |  | 28.801 | KG | 2168.9 | 2168.9 | MC05 | MC05 | SIMOTICS S Synchronous motor 1FK7-CT PN=4.4kW; UDC=600V M0=36Nm (100K); NN=3000rpm; Naturally cooled FRAME SIZE IMB 5 (IM V1, IM V3) FLANGE 1, WITH PT1000 TEMPERATURESENSOR POWER CONNECTOR ROTATABLE RESOLVER MULTI-POLE (RESOLVER P=4); PLAIN SHAFT, TOLERANCE N; WITH HOLDING BRAKE PROTECTION CLASS IP65, | - | 0 | 0
1FK7103-2AF74-1SH2 |  | 1FK7103-2AF74-1SH2 | 1 | UN | 1 | 15 | C | D | N | N | 85015220 | 1 |  | 28.801 | KG | 2168.9 | 2168.9 | MC05 | MC05 | SIMOTICS S Synchronous motor 1FK7-CT PN=4.4kW; UDC=600V M0=36Nm (100K); NN=3000rpm; Naturally cooled FRAME SIZE IMB 5 (IM V1, IM V3) FLANGE 1, WITH PT1000 TEMPERATURESENSOR POWER CONNECTOR ROTATABLE RESOLVER MULTI-POLE (RESOLVER P=4); PLAIN SHAFT, TOLERANCE N; WITH HOLDING BRAKE PROTECTION CLASS IP65, FLANGE ON DRIVE END IP67; | - | 0 | 0
1FK7103-2AF74-1TA0 |  | 1FK7103-2AF74-1TA0 | 1 | UN | 1 | 15 | C | D | N | N | 85015220 | 1 |  | 28.502 | KG | 1889.86 | 1889.86 | MC05 | MC05 | SIMOTICS S Synchronous motor 1FK7-CT PN=4.4kW; UDC=600V M0=36Nm (100K); NN=3000rpm; Naturally cooled FRAME SIZE IMB 5 (IM V1, IM V3) FLANGE 1, WITH PT1000 TEMPERATURESENSOR POWER CONNECTOR ROTATABLE RESOLVER 2-POLE (RESOLVER P=1); SHAFT WITH FITTED KEY, TOLERANCE N; W/O HOLDING BRAKE PROTECTION CLASS IP64; | - | 0 | 0
1FK7103-2AF74-1TA1 |  | 1FK7103-2AF74-1TA1 | 1 | UN | 1 | 15 | C | D | N | N | 85015220 | 1 |  | 28.502 | KG | 1952.2 | 1952.2 | MC05 | MC05 | SIMOTICS S Synchronous motor 1FK7-CT PN=4.4kW; UDC=600V M0=36Nm (100K); NN=3000rpm; Naturally cooled FRAME SIZE IMB 5 (IM V1, IM V3) FLANGE 1, WITH PT1000 TEMPERATURESENSOR POWER CONNECTOR ROTATABLE RESOLVER 2-POLE (RESOLVER P=1); SHAFT WITH FITTED KEY, TOLERANCE N; W/O HOLDING BRAKE PROTECTION CLASS IP65, | - | 0 | 0
1FK7103-2AF74-1TA2 |  | 1FK7103-2AF74-1TA2 | 1 | UN | 1 | 15 | C | D | N | N | 85015220 | 1 |  | 28.502 | KG | 1952.2 | 1952.2 | MC05 | MC05 | SIMOTICS S Synchronous motor 1FK7-CT PN=4.4kW; UDC=600V M0=36Nm (100K); NN=3000rpm; Naturally cooled FRAME SIZE IMB 5 (IM V1, IM V3) FLANGE 1, WITH PT1000 TEMPERATURESENSOR POWER CONNECTOR ROTATABLE RESOLVER 2-POLE (RESOLVER P=1); SHAFT WITH FITTED KEY, TOLERANCE N; W/O HOLDING BRAKE PROTECTION CLASS IP65, FLANGE ON DRIVE END IP67; | - | 0 | 0
1FK7103-2AF74-1TB0 |  | 1FK7103-2AF74-1TB0 | 1 | UN | 1 | 15 | C | D | N | N | 85015220 | 1 |  | 28.801 | KG | 2164.06 | 2164.06 | MC05 | MC05 | SIMOTICS S Synchronous motor 1FK7-CT PN=4.4kW; UDC=600V M0=36Nm (100K); NN=3000rpm; Naturally cooled FRAME SIZE IMB 5 (IM V1, IM V3) FLANGE 1, WITH PT1000 TEMPERATURESENSOR POWER CONNECTOR ROTATABLE RESOLVER 2-POLE (RESOLVER P=1); SHAFT WITH FITTED KEY, TOLERANCE N; WITH HOLDING BRAKE PROTECTION CLASS IP64; | - | 0 | 0
1FK7103-2AF74-1TB1 |  | 1FK7103-2AF74-1TB1 | 1 | UN | 1 | 15 | C | D | N | N | 85015220 | 1 |  | 28.801 | KG | 2226.4 | 2226.4 | MC05 | MC05 | SIMOTICS S Synchronous motor 1FK7-CT PN=4.4kW; UDC=600V M0=36Nm (100K); NN=3000rpm; Naturally cooled FRAME SIZE IMB 5 (IM V1, IM V3) FLANGE 1, WITH PT1000 TEMPERATURESENSOR POWER CONNECTOR ROTATABLE RESOLVER 2-POLE (RESOLVER P=1); SHAFT WITH FITTED KEY, TOLERANCE N; WITH HOLDING BRAKE PROTECTION CLASS IP65, | - | 0 | 0
1FK7103-2AF74-1TB2 |  | 1FK7103-2AF74-1TB2 | 1 | UN | 1 | 15 | C | D | N | N | 85015220 | 1 |  | 28.801 | KG | 2226.4 | 2226.4 | MC05 | MC05 | SIMOTICS S Synchronous motor 1FK7-CT PN=4.4kW; UDC=600V M0=36Nm (100K); NN=3000rpm; Naturally cooled FRAME SIZE IMB 5 (IM V1, IM V3) FLANGE 1, WITH PT1000 TEMPERATURESENSOR POWER CONNECTOR ROTATABLE RESOLVER 2-POLE (RESOLVER P=1); SHAFT WITH FITTED KEY, TOLERANCE N; WITH HOLDING BRAKE PROTECTION CLASS IP65, FLANGE ON DRIVE END IP67; | - | 0 | 0
1FK7103-2AF74-1TG0 |  | 1FK7103-2AF74-1TG0 | 1 | UN | 1 | 15 | C | D | N | N | 85015220 | 1 |  | 28.502 | KG | 1832.37 | 1832.37 | MC05 | MC05 | SIMOTICS S Synchronous motor 1FK7-CT PN=4.4kW; UDC=600V M0=36Nm (100K); NN=3000rpm; Naturally cooled FRAME SIZE IMB 5 (IM V1, IM V3) FLANGE 1, WITH PT1000 TEMPERATURESENSOR POWER CONNECTOR ROTATABLE RESOLVER 2-POLE (RESOLVER P=1); PLAIN SHAFT, TOLERANCE N; W/O HOLDING BRAKE PROTECTION CLASS IP64; | - | 0 | 0
1FK7103-2AF74-1TG1 |  | 1FK7103-2AF74-1TG1 | 1 | UN | 1 | 15 | C | D | N | N | 85015220 | 1 |  | 28.502 | KG | 1894.71 | 1894.71 | MC05 | MC05 | SIMOTICS S Synchronous motor 1FK7-CT PN=4.4kW; UDC=600V M0=36Nm (100K); NN=3000rpm; Naturally cooled FRAME SIZE IMB 5 (IM V1, IM V3) FLANGE 1, WITH PT1000 TEMPERATURESENSOR POWER CONNECTOR ROTATABLE RESOLVER 2-POLE (RESOLVER P=1); PLAIN SHAFT, TOLERANCE N; W/O HOLDING BRAKE PROTECTION CLASS IP65, | - | 0 | 0
1FK7103-2AF74-1TG2 |  | 1FK7103-2AF74-1TG2 | 1 | UN | 1 | 15 | C | D | N | N | 85015220 | 1 |  | 28.502 | KG | 1894.71 | 1894.71 | MC05 | MC05 | SIMOTICS S Synchronous motor 1FK7-CT PN=4.4kW; UDC=600V M0=36Nm (100K); NN=3000rpm; Naturally cooled FRAME SIZE IMB 5 (IM V1, IM V3) FLANGE 1, WITH PT1000 TEMPERATURESENSOR POWER CONNECTOR ROTATABLE RESOLVER 2-POLE (RESOLVER P=1); PLAIN SHAFT, TOLERANCE N; W/O HOLDING BRAKE PROTECTION CLASS IP65, FLANGE ON DRIVE END IP67; | - | 0 | 0
1FK7103-2AF74-1TH0 |  | 1FK7103-2AF74-1TH0 | 1 | UN | 1 | 15 | C | D | N | N | 85015220 | 1 |  | 28.801 | KG | 2106.56 | 2106.56 | MC05 | MC05 | SIMOTICS S Synchronous motor 1FK7-CT PN=4.4kW; UDC=600V M0=36Nm (100K); NN=3000rpm; Naturally cooled FRAME SIZE IMB 5 (IM V1, IM V3) FLANGE 1, WITH PT1000 TEMPERATURESENSOR POWER CONNECTOR ROTATABLE RESOLVER 2-POLE (RESOLVER P=1); PLAIN SHAFT, TOLERANCE N; WITH HOLDING BRAKE PROTECTION CLASS IP64; | - | 0 | 0
1FK7103-2AF74-1TH1 |  | 1FK7103-2AF74-1TH1 | 1 | UN | 1 | 15 | C | D | N | N | 85015220 | 1 |  | 28.801 | KG | 2168.9 | 2168.9 | MC05 | MC05 | SIMOTICS S Synchronous motor 1FK7-CT PN=4.4kW; UDC=600V M0=36Nm (100K); NN=3000rpm; Naturally cooled FRAME SIZE IMB 5 (IM V1, IM V3) FLANGE 1, WITH PT1000 TEMPERATURESENSOR POWER CONNECTOR ROTATABLE RESOLVER 2-POLE (RESOLVER P=1); PLAIN SHAFT, TOLERANCE N; WITH HOLDING BRAKE PROTECTION CLASS IP65, | - | 0 | 0
1FK7103-2AF74-1TH2 |  | 1FK7103-2AF74-1TH2 | 1 | UN | 1 | 15 | C | D | N | N | 85015220 | 1 |  | 28.801 | KG | 2168.9 | 2168.9 | MC05 | MC05 | SIMOTICS S Synchronous motor 1FK7-CT PN=4.4kW; UDC=600V M0=36Nm (100K); NN=3000rpm; Naturally cooled FRAME SIZE IMB 5 (IM V1, IM V3) FLANGE 1, WITH PT1000 TEMPERATURESENSOR POWER CONNECTOR ROTATABLE RESOLVER 2-POLE (RESOLVER P=1); PLAIN SHAFT, TOLERANCE N; WITH HOLDING BRAKE PROTECTION CLASS IP65, FLANGE ON DRIVE END IP67; | - | 0 | 0
1FK7103-3BC71-1BA0 |  | 1FK7103-3BC71-1BA0 | 1 | UN | 1 | 15 | C | D | N | N | 85015220 | 1 |  | 32.101 | KG | 2429.77 | 2429.77 | MC05 | MC05 | SIMOTICS S synchronous motor 1FK7-HI PN=5.2kW; UDC=600V M0=36Nm (100K); NN=2000rpm; naturally cooled design IMB 5 (IM V1, IM V3) Flange 1 Power connector rotatable Absolute encoder single-turn 24-bit with Drive-CLiQ interface (encoder AS24DQI) shaft with feather key, tolerance N without holding brake, degree of protection IP64 |  | 0 | 0
1FK7103-3BC71-1BA1 |  | 1FK7103-3BC71-1BA1 | 1 | UN | 1 | 15 | C | D | N | N | 85015220 | 1 |  | 32.101 | KG | 2492.11 | 2492.11 | MC05 | MC05 | SIMOTICS S synchronous motor 1FK7-HI PN=5.2kW; UDC=600V M0=36Nm (100K); NN=2000rpm; naturally cooled design IMB 5 (IM V1, IM V3) Flange 1 Power connector rotatable Absolute encoder single-turn 24-bit with Drive-CLiQ interface (encoder AS24DQI) shaft with feather key, tolerance N without holding brake, degree of protection IP65 |  | 0 | 0
1FK7103-3BC71-1BA2 |  | 1FK7103-3BC71-1BA2 | 1 | UN | 1 | 15 | C | D | N | N | 85015220 | 1 |  | 32.101 | KG | 2492.11 | 2492.11 | MC05 | MC05 | SIMOTICS S synchronous motor 1FK7-HI PN=5.2kW; UDC=600V M0=36Nm (100K); NN=2000rpm; naturally cooled design IMB 5 (IM V1, IM V3) Flange 1 Power connector rotatable Absolute encoder single-turn 24-bit with Drive-CLiQ interface (encoder AS24DQI) shaft with feather key, tolerance N without holding brake, degree of protection IP65 DE Flange, IP67 |  | 0 | 0
1FK7103-3BC71-1BB0 |  | 1FK7103-3BC71-1BB0 | 1 | UN | 1 | 15 | C | D | N | N | 85015220 | 1 |  | 32.4 | KG | 2703.98 | 2703.98 | MC05 | MC05 | SIMOTICS S synchronous motor 1FK7-HI PN=5.2kW; UDC=600V M0=36Nm (100K); NN=2000rpm; naturally cooled design IMB 5 (IM V1, IM V3) Flange 1 Power connector rotatable Absolute encoder single-turn 24-bit with Drive-CLiQ interface (encoder AS24DQI) shaft with feather key, tolerance N with holding brake, degree of protection IP64 |  | 0 | 0
1FK7103-3BC71-1BB1 |  | 1FK7103-3BC71-1BB1 | 1 | UN | 1 | 15 | C | D | N | N | 85015220 | 1 |  | 32.4 | KG | 2766.31 | 2766.31 | MC05 | MC05 | SIMOTICS S synchronous motor 1FK7-HI PN=5.2kW; UDC=600V M0=36Nm (100K); NN=2000rpm; naturally cooled design IMB 5 (IM V1, IM V3) Flange 1 Power connector rotatable Absolute encoder single-turn 24-bit with Drive-CLiQ interface (encoder AS24DQI) shaft with feather key, tolerance N with holding brake, degree of protection IP65 |  | 0 | 0
1FK7103-3BC71-1BB2 |  | 1FK7103-3BC71-1BB2 | 1 | UN | 1 | 15 | C | D | N | N | 85015220 | 1 |  | 32.4 | KG | 2766.31 | 2766.31 | MC05 | MC05 | SIMOTICS S synchronous motor 1FK7-HI PN=5.2kW; UDC=600V M0=36Nm (100K); NN=2000rpm; naturally cooled design IMB 5 (IM V1, IM V3) Flange 1 Power connector rotatable Absolute encoder single-turn 24-bit with Drive-CLiQ interface (encoder AS24DQI) shaft with feather key, tolerance N with holding brake, degree of protection IP65 DE Flange, IP67 |  | 0 | 0
1FK7103-3BC71-1BG0 |  | 1FK7103-3BC71-1BG0 | 1 | UN | 1 | 15 | C | D | N | N | 85015220 | 1 |  | 32.101 | KG | 2372.29 | 2372.29 | MC05 | MC05 | SIMOTICS S synchronous motor 1FK7-HI PN=5.2kW; UDC=600V M0=36Nm (100K); NN=2000rpm; naturally cooled design IMB 5 (IM V1, IM V3) Flange 1 Power connector rotatable Absolute encoder single-turn 24-bit with Drive-CLiQ interface (encoder AS24DQI) Smooth shaft, tolerance N without holding brake, degree of protection IP64 |  | 0 | 0
1FK7103-3BC71-1BG1 |  | 1FK7103-3BC71-1BG1 | 1 | UN | 1 | 15 | C | D | N | N | 85015220 | 1 |  | 32.101 | KG | 2434.62 | 2434.62 | MC05 | MC05 | SIMOTICS S synchronous motor 1FK7-HI PN=5.2kW; UDC=600V M0=36Nm (100K); NN=2000rpm; naturally cooled design IMB 5 (IM V1, IM V3) Flange 1 Power connector rotatable Absolute encoder single-turn 24-bit with Drive-CLiQ interface (encoder AS24DQI) Smooth shaft, tolerance N without holding brake, degree of protection IP65 |  | 0 | 0
1FK7103-3BC71-1BG2 |  | 1FK7103-3BC71-1BG2 | 1 | UN | 1 | 15 | C | D | N | N | 85015220 | 1 |  | 32.101 | KG | 2434.62 | 2434.62 | MC05 | MC05 | SIMOTICS S synchronous motor 1FK7-HI PN=5.2kW; UDC=600V M0=36Nm (100K); NN=2000rpm; naturally cooled design IMB 5 (IM V1, IM V3) Flange 1 Power connector rotatable Absolute encoder single-turn 24-bit with Drive-CLiQ interface (encoder AS24DQI) Smooth shaft, tolerance N without holding brake, degree of protection IP65 DE Flange, IP67 | - | 0 | 0
1FK7103-3BC71-1BH0 |  | 1FK7103-3BC71-1BH0 | 1 | UN | 1 | 15 | C | D | N | N | 85015220 | 1 |  | 32.4 | KG | 2646.48 | 2646.48 | MC05 | MC05 | SIMOTICS S synchronous motor 1FK7-HI PN=5.2kW; UDC=600V M0=36Nm (100K); NN=2000rpm; naturally cooled design IMB 5 (IM V1, IM V3) Flange 1 Power connector rotatable Absolute encoder single-turn 24-bit with Drive-CLiQ interface (encoder AS24DQI) Smooth shaft, tolerance N with holding brake, degree of protection IP64 |  | 0 | 0
1FK7103-3BC71-1BH1 |  | 1FK7103-3BC71-1BH1 | 1 | UN | 1 | 15 | C | D | N | N | 85015220 | 1 |  | 32.4 | KG | 2708.81 | 2708.81 | MC05 | MC05 | SIMOTICS S synchronous motor 1FK7-HI PN=5.2kW; UDC=600V M0=36Nm (100K); NN=2000rpm; naturally cooled design IMB 5 (IM V1, IM V3) Flange 1 Power connector rotatable Absolute encoder single-turn 24-bit with Drive-CLiQ interface (encoder AS24DQI) Smooth shaft, tolerance N with holding brake, degree of protection IP65 |  | 0 | 0
1FK7103-3BC71-1BH2 |  | 1FK7103-3BC71-1BH2 | 1 | UN | 1 | 15 | C | D | N | N | 85015220 | 1 |  | 32.4 | KG | 2708.81 | 2708.81 | MC05 | MC05 | SIMOTICS S synchronous motor 1FK7-HI PN=5.2kW; UDC=600V M0=36Nm (100K); NN=2000rpm; naturally cooled design IMB 5 (IM V1, IM V3) Flange 1 Power connector rotatable Absolute encoder single-turn 24-bit with Drive-CLiQ interface (encoder AS24DQI) Smooth shaft, tolerance N with holding brake, degree of protection IP65 DE Flange, IP67 |  | 0 | 0
1FK7103-3BC71-1CA1 |  | 1FK7103-3BC71-1CA1 | 1 | UN | 1 | 15 | C | D | N | N | 85015220 | 1 |  | 32.101 | KG | 2738.27 | 2738.27 | MC05 | MC05 | SIMOTICS S synchronous motor 1FK7-HI PN=5.2kW; UDC=600V M0=36Nm (100K); NN=2000rpm; naturally cooled design IMB 5 (IM V1, IM V3) Flange 1 Power connector rotatable Absolute encoder 24-bit + 12-bit multiturn with DRIVE-CLiQ interface (encoder AM24DQI) shaft with feather key, tolerance N without holding brake, degree of protection IP65 |  | 0 | 0
1FK7103-3BC71-1CA2 |  | 1FK7103-3BC71-1CA2 | 1 | UN | 1 | 15 | C | D | N | N | 85015220 | 1 |  | 32.101 | KG | 2738.27 | 2738.27 | MC05 | MC05 | SIMOTICS S synchronous motor 1FK7-HI PN=5.2kW; UDC=600V M0=36Nm (100K); NN=2000rpm; naturally cooled design IMB 5 (IM V1, IM V3) Flange 1 Power connector rotatable Absolute encoder 24-bit + 12-bit multiturn with DRIVE-CLiQ interface (encoder AM24DQI) shaft with feather key, tolerance N without holding brake, degree of protection IP65 DE Flange, IP67 |  | 0 | 0
1FK7103-3BC71-1CB0 |  | 1FK7103-3BC71-1CB0 | 1 | UN | 1 | 15 | C | D | N | N | 85015220 | 1 |  | 32.4 | KG | 2950.14 | 2950.14 | MC05 | MC05 | SIMOTICS S synchronous motor 1FK7-HI PN=5.2kW; UDC=600V M0=36Nm (100K); NN=2000rpm; naturally cooled design IMB 5 (IM V1, IM V3) Flange 1 Power connector rotatable Absolute encoder 24-bit + 12-bit multiturn with DRIVE-CLiQ interface (encoder AM24DQI) shaft with feather key, tolerance N with holding brake, degree of protection IP64 | - | 0 | 0
1FK7103-3BC71-1CB1 |  | 1FK7103-3BC71-1CB1 | 1 | UN | 1 | 15 | C | D | N | N | 85015220 | 1 |  | 32.4 | KG | 3012.47 | 3012.47 | MC05 | MC05 | SIMOTICS S synchronous motor 1FK7-HI PN=5.2kW; UDC=600V M0=36Nm (100K); NN=2000rpm; naturally cooled design IMB 5 (IM V1, IM V3) Flange 1 Power connector rotatable Absolute encoder 24-bit + 12-bit multiturn with DRIVE-CLiQ interface (encoder AM24DQI) shaft with feather key, tolerance N with holding brake, degree of protection IP65 |  | 0 | 0
1FK7103-3BC71-1CB2 |  | 1FK7103-3BC71-1CB2 | 1 | UN | 1 | 15 | C | D | N | N | 85015220 | 1 |  | 32.4 | KG | 3012.47 | 3012.47 | MC05 | MC05 | SIMOTICS S synchronous motor 1FK7-HI PN=5.2kW; UDC=600V M0=36Nm (100K); NN=2000rpm; naturally cooled design IMB 5 (IM V1, IM V3) Flange 1 Power connector rotatable Absolute encoder 24-bit + 12-bit multiturn with DRIVE-CLiQ interface (encoder AM24DQI) shaft with feather key, tolerance N with holding brake, degree of protection IP65 DE Flange, IP67 |  | 0 | 0
1FK7103-3BC71-1CG1 |  | 1FK7103-3BC71-1CG1 | 1 | UN | 1 | 15 | C | D | N | N | 85015220 | 1 |  | 32.101 | KG | 2680.78 | 2680.78 | MC05 | MC05 | SIMOTICS S synchronous motor 1FK7-HI PN=5.2kW; UDC=600V M0=36Nm (100K); NN=2000rpm; naturally cooled design IMB 5 (IM V1, IM V3) Flange 1 Power connector rotatable Absolute encoder 24-bit + 12-bit multiturn with DRIVE-CLiQ interface (encoder AM24DQI) Smooth shaft, tolerance N without holding brake, degree of protection IP65 |  | 0 | 0
1FK7103-3BC71-1CG2 |  | 1FK7103-3BC71-1CG2 | 1 | UN | 1 | 15 | C | D | N | N | 85015220 | 1 |  | 32.101 | KG | 2680.78 | 2680.78 | MC05 | MC05 | SIMOTICS S synchronous motor 1FK7-HI PN=5.2kW; UDC=600V M0=36Nm (100K); NN=2000rpm; naturally cooled design IMB 5 (IM V1, IM V3) Flange 1 Power connector rotatable Absolute encoder 24-bit + 12-bit multiturn with DRIVE-CLiQ interface (encoder AM24DQI) Smooth shaft, tolerance N without holding brake, degree of protection IP65 DE Flange, IP67 |  | 0 | 0
1FK7103-3BC71-1CH0 |  | 1FK7103-3BC71-1CH0 | 1 | UN | 1 | 15 | C | D | N | N | 85015220 | 1 |  | 32.4 | KG | 2892.64 | 2892.64 | MC05 | MC05 | SIMOTICS S synchronous motor 1FK7-HI PN=5.2kW; UDC=600V M0=36Nm (100K); NN=2000rpm; naturally cooled design IMB 5 (IM V1, IM V3) Flange 1 Power connector rotatable Absolute encoder 24-bit + 12-bit multiturn with DRIVE-CLiQ interface (encoder AM24DQI) Smooth shaft, tolerance N with holding brake, degree of protection IP64 |  | 0 | 0
1FK7103-3BC71-1CH2 |  | 1FK7103-3BC71-1CH2 | 1 | UN | 1 | 15 | C | D | N | N | 85015220 | 1 |  | 32.4 | KG | 2954.97 | 2954.97 | MC05 | MC05 | SIMOTICS S synchronous motor 1FK7-HI PN=5.2kW; UDC=600V M0=36Nm (100K); NN=2000rpm; naturally cooled design IMB 5 (IM V1, IM V3) Flange 1 Power connector rotatable Absolute encoder 24-bit + 12-bit multiturn with DRIVE-CLiQ interface (encoder AM24DQI) Smooth shaft, tolerance N with holding brake, degree of protection IP65 DE Flange, IP67 |  | 0 | 0
1FK7103-3BC71-1QA1 |  | 1FK7103-3BC71-1QA1 | 1 | UN | 1 | 15 | C | D | N | N | 85015220 | 1 |  | 32.101 | KG | 2170.16 | 2170.16 | MC05 | MC05 | SIMOTICS S synchronous motor 1FK7-HI PN=5.2kW; UDC=600V M0=36Nm (100K); NN=2000rpm; naturally cooled design IMB 5 (IM V1, IM V3) Flange 1 Power connector rotatable Absolute encoder single-turn 20-bit with Drive-CLiQ interface (encoder AS20DQI) shaft with feather key, tolerance N without holding brake, degree of protection IP65 | - | 0 | 0
1FK7103-3BC71-1QA2 |  | 1FK7103-3BC71-1QA2 | 1 | UN | 1 | 15 | C | D | N | N | 85015220 | 1 |  | 32.101 | KG | 2170.16 | 2170.16 | MC05 | MC05 | SIMOTICS S synchronous motor 1FK7-HI PN=5.2kW; UDC=600V M0=36Nm (100K); NN=2000rpm; naturally cooled design IMB 5 (IM V1, IM V3) Flange 1 Power connector rotatable Absolute encoder single-turn 20-bit with Drive-CLiQ interface (encoder AS20DQI) shaft with feather key, tolerance N without holding brake, degree of protection IP65 DE Flange, IP67 | - | 0 | 0
1FK7103-3BC71-1QB1 |  | 1FK7103-3BC71-1QB1 | 1 | UN | 1 | 15 | C | D | N | N | 85015220 | 1 |  | 32.4 | KG | 2444.36 | 2444.36 | MC05 | MC05 | SIMOTICS S synchronous motor 1FK7-HI PN=5.2kW; UDC=600V M0=36Nm (100K); NN=2000rpm; naturally cooled design IMB 5 (IM V1, IM V3) Flange 1 Power connector rotatable Absolute encoder single-turn 20-bit with Drive-CLiQ interface (encoder AS20DQI) shaft with feather key, tolerance N with holding brake, degree of protection IP65 |  | 0 | 0
1FK7103-3BC71-1QB2 |  | 1FK7103-3BC71-1QB2 | 1 | UN | 1 | 15 | C | D | N | N | 85015220 | 1 |  | 32.4 | KG | 2444.36 | 2444.36 | MC05 | MC05 | SIMOTICS S synchronous motor 1FK7-HI PN=5.2kW; UDC=600V M0=36Nm (100K); NN=2000rpm; naturally cooled design IMB 5 (IM V1, IM V3) Flange 1 Power connector rotatable Absolute encoder single-turn 20-bit with Drive-CLiQ interface (encoder AS20DQI) shaft with feather key, tolerance N with holding brake, degree of protection IP65 DE Flange, IP67 | - | 0 | 0
1FK7103-3BC71-1QG1 |  | 1FK7103-3BC71-1QG1 | 1 | UN | 1 | 15 | C | D | N | N | 85015220 | 1 |  | 32.101 | KG | 2112.67 | 2112.67 | MC05 | MC05 | SIMOTICS S synchronous motor 1FK7-HI PN=5.2kW; UDC=600V M0=36Nm (100K); NN=2000rpm; naturally cooled design IMB 5 (IM V1, IM V3) Flange 1 Power connector rotatable Absolute encoder single-turn 20-bit with Drive-CLiQ interface (encoder AS20DQI) Smooth shaft, tolerance N without holding brake, degree of protection IP65 | - | 0 | 0
1FK7103-3BC71-1QG2 |  | 1FK7103-3BC71-1QG2 | 1 | UN | 1 | 15 | C | D | N | N | 85015220 | 1 |  | 32.101 | KG | 2112.67 | 2112.67 | MC05 | MC05 | SIMOTICS S synchronous motor 1FK7-HI PN=5.2kW; UDC=600V M0=36Nm (100K); NN=2000rpm; naturally cooled design IMB 5 (IM V1, IM V3) Flange 1 Power connector rotatable Absolute encoder single-turn 20-bit with Drive-CLiQ interface (encoder AS20DQI) Smooth shaft, tolerance N without holding brake, degree of protection IP65 DE Flange, IP67 | - | 0 | 0
1FK7103-3BC71-1QH0 |  | 1FK7103-3BC71-1QH0 | 1 | UN | 1 | 15 | C | D | N | N | 85015220 | 1 |  | 32.4 | KG | 2324.52 | 2324.52 | MC05 | MC05 | SIMOTICS S synchronous motor 1FK7-HI PN=5.2kW; UDC=600V M0=36Nm (100K); NN=2000rpm; naturally cooled design IMB 5 (IM V1, IM V3) Flange 1 Power connector rotatable Absolute encoder single-turn 20-bit with Drive-CLiQ interface (encoder AS20DQI) Smooth shaft, tolerance N with holding brake, degree of protection IP64 | - | 0 | 0
1FK7103-3BC71-1QH1 |  | 1FK7103-3BC71-1QH1 | 1 | UN | 1 | 15 | C | D | N | N | 85015220 | 1 |  | 32.4 | KG | 2386.86 | 2386.86 | MC05 | MC05 | SIMOTICS S synchronous motor 1FK7-HI PN=5.2kW; UDC=600V M0=36Nm (100K); NN=2000rpm; naturally cooled design IMB 5 (IM V1, IM V3) Flange 1 Power connector rotatable Absolute encoder single-turn 20-bit with Drive-CLiQ interface (encoder AS20DQI) Smooth shaft, tolerance N with holding brake, degree of protection IP65 | - | 0 | 0
1FK7103-3BC71-1QH2 |  | 1FK7103-3BC71-1QH2 | 1 | UN | 1 | 15 | C | D | N | N | 85015220 | 1 |  | 32.4 | KG | 2386.86 | 2386.86 | MC05 | MC05 | SIMOTICS S synchronous motor 1FK7-HI PN=5.2kW; UDC=600V M0=36Nm (100K); NN=2000rpm; naturally cooled design IMB 5 (IM V1, IM V3) Flange 1 Power connector rotatable Absolute encoder single-turn 20-bit with Drive-CLiQ interface (encoder AS20DQI) Smooth shaft, tolerance N with holding brake, degree of protection IP65 DE Flange, IP67 | - | 0 | 0
1FK7103-3BC71-1RA1 |  | 1FK7103-3BC71-1RA1 | 1 | UN | 1 | 15 | C | D | N | N | 85015220 | 1 |  | 32.101 | KG | 2419.53 | 2419.53 | MC05 | MC05 | SIMOTICS S synchronous motor 1FK7-HI PN=5.2kW; UDC=600V M0=36Nm (100K); NN=2000rpm; naturally cooled design IMB 5 (IM V1, IM V3) Flange 1 Power connector rotatable Absolute encoder 20-bit + 12-bit multiturn with DRIVE-CLiQ interface (encoder AM20DQI) shaft with feather key, tolerance N without holding brake, degree of protection IP65 | - | 0 | 0
1FK7103-3BC71-1RA2 |  | 1FK7103-3BC71-1RA2 | 1 | UN | 1 | 15 | C | D | N | N | 85015220 | 1 |  | 32.101 | KG | 2419.53 | 2419.53 | MC05 | MC05 | SIMOTICS S synchronous motor 1FK7-HI PN=5.2kW; UDC=600V M0=36Nm (100K); NN=2000rpm; naturally cooled design IMB 5 (IM V1, IM V3) Flange 1 Power connector rotatable Absolute encoder 20-bit + 12-bit multiturn with DRIVE-CLiQ interface (encoder AM20DQI) shaft with feather key, tolerance N without holding brake, degree of protection IP65 DE Flange, IP67 |  | 0 | 0
1FK7103-3BC71-1RB0 |  | 1FK7103-3BC71-1RB0 | 1 | UN | 1 | 15 | C | D | N | N | 85015220 | 1 |  | 32.4 | KG | 2631.39 | 2631.39 | MC05 | MC05 | SIMOTICS S synchronous motor 1FK7-HI PN=5.2kW; UDC=600V M0=36Nm (100K); NN=2000rpm; naturally cooled design IMB 5 (IM V1, IM V3) Flange 1 Power connector rotatable Absolute encoder 20-bit + 12-bit multiturn with DRIVE-CLiQ interface (encoder AM20DQI) shaft with feather key, tolerance N with holding brake, degree of protection IP64 | - | 0 | 0
1FK7103-3BC71-1RB2 |  | 1FK7103-3BC71-1RB2 | 1 | UN | 1 | 15 | C | D | N | N | 85015220 | 1 |  | 32.4 | KG | 2693.74 | 2693.74 | MC05 | MC05 | SIMOTICS S synchronous motor 1FK7-HI PN=5.2kW; UDC=600V M0=36Nm (100K); NN=2000rpm; naturally cooled design IMB 5 (IM V1, IM V3) Flange 1 Power connector rotatable Absolute encoder 20-bit + 12-bit multiturn with DRIVE-CLiQ interface (encoder AM20DQI) shaft with feather key, tolerance N with holding brake, degree of protection IP65 DE Flange, IP67 | - | 0 | 0
1FK7103-3BC71-1RG0 |  | 1FK7103-3BC71-1RG0 | 1 | UN | 1 | 15 | C | D | N | N | 85015220 | 1 |  | 32.101 | KG | 2299.7 | 2299.7 | MC05 | MC05 | SIMOTICS S synchronous motor 1FK7-HI PN=5.2kW; UDC=600V M0=36Nm (100K); NN=2000rpm; naturally cooled design IMB 5 (IM V1, IM V3) Flange 1 Power connector rotatable Absolute encoder 20-bit + 12-bit multiturn with DRIVE-CLiQ interface (encoder AM20DQI) Smooth shaft, tolerance N without holding brake, degree of protection IP64 | - | 0 | 0
1FK7103-3BC74-1AA0 |  | 1FK7103-3BC74-1AA0 | 1 | UN | 1 | 15 | C | D | N | N | 85015220 | 1 |  | 32.101 | KG | 2269.07 | 2269.07 | MC05 | MC05 | SIMOTICS S Synchronous motor 1FK7-HI PN=5.2kW; UDC=600V M0=36Nm (100K); NN=2000rpm; Naturally cooled FRAME SIZE IMB 5 (IM V1, IM V3) FLANGE 1, WITH PT1000 TEMPERATURESENSOR POWER CONNECTOR ROTATABLE INCREMENTAL ENCODER SIN/COS 1VP 2048 S/R WITH C- AND D-SPUR (ENCODER IC2048S/R) SHAFT WITH FITTED KEY, TOLERANCE N; W/O HOLDING BRAKE PROTECTION CLASS IP64; | - | 0 | 0
1FK7103-3BC74-1AA1 |  | 1FK7103-3BC74-1AA1 | 1 | UN | 1 | 15 | C | D | N | N | 85015220 | 1 |  | 32.101 | KG | 2331.41 | 2331.41 | MC05 | MC05 | SIMOTICS S Synchronous motor 1FK7-HI PN=5.2kW; UDC=600V M0=36Nm (100K); NN=2000rpm; Naturally cooled FRAME SIZE IMB 5 (IM V1, IM V3) FLANGE 1, WITH PT1000 TEMPERATURESENSOR POWER CONNECTOR ROTATABLE INCREMENTAL ENCODER SIN/COS 1VP 2048 S/R WITH C- AND D-SPUR (ENCODER IC2048S/R) SHAFT WITH FITTED KEY, TOLERANCE N; W/O HOLDING BRAKE PROTECTION CLASS IP65, | - | 0 | 0
1FK7103-3BC74-1AA2 |  | 1FK7103-3BC74-1AA2 | 1 | UN | 1 | 15 | C | D | N | N | 85015220 | 1 |  | 32.101 | KG | 2331.41 | 2331.41 | MC05 | MC05 | SIMOTICS S Synchronous motor 1FK7-HI PN=5.2kW; UDC=600V M0=36Nm (100K); NN=2000rpm; Naturally cooled FRAME SIZE IMB 5 (IM V1, IM V3) FLANGE 1, WITH PT1000 TEMPERATURESENSOR POWER CONNECTOR ROTATABLE INCREMENTAL ENCODER SIN/COS 1VP 2048 S/R WITH C- AND D-SPUR (ENCODER IC2048S/R) SHAFT WITH FITTED KEY, TOLERANCE N; W/O HOLDING BRAKE PROTECTION CLASS IP65, FLANGE ON DRIVE END IP67; | - | 0 | 0
1FK7103-3BC74-1AB0 |  | 1FK7103-3BC74-1AB0 | 1 | UN | 1 | 15 | C | D | N | N | 85015220 | 1 |  | 32.4 | KG | 2543.27 | 2543.27 | MC05 | MC05 | SIMOTICS S Synchronous motor 1FK7-HI PN=5.2kW; UDC=600V M0=36Nm (100K); NN=2000rpm; Naturally cooled FRAME SIZE IMB 5 (IM V1, IM V3) FLANGE 1, WITH PT1000 TEMPERATURESENSOR POWER CONNECTOR ROTATABLE INCREMENTAL ENCODER SIN/COS 1VP 2048 S/R WITH C- AND D-SPUR (ENCODER IC2048S/R) SHAFT WITH FITTED KEY, TOLERANCE N; WITH HOLDING BRAKE PROTECTION CLASS IP64; | - | 0 | 0
1FK7103-3BC74-1AB1 |  | 1FK7103-3BC74-1AB1 | 1 | UN | 1 | 15 | C | D | N | N | 85015220 | 1 |  | 32.4 | KG | 2605.61 | 2605.61 | MC05 | MC05 | SIMOTICS S Synchronous motor 1FK7-HI PN=5.2kW; UDC=600V M0=36Nm (100K); NN=2000rpm; Naturally cooled FRAME SIZE IMB 5 (IM V1, IM V3) FLANGE 1, WITH PT1000 TEMPERATURESENSOR POWER CONNECTOR ROTATABLE INCREMENTAL ENCODER SIN/COS 1VP 2048 S/R WITH C- AND D-SPUR (ENCODER IC2048S/R) SHAFT WITH FITTED KEY, TOLERANCE N; WITH HOLDING BRAKE PROTECTION CLASS IP65, | - | 0 | 0
1FK7103-3BC74-1AB2 |  | 1FK7103-3BC74-1AB2 | 1 | UN | 1 | 15 | C | D | N | N | 85015220 | 1 |  | 32.4 | KG | 2605.61 | 2605.61 | MC05 | MC05 | SIMOTICS S Synchronous motor 1FK7-HI PN=5.2kW; UDC=600V M0=36Nm (100K); NN=2000rpm; Naturally cooled FRAME SIZE IMB 5 (IM V1, IM V3) FLANGE 1, WITH PT1000 TEMPERATURESENSOR POWER CONNECTOR ROTATABLE INCREMENTAL ENCODER SIN/COS 1VP 2048 S/R WITH C- AND D-SPUR (ENCODER IC2048S/R) SHAFT WITH FITTED KEY, TOLERANCE N; WITH HOLDING BRAKE PROTECTION CLASS IP65, FLANGE ON DRIVE END IP67; | - | 0 | 0
1FK7103-3BC74-1AG0 |  | 1FK7103-3BC74-1AG0 | 1 | UN | 1 | 15 | C | D | N | N | 85015220 | 1 |  | 32.101 | KG | 2211.58 | 2211.58 | MC05 | MC05 | SIMOTICS S Synchronous motor 1FK7-HI PN=5.2kW; UDC=600V M0=36Nm (100K); NN=2000rpm; Naturally cooled FRAME SIZE IMB 5 (IM V1, IM V3) FLANGE 1, WITH PT1000 TEMPERATURESENSOR POWER CONNECTOR ROTATABLE INCREMENTAL ENCODER SIN/COS 1VP 2048 S/R WITH C- AND D-SPUR (ENCODER IC2048S/R) PLAIN SHAFT, TOLERANCE N; W/O HOLDING BRAKE PROTECTION CLASS IP64; | - | 0 | 0
1FK7103-3BC74-1AG1 |  | 1FK7103-3BC74-1AG1 | 1 | UN | 1 | 15 | C | D | N | N | 85015220 | 1 |  | 32.101 | KG | 2273.92 | 2273.92 | MC05 | MC05 | SIMOTICS S Synchronous motor 1FK7-HI PN=5.2kW; UDC=600V M0=36Nm (100K); NN=2000rpm; Naturally cooled FRAME SIZE IMB 5 (IM V1, IM V3) FLANGE 1, WITH PT1000 TEMPERATURESENSOR POWER CONNECTOR ROTATABLE INCREMENTAL ENCODER SIN/COS 1VP 2048 S/R WITH C- AND D-SPUR (ENCODER IC2048S/R) PLAIN SHAFT, TOLERANCE N; W/O HOLDING BRAKE PROTECTION CLASS IP65, | - | 0 | 0
1FK7103-3BC74-1AG2 |  | 1FK7103-3BC74-1AG2 | 1 | UN | 1 | 15 | C | D | N | N | 85015220 | 1 |  | 32.101 | KG | 2273.92 | 2273.92 | MC05 | MC05 | SIMOTICS S Synchronous motor 1FK7-HI PN=5.2kW; UDC=600V M0=36Nm (100K); NN=2000rpm; Naturally cooled FRAME SIZE IMB 5 (IM V1, IM V3) FLANGE 1, WITH PT1000 TEMPERATURESENSOR POWER CONNECTOR ROTATABLE INCREMENTAL ENCODER SIN/COS 1VP 2048 S/R WITH C- AND D-SPUR (ENCODER IC2048S/R) PLAIN SHAFT, TOLERANCE N; W/O HOLDING BRAKE PROTECTION CLASS IP65, FLANGE ON DRIVE END IP67; | - | 0 | 0
1FK7103-3BC74-1AH0 |  | 1FK7103-3BC74-1AH0 | 1 | UN | 1 | 15 | C | D | N | N | 85015220 | 1 |  | 32.4 | KG | 2485.77 | 2485.77 | MC05 | MC05 | SIMOTICS S Synchronous motor 1FK7-HI PN=5.2kW; UDC=600V M0=36Nm (100K); NN=2000rpm; Naturally cooled FRAME SIZE IMB 5 (IM V1, IM V3) FLANGE 1, WITH PT1000 TEMPERATURESENSOR POWER CONNECTOR ROTATABLE INCREMENTAL ENCODER SIN/COS 1VP 2048 S/R WITH C- AND D-SPUR (ENCODER IC2048S/R) PLAIN SHAFT, TOLERANCE N; WITH HOLDING BRAKE PROTECTION CLASS IP64; | - | 0 | 0
1FK7103-3BC74-1AH1 |  | 1FK7103-3BC74-1AH1 | 1 | UN | 1 | 15 | C | D | N | N | 85015220 | 1 |  | 32.4 | KG | 2548.11 | 2548.11 | MC05 | MC05 | SIMOTICS S Synchronous motor 1FK7-HI PN=5.2kW; UDC=600V M0=36Nm (100K); NN=2000rpm; Naturally cooled FRAME SIZE IMB 5 (IM V1, IM V3) FLANGE 1, WITH PT1000 TEMPERATURESENSOR POWER CONNECTOR ROTATABLE INCREMENTAL ENCODER SIN/COS 1VP 2048 S/R WITH C- AND D-SPUR (ENCODER IC2048S/R) PLAIN SHAFT, TOLERANCE N; WITH HOLDING BRAKE PROTECTION CLASS IP65, | - | 0 | 0
1FK7103-3BC74-1AH2 |  | 1FK7103-3BC74-1AH2 | 1 | UN | 1 | 15 | C | D | N | N | 85015220 | 1 |  | 32.4 | KG | 2548.11 | 2548.11 | MC05 | MC05 | SIMOTICS S Synchronous motor 1FK7-HI PN=5.2kW; UDC=600V M0=36Nm (100K); NN=2000rpm; Naturally cooled FRAME SIZE IMB 5 (IM V1, IM V3) FLANGE 1, WITH PT1000 TEMPERATURESENSOR POWER CONNECTOR ROTATABLE INCREMENTAL ENCODER SIN/COS 1VP 2048 S/R WITH C- AND D-SPUR (ENCODER IC2048S/R) PLAIN SHAFT, TOLERANCE N; WITH HOLDING BRAKE PROTECTION CLASS IP65, FLANGE ON DRIVE END IP67; | - | 0 | 0
1FK7103-3BC74-1EA0 |  | 1FK7103-3BC74-1EA0 | 1 | UN | 1 | 15 | C | D | N | N | 85015220 | 1 |  | 32.101 | KG | 2516.75 | 2516.75 | MC05 | MC05 | SIMOTICS S Synchronous motor 1FK7-HI PN=5.2kW; UDC=600V M0=36Nm (100K); NN=2000rpm; Naturally cooled FRAME SIZE IMB 5 (IM V1, IM V3) FLANGE 1, WITH PT1000 TEMPERATURESENSOR POWER CONNECTOR ROTATABLE ABSOLUTE ENCODERR 2048S/R + 4096 UMDREHUNGEN MULTITURN, WITH ENDAT-SCHNITTSTELLE (ENCODER AM2048S/R) SHAFT WITH FITTED KEY, TOLERANCE N; W/O HOLDING BRAKE PROTECTION CLASS IP64; | - | 0 | 0
1FK7103-3BC74-1EA1 |  | 1FK7103-3BC74-1EA1 | 1 | UN | 1 | 15 | C | D | N | N | 85015220 | 1 |  | 32.101 | KG | 2579.09 | 2579.09 | MC05 | MC05 | SIMOTICS S Synchronous motor 1FK7-HI PN=5.2kW; UDC=600V M0=36Nm (100K); NN=2000rpm; Naturally cooled FRAME SIZE IMB 5 (IM V1, IM V3) FLANGE 1, WITH PT1000 TEMPERATURESENSOR POWER CONNECTOR ROTATABLE ABSOLUTE ENCODERR 2048S/R + 4096 UMDREHUNGEN MULTITURN, WITH ENDAT-SCHNITTSTELLE (ENCODER AM2048S/R) SHAFT WITH FITTED KEY, TOLERANCE N; W/O HOLDING BRAKE PROTECTION CLASS IP65, | - | 0 | 0
1FK7103-3BC74-1EA2 |  | 1FK7103-3BC74-1EA2 | 1 | UN | 1 | 15 | C | D | N | N | 85015220 | 1 |  | 32.101 | KG | 2579.09 | 2579.09 | MC05 | MC05 | SIMOTICS S Synchronous motor 1FK7-HI PN=5.2kW; UDC=600V M0=36Nm (100K); NN=2000rpm; Naturally cooled FRAME SIZE IMB 5 (IM V1, IM V3) FLANGE 1, WITH PT1000 TEMPERATURESENSOR POWER CONNECTOR ROTATABLE ABSOLUTE ENCODERR 2048S/R + 4096 UMDREHUNGEN MULTITURN, WITH ENDAT-SCHNITTSTELLE (ENCODER AM2048S/R) SHAFT WITH FITTED KEY, TOLERANCE N; W/O HOLDING BRAKE PROTECTION CLASS IP65, FLANGE ON DRIVE END IP67; | - | 0 | 0
1FK7103-3BC74-1EB0 |  | 1FK7103-3BC74-1EB0 | 1 | UN | 1 | 15 | C | D | N | N | 85015220 | 1 |  | 32.4 | KG | 2790.95 | 2790.95 | MC05 | MC05 | SIMOTICS S Synchronous motor 1FK7-HI PN=5.2kW; UDC=600V M0=36Nm (100K); NN=2000rpm; Naturally cooled FRAME SIZE IMB 5 (IM V1, IM V3) FLANGE 1, WITH PT1000 TEMPERATURESENSOR POWER CONNECTOR ROTATABLE ABSOLUTE ENCODERR 2048S/R + 4096 UMDREHUNGEN MULTITURN, WITH ENDAT-SCHNITTSTELLE (ENCODER AM2048S/R) SHAFT WITH FITTED KEY, TOLERANCE N; WITH HOLDING BRAKE PROTECTION CLASS IP64; | - | 0 | 0
1FK7103-3BC74-1EB1 |  | 1FK7103-3BC74-1EB1 | 1 | UN | 1 | 15 | C | D | N | N | 85015220 | 1 |  | 32.4 | KG | 2853.29 | 2853.29 | MC05 | MC05 | SIMOTICS S Synchronous motor 1FK7-HI PN=5.2kW; UDC=600V M0=36Nm (100K); NN=2000rpm; Naturally cooled FRAME SIZE IMB 5 (IM V1, IM V3) FLANGE 1, WITH PT1000 TEMPERATURESENSOR POWER CONNECTOR ROTATABLE ABSOLUTE ENCODERR 2048S/R + 4096 UMDREHUNGEN MULTITURN, WITH ENDAT-SCHNITTSTELLE (ENCODER AM2048S/R) SHAFT WITH FITTED KEY, TOLERANCE N; WITH HOLDING BRAKE PROTECTION CLASS IP65, | - | 0 | 0
1FK7103-3BC74-1EB2 |  | 1FK7103-3BC74-1EB2 | 1 | UN | 1 | 15 | C | D | N | N | 85015220 | 1 |  | 32.4 | KG | 2853.29 | 2853.29 | MC05 | MC05 | SIMOTICS S Synchronous motor 1FK7-HI PN=5.2kW; UDC=600V M0=36Nm (100K); NN=2000rpm; Naturally cooled FRAME SIZE IMB 5 (IM V1, IM V3) FLANGE 1, WITH PT1000 TEMPERATURESENSOR POWER CONNECTOR ROTATABLE ABSOLUTE ENCODERR 2048S/R + 4096 UMDREHUNGEN MULTITURN, WITH ENDAT-SCHNITTSTELLE (ENCODER AM2048S/R) SHAFT WITH FITTED KEY, TOLERANCE N; WITH HOLDING BRAKE PROTECTION CLASS IP65, FLANGE ON DRIVE END IP67; | - | 0 | 0
1FK7103-3BC74-1EG0 |  | 1FK7103-3BC74-1EG0 | 1 | UN | 1 | 15 | C | D | N | N | 85015220 | 1 |  | 32.101 | KG | 2459.26 | 2459.26 | MC05 | MC05 | SIMOTICS S Synchronous motor 1FK7-HI PN=5.2kW; UDC=600V M0=36Nm (100K); NN=2000rpm; Naturally cooled FRAME SIZE IMB 5 (IM V1, IM V3) FLANGE 1, WITH PT1000 TEMPERATURESENSOR POWER CONNECTOR ROTATABLE ABSOLUTE ENCODERR 2048S/R + 4096 UMDREHUNGEN MULTITURN, WITH ENDAT-SCHNITTSTELLE (ENCODER AM2048S/R) PLAIN SHAFT, TOLERANCE N; W/O HOLDING BRAKE PROTECTION CLASS IP64; | - | 0 | 0
1FK7103-3BC74-1EG1 |  | 1FK7103-3BC74-1EG1 | 1 | UN | 1 | 15 | C | D | N | N | 85015220 | 1 |  | 32.101 | KG | 2521.6 | 2521.6 | MC05 | MC05 | SIMOTICS S Synchronous motor 1FK7-HI PN=5.2kW; UDC=600V M0=36Nm (100K); NN=2000rpm; Naturally cooled FRAME SIZE IMB 5 (IM V1, IM V3) FLANGE 1, WITH PT1000 TEMPERATURESENSOR POWER CONNECTOR ROTATABLE ABSOLUTE ENCODERR 2048S/R + 4096 UMDREHUNGEN MULTITURN, WITH ENDAT-SCHNITTSTELLE (ENCODER AM2048S/R) PLAIN SHAFT, TOLERANCE N; W/O HOLDING BRAKE PROTECTION CLASS IP65, | - | 0 | 0
1FK7103-3BC74-1EG2 |  | 1FK7103-3BC74-1EG2 | 1 | UN | 1 | 15 | C | D | N | N | 85015220 | 1 |  | 32.101 | KG | 2521.6 | 2521.6 | MC05 | MC05 | SIMOTICS S Synchronous motor 1FK7-HI PN=5.2kW; UDC=600V M0=36Nm (100K); NN=2000rpm; Naturally cooled FRAME SIZE IMB 5 (IM V1, IM V3) FLANGE 1, WITH PT1000 TEMPERATURESENSOR POWER CONNECTOR ROTATABLE ABSOLUTE ENCODERR 2048S/R + 4096 UMDREHUNGEN MULTITURN, WITH ENDAT-SCHNITTSTELLE (ENCODER AM2048S/R) PLAIN SHAFT, TOLERANCE N; W/O HOLDING BRAKE PROTECTION CLASS IP65, FLANGE ON DRIVE END IP67; | - | 0 | 0
1FK7103-3BC74-1EH0 |  | 1FK7103-3BC74-1EH0 | 1 | UN | 1 | 15 | C | D | N | N | 85015220 | 1 |  | 32.4 | KG | 2733.45 | 2733.45 | MC05 | MC05 | SIMOTICS S Synchronous motor 1FK7-HI PN=5.2kW; UDC=600V M0=36Nm (100K); NN=2000rpm; Naturally cooled FRAME SIZE IMB 5 (IM V1, IM V3) FLANGE 1, WITH PT1000 TEMPERATURESENSOR POWER CONNECTOR ROTATABLE ABSOLUTE ENCODERR 2048S/R + 4096 UMDREHUNGEN MULTITURN, WITH ENDAT-SCHNITTSTELLE (ENCODER AM2048S/R) PLAIN SHAFT, TOLERANCE N; WITH HOLDING BRAKE PROTECTION CLASS IP64; | - | 0 | 0
1FK7103-3BC74-1EH1 |  | 1FK7103-3BC74-1EH1 | 1 | UN | 1 | 15 | C | D | N | N | 85015220 | 1 |  | 32.4 | KG | 2795.79 | 2795.79 | MC05 | MC05 | SIMOTICS S Synchronous motor 1FK7-HI PN=5.2kW; UDC=600V M0=36Nm (100K); NN=2000rpm; Naturally cooled FRAME SIZE IMB 5 (IM V1, IM V3) FLANGE 1, WITH PT1000 TEMPERATURESENSOR POWER CONNECTOR ROTATABLE ABSOLUTE ENCODERR 2048S/R + 4096 UMDREHUNGEN MULTITURN, WITH ENDAT-SCHNITTSTELLE (ENCODER AM2048S/R) PLAIN SHAFT, TOLERANCE N; WITH HOLDING BRAKE PROTECTION CLASS IP65, | - | 0 | 0
1FK7103-3BC74-1EH2 |  | 1FK7103-3BC74-1EH2 | 1 | UN | 1 | 15 | C | D | N | N | 85015220 | 1 |  | 32.4 | KG | 2795.79 | 2795.79 | MC05 | MC05 | SIMOTICS S Synchronous motor 1FK7-HI PN=5.2kW; UDC=600V M0=36Nm (100K); NN=2000rpm; Naturally cooled FRAME SIZE IMB 5 (IM V1, IM V3) FLANGE 1, WITH PT1000 TEMPERATURESENSOR POWER CONNECTOR ROTATABLE ABSOLUTE ENCODERR 2048S/R + 4096 UMDREHUNGEN MULTITURN, WITH ENDAT-SCHNITTSTELLE (ENCODER AM2048S/R) PLAIN SHAFT, TOLERANCE N; WITH HOLDING BRAKE PROTECTION CLASS IP65, FLANGE ON DRIVE END IP67; | - | 0 | 0
1FK7103-3BF71-1BA0 |  | 1FK7103-3BF71-1BA0 | 1 | UN | 1 | 15 | C | D | N | N | 85015220 | 1 |  | 32.101 | KG | 2429.77 | 2429.77 | MC05 | MC05 | SIMOTICS S Synchronous motor 1FK7-HI PN=4.4kW; UDC=600V M0=36Nm (100K); NN=3000rpm; Naturally cooled FRAME SIZE IMB 5 (IM V1, IM V3) FLANGE 1 POWER CONNECTOR ROTATABLE ABSOLUTE ENCODER SINGLETURN 24 BIT WITH DRIVE CLIQ INTERFACE (ENCODER AS24DQI) SHAFT WITH FITTED KEY, TOLERANCE N; W/O HOLDING BRAKE PROTECTION CLASS IP64; | - | 0 | 0
1FK7103-3BF71-1BA1 |  | 1FK7103-3BF71-1BA1 | 1 | UN | 1 | 15 | C | D | N | N | 85015220 | 1 |  | 32.101 | KG | 2492.11 | 2492.11 | MC05 | MC05 | SIMOTICS S Synchronous motor 1FK7-HI PN=4.4kW; UDC=600V M0=36Nm (100K); NN=3000rpm; Naturally cooled FRAME SIZE IMB 5 (IM V1, IM V3) FLANGE 1 POWER CONNECTOR ROTATABLE ABSOLUTE ENCODER SINGLETURN 24 BIT WITH DRIVE CLIQ INTERFACE (ENCODER AS24DQI) SHAFT WITH FITTED KEY, TOLERANCE N; W/O HOLDING BRAKE PROTECTION CLASS IP65, | - | 0 | 0
1FK7103-3BF71-1BA2 |  | 1FK7103-3BF71-1BA2 | 1 | UN | 1 | 15 | C | D | N | N | 85015220 | 1 |  | 32.101 | KG | 2492.11 | 2492.11 | MC05 | MC05 | SIMOTICS S Synchronous motor 1FK7-HI PN=4.4kW; UDC=600V M0=36Nm (100K); NN=3000rpm; Naturally cooled FRAME SIZE IMB 5 (IM V1, IM V3) FLANGE 1 POWER CONNECTOR ROTATABLE ABSOLUTE ENCODER SINGLETURN 24 BIT WITH DRIVE CLIQ INTERFACE (ENCODER AS24DQI) SHAFT WITH FITTED KEY, TOLERANCE N; W/O HOLDING BRAKE PROTECTION CLASS IP65, FLANGE ON DRIVE END IP67; | - | 0 | 0
1FK7103-3BF71-1BB0 |  | 1FK7103-3BF71-1BB0 | 1 | UN | 1 | 15 | C | D | N | N | 85015220 | 1 |  | 32.4 | KG | 2703.97 | 2703.97 | MC05 | MC05 | SIMOTICS S Synchronous motor 1FK7-HI PN=4.4kW; UDC=600V M0=36Nm (100K); NN=3000rpm; Naturally cooled FRAME SIZE IMB 5 (IM V1, IM V3) FLANGE 1 POWER CONNECTOR ROTATABLE ABSOLUTE ENCODER SINGLETURN 24 BIT WITH DRIVE CLIQ INTERFACE (ENCODER AS24DQI) SHAFT WITH FITTED KEY, TOLERANCE N; WITH HOLDING BRAKE PROTECTION CLASS IP64; | - | 0 | 0
1FK7103-3BF71-1BB1 |  | 1FK7103-3BF71-1BB1 | 1 | UN | 1 | 15 | C | D | N | N | 85015220 | 1 |  | 32.4 | KG | 2766.31 | 2766.31 | MC05 | MC05 | SIMOTICS S Synchronous motor 1FK7-HI PN=4.4kW; UDC=600V M0=36Nm (100K); NN=3000rpm; Naturally cooled FRAME SIZE IMB 5 (IM V1, IM V3) FLANGE 1 POWER CONNECTOR ROTATABLE ABSOLUTE ENCODER SINGLETURN 24 BIT WITH DRIVE CLIQ INTERFACE (ENCODER AS24DQI) SHAFT WITH FITTED KEY, TOLERANCE N; WITH HOLDING BRAKE PROTECTION CLASS IP65, | - | 0 | 0
1FK7103-3BF71-1BB2 |  | 1FK7103-3BF71-1BB2 | 1 | UN | 1 | 15 | C | D | N | N | 85015220 | 1 |  | 32.4 | KG | 2766.31 | 2766.31 | MC05 | MC05 | SIMOTICS S Synchronous motor 1FK7-HI PN=4.4kW; UDC=600V M0=36Nm (100K); NN=3000rpm; Naturally cooled FRAME SIZE IMB 5 (IM V1, IM V3) FLANGE 1 POWER CONNECTOR ROTATABLE ABSOLUTE ENCODER SINGLETURN 24 BIT WITH DRIVE CLIQ INTERFACE (ENCODER AS24DQI) SHAFT WITH FITTED KEY, TOLERANCE N; WITH HOLDING BRAKE PROTECTION CLASS IP65, FLANGE ON DRIVE END IP67; | - | 0 | 0
1FK7103-3BF71-1BG0 |  | 1FK7103-3BF71-1BG0 | 1 | UN | 1 | 15 | C | D | N | N | 85015220 | 1 |  | 32.101 | KG | 2372.28 | 2372.28 | MC05 | MC05 | SIMOTICS S Synchronous motor 1FK7-HI PN=4.4kW; UDC=600V M0=36Nm (100K); NN=3000rpm; Naturally cooled FRAME SIZE IMB 5 (IM V1, IM V3) FLANGE 1 POWER CONNECTOR ROTATABLE ABSOLUTE ENCODER SINGLETURN 24 BIT WITH DRIVE CLIQ INTERFACE (ENCODER AS24DQI) PLAIN SHAFT, TOLERANCE N; W/O HOLDING BRAKE PROTECTION CLASS IP64; | - | 0 | 0
1FK7103-3BF71-1BG1 |  | 1FK7103-3BF71-1BG1 | 1 | UN | 1 | 15 | C | D | N | N | 85015220 | 1 |  | 32.101 | KG | 2434.62 | 2434.62 | MC05 | MC05 | SIMOTICS S Synchronous motor 1FK7-HI PN=4.4kW; UDC=600V M0=36Nm (100K); NN=3000rpm; Naturally cooled FRAME SIZE IMB 5 (IM V1, IM V3) FLANGE 1 POWER CONNECTOR ROTATABLE ABSOLUTE ENCODER SINGLETURN 24 BIT WITH DRIVE CLIQ INTERFACE (ENCODER AS24DQI) PLAIN SHAFT, TOLERANCE N; W/O HOLDING BRAKE PROTECTION CLASS IP65, | - | 0 | 0
1FK7103-3BF71-1BG2 |  | 1FK7103-3BF71-1BG2 | 1 | UN | 1 | 15 | C | D | N | N | 85015220 | 1 |  | 32.101 | KG | 2434.62 | 2434.62 | MC05 | MC05 | SIMOTICS S Synchronous motor 1FK7-HI PN=4.4kW; UDC=600V M0=36Nm (100K); NN=3000rpm; Naturally cooled FRAME SIZE IMB 5 (IM V1, IM V3) FLANGE 1 POWER CONNECTOR ROTATABLE ABSOLUTE ENCODER SINGLETURN 24 BIT WITH DRIVE CLIQ INTERFACE (ENCODER AS24DQI) PLAIN SHAFT, TOLERANCE N; W/O HOLDING BRAKE PROTECTION CLASS IP65, FLANGE ON DRIVE END IP67; | - | 0 | 0
1FK7103-3BF71-1BH1 |  | 1FK7103-3BF71-1BH1 | 1 | UN | 1 | 15 | C | D | N | N | 85015220 | 1 |  | 32.4 | KG | 2708.81 | 2708.81 | MC05 | MC05 | SIMOTICS S Synchronous motor 1FK7-HI PN=4.4kW; UDC=600V M0=36Nm (100K); NN=3000rpm; Naturally cooled FRAME SIZE IMB 5 (IM V1, IM V3) FLANGE 1 POWER CONNECTOR ROTATABLE ABSOLUTE ENCODER SINGLETURN 24 BIT WITH DRIVE CLIQ INTERFACE (ENCODER AS24DQI) PLAIN SHAFT, TOLERANCE N; WITH HOLDING BRAKE PROTECTION CLASS IP65, | - | 0 | 0
1FK7103-3BF71-1BH2 |  | 1FK7103-3BF71-1BH2 | 1 | UN | 1 | 15 | C | D | N | N | 85015220 | 1 |  | 32.4 | KG | 2708.81 | 2708.81 | MC05 | MC05 | SIMOTICS S Synchronous motor 1FK7-HI PN=4.4kW; UDC=600V M0=36Nm (100K); NN=3000rpm; Naturally cooled FRAME SIZE IMB 5 (IM V1, IM V3) FLANGE 1 POWER CONNECTOR ROTATABLE ABSOLUTE ENCODER SINGLETURN 24 BIT WITH DRIVE CLIQ INTERFACE (ENCODER AS24DQI) PLAIN SHAFT, TOLERANCE N; WITH HOLDING BRAKE PROTECTION CLASS IP65, FLANGE ON DRIVE END IP67; | - | 0 | 0
1FK7103-3BF71-1CA0 |  | 1FK7103-3BF71-1CA0 | 1 | UN | 1 | 15 | C | D | N | N | 85015220 | 1 |  | 32.101 | KG | 2675.93 | 2675.93 | MC05 | MC05 | SIMOTICS S Synchronous motor 1FK7-HI PN=4.4kW; UDC=600V M0=36Nm (100K); NN=3000rpm; Naturally cooled FRAME SIZE IMB 5 (IM V1, IM V3) FLANGE 1 POWER CONNECTOR ROTATABLE ABSOLUTE ENCODER 24 BIT + 12 BIT MULTITURN WITH DRIVE-CLIQ INTERFACE (ENCODER AM24DQI) SHAFT WITH FITTED KEY, TOLERANCE N; W/O HOLDING BRAKE PROTECTION CLASS IP64; | - | 0 | 0
1FK7103-3BF71-1CA1 |  | 1FK7103-3BF71-1CA1 | 1 | UN | 1 | 15 | C | D | N | N | 85015220 | 1 |  | 32.101 | KG | 2738.27 | 2738.27 | MC05 | MC05 | SIMOTICS S Synchronous motor 1FK7-HI PN=4.4kW; UDC=600V M0=36Nm (100K); NN=3000rpm; Naturally cooled FRAME SIZE IMB 5 (IM V1, IM V3) FLANGE 1 POWER CONNECTOR ROTATABLE ABSOLUTE ENCODER 24 BIT + 12 BIT MULTITURN WITH DRIVE-CLIQ INTERFACE (ENCODER AM24DQI) SHAFT WITH FITTED KEY, TOLERANCE N; W/O HOLDING BRAKE PROTECTION CLASS IP65, | - | 0 | 0
1FK7103-3BF71-1CA2 |  | 1FK7103-3BF71-1CA2 | 1 | UN | 1 | 15 | C | D | N | N | 85015220 | 1 |  | 32.101 | KG | 2738.27 | 2738.27 | MC05 | MC05 | SIMOTICS S Synchronous motor 1FK7-HI PN=4.4kW; UDC=600V M0=36Nm (100K); NN=3000rpm; Naturally cooled FRAME SIZE IMB 5 (IM V1, IM V3) FLANGE 1 POWER CONNECTOR ROTATABLE ABSOLUTE ENCODER 24 BIT + 12 BIT MULTITURN WITH DRIVE-CLIQ INTERFACE (ENCODER AM24DQI) SHAFT WITH FITTED KEY, TOLERANCE N; W/O HOLDING BRAKE PROTECTION CLASS IP65, FLANGE ON DRIVE END IP67; | - | 0 | 0
1FK7103-3BF71-1CB0 |  | 1FK7103-3BF71-1CB0 | 1 | UN | 1 | 15 | C | D | N | N | 85015220 | 1 |  | 32.4 | KG | 2950.13 | 2950.13 | MC05 | MC05 | SIMOTICS S Synchronous motor 1FK7-HI PN=4.4kW; UDC=600V M0=36Nm (100K); NN=3000rpm; Naturally cooled FRAME SIZE IMB 5 (IM V1, IM V3) FLANGE 1 POWER CONNECTOR ROTATABLE ABSOLUTE ENCODER 24 BIT + 12 BIT MULTITURN WITH DRIVE-CLIQ INTERFACE (ENCODER AM24DQI) SHAFT WITH FITTED KEY, TOLERANCE N; WITH HOLDING BRAKE PROTECTION CLASS IP64; | - | 0 | 0
1FK7103-3BF71-1CB1 |  | 1FK7103-3BF71-1CB1 | 1 | UN | 1 | 15 | C | D | N | N | 85015220 | 1 |  | 32.4 | KG | 3012.47 | 3012.47 | MC05 | MC05 | SIMOTICS S Synchronous motor 1FK7-HI PN=4.4kW; UDC=600V M0=36Nm (100K); NN=3000rpm; Naturally cooled FRAME SIZE IMB 5 (IM V1, IM V3) FLANGE 1 POWER CONNECTOR ROTATABLE ABSOLUTE ENCODER 24 BIT + 12 BIT MULTITURN WITH DRIVE-CLIQ INTERFACE (ENCODER AM24DQI) SHAFT WITH FITTED KEY, TOLERANCE N; WITH HOLDING BRAKE PROTECTION CLASS IP65, | - | 0 | 0
1FK7103-3BF71-1CB2 |  | 1FK7103-3BF71-1CB2 | 1 | UN | 1 | 15 | C | D | N | N | 85015220 | 1 |  | 32.4 | KG | 3012.47 | 3012.47 | MC05 | MC05 | SIMOTICS S Synchronous motor 1FK7-HI PN=4.4kW; UDC=600V M0=36Nm (100K); NN=3000rpm; Naturally cooled FRAME SIZE IMB 5 (IM V1, IM V3) FLANGE 1 POWER CONNECTOR ROTATABLE ABSOLUTE ENCODER 24 BIT + 12 BIT MULTITURN WITH DRIVE-CLIQ INTERFACE (ENCODER AM24DQI) SHAFT WITH FITTED KEY, TOLERANCE N; WITH HOLDING BRAKE PROTECTION CLASS IP65, FLANGE ON DRIVE END IP67; | - | 0 | 0
1FK7103-3BF71-1CG2 |  | 1FK7103-3BF71-1CG2 | 1 | UN | 1 | 15 | C | D | N | N | 85015220 | 1 |  | 32.101 | KG | 2680.78 | 2680.78 | MC05 | MC05 | SIMOTICS S Synchronous motor 1FK7-HI PN=4.4kW; UDC=600V M0=36Nm (100K); NN=3000rpm; Naturally cooled FRAME SIZE IMB 5 (IM V1, IM V3) FLANGE 1 POWER CONNECTOR ROTATABLE ABSOLUTE ENCODER 24 BIT + 12 BIT MULTITURN WITH DRIVE-CLIQ INTERFACE (ENCODER AM24DQI) PLAIN SHAFT, TOLERANCE N; W/O HOLDING BRAKE PROTECTION CLASS IP65, FLANGE ON DRIVE END IP67; | - | 0 | 0
1FK7103-3BF71-1CH0 |  | 1FK7103-3BF71-1CH0 | 1 | UN | 1 | 15 | C | D | N | N | 85015220 | 1 |  | 32.4 | KG | 2892.63 | 2892.63 | MC05 | MC05 | SIMOTICS S Synchronous motor 1FK7-HI PN=4.4kW; UDC=600V M0=36Nm (100K); NN=3000rpm; Naturally cooled FRAME SIZE IMB 5 (IM V1, IM V3) FLANGE 1 POWER CONNECTOR ROTATABLE ABSOLUTE ENCODER 24 BIT + 12 BIT MULTITURN WITH DRIVE-CLIQ INTERFACE (ENCODER AM24DQI) PLAIN SHAFT, TOLERANCE N; WITH HOLDING BRAKE PROTECTION CLASS IP64; | - | 0 | 0
1FK7103-3BF71-1CH2 |  | 1FK7103-3BF71-1CH2 | 1 | UN | 1 | 15 | C | D | N | N | 85015220 | 1 |  | 32.4 | KG | 2954.97 | 2954.97 | MC05 | MC05 | SIMOTICS S Synchronous motor 1FK7-HI PN=4.4kW; UDC=600V M0=36Nm (100K); NN=3000rpm; Naturally cooled FRAME SIZE IMB 5 (IM V1, IM V3) FLANGE 1 POWER CONNECTOR ROTATABLE ABSOLUTE ENCODER 24 BIT + 12 BIT MULTITURN WITH DRIVE-CLIQ INTERFACE (ENCODER AM24DQI) PLAIN SHAFT, TOLERANCE N; WITH HOLDING BRAKE PROTECTION CLASS IP65, FLANGE ON DRIVE END IP67; | - | 0 | 0
1FK7103-3BF71-1QA1 |  | 1FK7103-3BF71-1QA1 | 1 | UN | 1 | 15 | C | D | N | N | 85015220 | 1 |  | 32.101 | KG | 2170.17 | 2170.17 | MC05 | MC05 | SIMOTICS S Synchronous motor 1FK7-HI PN=4.4kW; UDC=600V M0=36Nm (100K); NN=3000rpm; Naturally cooled FRAME SIZE IMB 5 (IM V1, IM V3) FLANGE 1 POWER CONNECTOR ROTATABLE ABSOLUTE ENCODER SINGLETURN 20 BIT WITH DRIVE-CLIQ INTERFACE (ENCODER AS20DQI) SHAFT WITH FITTED KEY, TOLERANCE N; W/O HOLDING BRAKE PROTECTION CLASS IP65, | - | 0 | 0
1FK7103-3BF71-1QA2 |  | 1FK7103-3BF71-1QA2 | 1 | UN | 1 | 15 | C | D | N | N | 85015220 | 1 |  | 32.101 | KG | 2170.17 | 2170.17 | MC05 | MC05 | SIMOTICS S Synchronous motor 1FK7-HI PN=4.4kW; UDC=600V M0=36Nm (100K); NN=3000rpm; Naturally cooled FRAME SIZE IMB 5 (IM V1, IM V3) FLANGE 1 POWER CONNECTOR ROTATABLE ABSOLUTE ENCODER SINGLETURN 20 BIT WITH DRIVE-CLIQ INTERFACE (ENCODER AS20DQI) SHAFT WITH FITTED KEY, TOLERANCE N; W/O HOLDING BRAKE PROTECTION CLASS IP65, FLANGE ON DRIVE END IP67; | - | 0 | 0
1FK7103-3BF71-1QB0 |  | 1FK7103-3BF71-1QB0 | 1 | UN | 1 | 15 | C | D | N | N | 85015220 | 1 |  | 32.4 | KG | 2382.03 | 2382.03 | MC05 | MC05 | SIMOTICS S Synchronous motor 1FK7-HI PN=4.4kW; UDC=600V M0=36Nm (100K); NN=3000rpm; Naturally cooled FRAME SIZE IMB 5 (IM V1, IM V3) FLANGE 1 POWER CONNECTOR ROTATABLE ABSOLUTE ENCODER SINGLETURN 20 BIT WITH DRIVE-CLIQ INTERFACE (ENCODER AS20DQI) SHAFT WITH FITTED KEY, TOLERANCE N; WITH HOLDING BRAKE PROTECTION CLASS IP64; | - | 0 | 0
1FK7103-3BF71-1QB1 |  | 1FK7103-3BF71-1QB1 | 1 | UN | 1 | 15 | C | D | N | N | 85015220 | 1 |  | 32.4 | KG | 2444.37 | 2444.37 | MC05 | MC05 | SIMOTICS S Synchronous motor 1FK7-HI PN=4.4kW; UDC=600V M0=36Nm (100K); NN=3000rpm; Naturally cooled FRAME SIZE IMB 5 (IM V1, IM V3) FLANGE 1 POWER CONNECTOR ROTATABLE ABSOLUTE ENCODER SINGLETURN 20 BIT WITH DRIVE-CLIQ INTERFACE (ENCODER AS20DQI) SHAFT WITH FITTED KEY, TOLERANCE N; WITH HOLDING BRAKE PROTECTION CLASS IP65, | - | 0 | 0
1FK7103-3BF71-1QB2 |  | 1FK7103-3BF71-1QB2 | 1 | UN | 1 | 15 | C | D | N | N | 85015220 | 1 |  | 32.4 | KG | 2444.37 | 2444.37 | MC05 | MC05 | SIMOTICS S Synchronous motor 1FK7-HI PN=4.4kW; UDC=600V M0=36Nm (100K); NN=3000rpm; Naturally cooled FRAME SIZE IMB 5 (IM V1, IM V3) FLANGE 1 POWER CONNECTOR ROTATABLE ABSOLUTE ENCODER SINGLETURN 20 BIT WITH DRIVE-CLIQ INTERFACE (ENCODER AS20DQI) SHAFT WITH FITTED KEY, TOLERANCE N; WITH HOLDING BRAKE PROTECTION CLASS IP65, FLANGE ON DRIVE END IP67; | - | 0 | 0
1FK7103-3BF71-1QG0 |  | 1FK7103-3BF71-1QG0 | 1 | UN | 1 | 15 | C | D | N | N | 85015220 | 1 |  | 32.101 | KG | 2050.34 | 2050.34 | MC05 | MC05 | SIMOTICS S Synchronous motor 1FK7-HI PN=4.4kW; UDC=600V M0=36Nm (100K); NN=3000rpm; Naturally cooled FRAME SIZE IMB 5 (IM V1, IM V3) FLANGE 1 POWER CONNECTOR ROTATABLE ABSOLUTE ENCODER SINGLETURN 20 BIT WITH DRIVE-CLIQ INTERFACE (ENCODER AS20DQI) PLAIN SHAFT, TOLERANCE N; W/O HOLDING BRAKE PROTECTION CLASS IP64; | - | 0 | 0
1FK7103-3BF71-1QG1 |  | 1FK7103-3BF71-1QG1 | 1 | UN | 1 | 15 | C | D | N | N | 85015220 | 1 |  | 32.101 | KG | 2112.68 | 2112.68 | MC05 | MC05 | SIMOTICS S Synchronous motor 1FK7-HI PN=4.4kW; UDC=600V M0=36Nm (100K); NN=3000rpm; Naturally cooled FRAME SIZE IMB 5 (IM V1, IM V3) FLANGE 1 POWER CONNECTOR ROTATABLE ABSOLUTE ENCODER SINGLETURN 20 BIT WITH DRIVE-CLIQ INTERFACE (ENCODER AS20DQI) PLAIN SHAFT, TOLERANCE N; W/O HOLDING BRAKE PROTECTION CLASS IP65, | - | 0 | 0
1FK7103-3BF71-1QG2 |  | 1FK7103-3BF71-1QG2 | 1 | UN | 1 | 15 | C | D | N | N | 85015220 | 1 |  | 32.101 | KG | 2112.68 | 2112.68 | MC05 | MC05 | SIMOTICS S Synchronous motor 1FK7-HI PN=4.4kW; UDC=600V M0=36Nm (100K); NN=3000rpm; Naturally cooled FRAME SIZE IMB 5 (IM V1, IM V3) FLANGE 1 POWER CONNECTOR ROTATABLE ABSOLUTE ENCODER SINGLETURN 20 BIT WITH DRIVE-CLIQ INTERFACE (ENCODER AS20DQI) PLAIN SHAFT, TOLERANCE N; W/O HOLDING BRAKE PROTECTION CLASS IP65, FLANGE ON DRIVE END IP67; | - | 0 | 0
1FK7103-3BF71-1QH0 |  | 1FK7103-3BF71-1QH0 | 1 | UN | 1 | 15 | C | D | N | N | 85015220 | 1 |  | 32.4 | KG | 2324.53 | 2324.53 | MC05 | MC05 | SIMOTICS S Synchronous motor 1FK7-HI PN=4.4kW; UDC=600V M0=36Nm (100K); NN=3000rpm; Naturally cooled FRAME SIZE IMB 5 (IM V1, IM V3) FLANGE 1 POWER CONNECTOR ROTATABLE ABSOLUTE ENCODER SINGLETURN 20 BIT WITH DRIVE-CLIQ INTERFACE (ENCODER AS20DQI) PLAIN SHAFT, TOLERANCE N; WITH HOLDING BRAKE PROTECTION CLASS IP64; | - | 0 | 0
1FK7103-3BF71-1QH2 |  | 1FK7103-3BF71-1QH2 | 1 | UN | 1 | 15 | C | D | N | N | 85015220 | 1 |  | 32.4 | KG | 2386.87 | 2386.87 | MC05 | MC05 | SIMOTICS S Synchronous motor 1FK7-HI PN=4.4kW; UDC=600V M0=36Nm (100K); NN=3000rpm; Naturally cooled FRAME SIZE IMB 5 (IM V1, IM V3) FLANGE 1 POWER CONNECTOR ROTATABLE ABSOLUTE ENCODER SINGLETURN 20 BIT WITH DRIVE-CLIQ INTERFACE (ENCODER AS20DQI) PLAIN SHAFT, TOLERANCE N; WITH HOLDING BRAKE PROTECTION CLASS IP65, FLANGE ON DRIVE END IP67; | - | 0 | 0
1FK7103-3BF71-1RA1 |  | 1FK7103-3BF71-1RA1 | 1 | UN | 1 | 15 | C | D | N | N | 85015220 | 1 |  | 32.101 | KG | 2419.54 | 2419.54 | MC05 | MC05 | SIMOTICS S Synchronous motor 1FK7-HI PN=4.4kW; UDC=600V M0=36Nm (100K); NN=3000rpm; Naturally cooled FRAME SIZE IMB 5 (IM V1, IM V3) FLANGE 1 POWER CONNECTOR ROTATABLE ABSOLUTE ENCODER 20 BIT + 12 BIT MULTITURN WITH DRIVE-CLIQ INTERFACE (ENCODER AM20DQI) SHAFT WITH FITTED KEY, TOLERANCE N; W/O HOLDING BRAKE PROTECTION CLASS IP65, | - | 0 | 0
1FK7103-3BF71-1RA2 |  | 1FK7103-3BF71-1RA2 | 1 | UN | 1 | 15 | C | D | N | N | 85015220 | 1 |  | 32.101 | KG | 2419.54 | 2419.54 | MC05 | MC05 | SIMOTICS S Synchronous motor 1FK7-HI PN=4.4kW; UDC=600V M0=36Nm (100K); NN=3000rpm; Naturally cooled FRAME SIZE IMB 5 (IM V1, IM V3) FLANGE 1 POWER CONNECTOR ROTATABLE ABSOLUTE ENCODER 20 BIT + 12 BIT MULTITURN WITH DRIVE-CLIQ INTERFACE (ENCODER AM20DQI) SHAFT WITH FITTED KEY, TOLERANCE N; W/O HOLDING BRAKE PROTECTION CLASS IP65, FLANGE ON DRIVE END IP67; | - | 0 | 0
1FK7103-3BF71-1RB1 |  | 1FK7103-3BF71-1RB1 | 1 | UN | 1 | 15 | C | D | N | N | 85015220 | 1 |  | 32.4 | KG | 2693.74 | 2693.74 | MC05 | MC05 | SIMOTICS S Synchronous motor 1FK7-HI PN=4.4kW; UDC=600V M0=36Nm (100K); NN=3000rpm; Naturally cooled FRAME SIZE IMB 5 (IM V1, IM V3) FLANGE 1 POWER CONNECTOR ROTATABLE ABSOLUTE ENCODER 20 BIT + 12 BIT MULTITURN WITH DRIVE-CLIQ INTERFACE (ENCODER AM20DQI) SHAFT WITH FITTED KEY, TOLERANCE N; WITH HOLDING BRAKE PROTECTION CLASS IP65, | - | 0 | 0
1FK7103-3BF71-1RB2 |  | 1FK7103-3BF71-1RB2 | 1 | UN | 1 | 15 | C | D | N | N | 85015220 | 1 |  | 32.4 | KG | 2693.74 | 2693.74 | MC05 | MC05 | SIMOTICS S Synchronous motor 1FK7-HI PN=4.4kW; UDC=600V M0=36Nm (100K); NN=3000rpm; Naturally cooled FRAME SIZE IMB 5 (IM V1, IM V3) FLANGE 1 POWER CONNECTOR ROTATABLE ABSOLUTE ENCODER 20 BIT + 12 BIT MULTITURN WITH DRIVE-CLIQ INTERFACE (ENCODER AM20DQI) SHAFT WITH FITTED KEY, TOLERANCE N; WITH HOLDING BRAKE PROTECTION CLASS IP65, FLANGE ON DRIVE END IP67; | - | 0 | 0
1FK7103-3BF71-1RG1 |  | 1FK7103-3BF71-1RG1 | 1 | UN | 1 | 15 | C | D | N | N | 85015220 | 1 |  | 32.101 | KG | 2362.05 | 2362.05 | MC05 | MC05 | SIMOTICS S Synchronous motor 1FK7-HI PN=4.4kW; UDC=600V M0=36Nm (100K); NN=3000rpm; Naturally cooled FRAME SIZE IMB 5 (IM V1, IM V3) FLANGE 1 POWER CONNECTOR ROTATABLE ABSOLUTE ENCODER 20 BIT + 12 BIT MULTITURN WITH DRIVE-CLIQ INTERFACE (ENCODER AM20DQI) PLAIN SHAFT, TOLERANCE N; W/O HOLDING BRAKE PROTECTION CLASS IP65, | - | 0 | 0
1FK7103-3BF71-1RG2 |  | 1FK7103-3BF71-1RG2 | 1 | UN | 1 | 15 | C | D | N | N | 85015220 | 1 |  | 32.101 | KG | 2362.05 | 2362.05 | MC05 | MC05 | SIMOTICS S Synchronous motor 1FK7-HI PN=4.4kW; UDC=600V M0=36Nm (100K); NN=3000rpm; Naturally cooled FRAME SIZE IMB 5 (IM V1, IM V3) FLANGE 1 POWER CONNECTOR ROTATABLE ABSOLUTE ENCODER 20 BIT + 12 BIT MULTITURN WITH DRIVE-CLIQ INTERFACE (ENCODER AM20DQI) PLAIN SHAFT, TOLERANCE N; W/O HOLDING BRAKE PROTECTION CLASS IP65, FLANGE ON DRIVE END IP67; | - | 0 | 0
1FK7103-3BF71-1RH0 |  | 1FK7103-3BF71-1RH0 | 1 | UN | 1 | 15 | C | D | N | N | 85015220 | 1 |  | 32.4 | KG | 2573.9 | 2573.9 | MC05 | MC05 | SIMOTICS S Synchronous motor 1FK7-HI PN=4.4kW; UDC=600V M0=36Nm (100K); NN=3000rpm; Naturally cooled FRAME SIZE IMB 5 (IM V1, IM V3) FLANGE 1 POWER CONNECTOR ROTATABLE ABSOLUTE ENCODER 20 BIT + 12 BIT MULTITURN WITH DRIVE-CLIQ INTERFACE (ENCODER AM20DQI) PLAIN SHAFT, TOLERANCE N; WITH HOLDING BRAKE PROTECTION CLASS IP64; | - | 0 | 0
1FK7103-3BF71-1RH2 |  | 1FK7103-3BF71-1RH2 | 1 | UN | 1 | 15 | C | D | N | N | 85015220 | 1 |  | 32.4 | KG | 2636.24 | 2636.24 | MC05 | MC05 | SIMOTICS S Synchronous motor 1FK7-HI PN=4.4kW; UDC=600V M0=36Nm (100K); NN=3000rpm; Naturally cooled FRAME SIZE IMB 5 (IM V1, IM V3) FLANGE 1 POWER CONNECTOR ROTATABLE ABSOLUTE ENCODER 20 BIT + 12 BIT MULTITURN WITH DRIVE-CLIQ INTERFACE (ENCODER AM20DQI) PLAIN SHAFT, TOLERANCE N; WITH HOLDING BRAKE PROTECTION CLASS IP65, FLANGE ON DRIVE END IP67; | - | 0 | 0
1FK7103-3BF74-1AA0 |  | 1FK7103-3BF74-1AA0 | 1 | UN | 1 | 15 | C | D | N | N | 85015220 | 1 |  | 32.101 | KG | 2269.07 | 2269.07 | MC05 | MC05 | SIMOTICS S Synchronous motor 1FK7-HI PN=4.4kW; UDC=600V M0=36Nm (100K); NN=3000rpm; Naturally cooled FRAME SIZE IMB 5 (IM V1, IM V3) FLANGE 1, WITH PT1000 TEMPERATURESENSOR POWER CONNECTOR ROTATABLE INCREMENTAL ENCODER SIN/COS 1VP 2048 S/R WITH C- AND D-SPUR (ENCODER IC2048S/R) SHAFT WITH FITTED KEY, TOLERANCE N; W/O HOLDING BRAKE PROTECTION CLASS IP64; | - | 0 | 0
1FK7103-3BF74-1AA1 |  | 1FK7103-3BF74-1AA1 | 1 | UN | 1 | 15 | C | D | N | N | 85015220 | 1 |  | 32.101 | KG | 2331.41 | 2331.41 | MC05 | MC05 | SIMOTICS S Synchronous motor 1FK7-HI PN=4.4kW; UDC=600V M0=36Nm (100K); NN=3000rpm; Naturally cooled FRAME SIZE IMB 5 (IM V1, IM V3) FLANGE 1, WITH PT1000 TEMPERATURESENSOR POWER CONNECTOR ROTATABLE INCREMENTAL ENCODER SIN/COS 1VP 2048 S/R WITH C- AND D-SPUR (ENCODER IC2048S/R) SHAFT WITH FITTED KEY, TOLERANCE N; W/O HOLDING BRAKE PROTECTION CLASS IP65, | - | 0 | 0
1FK7103-3BF74-1AA2 |  | 1FK7103-3BF74-1AA2 | 1 | UN | 1 | 15 | C | D | N | N | 85015220 | 1 |  | 32.101 | KG | 2331.41 | 2331.41 | MC05 | MC05 | SIMOTICS S Synchronous motor 1FK7-HI PN=4.4kW; UDC=600V M0=36Nm (100K); NN=3000rpm; Naturally cooled FRAME SIZE IMB 5 (IM V1, IM V3) FLANGE 1, WITH PT1000 TEMPERATURESENSOR POWER CONNECTOR ROTATABLE INCREMENTAL ENCODER SIN/COS 1VP 2048 S/R WITH C- AND D-SPUR (ENCODER IC2048S/R) SHAFT WITH FITTED KEY, TOLERANCE N; W/O HOLDING BRAKE PROTECTION CLASS IP65, FLANGE ON DRIVE END IP67; | - | 0 | 0
1FK7103-3BF74-1AB0 |  | 1FK7103-3BF74-1AB0 | 1 | UN | 1 | 15 | C | D | N | N | 85015220 | 1 |  | 32.4 | KG | 2543.27 | 2543.27 | MC05 | MC05 | SIMOTICS S Synchronous motor 1FK7-HI PN=4.4kW; UDC=600V M0=36Nm (100K); NN=3000rpm; Naturally cooled FRAME SIZE IMB 5 (IM V1, IM V3) FLANGE 1, WITH PT1000 TEMPERATURESENSOR POWER CONNECTOR ROTATABLE INCREMENTAL ENCODER SIN/COS 1VP 2048 S/R WITH C- AND D-SPUR (ENCODER IC2048S/R) SHAFT WITH FITTED KEY, TOLERANCE N; WITH HOLDING BRAKE PROTECTION CLASS IP64; | - | 0 | 0
1FK7103-3BF74-1AB1 |  | 1FK7103-3BF74-1AB1 | 1 | UN | 1 | 15 | C | D | N | N | 85015220 | 1 |  | 32.4 | KG | 2605.61 | 2605.61 | MC05 | MC05 | SIMOTICS S Synchronous motor 1FK7-HI PN=4.4kW; UDC=600V M0=36Nm (100K); NN=3000rpm; Naturally cooled FRAME SIZE IMB 5 (IM V1, IM V3) FLANGE 1, WITH PT1000 TEMPERATURESENSOR POWER CONNECTOR ROTATABLE INCREMENTAL ENCODER SIN/COS 1VP 2048 S/R WITH C- AND D-SPUR (ENCODER IC2048S/R) SHAFT WITH FITTED KEY, TOLERANCE N; WITH HOLDING BRAKE PROTECTION CLASS IP65, | - | 0 | 0
1FK7103-3BF74-1AB2 |  | 1FK7103-3BF74-1AB2 | 1 | UN | 1 | 15 | C | D | N | N | 85015220 | 1 |  | 32.4 | KG | 2605.61 | 2605.61 | MC05 | MC05 | SIMOTICS S Synchronous motor 1FK7-HI PN=4.4kW; UDC=600V M0=36Nm (100K); NN=3000rpm; Naturally cooled FRAME SIZE IMB 5 (IM V1, IM V3) FLANGE 1, WITH PT1000 TEMPERATURESENSOR POWER CONNECTOR ROTATABLE INCREMENTAL ENCODER SIN/COS 1VP 2048 S/R WITH C- AND D-SPUR (ENCODER IC2048S/R) SHAFT WITH FITTED KEY, TOLERANCE N; WITH HOLDING BRAKE PROTECTION CLASS IP65, FLANGE ON DRIVE END IP67; | - | 0 | 0
1FK7103-3BF74-1AG0 |  | 1FK7103-3BF74-1AG0 | 1 | UN | 1 | 15 | C | D | N | N | 85015220 | 1 |  | 32.101 | KG | 2211.58 | 2211.58 | MC05 | MC05 | SIMOTICS S Synchronous motor 1FK7-HI PN=4.4kW; UDC=600V M0=36Nm (100K); NN=3000rpm; Naturally cooled FRAME SIZE IMB 5 (IM V1, IM V3) FLANGE 1, WITH PT1000 TEMPERATURESENSOR POWER CONNECTOR ROTATABLE INCREMENTAL ENCODER SIN/COS 1VP 2048 S/R WITH C- AND D-SPUR (ENCODER IC2048S/R) PLAIN SHAFT, TOLERANCE N; W/O HOLDING BRAKE PROTECTION CLASS IP64; | - | 0 | 0
1FK7103-3BF74-1AG1 |  | 1FK7103-3BF74-1AG1 | 1 | UN | 1 | 15 | C | D | N | N | 85015220 | 1 |  | 32.101 | KG | 2273.92 | 2273.92 | MC05 | MC05 | SIMOTICS S Synchronous motor 1FK7-HI PN=4.4kW; UDC=600V M0=36Nm (100K); NN=3000rpm; Naturally cooled FRAME SIZE IMB 5 (IM V1, IM V3) FLANGE 1, WITH PT1000 TEMPERATURESENSOR POWER CONNECTOR ROTATABLE INCREMENTAL ENCODER SIN/COS 1VP 2048 S/R WITH C- AND D-SPUR (ENCODER IC2048S/R) PLAIN SHAFT, TOLERANCE N; W/O HOLDING BRAKE PROTECTION CLASS IP65, | - | 0 | 0
1FK7103-3BF74-1AG2 |  | 1FK7103-3BF74-1AG2 | 1 | UN | 1 | 15 | C | D | N | N | 85015220 | 1 |  | 32.101 | KG | 2273.92 | 2273.92 | MC05 | MC05 | SIMOTICS S Synchronous motor 1FK7-HI PN=4.4kW; UDC=600V M0=36Nm (100K); NN=3000rpm; Naturally cooled FRAME SIZE IMB 5 (IM V1, IM V3) FLANGE 1, WITH PT1000 TEMPERATURESENSOR POWER CONNECTOR ROTATABLE INCREMENTAL ENCODER SIN/COS 1VP 2048 S/R WITH C- AND D-SPUR (ENCODER IC2048S/R) PLAIN SHAFT, TOLERANCE N; W/O HOLDING BRAKE PROTECTION CLASS IP65, FLANGE ON DRIVE END IP67; | - | 0 | 0
1FK7103-3BF74-1AH0 |  | 1FK7103-3BF74-1AH0 | 1 | UN | 1 | 15 | C | D | N | N | 85015220 | 1 |  | 32.4 | KG | 2485.77 | 2485.77 | MC05 | MC05 | SIMOTICS S Synchronous motor 1FK7-HI PN=4.4kW; UDC=600V M0=36Nm (100K); NN=3000rpm; Naturally cooled FRAME SIZE IMB 5 (IM V1, IM V3) FLANGE 1, WITH PT1000 TEMPERATURESENSOR POWER CONNECTOR ROTATABLE INCREMENTAL ENCODER SIN/COS 1VP 2048 S/R WITH C- AND D-SPUR (ENCODER IC2048S/R) PLAIN SHAFT, TOLERANCE N; WITH HOLDING BRAKE PROTECTION CLASS IP64; | - | 0 | 0
1FK7103-3BF74-1AH1 |  | 1FK7103-3BF74-1AH1 | 1 | UN | 1 | 15 | C | D | N | N | 85015220 | 1 |  | 32.4 | KG | 2548.11 | 2548.11 | MC05 | MC05 | SIMOTICS S Synchronous motor 1FK7-HI PN=4.4kW; UDC=600V M0=36Nm (100K); NN=3000rpm; Naturally cooled FRAME SIZE IMB 5 (IM V1, IM V3) FLANGE 1, WITH PT1000 TEMPERATURESENSOR POWER CONNECTOR ROTATABLE INCREMENTAL ENCODER SIN/COS 1VP 2048 S/R WITH C- AND D-SPUR (ENCODER IC2048S/R) PLAIN SHAFT, TOLERANCE N; WITH HOLDING BRAKE PROTECTION CLASS IP65, | - | 0 | 0
1FK7103-3BF74-1AH2 |  | 1FK7103-3BF74-1AH2 | 1 | UN | 1 | 15 | C | D | N | N | 85015220 | 1 |  | 32.4 | KG | 2548.11 | 2548.11 | MC05 | MC05 | SIMOTICS S Synchronous motor 1FK7-HI PN=4.4kW; UDC=600V M0=36Nm (100K); NN=3000rpm; Naturally cooled FRAME SIZE IMB 5 (IM V1, IM V3) FLANGE 1, WITH PT1000 TEMPERATURESENSOR POWER CONNECTOR ROTATABLE INCREMENTAL ENCODER SIN/COS 1VP 2048 S/R WITH C- AND D-SPUR (ENCODER IC2048S/R) PLAIN SHAFT, TOLERANCE N; WITH HOLDING BRAKE PROTECTION CLASS IP65, FLANGE ON DRIVE END IP67; | - | 0 | 0
1FK7103-3BF74-1EA0 |  | 1FK7103-3BF74-1EA0 | 1 | UN | 1 | 15 | C | D | N | N | 85015220 | 1 |  | 32.101 | KG | 2516.75 | 2516.75 | MC05 | MC05 | SIMOTICS S Synchronous motor 1FK7-HI PN=4.4kW; UDC=600V M0=36Nm (100K); NN=3000rpm; Naturally cooled FRAME SIZE IMB 5 (IM V1, IM V3) FLANGE 1, WITH PT1000 TEMPERATURESENSOR POWER CONNECTOR ROTATABLE ABSOLUTE ENCODERR 2048S/R + 4096 UMDREHUNGEN MULTITURN, WITH ENDAT-SCHNITTSTELLE (ENCODER AM2048S/R) SHAFT WITH FITTED KEY, TOLERANCE N; W/O HOLDING BRAKE PROTECTION CLASS IP64; | - | 0 | 0
1FK7103-3BF74-1EA1 |  | 1FK7103-3BF74-1EA1 | 1 | UN | 1 | 15 | C | D | N | N | 85015220 | 1 |  | 32.101 | KG | 2579.09 | 2579.09 | MC05 | MC05 | SIMOTICS S Synchronous motor 1FK7-HI PN=4.4kW; UDC=600V M0=36Nm (100K); NN=3000rpm; Naturally cooled FRAME SIZE IMB 5 (IM V1, IM V3) FLANGE 1, WITH PT1000 TEMPERATURESENSOR POWER CONNECTOR ROTATABLE ABSOLUTE ENCODERR 2048S/R + 4096 UMDREHUNGEN MULTITURN, WITH ENDAT-SCHNITTSTELLE (ENCODER AM2048S/R) SHAFT WITH FITTED KEY, TOLERANCE N; W/O HOLDING BRAKE PROTECTION CLASS IP65, | - | 0 | 0
1FK7103-3BF74-1EA2 |  | 1FK7103-3BF74-1EA2 | 1 | UN | 1 | 15 | C | D | N | N | 85015220 | 1 |  | 32.101 | KG | 2579.09 | 2579.09 | MC05 | MC05 | SIMOTICS S Synchronous motor 1FK7-HI PN=4.4kW; UDC=600V M0=36Nm (100K); NN=3000rpm; Naturally cooled FRAME SIZE IMB 5 (IM V1, IM V3) FLANGE 1, WITH PT1000 TEMPERATURESENSOR POWER CONNECTOR ROTATABLE ABSOLUTE ENCODERR 2048S/R + 4096 UMDREHUNGEN MULTITURN, WITH ENDAT-SCHNITTSTELLE (ENCODER AM2048S/R) SHAFT WITH FITTED KEY, TOLERANCE N; W/O HOLDING BRAKE PROTECTION CLASS IP65, FLANGE ON DRIVE END IP67; | - | 0 | 0
1FK7103-3BF74-1EB0 |  | 1FK7103-3BF74-1EB0 | 1 | UN | 1 | 15 | C | D | N | N | 85015220 | 1 |  | 32.4 | KG | 2790.95 | 2790.95 | MC05 | MC05 | SIMOTICS S Synchronous motor 1FK7-HI PN=4.4kW; UDC=600V M0=36Nm (100K); NN=3000rpm; Naturally cooled FRAME SIZE IMB 5 (IM V1, IM V3) FLANGE 1, WITH PT1000 TEMPERATURESENSOR POWER CONNECTOR ROTATABLE ABSOLUTE ENCODERR 2048S/R + 4096 UMDREHUNGEN MULTITURN, WITH ENDAT-SCHNITTSTELLE (ENCODER AM2048S/R) SHAFT WITH FITTED KEY, TOLERANCE N; WITH HOLDING BRAKE PROTECTION CLASS IP64; | - | 0 | 0
1FK7103-3BF74-1EB1 |  | 1FK7103-3BF74-1EB1 | 1 | UN | 1 | 15 | C | D | N | N | 85015220 | 1 |  | 32.4 | KG | 2853.29 | 2853.29 | MC05 | MC05 | SIMOTICS S Synchronous motor 1FK7-HI PN=4.4kW; UDC=600V M0=36Nm (100K); NN=3000rpm; Naturally cooled FRAME SIZE IMB 5 (IM V1, IM V3) FLANGE 1, WITH PT1000 TEMPERATURESENSOR POWER CONNECTOR ROTATABLE ABSOLUTE ENCODERR 2048S/R + 4096 UMDREHUNGEN MULTITURN, WITH ENDAT-SCHNITTSTELLE (ENCODER AM2048S/R) SHAFT WITH FITTED KEY, TOLERANCE N; WITH HOLDING BRAKE PROTECTION CLASS IP65, | - | 0 | 0
1FK7103-3BF74-1EB2 |  | 1FK7103-3BF74-1EB2 | 1 | UN | 1 | 15 | C | D | N | N | 85015220 | 1 |  | 32.4 | KG | 2853.29 | 2853.29 | MC05 | MC05 | SIMOTICS S Synchronous motor 1FK7-HI PN=4.4kW; UDC=600V M0=36Nm (100K); NN=3000rpm; Naturally cooled FRAME SIZE IMB 5 (IM V1, IM V3) FLANGE 1, WITH PT1000 TEMPERATURESENSOR POWER CONNECTOR ROTATABLE ABSOLUTE ENCODERR 2048S/R + 4096 UMDREHUNGEN MULTITURN, WITH ENDAT-SCHNITTSTELLE (ENCODER AM2048S/R) SHAFT WITH FITTED KEY, TOLERANCE N; WITH HOLDING BRAKE PROTECTION CLASS IP65, FLANGE ON DRIVE END IP67; | - | 0 | 0
1FK7103-3BF74-1EG0 |  | 1FK7103-3BF74-1EG0 | 1 | UN | 1 | 15 | C | D | N | N | 85015220 | 1 |  | 32.101 | KG | 2459.26 | 2459.26 | MC05 | MC05 | SIMOTICS S Synchronous motor 1FK7-HI PN=4.4kW; UDC=600V M0=36Nm (100K); NN=3000rpm; Naturally cooled FRAME SIZE IMB 5 (IM V1, IM V3) FLANGE 1, WITH PT1000 TEMPERATURESENSOR POWER CONNECTOR ROTATABLE ABSOLUTE ENCODERR 2048S/R + 4096 UMDREHUNGEN MULTITURN, WITH ENDAT-SCHNITTSTELLE (ENCODER AM2048S/R) PLAIN SHAFT, TOLERANCE N; W/O HOLDING BRAKE PROTECTION CLASS IP64; | - | 0 | 0
1FK7103-3BF74-1EG1 |  | 1FK7103-3BF74-1EG1 | 1 | UN | 1 | 15 | C | D | N | N | 85015220 | 1 |  | 32.101 | KG | 2521.6 | 2521.6 | MC05 | MC05 | SIMOTICS S Synchronous motor 1FK7-HI PN=4.4kW; UDC=600V M0=36Nm (100K); NN=3000rpm; Naturally cooled FRAME SIZE IMB 5 (IM V1, IM V3) FLANGE 1, WITH PT1000 TEMPERATURESENSOR POWER CONNECTOR ROTATABLE ABSOLUTE ENCODERR 2048S/R + 4096 UMDREHUNGEN MULTITURN, WITH ENDAT-SCHNITTSTELLE (ENCODER AM2048S/R) PLAIN SHAFT, TOLERANCE N; W/O HOLDING BRAKE PROTECTION CLASS IP65, | - | 0 | 0
1FK7103-3BF74-1EG2 |  | 1FK7103-3BF74-1EG2 | 1 | UN | 1 | 15 | C | D | N | N | 85015220 | 1 |  | 32.101 | KG | 2521.6 | 2521.6 | MC05 | MC05 | SIMOTICS S Synchronous motor 1FK7-HI PN=4.4kW; UDC=600V M0=36Nm (100K); NN=3000rpm; Naturally cooled FRAME SIZE IMB 5 (IM V1, IM V3) FLANGE 1, WITH PT1000 TEMPERATURESENSOR POWER CONNECTOR ROTATABLE ABSOLUTE ENCODERR 2048S/R + 4096 UMDREHUNGEN MULTITURN, WITH ENDAT-SCHNITTSTELLE (ENCODER AM2048S/R) PLAIN SHAFT, TOLERANCE N; W/O HOLDING BRAKE PROTECTION CLASS IP65, FLANGE ON DRIVE END IP67; | - | 0 | 0
1FK7103-3BF74-1EH0 |  | 1FK7103-3BF74-1EH0 | 1 | UN | 1 | 15 | C | D | N | N | 85015220 | 1 |  | 32.4 | KG | 2733.45 | 2733.45 | MC05 | MC05 | SIMOTICS S Synchronous motor 1FK7-HI PN=4.4kW; UDC=600V M0=36Nm (100K); NN=3000rpm; Naturally cooled FRAME SIZE IMB 5 (IM V1, IM V3) FLANGE 1, WITH PT1000 TEMPERATURESENSOR POWER CONNECTOR ROTATABLE ABSOLUTE ENCODERR 2048S/R + 4096 UMDREHUNGEN MULTITURN, WITH ENDAT-SCHNITTSTELLE (ENCODER AM2048S/R) PLAIN SHAFT, TOLERANCE N; WITH HOLDING BRAKE PROTECTION CLASS IP64; | - | 0 | 0
1FK7103-3BF74-1EH1 |  | 1FK7103-3BF74-1EH1 | 1 | UN | 1 | 15 | C | D | N | N | 85015220 | 1 |  | 32.4 | KG | 2795.79 | 2795.79 | MC05 | MC05 | SIMOTICS S Synchronous motor 1FK7-HI PN=4.4kW; UDC=600V M0=36Nm (100K); NN=3000rpm; Naturally cooled FRAME SIZE IMB 5 (IM V1, IM V3) FLANGE 1, WITH PT1000 TEMPERATURESENSOR POWER CONNECTOR ROTATABLE ABSOLUTE ENCODERR 2048S/R + 4096 UMDREHUNGEN MULTITURN, WITH ENDAT-SCHNITTSTELLE (ENCODER AM2048S/R) PLAIN SHAFT, TOLERANCE N; WITH HOLDING BRAKE PROTECTION CLASS IP65, | - | 0 | 0
1FK7103-3BF74-1EH2 |  | 1FK7103-3BF74-1EH2 | 1 | UN | 1 | 15 | C | D | N | N | 85015220 | 1 |  | 32.4 | KG | 2795.79 | 2795.79 | MC05 | MC05 | SIMOTICS S Synchronous motor 1FK7-HI PN=4.4kW; UDC=600V M0=36Nm (100K); NN=3000rpm; Naturally cooled FRAME SIZE IMB 5 (IM V1, IM V3) FLANGE 1, WITH PT1000 TEMPERATURESENSOR POWER CONNECTOR ROTATABLE ABSOLUTE ENCODERR 2048S/R + 4096 UMDREHUNGEN MULTITURN, WITH ENDAT-SCHNITTSTELLE (ENCODER AM2048S/R) PLAIN SHAFT, TOLERANCE N; WITH HOLDING BRAKE PROTECTION CLASS IP65, FLANGE ON DRIVE END IP67; | - | 0 | 0
1FK7103-5AA71-1UA3-Z | S13 | 1FK7103-5AA71-1UA3-ZS13 | 1 | UN | 1 | 60 | X | D | N | N | 85015230 | 1 |  | 28.5 | KG | 2871.14 | 2871.14 | MC05 | MC05 | SIMOTICS S-1FK7 Synchronous servo motor 1FK7 Compact; naturally cooled; NN=1000rpm; UDC=600V; IMB 5 design; Power connector rotatable; Resolver multi-pole with Drive-CLiQ interface; Shaft with feather key Tolerance N without holding brake; Degree of protection IP 64 Color RAL 7016 (anthracite) S13: Customer-specific version customer-specific motor only in connection with S13 | novo Out19 | 0 | 7
1FK7103-5AA71-1UG3-Z | S14 | 1FK7103-5AA71-1UG3-ZS14 | 1 | UN | 1 | 60 | X | D | N | N | 85015230 | 1 |  | 28.5 | KG | 2725.54 | 2725.54 | MC05 | MC05 | SIMOTICS S-1FK7 Synchronous servo motor 1FK7 Compact; naturally cooled; NN=1000rpm; UDC=600V; IMB 5 design; Power connector rotatable; Resolver multi-pole with Drive-CLiQ interface; Smooth shaft Tolerance N without holding brake; Degree of protection IP 64 Color RAL 70 S14: Customer-specific version customer-specific motor only in connection with S14 | novo Out19 | 0 | 7
1FK7103-5AF71-1EG3 |  | 1FK7103-5AF71-1EG3 | 1 | UN | 1 | 60 | X | D | N | N | 85015220 | 1 | 4025515002604 | 29.003 | KG | 3153.27 | 3153.27 | MC05 | MC05 | SIMOTICS S Synchronous servo motor 1FK7 compact, 36Nm 100K, 3000rpm, 4.40kW Naturally cooled IM B5 (IM V1, IM V3) power/signal connectors Connector can be rotated by 270Â° ABSOLUTE ENCODER ENDAT 2048 P/REV (ENCODER A-2048); PERFORMANCE REDUCTION BY 10% DUE TO ABSOLUTE ENCODER; PLAIN SHAFT, TOLERANCE N; W/O HOLDING BRAKE DEGREE OF PROTECTION IP64; PAINT FINISH RAL7016 | - | 0 | 7
1FK7103-5AF71-1EH0 |  | 1FK7103-5AF71-1EH0 | 1 | UN | 1 | 60 | X | D | N | N | 85015220 | 1 | 4025515002611 | 32.002 | KG | 3450.51 | 3450.51 | MC05 | MC05 | SIMOTICS S Synchronous servo motor 1FK7 compact, 36Nm 100K, 3000rpm, 4.40kW Naturally cooled IM B5 (IM V1, IM V3) power/signal connectors Connector can be rotated by 270Â° ABSOLUTE ENCODER ENDAT 2048 P/REV (ENCODER A-2048); PERFORMANCE REDUCTION BY 10% DUE TO ABSOLUTE ENCODER; PLAIN SHAFT, TOLERANCE N; WITH HOLDING BRAKE DEGREE OF PROTECTION IP64 | - | 0 | 7
1FK7103-5AF71-1EH2 |  | 1FK7103-5AF71-1EH2 | 1 | UN | 1 | 60 | X | D | N | N | 85015220 | 1 | 4025515002628 | 32.002 | KG | 3526.48 | 3526.48 | MC05 | MC05 | SIMOTICS S Synchronous servo motor 1FK7 compact, 36Nm 100K, 3000rpm, 4.40kW Naturally cooled IM B5 (IM V1, IM V3) power/signal connectors Connector can be rotated by 270Â° ABSOLUTE ENCODER ENDAT 2048 P/REV (ENCODER A-2048); PERFORMANCE REDUCTION BY 10% DUE TO ABSOLUTE ENCODER; PLAIN SHAFT, TOLERANCE N; WITH HOLDING BRAKE DEGREE OF PROTECTION IP65 FLANGE ON DRIVE END IP67 | - | 0 | 7
1FK7103-5AF71-1EH3 |  | 1FK7103-5AF71-1EH3 | 1 | UN | 1 | 60 | X | D | N | N | 85015220 | 1 | 4025515002635 | 32.002 | KG | 3487.32 | 3487.32 | MC05 | MC05 | SIMOTICS S Synchronous servo motor 1FK7 compact, 36Nm 100K, 3000rpm, 4.40kW Naturally cooled IM B5 (IM V1, IM V3) power/signal connectors Connector can be rotated by 270Â° ABSOLUTE ENCODER ENDAT 2048 P/REV (ENCODER A-2048); PERFORMANCE REDUCTION BY 10% DUE TO ABSOLUTE ENCODER; PLAIN SHAFT, TOLERANCE N; WITH HOLDING BRAKE DEGREE OF PROTECTION IP64; PAINT FINISH RAL7016 | - | 0 | 7
1FK7103-5AF71-1FG3 |  | 1FK7103-5AF71-1FG3 | 1 | UN | 1 | 60 | X | D | N | N | 85015220 | 1 | 4025515002642 | 29.003 | KG | 3347.22 | 3347.22 | MC05 | MC05 | SIMOTICS S Synchronous servo motor 1FK7 compact, 36Nm 100K, 3000rpm, 4.40kW Naturally cooled IM B5 (IM V1, IM V3) power/signal connectors Connector can be rotated by 270Â° ABSOLUTE ENCODER 2048 P/REV (ENCODER A-2048) WITH DRIVE-CLIQ INTERFACE; PERFORMANCE REDUCTION BY 10% DUE TO ABSOLUTE ENCODER; PLAIN SHAFT, TOLERANCE N; W/O HOLDING BRAKE DEGREE OF PROTECTION IP64; PAINT FINISH RAL7016 | - | 0 | 7
1FK7103-5AF71-1FH3 |  | 1FK7103-5AF71-1FH3 | 1 | UN | 1 | 60 | X | D | N | N | 85015220 | 1 | 4025515002659 | 32.002 | KG | 3681.27 | 3681.27 | MC05 | MC05 | SIMOTICS S Synchronous servo motor 1FK7 compact, 36Nm 100K, 3000rpm, 4.40kW Naturally cooled IM B5 (IM V1, IM V3) power/signal connectors Connector can be rotated by 270Â° ABSOLUTE ENCODER 2048 P/REV (ENCODER A-2048) WITH DRIVE-CLIQ INTERFACE; PERFORMANCE REDUCTION BY 10% DUE TO ABSOLUTE ENCODER; PLAIN SHAFT, TOLERANCE N; WITH HOLDING BRAKE DEGREE OF PROTECTION IP64; PAINT FINISH RAL7016 | - | 0 | 7
1FK7103-5AF71-1GH0 |  | 1FK7103-5AF71-1GH0 | 1 | UN | 1 | 60 | X | D | N | N | 85015220 | 1 | 4025515002666 | 32.002 | KG | 3030.24 | 3030.24 | MC05 | MC05 | SIMOTICS S Synchronous servo motor 1FK7 compact, 36Nm 100K, 3000rpm, 4.40kW Naturally cooled IM B5 (IM V1, IM V3) power/signal connectors Connector can be rotated by 270Â° BASIC ABSOLUTE ENCODER 32 P/REV (ENCODER A-32); PERFORMANCE REDUCTION BY 10% DUE TO ABSOLUTE ENCODER; PLAIN SHAFT, TOLERANCE N; WITH HOLDING BRAKE DEGREE OF PROTECTION IP64 | - | 0 | 7
1FK7105-2AC71-1AG0 |  | 1FK7105-2AC71-1AG0 | 1 | UN | 1 | 15 | C | D | N | N | 85015230 | 1 |  | 39.001 | KG | 2930.59 | 2930.59 | MC05 | MC05 | SIMOTICS S Synchronous motor 1FK7-CT PN=7.7kW; UDC=600V M0=48Nm (100K); NN=2000rpm; Naturally cooled FRAME SIZE IMB 5 (IM V1, IM V3) FLANGE 1, WITH KTY TEMPERATURESENSOR POWER CONNECTOR ROTATABLE INCREMENTAL ENCODER SIN/COS 1VPP;2048 S/R W. C-AND D-SPUR (ENCODER IC2048S/R) PLAIN SHAFT, TOLERANCE N; W/O HOLDING BRAKE PROTECTION CLASS IP64; | - | 0 | 0
1FK7105-2AC71-1AH0 |  | 1FK7105-2AC71-1AH0 | 1 | UN | 1 | 15 | C | D | N | N | 85015230 | 1 |  | 39.3 | KG | 3204.78 | 3204.78 | MC05 | MC05 | SIMOTICS S Synchronous motor 1FK7-CT PN=7.7kW; UDC=600V M0=48Nm (100K); NN=2000rpm; Naturally cooled FRAME SIZE IMB 5 (IM V1, IM V3) FLANGE 1, WITH KTY TEMPERATURESENSOR POWER CONNECTOR ROTATABLE INCREMENTAL ENCODER SIN/COS 1VPP;2048 S/R W. C-AND D-SPUR (ENCODER IC2048S/R) PLAIN SHAFT, TOLERANCE N; WITH HOLDING BRAKE PROTECTION CLASS IP64; | - | 0 | 0
1FK7105-2AC71-1CH1 |  | 1FK7105-2AC71-1CH1 | 1 | UN | 1 | 15 | C | D | N | N | 85015230 | 1 |  | 39.3 | KG | 3673.99 | 3673.99 | MC05 | MC05 | SIMOTICS S Synchronous motor 1FK7-CT PN=7.7kW; UDC=600V M0=48Nm (100K); NN=2000rpm; Naturally cooled IMB 5 design (IM V1, IM V3) Flange 1 Power connector rotatable Absolute encoder 24-bit +12-bit multi-turn with Drive-CLiQ interface (encoder AM24DQI) smooth shaft, tolerance N with holding brake IP65 degree of protection | - | 0 | 0
1FK7105-2AC71-1DG0 |  | 1FK7105-2AC71-1DG0 | 1 | UN | 1 | 15 | C | D | N | N | 85015230 | 1 |  | 39.002 | KG | 3144.72 | 3144.72 | MC05 | MC05 | SIMOTICS S Synchronous motor 1FK7-CT PN=7.7kW; UDC=600V M0=48Nm (100K); NN=2000rpm; Naturally cooled FRAME SIZE IMB 5 (IM V1, IM V3) FLANGE 1 POWER CONNECTOR ROTATABLE INCREMENTAL ENCODER 22 BIT WITH DRIVE-CLIQ INTERFACE (ENCODER IC22DQ) PLAIN SHAFT, TOLERANCE N; W/O HOLDING BRAKE PROTECTION CLASS IP64; | - | 0 | 0
1FK7105-2AC71-1DH0 |  | 1FK7105-2AC71-1DH0 | 1 | UN | 1 | 15 | C | D | N | N | 85015230 | 1 |  | 39.301 | KG | 3418.91 | 3418.91 | MC05 | MC05 | SIMOTICS S Synchronous motor 1FK7-CT PN=7.7kW; UDC=600V M0=48Nm (100K); NN=2000rpm; Naturally cooled FRAME SIZE IMB 5 (IM V1, IM V3) FLANGE 1 POWER CONNECTOR ROTATABLE INCREMENTAL ENCODER 22 BIT WITH DRIVE-CLIQ INTERFACE (ENCODER IC22DQ) PLAIN SHAFT, TOLERANCE N; WITH HOLDING BRAKE PROTECTION CLASS IP64; | - | 0 | 0
1FK7105-2AC71-1EG0 |  | 1FK7105-2AC71-1EG0 | 1 | UN | 1 | 15 | C | D | N | N | 85015230 | 1 |  | 39.001 | KG | 3178.27 | 3178.27 | MC05 | MC05 | SIMOTICS S Synchronous motor 1FK7-CT PN=7.7kW; UDC=600V M0=48Nm (100K); NN=2000rpm; Naturally cooled FRAME SIZE IMB 5 (IM V1, IM V3) FLANGE 1, WITH KTY TEMPERATURESENSOR POWER CONNECTOR ROTATABLE ABSOLUTE ENCODERR 2048 S/R + 4096 UMDREHUNGEN MULTITURN, WITH ENDAT-SCHNITTSTELLE (ENCODER AM2048S/R) PLAIN SHAFT, TOLERANCE N; W/O HOLDING BRAKE PROTECTION CLASS IP64; | - | 0 | 0
1FK7105-2AC71-1EH0 |  | 1FK7105-2AC71-1EH0 | 1 | UN | 1 | 15 | C | D | N | N | 85015230 | 1 |  | 39.3 | KG | 3452.46 | 3452.46 | MC05 | MC05 | SIMOTICS S Synchronous motor 1FK7-CT PN=7.7kW; UDC=600V M0=48Nm (100K); NN=2000rpm; Naturally cooled FRAME SIZE IMB 5 (IM V1, IM V3) FLANGE 1, WITH KTY TEMPERATURESENSOR POWER CONNECTOR ROTATABLE ABSOLUTE ENCODERR 2048 S/R + 4096 UMDREHUNGEN MULTITURN, WITH ENDAT-SCHNITTSTELLE (ENCODER AM2048S/R) PLAIN SHAFT, TOLERANCE N; WITH HOLDING BRAKE PROTECTION CLASS IP64; | - | 0 | 0
1FK7105-2AC71-1PG0 |  | 1FK7105-2AC71-1PG0 | 1 | UN | 1 | 15 | C | D | N | N | 85015230 | 1 |  | 39.101 | KG | 2700.65 | 2700.65 | MC05 | MC05 | SIMOTICS S Synchronous motor 1FK7-CT PN=7.7kW; UDC=600V M0=48Nm (100K); NN=2000rpm; Naturally cooled FRAME SIZE IMB 5 (IM V1, IM V3) FLANGE 1 POWER CONNECTOR ROTATABLE RESOLVER 2-POLE, WITH DRIVE CLIQ-INTERFACE PLAIN SHAFT, TOLERANCE N; W/O HOLDING BRAKE PROTECTION CLASS IP64; | - | 0 | 0
1FK7105-2AC71-1PH0 |  | 1FK7105-2AC71-1PH0 | 1 | UN | 1 | 15 | C | D | N | N | 85015230 | 1 |  | 39.4 | KG | 2974.84 | 2974.84 | MC05 | MC05 | SIMOTICS S Synchronous motor 1FK7-CT PN=7.7kW; UDC=600V M0=48Nm (100K); NN=2000rpm; Naturally cooled FRAME SIZE IMB 5 (IM V1, IM V3) FLANGE 1 POWER CONNECTOR ROTATABLE RESOLVER 2-POLE, WITH DRIVE CLIQ-INTERFACE PLAIN SHAFT, TOLERANCE N; WITH HOLDING BRAKE PROTECTION CLASS IP64; | - | 0 | 0
1FK7105-2AC71-1QA1 |  | 1FK7105-2AC71-1QA1 | 1 | UN | 1 | 15 | C | D | N | N | 85015230 | 1 |  | 39.001 | KG | 2889.17 | 2889.17 | MC05 | MC05 | SIMOTICS S Synchronous motor 1FK7-CT PN=7.7kW; UDC=600V M0=48Nm (100K); NN=2000rpm; Naturally cooled IMB 5 design (IM V1, IM V3) Flange 1 Power connector rotatable Absolute encoder single-turn 20-bit with Drive-CLiQ interface (encoder AS20DQI) shaft with feather key, tolerance N without holding brake IP65 degree of protection | - | 0 | 0
1FK7105-2AC71-1QH1 |  | 1FK7105-2AC71-1QH1 | 1 | UN | 1 | 15 | C | D | N | N | 85015230 | 1 |  | 39.3 | KG | 3105.87 | 3105.87 | MC05 | MC05 | SIMOTICS S Synchronous motor 1FK7-CT PN=7.7kW; UDC=600V M0=48Nm (100K); NN=2000rpm; Naturally cooled IMB 5 design (IM V1, IM V3) Flange 1 Power connector rotatable Absolute encoder single-turn 20-bit with Drive-CLiQ interface (encoder AS20DQI) smooth shaft, tolerance N with holding brake IP65 degree of protection | - | 0 | 0
1FK7105-2AC71-1RA1 |  | 1FK7105-2AC71-1RA1 | 1 | UN | 1 | 15 | C | D | N | N | 85015230 | 1 |  | 39.001 | KG | 3138.55 | 3138.55 | MC05 | MC05 | SIMOTICS S Synchronous motor 1FK7-CT PN=7.7kW; UDC=600V M0=48Nm (100K); NN=2000rpm; Naturally cooled IMB 5 design (IM V1, IM V3) Flange 1 Power connector rotatable Absolute encoder 20-bit +12-bit multi-turn with Drive-CLiQ interface (encoder AM20DQI) shaft with feather key, tolerance N without holding brake IP65 degree of protection | - | 0 | 0
1FK7105-2AC71-1RG1-Z | J29 | 1FK7105-2AC71-1RG1-ZJ29 | 1 | UN | 1 | 15 | C | D | N | N | 85015230 | 1 |  | 66.001 | KG | 7503.51 | 7503.51 | MC05 | MC05 | SIMOTICS S Synchronous motor 1FK7-CT PN=7.7kW; UDC=600V M0=48Nm (100K); NN=2000rpm; Naturally cooled IMB 5 design (IM V1, IM V3) Flange 1 Power connector rotatable Absolute encoder 20-bit +12-bit multi-turn with Drive-CLiQ interface (encoder AM20DQI) smooth shaft, tolerance N without holding brake IP65 degree of protection J29: ALPHA SP, SP 210S-MF1 PLANETARY GEARING 1 STAGE, I=10, W/O FEATHER KEY | - | 0 | 0
1FK7105-2AC71-1RH1-Z | J23 | 1FK7105-2AC71-1RH1-ZJ23 | 1 | UN | 1 | 15 | C | D | N | N | 85015230 | 1 |  | 73.3 | KG | 5713.89 | 5713.89 | MC05 | MC05 | SIMOTICS S Synchronous motor 1FK7-CT PN=7.7kW; UDC=600V M0=48Nm (100K); NN=2000rpm; Naturally cooled IMB 5 design (IM V1, IM V3) Flange 1 Power connector rotatable Absolute encoder 20-bit +12-bit multi-turn with Drive-CLiQ interface (encoder AM20DQI) smooth shaft, tolerance N with holding brake IP65 degree of protection J23: ALPHA SP+, SP 180S-MF1 PLANETARY GEARING 1 STAGE, I=5, W/O FEATHER KEY | - | 0 | 0
1FK7105-2AC71-1SG0 |  | 1FK7105-2AC71-1SG0 | 1 | UN | 1 | 15 | C | D | N | N | 85015230 | 1 |  | 39.002 | KG | 2539.95 | 2539.95 | MC05 | MC05 | SIMOTICS S Synchronous motor 1FK7-CT PN=7.7kW; UDC=600V M0=48Nm (100K); NN=2000rpm; Naturally cooled FRAME SIZE IMB 5 (IM V1, IM V3) FLANGE 1, WITH KTY TEMPERATURESENSOR POWER CONNECTOR ROTATABLE RESOLVER MULTI-POLE (RESOLVER P=4); PLAIN SHAFT, TOLERANCE N; W/O HOLDING BRAKE PROTECTION CLASS IP64; | - | 0 | 0
1FK7105-2AC71-1SH0 |  | 1FK7105-2AC71-1SH0 | 1 | UN | 1 | 15 | C | D | N | N | 85015230 | 1 |  | 39.301 | KG | 2814.14 | 2814.14 | MC05 | MC05 | SIMOTICS S Synchronous motor 1FK7-CT PN=7.7kW; UDC=600V M0=48Nm (100K); NN=2000rpm; Naturally cooled FRAME SIZE IMB 5 (IM V1, IM V3) FLANGE 1, WITH KTY TEMPERATURESENSOR POWER CONNECTOR ROTATABLE RESOLVER MULTI-POLE (RESOLVER P=4); PLAIN SHAFT, TOLERANCE N; WITH HOLDING BRAKE PROTECTION CLASS IP64; | - | 0 | 0
1FK7105-2AC71-1TG0 |  | 1FK7105-2AC71-1TG0 | 1 | UN | 1 | 15 | C | D | N | N | 85015230 | 1 |  | 39.002 | KG | 2539.95 | 2539.95 | MC05 | MC05 | SIMOTICS S Synchronous motor 1FK7-CT PN=7.7kW; UDC=600V M0=48Nm (100K); NN=2000rpm; Naturally cooled FRAME SIZE IMB 5 (IM V1, IM V3) FLANGE 1, WITH KTY TEMPERATURESENSOR POWER CONNECTOR ROTATABLE RESOLVER 2-POLE (RESOLVER P=1); PLAIN SHAFT, TOLERANCE N; W/O HOLDING BRAKE PROTECTION CLASS IP64; | - | 0 | 0
1FK7105-2AC71-1TH0 |  | 1FK7105-2AC71-1TH0 | 1 | UN | 1 | 15 | C | D | N | N | 85015230 | 1 |  | 39.301 | KG | 2814.14 | 2814.14 | MC05 | MC05 | SIMOTICS S Synchronous motor 1FK7-CT PN=7.7kW; UDC=600V M0=48Nm (100K); NN=2000rpm; Naturally cooled FRAME SIZE IMB 5 (IM V1, IM V3) FLANGE 1, WITH KTY TEMPERATURESENSOR POWER CONNECTOR ROTATABLE RESOLVER 2-POLE (RESOLVER P=1); PLAIN SHAFT, TOLERANCE N; WITH HOLDING BRAKE PROTECTION CLASS IP64; | - | 0 | 0
1FK7105-2AC71-1UG0 |  | 1FK7105-2AC71-1UG0 | 1 | UN | 1 | 15 | C | D | N | N | 85015230 | 1 |  | 39.002 | KG | 2700.65 | 2700.65 | MC05 | MC05 | SIMOTICS S Synchronous motor 1FK7-CT PN=7.7kW; UDC=600V M0=48Nm (100K); NN=2000rpm; Naturally cooled FRAME SIZE IMB 5 (IM V1, IM V3) FLANGE 1 POWER CONNECTOR ROTATABLE RESOLVER MULTI-POLE WITH DRIVE-CLIQ INTERFACE; PLAIN SHAFT, TOLERANCE N; W/O HOLDING BRAKE PROTECTION CLASS IP64; | - | 0 | 0
1FK7105-2AC71-1UH0 |  | 1FK7105-2AC71-1UH0 | 1 | UN | 1 | 15 | C | D | N | N | 85015230 | 1 |  | 39.301 | KG | 2974.84 | 2974.84 | MC05 | MC05 | SIMOTICS S Synchronous motor 1FK7-CT PN=7.7kW; UDC=600V M0=48Nm (100K); NN=2000rpm; Naturally cooled FRAME SIZE IMB 5 (IM V1, IM V3) FLANGE 1 POWER CONNECTOR ROTATABLE RESOLVER MULTI-POLE WITH DRIVE-CLIQ INTERFACE; PLAIN SHAFT, TOLERANCE N; WITH HOLDING BRAKE PROTECTION CLASS IP64; | - | 0 | 0
1FK7105-2AC74-1AA0 |  | 1FK7105-2AC74-1AA0 | 1 | UN | 1 | 15 | C | D | N | N | 85015230 | 1 |  | 39.001 | KG | 2988.08 | 2988.08 | MC05 | MC05 | SIMOTICS S Synchronous motor 1FK7-CT PN=7.7kW; UDC=600V M0=48Nm (100K); NN=2000rpm; Naturally cooled FRAME SIZE IMB 5 (IM V1, IM V3) FLANGE 1, WITH PT1000 TEMPERATURESENSOR POWER CONNECTOR ROTATABLE INCREMENTAL ENCODER SIN/COS 1VPP;2048 S/R W. C-AND D-SPUR (ENCODER IC2048S/R) SHAFT WITH FITTED KEY, TOLERANCE N; W/O HOLDING BRAKE PROTECTION CLASS IP64; | - | 0 | 0
1FK7105-2AC74-1AA1 |  | 1FK7105-2AC74-1AA1 | 1 | UN | 1 | 15 | C | D | N | N | 85015230 | 1 |  | 39.001 | KG | 3050.42 | 3050.42 | MC05 | MC05 | SIMOTICS S Synchronous motor 1FK7-CT PN=7.7kW; UDC=600V M0=48Nm (100K); NN=2000rpm; Naturally cooled FRAME SIZE IMB 5 (IM V1, IM V3) FLANGE 1, WITH PT1000 TEMPERATURESENSOR POWER CONNECTOR ROTATABLE INCREMENTAL ENCODER SIN/COS 1VPP;2048 S/R W. C-AND D-SPUR (ENCODER IC2048S/R) SHAFT WITH FITTED KEY, TOLERANCE N; W/O HOLDING BRAKE PROTECTION CLASS IP65, | - | 0 | 0
1FK7105-2AC74-1AA2 |  | 1FK7105-2AC74-1AA2 | 1 | UN | 1 | 15 | C | D | N | N | 85015230 | 1 |  | 39.001 | KG | 3050.42 | 3050.42 | MC05 | MC05 | SIMOTICS S Synchronous motor 1FK7-CT PN=7.7kW; UDC=600V M0=48Nm (100K); NN=2000rpm; Naturally cooled FRAME SIZE IMB 5 (IM V1, IM V3) FLANGE 1, WITH PT1000 TEMPERATURESENSOR POWER CONNECTOR ROTATABLE INCREMENTAL ENCODER SIN/COS 1VPP;2048 S/R W. C-AND D-SPUR (ENCODER IC2048S/R) SHAFT WITH FITTED KEY, TOLERANCE N; W/O HOLDING BRAKE PROTECTION CLASS IP65, FLANGE ON DRIVE END IP67; | - | 0 | 0
1FK7105-2AC74-1AB0 |  | 1FK7105-2AC74-1AB0 | 1 | UN | 1 | 15 | C | D | N | N | 85015230 | 1 |  | 39.3 | KG | 3262.28 | 3262.28 | MC05 | MC05 | SIMOTICS S Synchronous motor 1FK7-CT PN=7.7kW; UDC=600V M0=48Nm (100K); NN=2000rpm; Naturally cooled FRAME SIZE IMB 5 (IM V1, IM V3) FLANGE 1, WITH PT1000 TEMPERATURESENSOR POWER CONNECTOR ROTATABLE INCREMENTAL ENCODER SIN/COS 1VPP;2048 S/R W. C-AND D-SPUR (ENCODER IC2048S/R) SHAFT WITH FITTED KEY, TOLERANCE N; WITH HOLDING BRAKE PROTECTION CLASS IP64; | - | 0 | 0
1FK7105-2AC74-1AB1 |  | 1FK7105-2AC74-1AB1 | 1 | UN | 1 | 15 | C | D | N | N | 85015230 | 1 |  | 39.3 | KG | 3324.62 | 3324.62 | MC05 | MC05 | SIMOTICS S Synchronous motor 1FK7-CT PN=7.7kW; UDC=600V M0=48Nm (100K); NN=2000rpm; Naturally cooled FRAME SIZE IMB 5 (IM V1, IM V3) FLANGE 1, WITH PT1000 TEMPERATURESENSOR POWER CONNECTOR ROTATABLE INCREMENTAL ENCODER SIN/COS 1VPP;2048 S/R W. C-AND D-SPUR (ENCODER IC2048S/R) SHAFT WITH FITTED KEY, TOLERANCE N; WITH HOLDING BRAKE PROTECTION CLASS IP65, | - | 0 | 0
1FK7105-2AC74-1AB2 |  | 1FK7105-2AC74-1AB2 | 1 | UN | 1 | 15 | C | D | N | N | 85015230 | 1 |  | 39.3 | KG | 3324.62 | 3324.62 | MC05 | MC05 | SIMOTICS S Synchronous motor 1FK7-CT PN=7.7kW; UDC=600V M0=48Nm (100K); NN=2000rpm; Naturally cooled FRAME SIZE IMB 5 (IM V1, IM V3) FLANGE 1, WITH PT1000 TEMPERATURESENSOR POWER CONNECTOR ROTATABLE INCREMENTAL ENCODER SIN/COS 1VPP;2048 S/R W. C-AND D-SPUR (ENCODER IC2048S/R) SHAFT WITH FITTED KEY, TOLERANCE N; WITH HOLDING BRAKE PROTECTION CLASS IP65, FLANGE ON DRIVE END IP67; | - | 0 | 0
1FK7105-2AC74-1AG0 |  | 1FK7105-2AC74-1AG0 | 1 | UN | 1 | 15 | C | D | N | N | 85015230 | 1 |  | 39.001 | KG | 2930.59 | 2930.59 | MC05 | MC05 | SIMOTICS S Synchronous motor 1FK7-CT PN=7.7kW; UDC=600V M0=48Nm (100K); NN=2000rpm; Naturally cooled FRAME SIZE IMB 5 (IM V1, IM V3) FLANGE 1, WITH PT1000 TEMPERATURESENSOR POWER CONNECTOR ROTATABLE INCREMENTAL ENCODER SIN/COS 1VPP;2048 S/R W. C-AND D-SPUR (ENCODER IC2048S/R) PLAIN SHAFT, TOLERANCE N; W/O HOLDING BRAKE PROTECTION CLASS IP64; | - | 0 | 0
1FK7105-2AC74-1AG1 |  | 1FK7105-2AC74-1AG1 | 1 | UN | 1 | 15 | C | D | N | N | 85015230 | 1 |  | 39.001 | KG | 2992.93 | 2992.93 | MC05 | MC05 | SIMOTICS S Synchronous motor 1FK7-CT PN=7.7kW; UDC=600V M0=48Nm (100K); NN=2000rpm; Naturally cooled FRAME SIZE IMB 5 (IM V1, IM V3) FLANGE 1, WITH PT1000 TEMPERATURESENSOR POWER CONNECTOR ROTATABLE INCREMENTAL ENCODER SIN/COS 1VPP;2048 S/R W. C-AND D-SPUR (ENCODER IC2048S/R) PLAIN SHAFT, TOLERANCE N; W/O HOLDING BRAKE PROTECTION CLASS IP65, | - | 0 | 0
1FK7105-2AC74-1AG2 |  | 1FK7105-2AC74-1AG2 | 1 | UN | 1 | 15 | C | D | N | N | 85015230 | 1 |  | 39.001 | KG | 2992.93 | 2992.93 | MC05 | MC05 | SIMOTICS S Synchronous motor 1FK7-CT PN=7.7kW; UDC=600V M0=48Nm (100K); NN=2000rpm; Naturally cooled FRAME SIZE IMB 5 (IM V1, IM V3) FLANGE 1, WITH PT1000 TEMPERATURESENSOR POWER CONNECTOR ROTATABLE INCREMENTAL ENCODER SIN/COS 1VPP;2048 S/R W. C-AND D-SPUR (ENCODER IC2048S/R) PLAIN SHAFT, TOLERANCE N; W/O HOLDING BRAKE PROTECTION CLASS IP65, FLANGE ON DRIVE END IP67; | - | 0 | 0
1FK7105-2AC74-1AH0 |  | 1FK7105-2AC74-1AH0 | 1 | UN | 1 | 15 | C | D | N | N | 85015230 | 1 |  | 39.3 | KG | 3204.78 | 3204.78 | MC05 | MC05 | SIMOTICS S Synchronous motor 1FK7-CT PN=7.7kW; UDC=600V M0=48Nm (100K); NN=2000rpm; Naturally cooled FRAME SIZE IMB 5 (IM V1, IM V3) FLANGE 1, WITH PT1000 TEMPERATURESENSOR POWER CONNECTOR ROTATABLE INCREMENTAL ENCODER SIN/COS 1VPP;2048 S/R W. C-AND D-SPUR (ENCODER IC2048S/R) PLAIN SHAFT, TOLERANCE N; WITH HOLDING BRAKE PROTECTION CLASS IP64; | - | 0 | 0
1FK7105-2AC74-1AH1 |  | 1FK7105-2AC74-1AH1 | 1 | UN | 1 | 15 | C | D | N | N | 85015230 | 1 |  | 39.3 | KG | 3267.12 | 3267.12 | MC05 | MC05 | SIMOTICS S Synchronous motor 1FK7-CT PN=7.7kW; UDC=600V M0=48Nm (100K); NN=2000rpm; Naturally cooled FRAME SIZE IMB 5 (IM V1, IM V3) FLANGE 1, WITH PT1000 TEMPERATURESENSOR POWER CONNECTOR ROTATABLE INCREMENTAL ENCODER SIN/COS 1VPP;2048 S/R W. C-AND D-SPUR (ENCODER IC2048S/R) PLAIN SHAFT, TOLERANCE N; WITH HOLDING BRAKE PROTECTION CLASS IP65, | - | 0 | 0
1FK7105-2AC74-1AH2 |  | 1FK7105-2AC74-1AH2 | 1 | UN | 1 | 15 | C | D | N | N | 85015230 | 1 |  | 39.3 | KG | 3267.12 | 3267.12 | MC05 | MC05 | SIMOTICS S Synchronous motor 1FK7-CT PN=7.7kW; UDC=600V M0=48Nm (100K); NN=2000rpm; Naturally cooled FRAME SIZE IMB 5 (IM V1, IM V3) FLANGE 1, WITH PT1000 TEMPERATURESENSOR POWER CONNECTOR ROTATABLE INCREMENTAL ENCODER SIN/COS 1VPP;2048 S/R W. C-AND D-SPUR (ENCODER IC2048S/R) PLAIN SHAFT, TOLERANCE N; WITH HOLDING BRAKE PROTECTION CLASS IP65, FLANGE ON DRIVE END IP67; | - | 0 | 0
1FK7105-2AC74-1EA0 |  | 1FK7105-2AC74-1EA0 | 1 | UN | 1 | 15 | C | D | N | N | 85015230 | 1 |  | 39.001 | KG | 3235.76 | 3235.76 | MC05 | MC05 | SIMOTICS S Synchronous motor 1FK7-CT PN=7.7kW; UDC=600V M0=48Nm (100K); NN=2000rpm; Naturally cooled FRAME SIZE IMB 5 (IM V1, IM V3) FLANGE 1, WITH PT1000 TEMPERATURESENSOR POWER CONNECTOR ROTATABLE ABSOLUTE ENCODERR 2048 S/R + 4096 UMDREHUNGEN MULTITURN, WITH ENDAT-SCHNITTSTELLE (ENCODER AM2048S/R) SHAFT WITH FITTED KEY, TOLERANCE N; W/O HOLDING BRAKE PROTECTION CLASS IP64; | - | 0 | 0
1FK7105-2AC74-1EA1 |  | 1FK7105-2AC74-1EA1 | 1 | UN | 1 | 15 | C | D | N | N | 85015230 | 1 |  | 39.001 | KG | 3298.1 | 3298.1 | MC05 | MC05 | SIMOTICS S Synchronous motor 1FK7-CT PN=7.7kW; UDC=600V M0=48Nm (100K); NN=2000rpm; Naturally cooled FRAME SIZE IMB 5 (IM V1, IM V3) FLANGE 1, WITH PT1000 TEMPERATURESENSOR POWER CONNECTOR ROTATABLE ABSOLUTE ENCODERR 2048 S/R + 4096 UMDREHUNGEN MULTITURN, WITH ENDAT-SCHNITTSTELLE (ENCODER AM2048S/R) SHAFT WITH FITTED KEY, TOLERANCE N; W/O HOLDING BRAKE PROTECTION CLASS IP65, | - | 0 | 0
1FK7105-2AC74-1EA2 |  | 1FK7105-2AC74-1EA2 | 1 | UN | 1 | 15 | C | D | N | N | 85015230 | 1 |  | 39.001 | KG | 3298.1 | 3298.1 | MC05 | MC05 | SIMOTICS S Synchronous motor 1FK7-CT PN=7.7kW; UDC=600V M0=48Nm (100K); NN=2000rpm; Naturally cooled FRAME SIZE IMB 5 (IM V1, IM V3) FLANGE 1, WITH PT1000 TEMPERATURESENSOR POWER CONNECTOR ROTATABLE ABSOLUTE ENCODERR 2048 S/R + 4096 UMDREHUNGEN MULTITURN, WITH ENDAT-SCHNITTSTELLE (ENCODER AM2048S/R) SHAFT WITH FITTED KEY, TOLERANCE N; W/O HOLDING BRAKE PROTECTION CLASS IP65, FLANGE ON DRIVE END IP67; | - | 0 | 0
1FK7105-2AC74-1EB0 |  | 1FK7105-2AC74-1EB0 | 1 | UN | 1 | 15 | C | D | N | N | 85015230 | 1 |  | 39.3 | KG | 3509.96 | 3509.96 | MC05 | MC05 | SIMOTICS S Synchronous motor 1FK7-CT PN=7.7kW; UDC=600V M0=48Nm (100K); NN=2000rpm; Naturally cooled FRAME SIZE IMB 5 (IM V1, IM V3) FLANGE 1, WITH PT1000 TEMPERATURESENSOR POWER CONNECTOR ROTATABLE ABSOLUTE ENCODERR 2048 S/R + 4096 UMDREHUNGEN MULTITURN, WITH ENDAT-SCHNITTSTELLE (ENCODER AM2048S/R) SHAFT WITH FITTED KEY, TOLERANCE N; WITH HOLDING BRAKE PROTECTION CLASS IP64; | - | 0 | 0
1FK7105-2AC74-1EB1 |  | 1FK7105-2AC74-1EB1 | 1 | UN | 1 | 15 | C | D | N | N | 85015230 | 1 |  | 39.3 | KG | 3572.3 | 3572.3 | MC05 | MC05 | SIMOTICS S Synchronous motor 1FK7-CT PN=7.7kW; UDC=600V M0=48Nm (100K); NN=2000rpm; Naturally cooled FRAME SIZE IMB 5 (IM V1, IM V3) FLANGE 1, WITH PT1000 TEMPERATURESENSOR POWER CONNECTOR ROTATABLE ABSOLUTE ENCODERR 2048 S/R + 4096 UMDREHUNGEN MULTITURN, WITH ENDAT-SCHNITTSTELLE (ENCODER AM2048S/R) SHAFT WITH FITTED KEY, TOLERANCE N; WITH HOLDING BRAKE PROTECTION CLASS IP65, | - | 0 | 0
1FK7105-2AC74-1EB2 |  | 1FK7105-2AC74-1EB2 | 1 | UN | 1 | 15 | C | D | N | N | 85015230 | 1 |  | 39.3 | KG | 3572.3 | 3572.3 | MC05 | MC05 | SIMOTICS S Synchronous motor 1FK7-CT PN=7.7kW; UDC=600V M0=48Nm (100K); NN=2000rpm; Naturally cooled FRAME SIZE IMB 5 (IM V1, IM V3) FLANGE 1, WITH PT1000 TEMPERATURESENSOR POWER CONNECTOR ROTATABLE ABSOLUTE ENCODERR 2048 S/R + 4096 UMDREHUNGEN MULTITURN, WITH ENDAT-SCHNITTSTELLE (ENCODER AM2048S/R) SHAFT WITH FITTED KEY, TOLERANCE N; WITH HOLDING BRAKE PROTECTION CLASS IP65, FLANGE ON DRIVE END IP67; | - | 0 | 0
1FK7105-2AC74-1EG0 |  | 1FK7105-2AC74-1EG0 | 1 | UN | 1 | 15 | C | D | N | N | 85015230 | 1 |  | 39.001 | KG | 3178.27 | 3178.27 | MC05 | MC05 | SIMOTICS S Synchronous motor 1FK7-CT PN=7.7kW; UDC=600V M0=48Nm (100K); NN=2000rpm; Naturally cooled FRAME SIZE IMB 5 (IM V1, IM V3) FLANGE 1, WITH PT1000 TEMPERATURESENSOR POWER CONNECTOR ROTATABLE ABSOLUTE ENCODERR 2048 S/R + 4096 UMDREHUNGEN MULTITURN, WITH ENDAT-SCHNITTSTELLE (ENCODER AM2048S/R) PLAIN SHAFT, TOLERANCE N; W/O HOLDING BRAKE PROTECTION CLASS IP64; | - | 0 | 0
1FK7105-2AC74-1EG1 |  | 1FK7105-2AC74-1EG1 | 1 | UN | 1 | 15 | C | D | N | N | 85015230 | 1 |  | 39.001 | KG | 3240.61 | 3240.61 | MC05 | MC05 | SIMOTICS S Synchronous motor 1FK7-CT PN=7.7kW; UDC=600V M0=48Nm (100K); NN=2000rpm; Naturally cooled FRAME SIZE IMB 5 (IM V1, IM V3) FLANGE 1, WITH PT1000 TEMPERATURESENSOR POWER CONNECTOR ROTATABLE ABSOLUTE ENCODERR 2048 S/R + 4096 UMDREHUNGEN MULTITURN, WITH ENDAT-SCHNITTSTELLE (ENCODER AM2048S/R) PLAIN SHAFT, TOLERANCE N; W/O HOLDING BRAKE PROTECTION CLASS IP65, | - | 0 | 0
1FK7105-2AC74-1EG2 |  | 1FK7105-2AC74-1EG2 | 1 | UN | 1 | 15 | C | D | N | N | 85015230 | 1 |  | 39.001 | KG | 3240.61 | 3240.61 | MC05 | MC05 | SIMOTICS S Synchronous motor 1FK7-CT PN=7.7kW; UDC=600V M0=48Nm (100K); NN=2000rpm; Naturally cooled FRAME SIZE IMB 5 (IM V1, IM V3) FLANGE 1, WITH PT1000 TEMPERATURESENSOR POWER CONNECTOR ROTATABLE ABSOLUTE ENCODERR 2048 S/R + 4096 UMDREHUNGEN MULTITURN, WITH ENDAT-SCHNITTSTELLE (ENCODER AM2048S/R) PLAIN SHAFT, TOLERANCE N; W/O HOLDING BRAKE PROTECTION CLASS IP65, FLANGE ON DRIVE END IP67; | - | 0 | 0
1FK7105-2AC74-1EH0 |  | 1FK7105-2AC74-1EH0 | 1 | UN | 1 | 15 | C | D | N | N | 85015230 | 1 |  | 39.3 | KG | 3452.46 | 3452.46 | MC05 | MC05 | SIMOTICS S Synchronous motor 1FK7-CT PN=7.7kW; UDC=600V M0=48Nm (100K); NN=2000rpm; Naturally cooled FRAME SIZE IMB 5 (IM V1, IM V3) FLANGE 1, WITH PT1000 TEMPERATURESENSOR POWER CONNECTOR ROTATABLE ABSOLUTE ENCODERR 2048 S/R + 4096 UMDREHUNGEN MULTITURN, WITH ENDAT-SCHNITTSTELLE (ENCODER AM2048S/R) PLAIN SHAFT, TOLERANCE N; WITH HOLDING BRAKE PROTECTION CLASS IP64; | - | 0 | 0
1FK7105-2AC74-1EH1 |  | 1FK7105-2AC74-1EH1 | 1 | UN | 1 | 15 | C | D | N | N | 85015230 | 1 |  | 39.3 | KG | 3514.8 | 3514.8 | MC05 | MC05 | SIMOTICS S Synchronous motor 1FK7-CT PN=7.7kW; UDC=600V M0=48Nm (100K); NN=2000rpm; Naturally cooled FRAME SIZE IMB 5 (IM V1, IM V3) FLANGE 1, WITH PT1000 TEMPERATURESENSOR POWER CONNECTOR ROTATABLE ABSOLUTE ENCODERR 2048 S/R + 4096 UMDREHUNGEN MULTITURN, WITH ENDAT-SCHNITTSTELLE (ENCODER AM2048S/R) PLAIN SHAFT, TOLERANCE N; WITH HOLDING BRAKE PROTECTION CLASS IP65, | - | 0 | 0
1FK7105-2AC74-1EH2 |  | 1FK7105-2AC74-1EH2 | 1 | UN | 1 | 15 | C | D | N | N | 85015230 | 1 |  | 39.3 | KG | 3514.8 | 3514.8 | MC05 | MC05 | SIMOTICS S Synchronous motor 1FK7-CT PN=7.7kW; UDC=600V M0=48Nm (100K); NN=2000rpm; Naturally cooled FRAME SIZE IMB 5 (IM V1, IM V3) FLANGE 1, WITH PT1000 TEMPERATURESENSOR POWER CONNECTOR ROTATABLE ABSOLUTE ENCODERR 2048 S/R + 4096 UMDREHUNGEN MULTITURN, WITH ENDAT-SCHNITTSTELLE (ENCODER AM2048S/R) PLAIN SHAFT, TOLERANCE N; WITH HOLDING BRAKE PROTECTION CLASS IP65, FLANGE ON DRIVE END IP67; | - | 0 | 0
1FK7105-2AC74-1SA0 |  | 1FK7105-2AC74-1SA0 | 1 | UN | 1 | 15 | C | D | N | N | 85015230 | 1 |  | 39.002 | KG | 2597.44 | 2597.44 | MC05 | MC05 | SIMOTICS S Synchronous motor 1FK7-CT PN=7.7kW; UDC=600V M0=48Nm (100K); NN=2000rpm; Naturally cooled FRAME SIZE IMB 5 (IM V1, IM V3) FLANGE 1, WITH PT1000 TEMPERATURESENSOR POWER CONNECTOR ROTATABLE RESOLVER MULTI-POLE (RESOLVER P=4); SHAFT WITH FITTED KEY, TOLERANCE N; W/O HOLDING BRAKE PROTECTION CLASS IP64; | - | 0 | 0
1FK7105-2AC74-1SA1 |  | 1FK7105-2AC74-1SA1 | 1 | UN | 1 | 15 | C | D | N | N | 85015230 | 1 |  | 39.002 | KG | 2659.78 | 2659.78 | MC05 | MC05 | SIMOTICS S Synchronous motor 1FK7-CT PN=7.7kW; UDC=600V M0=48Nm (100K); NN=2000rpm; Naturally cooled FRAME SIZE IMB 5 (IM V1, IM V3) FLANGE 1, WITH PT1000 TEMPERATURESENSOR POWER CONNECTOR ROTATABLE RESOLVER MULTI-POLE (RESOLVER P=4); SHAFT WITH FITTED KEY, TOLERANCE N; W/O HOLDING BRAKE PROTECTION CLASS IP65, | - | 0 | 0
1FK7105-2AC74-1SA2 |  | 1FK7105-2AC74-1SA2 | 1 | UN | 1 | 15 | C | D | N | N | 85015230 | 1 |  | 39.002 | KG | 2659.78 | 2659.78 | MC05 | MC05 | SIMOTICS S Synchronous motor 1FK7-CT PN=7.7kW; UDC=600V M0=48Nm (100K); NN=2000rpm; Naturally cooled FRAME SIZE IMB 5 (IM V1, IM V3) FLANGE 1, WITH PT1000 TEMPERATURESENSOR POWER CONNECTOR ROTATABLE RESOLVER MULTI-POLE (RESOLVER P=4); SHAFT WITH FITTED KEY, TOLERANCE N; W/O HOLDING BRAKE PROTECTION CLASS IP65, FLANGE ON DRIVE END IP67; | - | 0 | 0
1FK7105-2AC74-1SB0 |  | 1FK7105-2AC74-1SB0 | 1 | UN | 1 | 15 | C | D | N | N | 85015230 | 1 |  | 39.301 | KG | 2871.64 | 2871.64 | MC05 | MC05 | SIMOTICS S Synchronous motor 1FK7-CT PN=7.7kW; UDC=600V M0=48Nm (100K); NN=2000rpm; Naturally cooled FRAME SIZE IMB 5 (IM V1, IM V3) FLANGE 1, WITH PT1000 TEMPERATURESENSOR POWER CONNECTOR ROTATABLE RESOLVER MULTI-POLE (RESOLVER P=4); SHAFT WITH FITTED KEY, TOLERANCE N; WITH HOLDING BRAKE PROTECTION CLASS IP64; | - | 0 | 0
1FK7105-2AC74-1SB1 |  | 1FK7105-2AC74-1SB1 | 1 | UN | 1 | 15 | C | D | N | N | 85015230 | 1 |  | 39.301 | KG | 2933.98 | 2933.98 | MC05 | MC05 | SIMOTICS S Synchronous motor 1FK7-CT PN=7.7kW; UDC=600V M0=48Nm (100K); NN=2000rpm; Naturally cooled FRAME SIZE IMB 5 (IM V1, IM V3) FLANGE 1, WITH PT1000 TEMPERATURESENSOR POWER CONNECTOR ROTATABLE RESOLVER MULTI-POLE (RESOLVER P=4); SHAFT WITH FITTED KEY, TOLERANCE N; WITH HOLDING BRAKE PROTECTION CLASS IP65, | - | 0 | 0
1FK7105-2AC74-1SB2 |  | 1FK7105-2AC74-1SB2 | 1 | UN | 1 | 15 | C | D | N | N | 85015230 | 1 |  | 39.301 | KG | 2933.98 | 2933.98 | MC05 | MC05 | SIMOTICS S Synchronous motor 1FK7-CT PN=7.7kW; UDC=600V M0=48Nm (100K); NN=2000rpm; Naturally cooled FRAME SIZE IMB 5 (IM V1, IM V3) FLANGE 1, WITH PT1000 TEMPERATURESENSOR POWER CONNECTOR ROTATABLE RESOLVER MULTI-POLE (RESOLVER P=4); SHAFT WITH FITTED KEY, TOLERANCE N; WITH HOLDING BRAKE PROTECTION CLASS IP65, FLANGE ON DRIVE END IP67; | - | 0 | 0
1FK7105-2AC74-1SG0 |  | 1FK7105-2AC74-1SG0 | 1 | UN | 1 | 15 | C | D | N | N | 85015230 | 1 |  | 39.002 | KG | 2539.95 | 2539.95 | MC05 | MC05 | SIMOTICS S Synchronous motor 1FK7-CT PN=7.7kW; UDC=600V M0=48Nm (100K); NN=2000rpm; Naturally cooled FRAME SIZE IMB 5 (IM V1, IM V3) FLANGE 1, WITH PT1000 TEMPERATURESENSOR POWER CONNECTOR ROTATABLE RESOLVER MULTI-POLE (RESOLVER P=4); PLAIN SHAFT, TOLERANCE N; W/O HOLDING BRAKE PROTECTION CLASS IP64; | - | 0 | 0
1FK7105-2AC74-1SG1 |  | 1FK7105-2AC74-1SG1 | 1 | UN | 1 | 15 | C | D | N | N | 85015230 | 1 |  | 39.002 | KG | 2602.29 | 2602.29 | MC05 | MC05 | SIMOTICS S Synchronous motor 1FK7-CT PN=7.7kW; UDC=600V M0=48Nm (100K); NN=2000rpm; Naturally cooled FRAME SIZE IMB 5 (IM V1, IM V3) FLANGE 1, WITH PT1000 TEMPERATURESENSOR POWER CONNECTOR ROTATABLE RESOLVER MULTI-POLE (RESOLVER P=4); PLAIN SHAFT, TOLERANCE N; W/O HOLDING BRAKE PROTECTION CLASS IP65, | - | 0 | 0
1FK7105-2AC74-1SG2 |  | 1FK7105-2AC74-1SG2 | 1 | UN | 1 | 15 | C | D | N | N | 85015230 | 1 |  | 39.002 | KG | 2602.29 | 2602.29 | MC05 | MC05 | SIMOTICS S Synchronous motor 1FK7-CT PN=7.7kW; UDC=600V M0=48Nm (100K); NN=2000rpm; Naturally cooled FRAME SIZE IMB 5 (IM V1, IM V3) FLANGE 1, WITH PT1000 TEMPERATURESENSOR POWER CONNECTOR ROTATABLE RESOLVER MULTI-POLE (RESOLVER P=4); PLAIN SHAFT, TOLERANCE N; W/O HOLDING BRAKE PROTECTION CLASS IP65, FLANGE ON DRIVE END IP67; | - | 0 | 0
1FK7105-2AC74-1SH0 |  | 1FK7105-2AC74-1SH0 | 1 | UN | 1 | 15 | C | D | N | N | 85015230 | 1 |  | 39.301 | KG | 2814.14 | 2814.14 | MC05 | MC05 | SIMOTICS S Synchronous motor 1FK7-CT PN=7.7kW; UDC=600V M0=48Nm (100K); NN=2000rpm; Naturally cooled FRAME SIZE IMB 5 (IM V1, IM V3) FLANGE 1, WITH PT1000 TEMPERATURESENSOR POWER CONNECTOR ROTATABLE RESOLVER MULTI-POLE (RESOLVER P=4); PLAIN SHAFT, TOLERANCE N; WITH HOLDING BRAKE PROTECTION CLASS IP64; | - | 0 | 0
1FK7105-2AC74-1SH1 |  | 1FK7105-2AC74-1SH1 | 1 | UN | 1 | 15 | C | D | N | N | 85015230 | 1 |  | 39.301 | KG | 2876.48 | 2876.48 | MC05 | MC05 | SIMOTICS S Synchronous motor 1FK7-CT PN=7.7kW; UDC=600V M0=48Nm (100K); NN=2000rpm; Naturally cooled FRAME SIZE IMB 5 (IM V1, IM V3) FLANGE 1, WITH PT1000 TEMPERATURESENSOR POWER CONNECTOR ROTATABLE RESOLVER MULTI-POLE (RESOLVER P=4); PLAIN SHAFT, TOLERANCE N; WITH HOLDING BRAKE PROTECTION CLASS IP65, | - | 0 | 0
1FK7105-2AC74-1SH2 |  | 1FK7105-2AC74-1SH2 | 1 | UN | 1 | 15 | C | D | N | N | 85015230 | 1 |  | 39.301 | KG | 2876.48 | 2876.48 | MC05 | MC05 | SIMOTICS S Synchronous motor 1FK7-CT PN=7.7kW; UDC=600V M0=48Nm (100K); NN=2000rpm; Naturally cooled FRAME SIZE IMB 5 (IM V1, IM V3) FLANGE 1, WITH PT1000 TEMPERATURESENSOR POWER CONNECTOR ROTATABLE RESOLVER MULTI-POLE (RESOLVER P=4); PLAIN SHAFT, TOLERANCE N; WITH HOLDING BRAKE PROTECTION CLASS IP65, FLANGE ON DRIVE END IP67; | - | 0 | 0
1FK7105-2AC74-1TA0 |  | 1FK7105-2AC74-1TA0 | 1 | UN | 1 | 15 | C | D | N | N | 85015230 | 1 |  | 39.002 | KG | 2597.44 | 2597.44 | MC05 | MC05 | SIMOTICS S Synchronous motor 1FK7-CT PN=7.7kW; UDC=600V M0=48Nm (100K); NN=2000rpm; Naturally cooled FRAME SIZE IMB 5 (IM V1, IM V3) FLANGE 1, WITH PT1000 TEMPERATURESENSOR POWER CONNECTOR ROTATABLE RESOLVER 2-POLE (RESOLVER P=1); SHAFT WITH FITTED KEY, TOLERANCE N; W/O HOLDING BRAKE PROTECTION CLASS IP64; | - | 0 | 0
1FK7105-2AC74-1TA1 |  | 1FK7105-2AC74-1TA1 | 1 | UN | 1 | 15 | C | D | N | N | 85015230 | 1 |  | 39.002 | KG | 2659.78 | 2659.78 | MC05 | MC05 | SIMOTICS S Synchronous motor 1FK7-CT PN=7.7kW; UDC=600V M0=48Nm (100K); NN=2000rpm; Naturally cooled FRAME SIZE IMB 5 (IM V1, IM V3) FLANGE 1, WITH PT1000 TEMPERATURESENSOR POWER CONNECTOR ROTATABLE RESOLVER 2-POLE (RESOLVER P=1); SHAFT WITH FITTED KEY, TOLERANCE N; W/O HOLDING BRAKE PROTECTION CLASS IP65, | - | 0 | 0
1FK7105-2AC74-1TA2 |  | 1FK7105-2AC74-1TA2 | 1 | UN | 1 | 15 | C | D | N | N | 85015230 | 1 |  | 39.002 | KG | 2659.78 | 2659.78 | MC05 | MC05 | SIMOTICS S Synchronous motor 1FK7-CT PN=7.7kW; UDC=600V M0=48Nm (100K); NN=2000rpm; Naturally cooled FRAME SIZE IMB 5 (IM V1, IM V3) FLANGE 1, WITH PT1000 TEMPERATURESENSOR POWER CONNECTOR ROTATABLE RESOLVER 2-POLE (RESOLVER P=1); SHAFT WITH FITTED KEY, TOLERANCE N; W/O HOLDING BRAKE PROTECTION CLASS IP65, FLANGE ON DRIVE END IP67; | - | 0 | 0
1FK7105-2AC74-1TB0 |  | 1FK7105-2AC74-1TB0 | 1 | UN | 1 | 15 | C | D | N | N | 85015230 | 1 |  | 39.301 | KG | 2871.64 | 2871.64 | MC05 | MC05 | SIMOTICS S Synchronous motor 1FK7-CT PN=7.7kW; UDC=600V M0=48Nm (100K); NN=2000rpm; Naturally cooled FRAME SIZE IMB 5 (IM V1, IM V3) FLANGE 1, WITH PT1000 TEMPERATURESENSOR POWER CONNECTOR ROTATABLE RESOLVER 2-POLE (RESOLVER P=1); SHAFT WITH FITTED KEY, TOLERANCE N; WITH HOLDING BRAKE PROTECTION CLASS IP64; | - | 0 | 0
1FK7105-2AC74-1TB1 |  | 1FK7105-2AC74-1TB1 | 1 | UN | 1 | 15 | C | D | N | N | 85015230 | 1 |  | 39.301 | KG | 2933.98 | 2933.98 | MC05 | MC05 | SIMOTICS S Synchronous motor 1FK7-CT PN=7.7kW; UDC=600V M0=48Nm (100K); NN=2000rpm; Naturally cooled FRAME SIZE IMB 5 (IM V1, IM V3) FLANGE 1, WITH PT1000 TEMPERATURESENSOR POWER CONNECTOR ROTATABLE RESOLVER 2-POLE (RESOLVER P=1); SHAFT WITH FITTED KEY, TOLERANCE N; WITH HOLDING BRAKE PROTECTION CLASS IP65, | - | 0 | 0
1FK7105-2AC74-1TB2 |  | 1FK7105-2AC74-1TB2 | 1 | UN | 1 | 15 | C | D | N | N | 85015230 | 1 |  | 39.301 | KG | 2933.98 | 2933.98 | MC05 | MC05 | SIMOTICS S Synchronous motor 1FK7-CT PN=7.7kW; UDC=600V M0=48Nm (100K); NN=2000rpm; Naturally cooled FRAME SIZE IMB 5 (IM V1, IM V3) FLANGE 1, WITH PT1000 TEMPERATURESENSOR POWER CONNECTOR ROTATABLE RESOLVER 2-POLE (RESOLVER P=1); SHAFT WITH FITTED KEY, TOLERANCE N; WITH HOLDING BRAKE PROTECTION CLASS IP65, FLANGE ON DRIVE END IP67; | - | 0 | 0
1FK7105-2AC74-1TG0 |  | 1FK7105-2AC74-1TG0 | 1 | UN | 1 | 15 | C | D | N | N | 85015230 | 1 |  | 39.002 | KG | 2539.95 | 2539.95 | MC05 | MC05 | SIMOTICS S Synchronous motor 1FK7-CT PN=7.7kW; UDC=600V M0=48Nm (100K); NN=2000rpm; Naturally cooled FRAME SIZE IMB 5 (IM V1, IM V3) FLANGE 1, WITH PT1000 TEMPERATURESENSOR POWER CONNECTOR ROTATABLE RESOLVER 2-POLE (RESOLVER P=1); PLAIN SHAFT, TOLERANCE N; W/O HOLDING BRAKE PROTECTION CLASS IP64; | - | 0 | 0
1FK7105-2AC74-1TG1 |  | 1FK7105-2AC74-1TG1 | 1 | UN | 1 | 15 | C | D | N | N | 85015230 | 1 |  | 39.002 | KG | 2602.29 | 2602.29 | MC05 | MC05 | SIMOTICS S Synchronous motor 1FK7-CT PN=7.7kW; UDC=600V M0=48Nm (100K); NN=2000rpm; Naturally cooled FRAME SIZE IMB 5 (IM V1, IM V3) FLANGE 1, WITH PT1000 TEMPERATURESENSOR POWER CONNECTOR ROTATABLE RESOLVER 2-POLE (RESOLVER P=1); PLAIN SHAFT, TOLERANCE N; W/O HOLDING BRAKE PROTECTION CLASS IP65, | - | 0 | 0
1FK7105-2AC74-1TG2 |  | 1FK7105-2AC74-1TG2 | 1 | UN | 1 | 15 | C | D | N | N | 85015230 | 1 |  | 39.002 | KG | 2602.29 | 2602.29 | MC05 | MC05 | SIMOTICS S Synchronous motor 1FK7-CT PN=7.7kW; UDC=600V M0=48Nm (100K); NN=2000rpm; Naturally cooled FRAME SIZE IMB 5 (IM V1, IM V3) FLANGE 1, WITH PT1000 TEMPERATURESENSOR POWER CONNECTOR ROTATABLE RESOLVER 2-POLE (RESOLVER P=1); PLAIN SHAFT, TOLERANCE N; W/O HOLDING BRAKE PROTECTION CLASS IP65, FLANGE ON DRIVE END IP67; | - | 0 | 0
1FK7105-2AC74-1TH0 |  | 1FK7105-2AC74-1TH0 | 1 | UN | 1 | 15 | C | D | N | N | 85015230 | 1 |  | 39.301 | KG | 2814.14 | 2814.14 | MC05 | MC05 | SIMOTICS S Synchronous motor 1FK7-CT PN=7.7kW; UDC=600V M0=48Nm (100K); NN=2000rpm; Naturally cooled FRAME SIZE IMB 5 (IM V1, IM V3) FLANGE 1, WITH PT1000 TEMPERATURESENSOR POWER CONNECTOR ROTATABLE RESOLVER 2-POLE (RESOLVER P=1); PLAIN SHAFT, TOLERANCE N; WITH HOLDING BRAKE PROTECTION CLASS IP64; | - | 0 | 0
1FK7105-2AC74-1TH1 |  | 1FK7105-2AC74-1TH1 | 1 | UN | 1 | 15 | C | D | N | N | 85015230 | 1 |  | 39.301 | KG | 2876.48 | 2876.48 | MC05 | MC05 | SIMOTICS S Synchronous motor 1FK7-CT PN=7.7kW; UDC=600V M0=48Nm (100K); NN=2000rpm; Naturally cooled FRAME SIZE IMB 5 (IM V1, IM V3) FLANGE 1, WITH PT1000 TEMPERATURESENSOR POWER CONNECTOR ROTATABLE RESOLVER 2-POLE (RESOLVER P=1); PLAIN SHAFT, TOLERANCE N; WITH HOLDING BRAKE PROTECTION CLASS IP65, | - | 0 | 0
1FK7105-2AC74-1TH2 |  | 1FK7105-2AC74-1TH2 | 1 | UN | 1 | 15 | C | D | N | N | 85015230 | 1 |  | 39.301 | KG | 2876.48 | 2876.48 | MC05 | MC05 | SIMOTICS S Synchronous motor 1FK7-CT PN=7.7kW; UDC=600V M0=48Nm (100K); NN=2000rpm; Naturally cooled FRAME SIZE IMB 5 (IM V1, IM V3) FLANGE 1, WITH PT1000 TEMPERATURESENSOR POWER CONNECTOR ROTATABLE RESOLVER 2-POLE (RESOLVER P=1); PLAIN SHAFT, TOLERANCE N; WITH HOLDING BRAKE PROTECTION CLASS IP65, FLANGE ON DRIVE END IP67; | - | 0 | 0
1FK7105-2AF71-1AG0 |  | 1FK7105-2AF71-1AG0 | 1 | UN | 1 | 15 | C | D | N | N | 85015230 | 1 |  | 39.001 | KG | 2930.59 | 2930.59 | MC05 | MC05 | SIMOTICS S Synchronous motor 1FK7-CT PN=8.2kW; UDC=600V M0=48Nm (100K); NN=3000rpm; Naturally cooled FRAME SIZE IMB 5 (IM V1, IM V3) FLANGE 1, WITH KTY TEMPERATURESENSOR POWER CONNECTOR ROTATABLE INCREMENTAL ENCODER SIN/COS 1VPP;2048 S/R W. C-AND D-SPUR (ENCODER IC2048S/R) PLAIN SHAFT, TOLERANCE N; W/O HOLDING BRAKE PROTECTION CLASS IP64; | - | 0 | 0
1FK7105-2AF71-1AH0 |  | 1FK7105-2AF71-1AH0 | 1 | UN | 1 | 15 | C | D | N | N | 85015230 | 1 |  | 39.3 | KG | 3204.78 | 3204.78 | MC05 | MC05 | SIMOTICS S Synchronous motor 1FK7-CT PN=8.2kW; UDC=600V M0=48Nm (100K); NN=3000rpm; Naturally cooled FRAME SIZE IMB 5 (IM V1, IM V3) FLANGE 1, WITH KTY TEMPERATURESENSOR POWER CONNECTOR ROTATABLE INCREMENTAL ENCODER SIN/COS 1VPP;2048 S/R W. C-AND D-SPUR (ENCODER IC2048S/R) PLAIN SHAFT, TOLERANCE N; WITH HOLDING BRAKE PROTECTION CLASS IP64; | - | 0 | 0
1FK7105-2AF71-1CB1-Z | N05 | 1FK7105-2AF71-1CB1-ZN05 | 1 | UN | 1 | 15 | C | D | N | N | 85015230 | 1 |  | 39.301 | KG | 3934.93 | 3934.93 | MC05 | MC05 | SIMOTICS S Synchronous motor 1FK7-CT PN=8.2kW; UDC=600V M0=48Nm (100K); NN=3000rpm; Naturally cooled IMB 5 design (IM V1, IM V3) Flange 1 Power connector rotatable Absolute encoder 24-bit +12-bit multi-turn with Drive-CLiQ interface (encoder AM24DQI) shaft with feather key, tolerance N with holding brake IP65 degree of protection N05: Compatibility of the shaft extension dimensions with 1FT510X (Configuration information to be considered, see notification number 14361688) | - | 0 | 0
1FK7105-2AF71-1CG1 |  | 1FK7105-2AF71-1CG1 | 1 | UN | 1 | 15 | C | D | N | N | 85015230 | 1 |  | 39.001 | KG | 3399.8 | 3399.8 | MC05 | MC05 | SIMOTICS S Synchronous motor 1FK7-CT PN=8.2kW; UDC=600V M0=48Nm (100K); NN=3000rpm; Naturally cooled IMB 5 design (IM V1, IM V3) Flange 1 Power connector rotatable Absolute encoder 24-bit +12-bit multi-turn with Drive-CLiQ interface (encoder AM24DQI) smooth shaft, tolerance N without holding brake IP65 degree of protection | - | 0 | 0
1FK7105-2AF71-1CG1-Z | N05 | 1FK7105-2AF71-1CG1-ZN05 | 1 | UN | 1 | 15 | C | D | N | N | 85015230 | 1 |  | 39.002 | KG | 3603.24 | 3603.24 | MC05 | MC05 | SIMOTICS S Synchronous motor 1FK7-CT PN=8.2kW; UDC=600V M0=48Nm (100K); NN=3000rpm; Naturally cooled IMB 5 design (IM V1, IM V3) Flange 1 Power connector rotatable Absolute encoder 24-bit +12-bit multi-turn with Drive-CLiQ interface (encoder AM24DQI) smooth shaft, tolerance N without holding brake IP65 degree of protection N05: Compatibility of the shaft extension dimensions with 1FT510X (Configuration information to be considered, see notification number 14361688) | - | 0 | 0
1FK7105-2AF71-1CH0-Z | K24 | 1FK7105-2AF71-1CH0-ZK24 | 1 | UN | 1 | 15 | C | D | N | N | 85015230 | 1 |  | 39.31 | KG | 3673.99 | 3673.99 | MC05 | MC05 | SIMOTICS S Synchronous motor 1FK7-CT PN=8.2kW; UDC=600V M0=48Nm (100K); NN=3000rpm; Naturally cooled IMB 5 design (IM V1, IM V3) Flange 1 Power connector rotatable Absolute encoder 24-bit +12-bit multi-turn with Drive-CLiQ interface (encoder AM24DQI) smooth shaft, tolerance N with holding brake IP64 degree of protection K24: W/O PAINT FINISH, PRIMED | - | 0 | 0
1FK7105-2AF71-1DA2 |  | 1FK7105-2AF71-1DA2 | 1 | UN | 1 | 15 | C | D | N | N | 85015230 | 1 |  | 39.002 | KG | 3264.55 | 3264.55 | MC05 | MC05 | SIMOTICS S Synchronous motor 1FK7-CT PN=8.2kW; UDC=600V M0=48Nm (100K); NN=3000rpm; Naturally cooled FRAME SIZE IMB 5 (IM V1, IM V3) FLANGE 1 POWER CONNECTOR ROTATABLE INCREMENTAL ENCODER 22 BIT WITH DRIVE-CLIQ INTERFACE (ENCODER IC22DQ) SHAFT WITH FITTED KEY, TOLERANCE N; W/O HOLDING BRAKE PROTECTION CLASS IP65, FLANGE ON DRIVE END IP67; | - | 0 | 0
1FK7105-2AF71-1DG0 |  | 1FK7105-2AF71-1DG0 | 1 | UN | 1 | 15 | C | D | N | N | 85015230 | 1 |  | 39.002 | KG | 3144.72 | 3144.72 | MC05 | MC05 | SIMOTICS S Synchronous motor 1FK7-CT PN=8.2kW; UDC=600V M0=48Nm (100K); NN=3000rpm; Naturally cooled FRAME SIZE IMB 5 (IM V1, IM V3) FLANGE 1 POWER CONNECTOR ROTATABLE INCREMENTAL ENCODER 22 BIT WITH DRIVE-CLIQ INTERFACE (ENCODER IC22DQ) PLAIN SHAFT, TOLERANCE N; W/O HOLDING BRAKE PROTECTION CLASS IP64; | - | 0 | 0
1FK7105-2AF71-1DH0 |  | 1FK7105-2AF71-1DH0 | 1 | UN | 1 | 15 | C | D | N | N | 85015230 | 1 |  | 39.301 | KG | 3418.91 | 3418.91 | MC05 | MC05 | SIMOTICS S Synchronous motor 1FK7-CT PN=8.2kW; UDC=600V M0=48Nm (100K); NN=3000rpm; Naturally cooled FRAME SIZE IMB 5 (IM V1, IM V3) FLANGE 1 POWER CONNECTOR ROTATABLE INCREMENTAL ENCODER 22 BIT WITH DRIVE-CLIQ INTERFACE (ENCODER IC22DQ) PLAIN SHAFT, TOLERANCE N; WITH HOLDING BRAKE PROTECTION CLASS IP64; | - | 0 | 0
1FK7105-2AF71-1EG0 |  | 1FK7105-2AF71-1EG0 | 1 | UN | 1 | 15 | C | D | N | N | 85015230 | 1 |  | 39.001 | KG | 3178.27 | 3178.27 | MC05 | MC05 | SIMOTICS S Synchronous motor 1FK7-CT PN=8.2kW; UDC=600V M0=48Nm (100K); NN=3000rpm; Naturally cooled FRAME SIZE IMB 5 (IM V1, IM V3) FLANGE 1, WITH KTY TEMPERATURESENSOR POWER CONNECTOR ROTATABLE ABSOLUTE ENCODERR 2048 S/R + 4096 UMDREHUNGEN MULTITURN, WITH ENDAT-SCHNITTSTELLE (ENCODER AM2048S/R) PLAIN SHAFT, TOLERANCE N; W/O HOLDING BRAKE PROTECTION CLASS IP64; | - | 0 | 0
1FK7105-2AF71-1EG0-Z | N16 | 1FK7105-2AF71-1EG0-ZN16 | 1 | UN | 1 | 15 | C | D | N | N | 85015230 | 1 |  | 39.001 | KG | 3522.18 | 3522.18 | MC05 | MC05 | SIMOTICS S Synchronous motor 1FK7-CT PN=8.2kW; UDC=600V M0=48Nm (100K); NN=3000rpm; Naturally cooled FRAME SIZE IMB 5 (IM V1, IM V3) FLANGE 1, WITH KTY TEMPERATURESENSOR POWER CONNECTOR ROTATABLE ABSOLUTE ENCODERR 2048 S/R + 4096 UMDREHUNGEN MULTITURN, WITH ENDAT-SCHNITTSTELLE (ENCODER AM2048S/R) PLAIN SHAFT, TOLERANCE N; W/O HOLDING BRAKE PROTECTION CLASS IP64; N16: EXECUTION FOR INCREASED CHEMICAL RESISTANCE | - | 0 | 0
1FK7105-2AF71-1EH0 |  | 1FK7105-2AF71-1EH0 | 1 | UN | 1 | 15 | C | D | N | N | 85015230 | 1 |  | 39.3 | KG | 3452.46 | 3452.46 | MC05 | MC05 | SIMOTICS S Synchronous motor 1FK7-CT PN=8.2kW; UDC=600V M0=48Nm (100K); NN=3000rpm; Naturally cooled FRAME SIZE IMB 5 (IM V1, IM V3) FLANGE 1, WITH KTY TEMPERATURESENSOR POWER CONNECTOR ROTATABLE ABSOLUTE ENCODERR 2048 S/R + 4096 UMDREHUNGEN MULTITURN, WITH ENDAT-SCHNITTSTELLE (ENCODER AM2048S/R) PLAIN SHAFT, TOLERANCE N; WITH HOLDING BRAKE PROTECTION CLASS IP64; | - | 0 | 0
1FK7105-2AF71-1PG0 |  | 1FK7105-2AF71-1PG0 | 1 | UN | 1 | 15 | C | D | N | N | 85015230 | 1 |  | 39.101 | KG | 2700.65 | 2700.65 | MC05 | MC05 | SIMOTICS S Synchronous motor 1FK7-CT PN=8.2kW; UDC=600V M0=48Nm (100K); NN=3000rpm; Naturally cooled FRAME SIZE IMB 5 (IM V1, IM V3) FLANGE 1 POWER CONNECTOR ROTATABLE RESOLVER 2-POLE, WITH DRIVE CLIQ-INTERFACE PLAIN SHAFT, TOLERANCE N; W/O HOLDING BRAKE PROTECTION CLASS IP64; | - | 0 | 0
1FK7105-2AF71-1PH0 |  | 1FK7105-2AF71-1PH0 | 1 | UN | 1 | 15 | C | D | N | N | 85015230 | 1 |  | 39.4 | KG | 2974.84 | 2974.84 | MC05 | MC05 | SIMOTICS S Synchronous motor 1FK7-CT PN=8.2kW; UDC=600V M0=48Nm (100K); NN=3000rpm; Naturally cooled FRAME SIZE IMB 5 (IM V1, IM V3) FLANGE 1 POWER CONNECTOR ROTATABLE RESOLVER 2-POLE, WITH DRIVE CLIQ-INTERFACE PLAIN SHAFT, TOLERANCE N; WITH HOLDING BRAKE PROTECTION CLASS IP64; | - | 0 | 0
1FK7105-2AF71-1QB1-Z | N24 | 1FK7105-2AF71-1QB1-ZN24 | 1 | UN | 1 | 15 | C | D | N | N | 85015230 | 1 |  | 39.3 | KG | 3558.86 | 3558.86 | MC05 | MC05 | SIMOTICS S Synchronous motor 1FK7-CT PN=8.2kW; UDC=600V M0=48Nm (100K); NN=3000rpm; Naturally cooled IMB 5 design (IM V1, IM V3) Flange 1 Power connector rotatable Absolute encoder single-turn 20-bit with Drive-CLiQ interface (encoder AS20DQI) shaft with feather key, tolerance N with holding brake IP65 degree of protection N24: REINFORCED BRAKE 85NM | - | 0 | 0
1FK7105-2AF71-1QG0-Z | V01 | 1FK7105-2AF71-1QG0-ZV01 | 1 | UN | 1 | 15 | C | D | N | N | 85015230 | 1 |  | 39 | KG | 3080.19 | 3080.19 | MC05 | MC05 | SIMOTICS S Synchronous motor 1FK7-CT PN=8.2kW; UDC=600V M0=48Nm (100K); NN=3000rpm; Naturally cooled IMB 5 design (IM V1, IM V3) Flange 1 Power connector rotatable Absolute encoder single-turn 20-bit with Drive-CLiQ interface (encoder AS20DQI) smooth shaft, Tolerance N without holding brake; Degree of protection IP64; V01: Special shaft extension 38K6x 120 customer-specific motor SMR-124-2013 | - | 0 | 0
1FK7105-2AF71-1SG0 |  | 1FK7105-2AF71-1SG0 | 1 | UN | 1 | 15 | C | D | N | N | 85015230 | 1 |  | 39.002 | KG | 2539.95 | 2539.95 | MC05 | MC05 | SIMOTICS S Synchronous motor 1FK7-CT PN=8.2kW; UDC=600V M0=48Nm (100K); NN=3000rpm; Naturally cooled FRAME SIZE IMB 5 (IM V1, IM V3) FLANGE 1, WITH KTY TEMPERATURESENSOR POWER CONNECTOR ROTATABLE RESOLVER MULTI-POLE (RESOLVER P=4); PLAIN SHAFT, TOLERANCE N; W/O HOLDING BRAKE PROTECTION CLASS IP64; | - | 0 | 0
1FK7105-2AF71-1SH0 |  | 1FK7105-2AF71-1SH0 | 1 | UN | 1 | 15 | C | D | N | N | 85015230 | 1 |  | 39.301 | KG | 2814.14 | 2814.14 | MC05 | MC05 | SIMOTICS S Synchronous motor 1FK7-CT PN=8.2kW; UDC=600V M0=48Nm (100K); NN=3000rpm; Naturally cooled FRAME SIZE IMB 5 (IM V1, IM V3) FLANGE 1, WITH KTY TEMPERATURESENSOR POWER CONNECTOR ROTATABLE RESOLVER MULTI-POLE (RESOLVER P=4); PLAIN SHAFT, TOLERANCE N; WITH HOLDING BRAKE PROTECTION CLASS IP64; | - | 0 | 0
1FK7105-2AF71-1TG0 |  | 1FK7105-2AF71-1TG0 | 1 | UN | 1 | 15 | C | D | N | N | 85015230 | 1 |  | 39.002 | KG | 2539.95 | 2539.95 | MC05 | MC05 | SIMOTICS S Synchronous motor 1FK7-CT PN=8.2kW; UDC=600V M0=48Nm (100K); NN=3000rpm; Naturally cooled FRAME SIZE IMB 5 (IM V1, IM V3) FLANGE 1, WITH KTY TEMPERATURESENSOR POWER CONNECTOR ROTATABLE RESOLVER 2-POLE (RESOLVER P=1); PLAIN SHAFT, TOLERANCE N; W/O HOLDING BRAKE PROTECTION CLASS IP64; | - | 0 | 0
1FK7105-2AF71-1TH0 |  | 1FK7105-2AF71-1TH0 | 1 | UN | 1 | 15 | C | D | N | N | 85015230 | 1 |  | 39.301 | KG | 2814.14 | 2814.14 | MC05 | MC05 | SIMOTICS S Synchronous motor 1FK7-CT PN=8.2kW; UDC=600V M0=48Nm (100K); NN=3000rpm; Naturally cooled FRAME SIZE IMB 5 (IM V1, IM V3) FLANGE 1, WITH KTY TEMPERATURESENSOR POWER CONNECTOR ROTATABLE RESOLVER 2-POLE (RESOLVER P=1); PLAIN SHAFT, TOLERANCE N; WITH HOLDING BRAKE PROTECTION CLASS IP64; | - | 0 | 0
1FK7105-2AF71-1UG0 |  | 1FK7105-2AF71-1UG0 | 1 | UN | 1 | 15 | C | D | N | N | 85015230 | 1 |  | 39.002 | KG | 2700.65 | 2700.65 | MC05 | MC05 | SIMOTICS S Synchronous motor 1FK7-CT PN=8.2kW; UDC=600V M0=48Nm (100K); NN=3000rpm; Naturally cooled FRAME SIZE IMB 5 (IM V1, IM V3) FLANGE 1 POWER CONNECTOR ROTATABLE RESOLVER MULTI-POLE WITH DRIVE-CLIQ INTERFACE; PLAIN SHAFT, TOLERANCE N; W/O HOLDING BRAKE PROTECTION CLASS IP64; | - | 0 | 0
1FK7105-2AF71-1UH0 |  | 1FK7105-2AF71-1UH0 | 1 | UN | 1 | 15 | C | D | N | N | 85015230 | 1 |  | 39.301 | KG | 2974.84 | 2974.84 | MC05 | MC05 | SIMOTICS S Synchronous motor 1FK7-CT PN=8.2kW; UDC=600V M0=48Nm (100K); NN=3000rpm; Naturally cooled FRAME SIZE IMB 5 (IM V1, IM V3) FLANGE 1 POWER CONNECTOR ROTATABLE RESOLVER MULTI-POLE WITH DRIVE-CLIQ INTERFACE; PLAIN SHAFT, TOLERANCE N; WITH HOLDING BRAKE PROTECTION CLASS IP64; | - | 0 | 0
1FK7105-2AF74-1AA0 |  | 1FK7105-2AF74-1AA0 | 1 | UN | 1 | 15 | C | D | N | N | 85015230 | 1 |  | 39.001 | KG | 2988.08 | 2988.08 | MC05 | MC05 | SIMOTICS S Synchronous motor 1FK7-CT PN=8.2kW; UDC=600V M0=48Nm (100K); NN=3000rpm; Naturally cooled FRAME SIZE IMB 5 (IM V1, IM V3) FLANGE 1, WITH PT1000 TEMPERATURESENSOR POWER CONNECTOR ROTATABLE INCREMENTAL ENCODER SIN/COS 1VPP;2048 S/R W. C-AND D-SPUR (ENCODER IC2048S/R) SHAFT WITH FITTED KEY, TOLERANCE N; W/O HOLDING BRAKE PROTECTION CLASS IP64; | - | 0 | 0
1FK7105-2AF74-1AA1 |  | 1FK7105-2AF74-1AA1 | 1 | UN | 1 | 15 | C | D | N | N | 85015230 | 1 |  | 39.001 | KG | 3050.42 | 3050.42 | MC05 | MC05 | SIMOTICS S Synchronous motor 1FK7-CT PN=8.2kW; UDC=600V M0=48Nm (100K); NN=3000rpm; Naturally cooled FRAME SIZE IMB 5 (IM V1, IM V3) FLANGE 1, WITH PT1000 TEMPERATURESENSOR POWER CONNECTOR ROTATABLE INCREMENTAL ENCODER SIN/COS 1VPP;2048 S/R W. C-AND D-SPUR (ENCODER IC2048S/R) SHAFT WITH FITTED KEY, TOLERANCE N; W/O HOLDING BRAKE PROTECTION CLASS IP65, | - | 0 | 0
1FK7105-2AF74-1AA2 |  | 1FK7105-2AF74-1AA2 | 1 | UN | 1 | 15 | C | D | N | N | 85015230 | 1 |  | 39.001 | KG | 3050.42 | 3050.42 | MC05 | MC05 | SIMOTICS S Synchronous motor 1FK7-CT PN=8.2kW; UDC=600V M0=48Nm (100K); NN=3000rpm; Naturally cooled FRAME SIZE IMB 5 (IM V1, IM V3) FLANGE 1, WITH PT1000 TEMPERATURESENSOR POWER CONNECTOR ROTATABLE INCREMENTAL ENCODER SIN/COS 1VPP;2048 S/R W. C-AND D-SPUR (ENCODER IC2048S/R) SHAFT WITH FITTED KEY, TOLERANCE N; W/O HOLDING BRAKE PROTECTION CLASS IP65, FLANGE ON DRIVE END IP67; | - | 0 | 0
1FK7105-2AF74-1AB0 |  | 1FK7105-2AF74-1AB0 | 1 | UN | 1 | 15 | C | D | N | N | 85015230 | 1 |  | 39.3 | KG | 3262.28 | 3262.28 | MC05 | MC05 | SIMOTICS S Synchronous motor 1FK7-CT PN=8.2kW; UDC=600V M0=48Nm (100K); NN=3000rpm; Naturally cooled FRAME SIZE IMB 5 (IM V1, IM V3) FLANGE 1, WITH PT1000 TEMPERATURESENSOR POWER CONNECTOR ROTATABLE INCREMENTAL ENCODER SIN/COS 1VPP;2048 S/R W. C-AND D-SPUR (ENCODER IC2048S/R) SHAFT WITH FITTED KEY, TOLERANCE N; WITH HOLDING BRAKE PROTECTION CLASS IP64; | - | 0 | 0
1FK7105-2AF74-1AB1 |  | 1FK7105-2AF74-1AB1 | 1 | UN | 1 | 15 | C | D | N | N | 85015230 | 1 |  | 39.3 | KG | 3324.62 | 3324.62 | MC05 | MC05 | SIMOTICS S Synchronous motor 1FK7-CT PN=8.2kW; UDC=600V M0=48Nm (100K); NN=3000rpm; Naturally cooled FRAME SIZE IMB 5 (IM V1, IM V3) FLANGE 1, WITH PT1000 TEMPERATURESENSOR POWER CONNECTOR ROTATABLE INCREMENTAL ENCODER SIN/COS 1VPP;2048 S/R W. C-AND D-SPUR (ENCODER IC2048S/R) SHAFT WITH FITTED KEY, TOLERANCE N; WITH HOLDING BRAKE PROTECTION CLASS IP65, | - | 0 | 0
1FK7105-2AF74-1AB2 |  | 1FK7105-2AF74-1AB2 | 1 | UN | 1 | 15 | C | D | N | N | 85015230 | 1 |  | 39.3 | KG | 3324.62 | 3324.62 | MC05 | MC05 | SIMOTICS S Synchronous motor 1FK7-CT PN=8.2kW; UDC=600V M0=48Nm (100K); NN=3000rpm; Naturally cooled FRAME SIZE IMB 5 (IM V1, IM V3) FLANGE 1, WITH PT1000 TEMPERATURESENSOR POWER CONNECTOR ROTATABLE INCREMENTAL ENCODER SIN/COS 1VPP;2048 S/R W. C-AND D-SPUR (ENCODER IC2048S/R) SHAFT WITH FITTED KEY, TOLERANCE N; WITH HOLDING BRAKE PROTECTION CLASS IP65, FLANGE ON DRIVE END IP67; | - | 0 | 0
1FK7105-2AF74-1AG0 |  | 1FK7105-2AF74-1AG0 | 1 | UN | 1 | 15 | C | D | N | N | 85015230 | 1 |  | 39.001 | KG | 2930.59 | 2930.59 | MC05 | MC05 | SIMOTICS S Synchronous motor 1FK7-CT PN=8.2kW; UDC=600V M0=48Nm (100K); NN=3000rpm; Naturally cooled FRAME SIZE IMB 5 (IM V1, IM V3) FLANGE 1, WITH PT1000 TEMPERATURESENSOR POWER CONNECTOR ROTATABLE INCREMENTAL ENCODER SIN/COS 1VPP;2048 S/R W. C-AND D-SPUR (ENCODER IC2048S/R) PLAIN SHAFT, TOLERANCE N; W/O HOLDING BRAKE PROTECTION CLASS IP64; | - | 0 | 0
1FK7105-2AF74-1AG1 |  | 1FK7105-2AF74-1AG1 | 1 | UN | 1 | 15 | C | D | N | N | 85015230 | 1 |  | 39.001 | KG | 2992.93 | 2992.93 | MC05 | MC05 | SIMOTICS S Synchronous motor 1FK7-CT PN=8.2kW; UDC=600V M0=48Nm (100K); NN=3000rpm; Naturally cooled FRAME SIZE IMB 5 (IM V1, IM V3) FLANGE 1, WITH PT1000 TEMPERATURESENSOR POWER CONNECTOR ROTATABLE INCREMENTAL ENCODER SIN/COS 1VPP;2048 S/R W. C-AND D-SPUR (ENCODER IC2048S/R) PLAIN SHAFT, TOLERANCE N; W/O HOLDING BRAKE PROTECTION CLASS IP65, | - | 0 | 0
1FK7105-2AF74-1AG2 |  | 1FK7105-2AF74-1AG2 | 1 | UN | 1 | 15 | C | D | N | N | 85015230 | 1 |  | 39.001 | KG | 2992.93 | 2992.93 | MC05 | MC05 | SIMOTICS S Synchronous motor 1FK7-CT PN=8.2kW; UDC=600V M0=48Nm (100K); NN=3000rpm; Naturally cooled FRAME SIZE IMB 5 (IM V1, IM V3) FLANGE 1, WITH PT1000 TEMPERATURESENSOR POWER CONNECTOR ROTATABLE INCREMENTAL ENCODER SIN/COS 1VPP;2048 S/R W. C-AND D-SPUR (ENCODER IC2048S/R) PLAIN SHAFT, TOLERANCE N; W/O HOLDING BRAKE PROTECTION CLASS IP65, FLANGE ON DRIVE END IP67; | - | 0 | 0
1FK7105-2AF74-1AH0 |  | 1FK7105-2AF74-1AH0 | 1 | UN | 1 | 15 | C | D | N | N | 85015230 | 1 |  | 39.3 | KG | 3204.78 | 3204.78 | MC05 | MC05 | SIMOTICS S Synchronous motor 1FK7-CT PN=8.2kW; UDC=600V M0=48Nm (100K); NN=3000rpm; Naturally cooled FRAME SIZE IMB 5 (IM V1, IM V3) FLANGE 1, WITH PT1000 TEMPERATURESENSOR POWER CONNECTOR ROTATABLE INCREMENTAL ENCODER SIN/COS 1VPP;2048 S/R W. C-AND D-SPUR (ENCODER IC2048S/R) PLAIN SHAFT, TOLERANCE N; WITH HOLDING BRAKE PROTECTION CLASS IP64; | - | 0 | 0
1FK7105-2AF74-1AH1 |  | 1FK7105-2AF74-1AH1 | 1 | UN | 1 | 15 | C | D | N | N | 85015230 | 1 |  | 39.3 | KG | 3267.12 | 3267.12 | MC05 | MC05 | SIMOTICS S Synchronous motor 1FK7-CT PN=8.2kW; UDC=600V M0=48Nm (100K); NN=3000rpm; Naturally cooled FRAME SIZE IMB 5 (IM V1, IM V3) FLANGE 1, WITH PT1000 TEMPERATURESENSOR POWER CONNECTOR ROTATABLE INCREMENTAL ENCODER SIN/COS 1VPP;2048 S/R W. C-AND D-SPUR (ENCODER IC2048S/R) PLAIN SHAFT, TOLERANCE N; WITH HOLDING BRAKE PROTECTION CLASS IP65, | - | 0 | 0
1FK7105-2AF74-1AH2 |  | 1FK7105-2AF74-1AH2 | 1 | UN | 1 | 15 | C | D | N | N | 85015230 | 1 |  | 39.3 | KG | 3267.12 | 3267.12 | MC05 | MC05 | SIMOTICS S Synchronous motor 1FK7-CT PN=8.2kW; UDC=600V M0=48Nm (100K); NN=3000rpm; Naturally cooled FRAME SIZE IMB 5 (IM V1, IM V3) FLANGE 1, WITH PT1000 TEMPERATURESENSOR POWER CONNECTOR ROTATABLE INCREMENTAL ENCODER SIN/COS 1VPP;2048 S/R W. C-AND D-SPUR (ENCODER IC2048S/R) PLAIN SHAFT, TOLERANCE N; WITH HOLDING BRAKE PROTECTION CLASS IP65, FLANGE ON DRIVE END IP67; | - | 0 | 0
1FK7105-2AF74-1EA0 |  | 1FK7105-2AF74-1EA0 | 1 | UN | 1 | 15 | C | D | N | N | 85015230 | 1 |  | 39.001 | KG | 3235.76 | 3235.76 | MC05 | MC05 | SIMOTICS S Synchronous motor 1FK7-CT PN=8.2kW; UDC=600V M0=48Nm (100K); NN=3000rpm; Naturally cooled FRAME SIZE IMB 5 (IM V1, IM V3) FLANGE 1, WITH PT1000 TEMPERATURESENSOR POWER CONNECTOR ROTATABLE ABSOLUTE ENCODERR 2048 S/R + 4096 UMDREHUNGEN MULTITURN, WITH ENDAT-SCHNITTSTELLE (ENCODER AM2048S/R) SHAFT WITH FITTED KEY, TOLERANCE N; W/O HOLDING BRAKE PROTECTION CLASS IP64; | - | 0 | 0
1FK7105-2AF74-1EA1 |  | 1FK7105-2AF74-1EA1 | 1 | UN | 1 | 15 | C | D | N | N | 85015230 | 1 |  | 39.001 | KG | 3298.1 | 3298.1 | MC05 | MC05 | SIMOTICS S Synchronous motor 1FK7-CT PN=8.2kW; UDC=600V M0=48Nm (100K); NN=3000rpm; Naturally cooled FRAME SIZE IMB 5 (IM V1, IM V3) FLANGE 1, WITH PT1000 TEMPERATURESENSOR POWER CONNECTOR ROTATABLE ABSOLUTE ENCODERR 2048 S/R + 4096 UMDREHUNGEN MULTITURN, WITH ENDAT-SCHNITTSTELLE (ENCODER AM2048S/R) SHAFT WITH FITTED KEY, TOLERANCE N; W/O HOLDING BRAKE PROTECTION CLASS IP65, | - | 0 | 0
1FK7105-2AF74-1EA2 |  | 1FK7105-2AF74-1EA2 | 1 | UN | 1 | 15 | C | D | N | N | 85015230 | 1 |  | 39.001 | KG | 3298.1 | 3298.1 | MC05 | MC05 | SIMOTICS S Synchronous motor 1FK7-CT PN=8.2kW; UDC=600V M0=48Nm (100K); NN=3000rpm; Naturally cooled FRAME SIZE IMB 5 (IM V1, IM V3) FLANGE 1, WITH PT1000 TEMPERATURESENSOR POWER CONNECTOR ROTATABLE ABSOLUTE ENCODERR 2048 S/R + 4096 UMDREHUNGEN MULTITURN, WITH ENDAT-SCHNITTSTELLE (ENCODER AM2048S/R) SHAFT WITH FITTED KEY, TOLERANCE N; W/O HOLDING BRAKE PROTECTION CLASS IP65, FLANGE ON DRIVE END IP67; | - | 0 | 0
1FK7105-2AF74-1EB0 |  | 1FK7105-2AF74-1EB0 | 1 | UN | 1 | 15 | C | D | N | N | 85015230 | 1 |  | 39.3 | KG | 3509.96 | 3509.96 | MC05 | MC05 | SIMOTICS S Synchronous motor 1FK7-CT PN=8.2kW; UDC=600V M0=48Nm (100K); NN=3000rpm; Naturally cooled FRAME SIZE IMB 5 (IM V1, IM V3) FLANGE 1, WITH PT1000 TEMPERATURESENSOR POWER CONNECTOR ROTATABLE ABSOLUTE ENCODERR 2048 S/R + 4096 UMDREHUNGEN MULTITURN, WITH ENDAT-SCHNITTSTELLE (ENCODER AM2048S/R) SHAFT WITH FITTED KEY, TOLERANCE N; WITH HOLDING BRAKE PROTECTION CLASS IP64; | - | 0 | 0
1FK7105-2AF74-1EB1 |  | 1FK7105-2AF74-1EB1 | 1 | UN | 1 | 15 | C | D | N | N | 85015230 | 1 |  | 39.3 | KG | 3572.3 | 3572.3 | MC05 | MC05 | SIMOTICS S Synchronous motor 1FK7-CT PN=8.2kW; UDC=600V M0=48Nm (100K); NN=3000rpm; Naturally cooled FRAME SIZE IMB 5 (IM V1, IM V3) FLANGE 1, WITH PT1000 TEMPERATURESENSOR POWER CONNECTOR ROTATABLE ABSOLUTE ENCODERR 2048 S/R + 4096 UMDREHUNGEN MULTITURN, WITH ENDAT-SCHNITTSTELLE (ENCODER AM2048S/R) SHAFT WITH FITTED KEY, TOLERANCE N; WITH HOLDING BRAKE PROTECTION CLASS IP65, | - | 0 | 0
1FK7105-2AF74-1EB2 |  | 1FK7105-2AF74-1EB2 | 1 | UN | 1 | 15 | C | D | N | N | 85015230 | 1 |  | 39.3 | KG | 3572.3 | 3572.3 | MC05 | MC05 | SIMOTICS S Synchronous motor 1FK7-CT PN=8.2kW; UDC=600V M0=48Nm (100K); NN=3000rpm; Naturally cooled FRAME SIZE IMB 5 (IM V1, IM V3) FLANGE 1, WITH PT1000 TEMPERATURESENSOR POWER CONNECTOR ROTATABLE ABSOLUTE ENCODERR 2048 S/R + 4096 UMDREHUNGEN MULTITURN, WITH ENDAT-SCHNITTSTELLE (ENCODER AM2048S/R) SHAFT WITH FITTED KEY, TOLERANCE N; WITH HOLDING BRAKE PROTECTION CLASS IP65, FLANGE ON DRIVE END IP67; | - | 0 | 0
1FK7105-2AF74-1EG0 |  | 1FK7105-2AF74-1EG0 | 1 | UN | 1 | 15 | C | D | N | N | 85015230 | 1 |  | 39.001 | KG | 3178.27 | 3178.27 | MC05 | MC05 | SIMOTICS S Synchronous motor 1FK7-CT PN=8.2kW; UDC=600V M0=48Nm (100K); NN=3000rpm; Naturally cooled FRAME SIZE IMB 5 (IM V1, IM V3) FLANGE 1, WITH PT1000 TEMPERATURESENSOR POWER CONNECTOR ROTATABLE ABSOLUTE ENCODERR 2048 S/R + 4096 UMDREHUNGEN MULTITURN, WITH ENDAT-SCHNITTSTELLE (ENCODER AM2048S/R) PLAIN SHAFT, TOLERANCE N; W/O HOLDING BRAKE PROTECTION CLASS IP64; | - | 0 | 0
1FK7105-2AF74-1EG1 |  | 1FK7105-2AF74-1EG1 | 1 | UN | 1 | 15 | C | D | N | N | 85015230 | 1 |  | 39.001 | KG | 3240.61 | 3240.61 | MC05 | MC05 | SIMOTICS S Synchronous motor 1FK7-CT PN=8.2kW; UDC=600V M0=48Nm (100K); NN=3000rpm; Naturally cooled FRAME SIZE IMB 5 (IM V1, IM V3) FLANGE 1, WITH PT1000 TEMPERATURESENSOR POWER CONNECTOR ROTATABLE ABSOLUTE ENCODERR 2048 S/R + 4096 UMDREHUNGEN MULTITURN, WITH ENDAT-SCHNITTSTELLE (ENCODER AM2048S/R) PLAIN SHAFT, TOLERANCE N; W/O HOLDING BRAKE PROTECTION CLASS IP65, | - | 0 | 0
1FK7105-2AF74-1EG2 |  | 1FK7105-2AF74-1EG2 | 1 | UN | 1 | 15 | C | D | N | N | 85015230 | 1 |  | 39.001 | KG | 3240.61 | 3240.61 | MC05 | MC05 | SIMOTICS S Synchronous motor 1FK7-CT PN=8.2kW; UDC=600V M0=48Nm (100K); NN=3000rpm; Naturally cooled FRAME SIZE IMB 5 (IM V1, IM V3) FLANGE 1, WITH PT1000 TEMPERATURESENSOR POWER CONNECTOR ROTATABLE ABSOLUTE ENCODERR 2048 S/R + 4096 UMDREHUNGEN MULTITURN, WITH ENDAT-SCHNITTSTELLE (ENCODER AM2048S/R) PLAIN SHAFT, TOLERANCE N; W/O HOLDING BRAKE PROTECTION CLASS IP65, FLANGE ON DRIVE END IP67; | - | 0 | 0
1FK7105-2AF74-1EH0 |  | 1FK7105-2AF74-1EH0 | 1 | UN | 1 | 15 | C | D | N | N | 85015230 | 1 |  | 39.3 | KG | 3452.46 | 3452.46 | MC05 | MC05 | SIMOTICS S Synchronous motor 1FK7-CT PN=8.2kW; UDC=600V M0=48Nm (100K); NN=3000rpm; Naturally cooled FRAME SIZE IMB 5 (IM V1, IM V3) FLANGE 1, WITH PT1000 TEMPERATURESENSOR POWER CONNECTOR ROTATABLE ABSOLUTE ENCODERR 2048 S/R + 4096 UMDREHUNGEN MULTITURN, WITH ENDAT-SCHNITTSTELLE (ENCODER AM2048S/R) PLAIN SHAFT, TOLERANCE N; WITH HOLDING BRAKE PROTECTION CLASS IP64; | - | 0 | 0
1FK7105-2AF74-1EH0-Z | M03N24 | 1FK7105-2AF74-1EH0-ZM03N24 | 1 | UN | 1 | 15 | C | D | N | N | 85015230 | 1 |  | 39.301 | KG | 3947.18 | 3947.18 | MC05 | MC05 | SIMOTICS S Synchronous motor 1FK7-CT PN=8.2kW; UDC=600V M0=48Nm (100K); NN=3000rpm; Naturally cooled FRAME SIZE IMB 5 (IM V1, IM V3) FLANGE 1, WITH PT1000 TEMPERATURESENSOR POWER CONNECTOR ROTATABLE ABSOLUTE ENCODERR 2048 S/R + 4096 UMDREHUNGEN MULTITURN, WITH ENDAT-SCHNITTSTELLE (ENCODER AM2048S/R) PLAIN SHAFT, TOLERANCE N; WITH HOLDING BRAKE PROTECTION CLASS IP64; M03: FOR USE IN THE GAS EXPLOSION-PRONE AREA UNIT II, CATEGORY 3G (ZONE 2) TEMPERATURE CLASS T1 TO T3 OBSERVE PLANNING GUIDELINES SEE ENCLOSURE REGARDING THE DECLARATION OF CONFORMITY N24: REINFORCED BRAKE 85NM | - | 0 | 0
1FK7105-2AF74-1EH1 |  | 1FK7105-2AF74-1EH1 | 1 | UN | 1 | 15 | C | D | N | N | 85015230 | 1 |  | 39.3 | KG | 3514.8 | 3514.8 | MC05 | MC05 | SIMOTICS S Synchronous motor 1FK7-CT PN=8.2kW; UDC=600V M0=48Nm (100K); NN=3000rpm; Naturally cooled FRAME SIZE IMB 5 (IM V1, IM V3) FLANGE 1, WITH PT1000 TEMPERATURESENSOR POWER CONNECTOR ROTATABLE ABSOLUTE ENCODERR 2048 S/R + 4096 UMDREHUNGEN MULTITURN, WITH ENDAT-SCHNITTSTELLE (ENCODER AM2048S/R) PLAIN SHAFT, TOLERANCE N; WITH HOLDING BRAKE PROTECTION CLASS IP65, | - | 0 | 0
1FK7105-2AF74-1EH2 |  | 1FK7105-2AF74-1EH2 | 1 | UN | 1 | 15 | C | D | N | N | 85015230 | 1 |  | 39.3 | KG | 3514.8 | 3514.8 | MC05 | MC05 | SIMOTICS S Synchronous motor 1FK7-CT PN=8.2kW; UDC=600V M0=48Nm (100K); NN=3000rpm; Naturally cooled FRAME SIZE IMB 5 (IM V1, IM V3) FLANGE 1, WITH PT1000 TEMPERATURESENSOR POWER CONNECTOR ROTATABLE ABSOLUTE ENCODERR 2048 S/R + 4096 UMDREHUNGEN MULTITURN, WITH ENDAT-SCHNITTSTELLE (ENCODER AM2048S/R) PLAIN SHAFT, TOLERANCE N; WITH HOLDING BRAKE PROTECTION CLASS IP65, FLANGE ON DRIVE END IP67; | - | 0 | 0
1FK7105-2AF74-1SA0 |  | 1FK7105-2AF74-1SA0 | 1 | UN | 1 | 15 | C | D | N | N | 85015230 | 1 |  | 39.002 | KG | 2597.44 | 2597.44 | MC05 | MC05 | SIMOTICS S Synchronous motor 1FK7-CT PN=8.2kW; UDC=600V M0=48Nm (100K); NN=3000rpm; Naturally cooled FRAME SIZE IMB 5 (IM V1, IM V3) FLANGE 1, WITH PT1000 TEMPERATURESENSOR POWER CONNECTOR ROTATABLE RESOLVER MULTI-POLE (RESOLVER P=4); SHAFT WITH FITTED KEY, TOLERANCE N; W/O HOLDING BRAKE PROTECTION CLASS IP64; | - | 0 | 0
1FK7105-2AF74-1SA1 |  | 1FK7105-2AF74-1SA1 | 1 | UN | 1 | 15 | C | D | N | N | 85015230 | 1 |  | 39.002 | KG | 2659.78 | 2659.78 | MC05 | MC05 | SIMOTICS S Synchronous motor 1FK7-CT PN=8.2kW; UDC=600V M0=48Nm (100K); NN=3000rpm; Naturally cooled FRAME SIZE IMB 5 (IM V1, IM V3) FLANGE 1, WITH PT1000 TEMPERATURESENSOR POWER CONNECTOR ROTATABLE RESOLVER MULTI-POLE (RESOLVER P=4); SHAFT WITH FITTED KEY, TOLERANCE N; W/O HOLDING BRAKE PROTECTION CLASS IP65, | - | 0 | 0
1FK7105-2AF74-1SA2 |  | 1FK7105-2AF74-1SA2 | 1 | UN | 1 | 15 | C | D | N | N | 85015230 | 1 |  | 39.002 | KG | 2659.78 | 2659.78 | MC05 | MC05 | SIMOTICS S Synchronous motor 1FK7-CT PN=8.2kW; UDC=600V M0=48Nm (100K); NN=3000rpm; Naturally cooled FRAME SIZE IMB 5 (IM V1, IM V3) FLANGE 1, WITH PT1000 TEMPERATURESENSOR POWER CONNECTOR ROTATABLE RESOLVER MULTI-POLE (RESOLVER P=4); SHAFT WITH FITTED KEY, TOLERANCE N; W/O HOLDING BRAKE PROTECTION CLASS IP65, FLANGE ON DRIVE END IP67; | - | 0 | 0
1FK7105-2AF74-1SB0 |  | 1FK7105-2AF74-1SB0 | 1 | UN | 1 | 15 | C | D | N | N | 85015230 | 1 |  | 39.301 | KG | 2871.64 | 2871.64 | MC05 | MC05 | SIMOTICS S Synchronous motor 1FK7-CT PN=8.2kW; UDC=600V M0=48Nm (100K); NN=3000rpm; Naturally cooled FRAME SIZE IMB 5 (IM V1, IM V3) FLANGE 1, WITH PT1000 TEMPERATURESENSOR POWER CONNECTOR ROTATABLE RESOLVER MULTI-POLE (RESOLVER P=4); SHAFT WITH FITTED KEY, TOLERANCE N; WITH HOLDING BRAKE PROTECTION CLASS IP64; | - | 0 | 0
1FK7105-2AF74-1SB1 |  | 1FK7105-2AF74-1SB1 | 1 | UN | 1 | 15 | C | D | N | N | 85015230 | 1 |  | 39.301 | KG | 2933.98 | 2933.98 | MC05 | MC05 | SIMOTICS S Synchronous motor 1FK7-CT PN=8.2kW; UDC=600V M0=48Nm (100K); NN=3000rpm; Naturally cooled FRAME SIZE IMB 5 (IM V1, IM V3) FLANGE 1, WITH PT1000 TEMPERATURESENSOR POWER CONNECTOR ROTATABLE RESOLVER MULTI-POLE (RESOLVER P=4); SHAFT WITH FITTED KEY, TOLERANCE N; WITH HOLDING BRAKE PROTECTION CLASS IP65, | - | 0 | 0
1FK7105-2AF74-1SB2 |  | 1FK7105-2AF74-1SB2 | 1 | UN | 1 | 15 | C | D | N | N | 85015230 | 1 |  | 39.301 | KG | 2933.98 | 2933.98 | MC05 | MC05 | SIMOTICS S Synchronous motor 1FK7-CT PN=8.2kW; UDC=600V M0=48Nm (100K); NN=3000rpm; Naturally cooled FRAME SIZE IMB 5 (IM V1, IM V3) FLANGE 1, WITH PT1000 TEMPERATURESENSOR POWER CONNECTOR ROTATABLE RESOLVER MULTI-POLE (RESOLVER P=4); SHAFT WITH FITTED KEY, TOLERANCE N; WITH HOLDING BRAKE PROTECTION CLASS IP65, FLANGE ON DRIVE END IP67; | - | 0 | 0
1FK7105-2AF74-1SG0 |  | 1FK7105-2AF74-1SG0 | 1 | UN | 1 | 15 | C | D | N | N | 85015230 | 1 |  | 39.002 | KG | 2539.95 | 2539.95 | MC05 | MC05 | SIMOTICS S Synchronous motor 1FK7-CT PN=8.2kW; UDC=600V M0=48Nm (100K); NN=3000rpm; Naturally cooled FRAME SIZE IMB 5 (IM V1, IM V3) FLANGE 1, WITH PT1000 TEMPERATURESENSOR POWER CONNECTOR ROTATABLE RESOLVER MULTI-POLE (RESOLVER P=4); PLAIN SHAFT, TOLERANCE N; W/O HOLDING BRAKE PROTECTION CLASS IP64; | - | 0 | 0
1FK7105-2AF74-1SG1 |  | 1FK7105-2AF74-1SG1 | 1 | UN | 1 | 15 | C | D | N | N | 85015230 | 1 |  | 39.002 | KG | 2602.29 | 2602.29 | MC05 | MC05 | SIMOTICS S Synchronous motor 1FK7-CT PN=8.2kW; UDC=600V M0=48Nm (100K); NN=3000rpm; Naturally cooled FRAME SIZE IMB 5 (IM V1, IM V3) FLANGE 1, WITH PT1000 TEMPERATURESENSOR POWER CONNECTOR ROTATABLE RESOLVER MULTI-POLE (RESOLVER P=4); PLAIN SHAFT, TOLERANCE N; W/O HOLDING BRAKE PROTECTION CLASS IP65, | - | 0 | 0
1FK7105-2AF74-1SG2 |  | 1FK7105-2AF74-1SG2 | 1 | UN | 1 | 15 | C | D | N | N | 85015230 | 1 |  | 39.002 | KG | 2602.29 | 2602.29 | MC05 | MC05 | SIMOTICS S Synchronous motor 1FK7-CT PN=8.2kW; UDC=600V M0=48Nm (100K); NN=3000rpm; Naturally cooled FRAME SIZE IMB 5 (IM V1, IM V3) FLANGE 1, WITH PT1000 TEMPERATURESENSOR POWER CONNECTOR ROTATABLE RESOLVER MULTI-POLE (RESOLVER P=4); PLAIN SHAFT, TOLERANCE N; W/O HOLDING BRAKE PROTECTION CLASS IP65, FLANGE ON DRIVE END IP67; | - | 0 | 0
1FK7105-2AF74-1SH0 |  | 1FK7105-2AF74-1SH0 | 1 | UN | 1 | 15 | C | D | N | N | 85015230 | 1 |  | 39.301 | KG | 2814.14 | 2814.14 | MC05 | MC05 | SIMOTICS S Synchronous motor 1FK7-CT PN=8.2kW; UDC=600V M0=48Nm (100K); NN=3000rpm; Naturally cooled FRAME SIZE IMB 5 (IM V1, IM V3) FLANGE 1, WITH PT1000 TEMPERATURESENSOR POWER CONNECTOR ROTATABLE RESOLVER MULTI-POLE (RESOLVER P=4); PLAIN SHAFT, TOLERANCE N; WITH HOLDING BRAKE PROTECTION CLASS IP64; | - | 0 | 0
1FK7105-2AF74-1SH1 |  | 1FK7105-2AF74-1SH1 | 1 | UN | 1 | 15 | C | D | N | N | 85015230 | 1 |  | 39.301 | KG | 2876.48 | 2876.48 | MC05 | MC05 | SIMOTICS S Synchronous motor 1FK7-CT PN=8.2kW; UDC=600V M0=48Nm (100K); NN=3000rpm; Naturally cooled FRAME SIZE IMB 5 (IM V1, IM V3) FLANGE 1, WITH PT1000 TEMPERATURESENSOR POWER CONNECTOR ROTATABLE RESOLVER MULTI-POLE (RESOLVER P=4); PLAIN SHAFT, TOLERANCE N; WITH HOLDING BRAKE PROTECTION CLASS IP65, | - | 0 | 0
1FK7105-2AF74-1SH2 |  | 1FK7105-2AF74-1SH2 | 1 | UN | 1 | 15 | C | D | N | N | 85015230 | 1 |  | 39.301 | KG | 2876.48 | 2876.48 | MC05 | MC05 | SIMOTICS S Synchronous motor 1FK7-CT PN=8.2kW; UDC=600V M0=48Nm (100K); NN=3000rpm; Naturally cooled FRAME SIZE IMB 5 (IM V1, IM V3) FLANGE 1, WITH PT1000 TEMPERATURESENSOR POWER CONNECTOR ROTATABLE RESOLVER MULTI-POLE (RESOLVER P=4); PLAIN SHAFT, TOLERANCE N; WITH HOLDING BRAKE PROTECTION CLASS IP65, FLANGE ON DRIVE END IP67; | - | 0 | 0
1FK7105-2AF74-1TA0 |  | 1FK7105-2AF74-1TA0 | 1 | UN | 1 | 15 | C | D | N | N | 85015230 | 1 |  | 39.002 | KG | 2597.44 | 2597.44 | MC05 | MC05 | SIMOTICS S Synchronous motor 1FK7-CT PN=8.2kW; UDC=600V M0=48Nm (100K); NN=3000rpm; Naturally cooled FRAME SIZE IMB 5 (IM V1, IM V3) FLANGE 1, WITH PT1000 TEMPERATURESENSOR POWER CONNECTOR ROTATABLE RESOLVER 2-POLE (RESOLVER P=1); SHAFT WITH FITTED KEY, TOLERANCE N; W/O HOLDING BRAKE PROTECTION CLASS IP64; | - | 0 | 0
1FK7105-2AF74-1TA1 |  | 1FK7105-2AF74-1TA1 | 1 | UN | 1 | 15 | C | D | N | N | 85015230 | 1 |  | 39.002 | KG | 2659.78 | 2659.78 | MC05 | MC05 | SIMOTICS S Synchronous motor 1FK7-CT PN=8.2kW; UDC=600V M0=48Nm (100K); NN=3000rpm; Naturally cooled FRAME SIZE IMB 5 (IM V1, IM V3) FLANGE 1, WITH PT1000 TEMPERATURESENSOR POWER CONNECTOR ROTATABLE RESOLVER 2-POLE (RESOLVER P=1); SHAFT WITH FITTED KEY, TOLERANCE N; W/O HOLDING BRAKE PROTECTION CLASS IP65, | - | 0 | 0
1FK7105-2AF74-1TA2 |  | 1FK7105-2AF74-1TA2 | 1 | UN | 1 | 15 | C | D | N | N | 85015230 | 1 |  | 39.002 | KG | 2659.78 | 2659.78 | MC05 | MC05 | SIMOTICS S Synchronous motor 1FK7-CT PN=8.2kW; UDC=600V M0=48Nm (100K); NN=3000rpm; Naturally cooled FRAME SIZE IMB 5 (IM V1, IM V3) FLANGE 1, WITH PT1000 TEMPERATURESENSOR POWER CONNECTOR ROTATABLE RESOLVER 2-POLE (RESOLVER P=1); SHAFT WITH FITTED KEY, TOLERANCE N; W/O HOLDING BRAKE PROTECTION CLASS IP65, FLANGE ON DRIVE END IP67; | - | 0 | 0
1FK7105-2AF74-1TB0 |  | 1FK7105-2AF74-1TB0 | 1 | UN | 1 | 15 | C | D | N | N | 85015230 | 1 |  | 39.301 | KG | 2871.64 | 2871.64 | MC05 | MC05 | SIMOTICS S Synchronous motor 1FK7-CT PN=8.2kW; UDC=600V M0=48Nm (100K); NN=3000rpm; Naturally cooled FRAME SIZE IMB 5 (IM V1, IM V3) FLANGE 1, WITH PT1000 TEMPERATURESENSOR POWER CONNECTOR ROTATABLE RESOLVER 2-POLE (RESOLVER P=1); SHAFT WITH FITTED KEY, TOLERANCE N; WITH HOLDING BRAKE PROTECTION CLASS IP64; | - | 0 | 0
1FK7105-2AF74-1TB1 |  | 1FK7105-2AF74-1TB1 | 1 | UN | 1 | 15 | C | D | N | N | 85015230 | 1 |  | 39.301 | KG | 2933.98 | 2933.98 | MC05 | MC05 | SIMOTICS S Synchronous motor 1FK7-CT PN=8.2kW; UDC=600V M0=48Nm (100K); NN=3000rpm; Naturally cooled FRAME SIZE IMB 5 (IM V1, IM V3) FLANGE 1, WITH PT1000 TEMPERATURESENSOR POWER CONNECTOR ROTATABLE RESOLVER 2-POLE (RESOLVER P=1); SHAFT WITH FITTED KEY, TOLERANCE N; WITH HOLDING BRAKE PROTECTION CLASS IP65, | - | 0 | 0
1FK7105-2AF74-1TB2 |  | 1FK7105-2AF74-1TB2 | 1 | UN | 1 | 15 | C | D | N | N | 85015230 | 1 |  | 39.301 | KG | 2933.98 | 2933.98 | MC05 | MC05 | SIMOTICS S Synchronous motor 1FK7-CT PN=8.2kW; UDC=600V M0=48Nm (100K); NN=3000rpm; Naturally cooled FRAME SIZE IMB 5 (IM V1, IM V3) FLANGE 1, WITH PT1000 TEMPERATURESENSOR POWER CONNECTOR ROTATABLE RESOLVER 2-POLE (RESOLVER P=1); SHAFT WITH FITTED KEY, TOLERANCE N; WITH HOLDING BRAKE PROTECTION CLASS IP65, FLANGE ON DRIVE END IP67; | - | 0 | 0
1FK7105-2AF74-1TB2-Z | N16 | 1FK7105-2AF74-1TB2-ZN16 | 1 | UN | 1 | 15 | C | D | N | N | 85015230 | 1 |  | 39.301 | KG | 3030.28 | 3030.28 | MC05 | MC05 | SIMOTICS S Synchronous motor 1FK7-CT PN=8.2kW; UDC=600V M0=48Nm (100K); NN=3000rpm; Naturally cooled FRAME SIZE IMB 5 (IM V1, IM V3) FLANGE 1, WITH PT1000 TEMPERATURESENSOR POWER CONNECTOR ROTATABLE RESOLVER 2-POLE (RESOLVER P=1); SHAFT WITH FITTED KEY, TOLERANCE N; WITH HOLDING BRAKE PROTECTION CLASS IP65, FLANGE ON DRIVE END IP67; N16: EXECUTION FOR INCREASED CHEMICAL RESISTANCE | - | 0 | 0
1FK7105-2AF74-1TG0 |  | 1FK7105-2AF74-1TG0 | 1 | UN | 1 | 15 | C | D | N | N | 85015230 | 1 |  | 39.002 | KG | 2539.95 | 2539.95 | MC05 | MC05 | SIMOTICS S Synchronous motor 1FK7-CT PN=8.2kW; UDC=600V M0=48Nm (100K); NN=3000rpm; Naturally cooled FRAME SIZE IMB 5 (IM V1, IM V3) FLANGE 1, WITH PT1000 TEMPERATURESENSOR POWER CONNECTOR ROTATABLE RESOLVER 2-POLE (RESOLVER P=1); PLAIN SHAFT, TOLERANCE N; W/O HOLDING BRAKE PROTECTION CLASS IP64; | - | 0 | 0
1FK7105-2AF74-1TG1 |  | 1FK7105-2AF74-1TG1 | 1 | UN | 1 | 15 | C | D | N | N | 85015230 | 1 |  | 39.002 | KG | 2602.29 | 2602.29 | MC05 | MC05 | SIMOTICS S Synchronous motor 1FK7-CT PN=8.2kW; UDC=600V M0=48Nm (100K); NN=3000rpm; Naturally cooled FRAME SIZE IMB 5 (IM V1, IM V3) FLANGE 1, WITH PT1000 TEMPERATURESENSOR POWER CONNECTOR ROTATABLE RESOLVER 2-POLE (RESOLVER P=1); PLAIN SHAFT, TOLERANCE N; W/O HOLDING BRAKE PROTECTION CLASS IP65, | - | 0 | 0
1FK7105-2AF74-1TG2 |  | 1FK7105-2AF74-1TG2 | 1 | UN | 1 | 15 | C | D | N | N | 85015230 | 1 |  | 39.002 | KG | 2602.29 | 2602.29 | MC05 | MC05 | SIMOTICS S Synchronous motor 1FK7-CT PN=8.2kW; UDC=600V M0=48Nm (100K); NN=3000rpm; Naturally cooled FRAME SIZE IMB 5 (IM V1, IM V3) FLANGE 1, WITH PT1000 TEMPERATURESENSOR POWER CONNECTOR ROTATABLE RESOLVER 2-POLE (RESOLVER P=1); PLAIN SHAFT, TOLERANCE N; W/O HOLDING BRAKE PROTECTION CLASS IP65, FLANGE ON DRIVE END IP67; | - | 0 | 0
1FK7105-2AF74-1TH0 |  | 1FK7105-2AF74-1TH0 | 1 | UN | 1 | 15 | C | D | N | N | 85015230 | 1 |  | 39.301 | KG | 2814.14 | 2814.14 | MC05 | MC05 | SIMOTICS S Synchronous motor 1FK7-CT PN=8.2kW; UDC=600V M0=48Nm (100K); NN=3000rpm; Naturally cooled FRAME SIZE IMB 5 (IM V1, IM V3) FLANGE 1, WITH PT1000 TEMPERATURESENSOR POWER CONNECTOR ROTATABLE RESOLVER 2-POLE (RESOLVER P=1); PLAIN SHAFT, TOLERANCE N; WITH HOLDING BRAKE PROTECTION CLASS IP64; | - | 0 | 0
1FK7105-2AF74-1TH1 |  | 1FK7105-2AF74-1TH1 | 1 | UN | 1 | 15 | C | D | N | N | 85015230 | 1 |  | 39.301 | KG | 2876.48 | 2876.48 | MC05 | MC05 | SIMOTICS S Synchronous motor 1FK7-CT PN=8.2kW; UDC=600V M0=48Nm (100K); NN=3000rpm; Naturally cooled FRAME SIZE IMB 5 (IM V1, IM V3) FLANGE 1, WITH PT1000 TEMPERATURESENSOR POWER CONNECTOR ROTATABLE RESOLVER 2-POLE (RESOLVER P=1); PLAIN SHAFT, TOLERANCE N; WITH HOLDING BRAKE PROTECTION CLASS IP65, | - | 0 | 0
1FK7105-2AF74-1TH2 |  | 1FK7105-2AF74-1TH2 | 1 | UN | 1 | 15 | C | D | N | N | 85015230 | 1 |  | 39.301 | KG | 2876.48 | 2876.48 | MC05 | MC05 | SIMOTICS S Synchronous motor 1FK7-CT PN=8.2kW; UDC=600V M0=48Nm (100K); NN=3000rpm; Naturally cooled FRAME SIZE IMB 5 (IM V1, IM V3) FLANGE 1, WITH PT1000 TEMPERATURESENSOR POWER CONNECTOR ROTATABLE RESOLVER 2-POLE (RESOLVER P=1); PLAIN SHAFT, TOLERANCE N; WITH HOLDING BRAKE PROTECTION CLASS IP65, FLANGE ON DRIVE END IP67; | - | 0 | 0
1FK7105-3BC71-1BA0 |  | 1FK7105-3BC71-1BA0 | 1 | UN | 1 | 15 | C | D | N | N | 85015230 | 1 |  | 44.401 | KG | 3131.66 | 3131.66 | MC05 | MC05 | SIMOTICS S synchronous motor 1FK7-HI PN=7.7kW; UDC=600V M0=48Nm (100K); NN=2000rpm; naturally cooled design IMB 5 (IM V1, IM V3) Flange 1 Power connector rotatable Absolute encoder single-turn 24-bit with Drive-CLiQ interface (encoder AS24DQI) shaft with feather key, tolerance N without holding brake, degree of protection IP64 |  | 0 | 0
1FK7105-3BC71-1BA1 |  | 1FK7105-3BC71-1BA1 | 1 | UN | 1 | 15 | C | D | N | N | 85015230 | 1 |  | 44.401 | KG | 3193.99 | 3193.99 | MC05 | MC05 | SIMOTICS S synchronous motor 1FK7-HI PN=7.7kW; UDC=600V M0=48Nm (100K); NN=2000rpm; naturally cooled design IMB 5 (IM V1, IM V3) Flange 1 Power connector rotatable Absolute encoder single-turn 24-bit with Drive-CLiQ interface (encoder AS24DQI) shaft with feather key, tolerance N without holding brake, degree of protection IP65 |  | 0 | 0
1FK7105-3BC71-1BA2 |  | 1FK7105-3BC71-1BA2 | 1 | UN | 1 | 15 | C | D | N | N | 85015230 | 1 |  | 44.401 | KG | 3193.99 | 3193.99 | MC05 | MC05 | SIMOTICS S synchronous motor 1FK7-HI PN=7.7kW; UDC=600V M0=48Nm (100K); NN=2000rpm; naturally cooled design IMB 5 (IM V1, IM V3) Flange 1 Power connector rotatable Absolute encoder single-turn 24-bit with Drive-CLiQ interface (encoder AS24DQI) shaft with feather key, tolerance N without holding brake, degree of protection IP65 DE Flange, IP67 |  | 0 | 0
1FK7105-3BC71-1BB1 |  | 1FK7105-3BC71-1BB1 | 1 | UN | 1 | 15 | C | D | N | N | 85015230 | 1 |  | 44.7 | KG | 3468.19 | 3468.19 | MC05 | MC05 | SIMOTICS S synchronous motor 1FK7-HI PN=7.7kW; UDC=600V M0=48Nm (100K); NN=2000rpm; naturally cooled design IMB 5 (IM V1, IM V3) Flange 1 Power connector rotatable Absolute encoder single-turn 24-bit with Drive-CLiQ interface (encoder AS24DQI) shaft with feather key, tolerance N with holding brake, degree of protection IP65 |  | 0 | 0
1FK7105-3BC71-1BB2 |  | 1FK7105-3BC71-1BB2 | 1 | UN | 1 | 15 | C | D | N | N | 85015230 | 1 |  | 44.7 | KG | 3468.19 | 3468.19 | MC05 | MC05 | SIMOTICS S synchronous motor 1FK7-HI PN=7.7kW; UDC=600V M0=48Nm (100K); NN=2000rpm; naturally cooled design IMB 5 (IM V1, IM V3) Flange 1 Power connector rotatable Absolute encoder single-turn 24-bit with Drive-CLiQ interface (encoder AS24DQI) shaft with feather key, tolerance N with holding brake, degree of protection IP65 DE Flange, IP67 |  | 0 | 0
1FK7105-3BC71-1BG2 |  | 1FK7105-3BC71-1BG2 | 1 | UN | 1 | 15 | C | D | N | N | 85015230 | 1 |  | 44.401 | KG | 3136.51 | 3136.51 | MC05 | MC05 | SIMOTICS S synchronous motor 1FK7-HI PN=7.7kW; UDC=600V M0=48Nm (100K); NN=2000rpm; naturally cooled design IMB 5 (IM V1, IM V3) Flange 1 Power connector rotatable Absolute encoder single-turn 24-bit with Drive-CLiQ interface (encoder AS24DQI) Smooth shaft, tolerance N without holding brake, degree of protection IP65 DE Flange, IP67 | - | 0 | 0
1FK7105-3BC71-1BH0 |  | 1FK7105-3BC71-1BH0 | 1 | UN | 1 | 15 | C | D | N | N | 85015230 | 1 |  | 44.7 | KG | 3348.36 | 3348.36 | MC05 | MC05 | SIMOTICS S synchronous motor 1FK7-HI PN=7.7kW; UDC=600V M0=48Nm (100K); NN=2000rpm; naturally cooled design IMB 5 (IM V1, IM V3) Flange 1 Power connector rotatable Absolute encoder single-turn 24-bit with Drive-CLiQ interface (encoder AS24DQI) Smooth shaft, tolerance N with holding brake, degree of protection IP64 | - | 0 | 0
1FK7105-3BC71-1BH1 |  | 1FK7105-3BC71-1BH1 | 1 | UN | 1 | 15 | C | D | N | N | 85015230 | 1 |  | 44.7 | KG | 3410.7 | 3410.7 | MC05 | MC05 | SIMOTICS S synchronous motor 1FK7-HI PN=7.7kW; UDC=600V M0=48Nm (100K); NN=2000rpm; naturally cooled design IMB 5 (IM V1, IM V3) Flange 1 Power connector rotatable Absolute encoder single-turn 24-bit with Drive-CLiQ interface (encoder AS24DQI) Smooth shaft, tolerance N with holding brake, degree of protection IP65 |  | 0 | 0
1FK7105-3BC71-1BH2 |  | 1FK7105-3BC71-1BH2 | 1 | UN | 1 | 15 | C | D | N | N | 85015230 | 1 |  | 44.7 | KG | 3410.7 | 3410.7 | MC05 | MC05 | SIMOTICS S synchronous motor 1FK7-HI PN=7.7kW; UDC=600V M0=48Nm (100K); NN=2000rpm; naturally cooled design IMB 5 (IM V1, IM V3) Flange 1 Power connector rotatable Absolute encoder single-turn 24-bit with Drive-CLiQ interface (encoder AS24DQI) Smooth shaft, tolerance N with holding brake, degree of protection IP65 DE Flange, IP67 |  | 0 | 0
1FK7105-3BC71-1CA1 |  | 1FK7105-3BC71-1CA1 | 1 | UN | 1 | 15 | C | D | N | N | 85015230 | 1 |  | 44.401 | KG | 3440.15 | 3440.15 | MC05 | MC05 | SIMOTICS S synchronous motor 1FK7-HI PN=7.7kW; UDC=600V M0=48Nm (100K); NN=2000rpm; naturally cooled design IMB 5 (IM V1, IM V3) Flange 1 Power connector rotatable Absolute encoder 24-bit + 12-bit multiturn with DRIVE-CLiQ interface (encoder AM24DQI) shaft with feather key, tolerance N without holding brake, degree of protection IP65 |  | 0 | 0
1FK7105-3BC71-1CA2 |  | 1FK7105-3BC71-1CA2 | 1 | UN | 1 | 15 | C | D | N | N | 85015230 | 1 |  | 44.401 | KG | 3440.15 | 3440.15 | MC05 | MC05 | SIMOTICS S synchronous motor 1FK7-HI PN=7.7kW; UDC=600V M0=48Nm (100K); NN=2000rpm; naturally cooled design IMB 5 (IM V1, IM V3) Flange 1 Power connector rotatable Absolute encoder 24-bit + 12-bit multiturn with DRIVE-CLiQ interface (encoder AM24DQI) shaft with feather key, tolerance N without holding brake, degree of protection IP65 DE Flange, IP67 |  | 0 | 0
1FK7105-3BC71-1CB0-Z | N24 | 1FK7105-3BC71-1CB0-ZN24 | 1 | UN | 1 | 15 | C | D | N | N | 85015230 | 1 |  | 44.7 | KG | 4047.51 | 4047.51 | MC05 | MC05 | SIMOTICS S synchronous motor 1FK7-HI PN=7.7kW; UDC=600V M0=48Nm (100K); NN=2000rpm; naturally cooled design IMB 5 (IM V1, IM V3) Flange 1 Power connector rotatable Absolute encoder 24-bit + 12-bit multiturn with DRIVE-CLiQ interface (encoder AM24DQI) shaft with feather key, tolerance N with holding brake, degree of protection IP64 N24: REINFORCED BRAKE 85NM | - | 0 | 0
1FK7105-3BC71-1CB1 |  | 1FK7105-3BC71-1CB1 | 1 | UN | 1 | 15 | C | D | N | N | 85015230 | 1 |  | 44.7 | KG | 3714.35 | 3714.35 | MC05 | MC05 | SIMOTICS S synchronous motor 1FK7-HI PN=7.7kW; UDC=600V M0=48Nm (100K); NN=2000rpm; naturally cooled design IMB 5 (IM V1, IM V3) Flange 1 Power connector rotatable Absolute encoder 24-bit + 12-bit multiturn with DRIVE-CLiQ interface (encoder AM24DQI) shaft with feather key, tolerance N with holding brake, degree of protection IP65 |  | 0 | 0
1FK7105-3BC71-1CB2 |  | 1FK7105-3BC71-1CB2 | 1 | UN | 1 | 15 | C | D | N | N | 85015230 | 1 |  | 44.7 | KG | 3714.35 | 3714.35 | MC05 | MC05 | SIMOTICS S synchronous motor 1FK7-HI PN=7.7kW; UDC=600V M0=48Nm (100K); NN=2000rpm; naturally cooled design IMB 5 (IM V1, IM V3) Flange 1 Power connector rotatable Absolute encoder 24-bit + 12-bit multiturn with DRIVE-CLiQ interface (encoder AM24DQI) shaft with feather key, tolerance N with holding brake, degree of protection IP65 DE Flange, IP67 |  | 0 | 0
1FK7105-3BC71-1CG2 |  | 1FK7105-3BC71-1CG2 | 1 | UN | 1 | 15 | C | D | N | N | 85015230 | 1 |  | 44.401 | KG | 3382.67 | 3382.67 | MC05 | MC05 | SIMOTICS S synchronous motor 1FK7-HI PN=7.7kW; UDC=600V M0=48Nm (100K); NN=2000rpm; naturally cooled design IMB 5 (IM V1, IM V3) Flange 1 Power connector rotatable Absolute encoder 24-bit + 12-bit multiturn with DRIVE-CLiQ interface (encoder AM24DQI) Smooth shaft, tolerance N without holding brake, degree of protection IP65 DE Flange, IP67 | - | 0 | 0
1FK7105-3BC71-1CH2 |  | 1FK7105-3BC71-1CH2 | 1 | UN | 1 | 15 | C | D | N | N | 85015230 | 1 |  | 44.7 | KG | 3656.86 | 3656.86 | MC05 | MC05 | SIMOTICS S synchronous motor 1FK7-HI PN=7.7kW; UDC=600V M0=48Nm (100K); NN=2000rpm; naturally cooled design IMB 5 (IM V1, IM V3) Flange 1 Power connector rotatable Absolute encoder 24-bit + 12-bit multiturn with DRIVE-CLiQ interface (encoder AM24DQI) Smooth shaft, tolerance N with holding brake, degree of protection IP65 DE Flange, IP67 |  | 0 | 0
1FK7105-3BC71-1QA1 |  | 1FK7105-3BC71-1QA1 | 1 | UN | 1 | 15 | C | D | N | N | 85015230 | 1 |  | 44.401 | KG | 2872.04 | 2872.04 | MC05 | MC05 | SIMOTICS S synchronous motor 1FK7-HI PN=7.7kW; UDC=600V M0=48Nm (100K); NN=2000rpm; naturally cooled design IMB 5 (IM V1, IM V3) Flange 1 Power connector rotatable Absolute encoder single-turn 20-bit with Drive-CLiQ interface (encoder AS20DQI) shaft with feather key, tolerance N without holding brake, degree of protection IP65 | - | 0 | 0
1FK7105-3BC71-1QA2 |  | 1FK7105-3BC71-1QA2 | 1 | UN | 1 | 15 | C | D | N | N | 85015230 | 1 |  | 44.401 | KG | 2872.04 | 2872.04 | MC05 | MC05 | SIMOTICS S synchronous motor 1FK7-HI PN=7.7kW; UDC=600V M0=48Nm (100K); NN=2000rpm; naturally cooled design IMB 5 (IM V1, IM V3) Flange 1 Power connector rotatable Absolute encoder single-turn 20-bit with Drive-CLiQ interface (encoder AS20DQI) shaft with feather key, tolerance N without holding brake, degree of protection IP65 DE Flange, IP67 |  | 0 | 0
1FK7105-3BC71-1QB1 |  | 1FK7105-3BC71-1QB1 | 1 | UN | 1 | 15 | C | D | N | N | 85015230 | 1 |  | 44.7 | KG | 3146.24 | 3146.24 | MC05 | MC05 | SIMOTICS S synchronous motor 1FK7-HI PN=7.7kW; UDC=600V M0=48Nm (100K); NN=2000rpm; naturally cooled design IMB 5 (IM V1, IM V3) Flange 1 Power connector rotatable Absolute encoder single-turn 20-bit with Drive-CLiQ interface (encoder AS20DQI) shaft with feather key, tolerance N with holding brake, degree of protection IP65 | - | 0 | 0
1FK7105-3BC71-1QB2 |  | 1FK7105-3BC71-1QB2 | 1 | UN | 1 | 15 | C | D | N | N | 85015230 | 1 |  | 44.7 | KG | 3146.24 | 3146.24 | MC05 | MC05 | SIMOTICS S synchronous motor 1FK7-HI PN=7.7kW; UDC=600V M0=48Nm (100K); NN=2000rpm; naturally cooled design IMB 5 (IM V1, IM V3) Flange 1 Power connector rotatable Absolute encoder single-turn 20-bit with Drive-CLiQ interface (encoder AS20DQI) shaft with feather key, tolerance N with holding brake, degree of protection IP65 DE Flange, IP67 |  | 0 | 0
1FK7105-3BC71-1QG2 |  | 1FK7105-3BC71-1QG2 | 1 | UN | 1 | 15 | C | D | N | N | 85015230 | 1 |  | 44.401 | KG | 2814.55 | 2814.55 | MC05 | MC05 | SIMOTICS S synchronous motor 1FK7-HI PN=7.7kW; UDC=600V M0=48Nm (100K); NN=2000rpm; naturally cooled design IMB 5 (IM V1, IM V3) Flange 1 Power connector rotatable Absolute encoder single-turn 20-bit with Drive-CLiQ interface (encoder AS20DQI) Smooth shaft, tolerance N without holding brake, degree of protection IP65 DE Flange, IP67 |  | 0 | 0
1FK7105-3BC71-1QH0 |  | 1FK7105-3BC71-1QH0 | 1 | UN | 1 | 15 | C | D | N | N | 85015230 | 1 |  | 44.7 | KG | 3026.41 | 3026.41 | MC05 | MC05 | SIMOTICS S synchronous motor 1FK7-HI PN=7.7kW; UDC=600V M0=48Nm (100K); NN=2000rpm; naturally cooled design IMB 5 (IM V1, IM V3) Flange 1 Power connector rotatable Absolute encoder single-turn 20-bit with Drive-CLiQ interface (encoder AS20DQI) Smooth shaft, tolerance N with holding brake, degree of protection IP64 | - | 0 | 0
1FK7105-3BC71-1QH2 |  | 1FK7105-3BC71-1QH2 | 1 | UN | 1 | 15 | C | D | N | N | 85015230 | 1 |  | 44.7 | KG | 3088.75 | 3088.75 | MC05 | MC05 | SIMOTICS S synchronous motor 1FK7-HI PN=7.7kW; UDC=600V M0=48Nm (100K); NN=2000rpm; naturally cooled design IMB 5 (IM V1, IM V3) Flange 1 Power connector rotatable Absolute encoder single-turn 20-bit with Drive-CLiQ interface (encoder AS20DQI) Smooth shaft, tolerance N with holding brake, degree of protection IP65 DE Flange, IP67 |  | 0 | 0
1FK7105-3BC71-1RA0 |  | 1FK7105-3BC71-1RA0 | 1 | UN | 1 | 15 | C | D | N | N | 85015230 | 1 |  | 44.401 | KG | 3059.09 | 3059.09 | MC05 | MC05 | SIMOTICS S synchronous motor 1FK7-HI PN=7.7kW; UDC=600V M0=48Nm (100K); NN=2000rpm; naturally cooled design IMB 5 (IM V1, IM V3) Flange 1 Power connector rotatable Absolute encoder 20-bit + 12-bit multiturn with DRIVE-CLiQ interface (encoder AM20DQI) shaft with feather key, tolerance N without holding brake, degree of protection IP64 | - | 0 | 0
1FK7105-3BC71-1RA1 |  | 1FK7105-3BC71-1RA1 | 1 | UN | 1 | 15 | C | D | N | N | 85015230 | 1 |  | 44.401 | KG | 3121.42 | 3121.42 | MC05 | MC05 | SIMOTICS S synchronous motor 1FK7-HI PN=7.7kW; UDC=600V M0=48Nm (100K); NN=2000rpm; naturally cooled design IMB 5 (IM V1, IM V3) Flange 1 Power connector rotatable Absolute encoder 20-bit + 12-bit multiturn with DRIVE-CLiQ interface (encoder AM20DQI) shaft with feather key, tolerance N without holding brake, degree of protection IP65 | - | 0 | 0
1FK7105-3BC71-1RA2 |  | 1FK7105-3BC71-1RA2 | 1 | UN | 1 | 15 | C | D | N | N | 85015230 | 1 |  | 44.401 | KG | 3121.42 | 3121.42 | MC05 | MC05 | SIMOTICS S synchronous motor 1FK7-HI PN=7.7kW; UDC=600V M0=48Nm (100K); NN=2000rpm; naturally cooled design IMB 5 (IM V1, IM V3) Flange 1 Power connector rotatable Absolute encoder 20-bit + 12-bit multiturn with DRIVE-CLiQ interface (encoder AM20DQI) shaft with feather key, tolerance N without holding brake, degree of protection IP65 DE Flange, IP67 |  | 0 | 0
1FK7105-3BC71-1RB0 |  | 1FK7105-3BC71-1RB0 | 1 | UN | 1 | 15 | C | D | N | N | 85015230 | 1 |  | 44.7 | KG | 3333.29 | 3333.29 | MC05 | MC05 | SIMOTICS S synchronous motor 1FK7-HI PN=7.7kW; UDC=600V M0=48Nm (100K); NN=2000rpm; naturally cooled design IMB 5 (IM V1, IM V3) Flange 1 Power connector rotatable Absolute encoder 20-bit + 12-bit multiturn with DRIVE-CLiQ interface (encoder AM20DQI) shaft with feather key, tolerance N with holding brake, degree of protection IP64 | - | 0 | 0
1FK7105-3BC71-1RB1 |  | 1FK7105-3BC71-1RB1 | 1 | UN | 1 | 15 | C | D | N | N | 85015230 | 1 |  | 44.7 | KG | 3395.62 | 3395.62 | MC05 | MC05 | SIMOTICS S synchronous motor 1FK7-HI PN=7.7kW; UDC=600V M0=48Nm (100K); NN=2000rpm; naturally cooled design IMB 5 (IM V1, IM V3) Flange 1 Power connector rotatable Absolute encoder 20-bit + 12-bit multiturn with DRIVE-CLiQ interface (encoder AM20DQI) shaft with feather key, tolerance N with holding brake, degree of protection IP65 | - | 0 | 0
1FK7105-3BC71-1RB2 |  | 1FK7105-3BC71-1RB2 | 1 | UN | 1 | 15 | C | D | N | N | 85015230 | 1 |  | 44.7 | KG | 3395.62 | 3395.62 | MC05 | MC05 | SIMOTICS S synchronous motor 1FK7-HI PN=7.7kW; UDC=600V M0=48Nm (100K); NN=2000rpm; naturally cooled design IMB 5 (IM V1, IM V3) Flange 1 Power connector rotatable Absolute encoder 20-bit + 12-bit multiturn with DRIVE-CLiQ interface (encoder AM20DQI) shaft with feather key, tolerance N with holding brake, degree of protection IP65 DE Flange, IP67 |  | 0 | 0
1FK7105-3BC71-1RH1 |  | 1FK7105-3BC71-1RH1 | 1 | UN | 1 | 15 | C | D | N | N | 85015230 | 1 |  | 44.7 | KG | 3338.12 | 3338.12 | MC05 | MC05 | SIMOTICS S synchronous motor 1FK7-HI PN=7.7kW; UDC=600V M0=48Nm (100K); NN=2000rpm; naturally cooled design IMB 5 (IM V1, IM V3) Flange 1 Power connector rotatable Absolute encoder 20-bit + 12-bit multiturn with DRIVE-CLiQ interface (encoder AM20DQI) Smooth shaft, tolerance N with holding brake, degree of protection IP65 | - | 0 | 0
1FK7105-3BC74-1AA0 |  | 1FK7105-3BC74-1AA0 | 1 | UN | 1 | 15 | C | D | N | N | 85015230 | 1 |  | 44.401 | KG | 2970.96 | 2970.96 | MC05 | MC05 | SIMOTICS S Synchronous motor 1FK7-HI PN=7.7kW; UDC=600V M0=48Nm (100K); NN=2000rpm; Naturally cooled FRAME SIZE IMB 5 (IM V1, IM V3) FLANGE 1, WITH PT1000 TEMPERATURESENSOR POWER CONNECTOR ROTATABLE INCREMENTAL ENCODER SIN/COS 1VP 2048 S/R WITH C- AND D-SPUR (ENCODER IC2048S/R) SHAFT WITH FITTED KEY, TOLERANCE N; W/O HOLDING BRAKE PROTECTION CLASS IP64; | - | 0 | 0
1FK7105-3BC74-1AA1 |  | 1FK7105-3BC74-1AA1 | 1 | UN | 1 | 15 | C | D | N | N | 85015230 | 1 |  | 44.401 | KG | 3033.3 | 3033.3 | MC05 | MC05 | SIMOTICS S Synchronous motor 1FK7-HI PN=7.7kW; UDC=600V M0=48Nm (100K); NN=2000rpm; Naturally cooled FRAME SIZE IMB 5 (IM V1, IM V3) FLANGE 1, WITH PT1000 TEMPERATURESENSOR POWER CONNECTOR ROTATABLE INCREMENTAL ENCODER SIN/COS 1VP 2048 S/R WITH C- AND D-SPUR (ENCODER IC2048S/R) SHAFT WITH FITTED KEY, TOLERANCE N; W/O HOLDING BRAKE PROTECTION CLASS IP65, | - | 0 | 0
1FK7105-3BC74-1AA2 |  | 1FK7105-3BC74-1AA2 | 1 | UN | 1 | 15 | C | D | N | N | 85015230 | 1 |  | 44.401 | KG | 3033.3 | 3033.3 | MC05 | MC05 | SIMOTICS S Synchronous motor 1FK7-HI PN=7.7kW; UDC=600V M0=48Nm (100K); NN=2000rpm; Naturally cooled FRAME SIZE IMB 5 (IM V1, IM V3) FLANGE 1, WITH PT1000 TEMPERATURESENSOR POWER CONNECTOR ROTATABLE INCREMENTAL ENCODER SIN/COS 1VP 2048 S/R WITH C- AND D-SPUR (ENCODER IC2048S/R) SHAFT WITH FITTED KEY, TOLERANCE N; W/O HOLDING BRAKE PROTECTION CLASS IP65, FLANGE ON DRIVE END IP67; | - | 0 | 0
1FK7105-3BC74-1AB0 |  | 1FK7105-3BC74-1AB0 | 1 | UN | 1 | 15 | C | D | N | N | 85015230 | 1 |  | 44.7 | KG | 3245.16 | 3245.16 | MC05 | MC05 | SIMOTICS S Synchronous motor 1FK7-HI PN=7.7kW; UDC=600V M0=48Nm (100K); NN=2000rpm; Naturally cooled FRAME SIZE IMB 5 (IM V1, IM V3) FLANGE 1, WITH PT1000 TEMPERATURESENSOR POWER CONNECTOR ROTATABLE INCREMENTAL ENCODER SIN/COS 1VP 2048 S/R WITH C- AND D-SPUR (ENCODER IC2048S/R) SHAFT WITH FITTED KEY, TOLERANCE N; WITH HOLDING BRAKE PROTECTION CLASS IP64; | - | 0 | 0
1FK7105-3BC74-1AB1 |  | 1FK7105-3BC74-1AB1 | 1 | UN | 1 | 15 | C | D | N | N | 85015230 | 1 |  | 44.7 | KG | 3307.5 | 3307.5 | MC05 | MC05 | SIMOTICS S Synchronous motor 1FK7-HI PN=7.7kW; UDC=600V M0=48Nm (100K); NN=2000rpm; Naturally cooled FRAME SIZE IMB 5 (IM V1, IM V3) FLANGE 1, WITH PT1000 TEMPERATURESENSOR POWER CONNECTOR ROTATABLE INCREMENTAL ENCODER SIN/COS 1VP 2048 S/R WITH C- AND D-SPUR (ENCODER IC2048S/R) SHAFT WITH FITTED KEY, TOLERANCE N; WITH HOLDING BRAKE PROTECTION CLASS IP65, | - | 0 | 0
1FK7105-3BC74-1AB2 |  | 1FK7105-3BC74-1AB2 | 1 | UN | 1 | 15 | C | D | N | N | 85015230 | 1 |  | 44.7 | KG | 3307.5 | 3307.5 | MC05 | MC05 | SIMOTICS S Synchronous motor 1FK7-HI PN=7.7kW; UDC=600V M0=48Nm (100K); NN=2000rpm; Naturally cooled FRAME SIZE IMB 5 (IM V1, IM V3) FLANGE 1, WITH PT1000 TEMPERATURESENSOR POWER CONNECTOR ROTATABLE INCREMENTAL ENCODER SIN/COS 1VP 2048 S/R WITH C- AND D-SPUR (ENCODER IC2048S/R) SHAFT WITH FITTED KEY, TOLERANCE N; WITH HOLDING BRAKE PROTECTION CLASS IP65, FLANGE ON DRIVE END IP67; | - | 0 | 0
1FK7105-3BC74-1AG0 |  | 1FK7105-3BC74-1AG0 | 1 | UN | 1 | 15 | C | D | N | N | 85015230 | 1 |  | 44.401 | KG | 2913.47 | 2913.47 | MC05 | MC05 | SIMOTICS S Synchronous motor 1FK7-HI PN=7.7kW; UDC=600V M0=48Nm (100K); NN=2000rpm; Naturally cooled FRAME SIZE IMB 5 (IM V1, IM V3) FLANGE 1, WITH PT1000 TEMPERATURESENSOR POWER CONNECTOR ROTATABLE INCREMENTAL ENCODER SIN/COS 1VP 2048 S/R WITH C- AND D-SPUR (ENCODER IC2048S/R) PLAIN SHAFT, TOLERANCE N; W/O HOLDING BRAKE PROTECTION CLASS IP64; | - | 0 | 0
1FK7105-3BC74-1AG1 |  | 1FK7105-3BC74-1AG1 | 1 | UN | 1 | 15 | C | D | N | N | 85015230 | 1 |  | 44.401 | KG | 2975.81 | 2975.81 | MC05 | MC05 | SIMOTICS S Synchronous motor 1FK7-HI PN=7.7kW; UDC=600V M0=48Nm (100K); NN=2000rpm; Naturally cooled FRAME SIZE IMB 5 (IM V1, IM V3) FLANGE 1, WITH PT1000 TEMPERATURESENSOR POWER CONNECTOR ROTATABLE INCREMENTAL ENCODER SIN/COS 1VP 2048 S/R WITH C- AND D-SPUR (ENCODER IC2048S/R) PLAIN SHAFT, TOLERANCE N; W/O HOLDING BRAKE PROTECTION CLASS IP65, | - | 0 | 0
1FK7105-3BC74-1AG2 |  | 1FK7105-3BC74-1AG2 | 1 | UN | 1 | 15 | C | D | N | N | 85015230 | 1 |  | 44.401 | KG | 2975.81 | 2975.81 | MC05 | MC05 | SIMOTICS S Synchronous motor 1FK7-HI PN=7.7kW; UDC=600V M0=48Nm (100K); NN=2000rpm; Naturally cooled FRAME SIZE IMB 5 (IM V1, IM V3) FLANGE 1, WITH PT1000 TEMPERATURESENSOR POWER CONNECTOR ROTATABLE INCREMENTAL ENCODER SIN/COS 1VP 2048 S/R WITH C- AND D-SPUR (ENCODER IC2048S/R) PLAIN SHAFT, TOLERANCE N; W/O HOLDING BRAKE PROTECTION CLASS IP65, FLANGE ON DRIVE END IP67; | - | 0 | 0
1FK7105-3BC74-1AH0 |  | 1FK7105-3BC74-1AH0 | 1 | UN | 1 | 15 | C | D | N | N | 85015230 | 1 |  | 44.7 | KG | 3187.66 | 3187.66 | MC05 | MC05 | SIMOTICS S Synchronous motor 1FK7-HI PN=7.7kW; UDC=600V M0=48Nm (100K); NN=2000rpm; Naturally cooled FRAME SIZE IMB 5 (IM V1, IM V3) FLANGE 1, WITH PT1000 TEMPERATURESENSOR POWER CONNECTOR ROTATABLE INCREMENTAL ENCODER SIN/COS 1VP 2048 S/R WITH C- AND D-SPUR (ENCODER IC2048S/R) PLAIN SHAFT, TOLERANCE N; WITH HOLDING BRAKE PROTECTION CLASS IP64; | - | 0 | 0
1FK7105-3BC74-1AH1 |  | 1FK7105-3BC74-1AH1 | 1 | UN | 1 | 15 | C | D | N | N | 85015230 | 1 |  | 44.7 | KG | 3250 | 3250 | MC05 | MC05 | SIMOTICS S Synchronous motor 1FK7-HI PN=7.7kW; UDC=600V M0=48Nm (100K); NN=2000rpm; Naturally cooled FRAME SIZE IMB 5 (IM V1, IM V3) FLANGE 1, WITH PT1000 TEMPERATURESENSOR POWER CONNECTOR ROTATABLE INCREMENTAL ENCODER SIN/COS 1VP 2048 S/R WITH C- AND D-SPUR (ENCODER IC2048S/R) PLAIN SHAFT, TOLERANCE N; WITH HOLDING BRAKE PROTECTION CLASS IP65, | - | 0 | 0
1FK7105-3BC74-1AH2 |  | 1FK7105-3BC74-1AH2 | 1 | UN | 1 | 15 | C | D | N | N | 85015230 | 1 |  | 44.7 | KG | 3250 | 3250 | MC05 | MC05 | SIMOTICS S Synchronous motor 1FK7-HI PN=7.7kW; UDC=600V M0=48Nm (100K); NN=2000rpm; Naturally cooled FRAME SIZE IMB 5 (IM V1, IM V3) FLANGE 1, WITH PT1000 TEMPERATURESENSOR POWER CONNECTOR ROTATABLE INCREMENTAL ENCODER SIN/COS 1VP 2048 S/R WITH C- AND D-SPUR (ENCODER IC2048S/R) PLAIN SHAFT, TOLERANCE N; WITH HOLDING BRAKE PROTECTION CLASS IP65, FLANGE ON DRIVE END IP67; | - | 0 | 0
1FK7105-3BC74-1EA0 |  | 1FK7105-3BC74-1EA0 | 1 | UN | 1 | 15 | C | D | N | N | 85015230 | 1 |  | 44.401 | KG | 3218.64 | 3218.64 | MC05 | MC05 | SIMOTICS S Synchronous motor 1FK7-HI PN=7.7kW; UDC=600V M0=48Nm (100K); NN=2000rpm; Naturally cooled FRAME SIZE IMB 5 (IM V1, IM V3) FLANGE 1, WITH PT1000 TEMPERATURESENSOR POWER CONNECTOR ROTATABLE ABSOLUTE ENCODERR 2048S/R + 4096 UMDREHUNGEN MULTITURN, WITH ENDAT-SCHNITTSTELLE (ENCODER AM2048S/R) SHAFT WITH FITTED KEY, TOLERANCE N; W/O HOLDING BRAKE PROTECTION CLASS IP64; | - | 0 | 0
1FK7105-3BC74-1EA1 |  | 1FK7105-3BC74-1EA1 | 1 | UN | 1 | 15 | C | D | N | N | 85015230 | 1 |  | 44.401 | KG | 3280.98 | 3280.98 | MC05 | MC05 | SIMOTICS S Synchronous motor 1FK7-HI PN=7.7kW; UDC=600V M0=48Nm (100K); NN=2000rpm; Naturally cooled FRAME SIZE IMB 5 (IM V1, IM V3) FLANGE 1, WITH PT1000 TEMPERATURESENSOR POWER CONNECTOR ROTATABLE ABSOLUTE ENCODERR 2048S/R + 4096 UMDREHUNGEN MULTITURN, WITH ENDAT-SCHNITTSTELLE (ENCODER AM2048S/R) SHAFT WITH FITTED KEY, TOLERANCE N; W/O HOLDING BRAKE PROTECTION CLASS IP65, | - | 0 | 0
1FK7105-3BC74-1EA2 |  | 1FK7105-3BC74-1EA2 | 1 | UN | 1 | 15 | C | D | N | N | 85015230 | 1 |  | 44.401 | KG | 3280.98 | 3280.98 | MC05 | MC05 | SIMOTICS S Synchronous motor 1FK7-HI PN=7.7kW; UDC=600V M0=48Nm (100K); NN=2000rpm; Naturally cooled FRAME SIZE IMB 5 (IM V1, IM V3) FLANGE 1, WITH PT1000 TEMPERATURESENSOR POWER CONNECTOR ROTATABLE ABSOLUTE ENCODERR 2048S/R + 4096 UMDREHUNGEN MULTITURN, WITH ENDAT-SCHNITTSTELLE (ENCODER AM2048S/R) SHAFT WITH FITTED KEY, TOLERANCE N; W/O HOLDING BRAKE PROTECTION CLASS IP65, FLANGE ON DRIVE END IP67; | - | 0 | 0
1FK7105-3BC74-1EB0 |  | 1FK7105-3BC74-1EB0 | 1 | UN | 1 | 15 | C | D | N | N | 85015230 | 1 |  | 44.7 | KG | 3492.84 | 3492.84 | MC05 | MC05 | SIMOTICS S Synchronous motor 1FK7-HI PN=7.7kW; UDC=600V M0=48Nm (100K); NN=2000rpm; Naturally cooled FRAME SIZE IMB 5 (IM V1, IM V3) FLANGE 1, WITH PT1000 TEMPERATURESENSOR POWER CONNECTOR ROTATABLE ABSOLUTE ENCODERR 2048S/R + 4096 UMDREHUNGEN MULTITURN, WITH ENDAT-SCHNITTSTELLE (ENCODER AM2048S/R) SHAFT WITH FITTED KEY, TOLERANCE N; WITH HOLDING BRAKE PROTECTION CLASS IP64; | - | 0 | 0
1FK7105-3BC74-1EB1 |  | 1FK7105-3BC74-1EB1 | 1 | UN | 1 | 15 | C | D | N | N | 85015230 | 1 |  | 44.7 | KG | 3555.18 | 3555.18 | MC05 | MC05 | SIMOTICS S Synchronous motor 1FK7-HI PN=7.7kW; UDC=600V M0=48Nm (100K); NN=2000rpm; Naturally cooled FRAME SIZE IMB 5 (IM V1, IM V3) FLANGE 1, WITH PT1000 TEMPERATURESENSOR POWER CONNECTOR ROTATABLE ABSOLUTE ENCODERR 2048S/R + 4096 UMDREHUNGEN MULTITURN, WITH ENDAT-SCHNITTSTELLE (ENCODER AM2048S/R) SHAFT WITH FITTED KEY, TOLERANCE N; WITH HOLDING BRAKE PROTECTION CLASS IP65, | - | 0 | 0
1FK7105-3BC74-1EB2 |  | 1FK7105-3BC74-1EB2 | 1 | UN | 1 | 15 | C | D | N | N | 85015230 | 1 |  | 44.7 | KG | 3555.18 | 3555.18 | MC05 | MC05 | SIMOTICS S Synchronous motor 1FK7-HI PN=7.7kW; UDC=600V M0=48Nm (100K); NN=2000rpm; Naturally cooled FRAME SIZE IMB 5 (IM V1, IM V3) FLANGE 1, WITH PT1000 TEMPERATURESENSOR POWER CONNECTOR ROTATABLE ABSOLUTE ENCODERR 2048S/R + 4096 UMDREHUNGEN MULTITURN, WITH ENDAT-SCHNITTSTELLE (ENCODER AM2048S/R) SHAFT WITH FITTED KEY, TOLERANCE N; WITH HOLDING BRAKE PROTECTION CLASS IP65, FLANGE ON DRIVE END IP67; | - | 0 | 0
1FK7105-3BC74-1EG0 |  | 1FK7105-3BC74-1EG0 | 1 | UN | 1 | 15 | C | D | N | N | 85015230 | 1 |  | 44.401 | KG | 3161.15 | 3161.15 | MC05 | MC05 | SIMOTICS S Synchronous motor 1FK7-HI PN=7.7kW; UDC=600V M0=48Nm (100K); NN=2000rpm; Naturally cooled FRAME SIZE IMB 5 (IM V1, IM V3) FLANGE 1, WITH PT1000 TEMPERATURESENSOR POWER CONNECTOR ROTATABLE ABSOLUTE ENCODERR 2048S/R + 4096 UMDREHUNGEN MULTITURN, WITH ENDAT-SCHNITTSTELLE (ENCODER AM2048S/R) PLAIN SHAFT, TOLERANCE N; W/O HOLDING BRAKE PROTECTION CLASS IP64; | - | 0 | 0
1FK7105-3BC74-1EG1 |  | 1FK7105-3BC74-1EG1 | 1 | UN | 1 | 15 | C | D | N | N | 85015230 | 1 |  | 44.401 | KG | 3223.49 | 3223.49 | MC05 | MC05 | SIMOTICS S Synchronous motor 1FK7-HI PN=7.7kW; UDC=600V M0=48Nm (100K); NN=2000rpm; Naturally cooled FRAME SIZE IMB 5 (IM V1, IM V3) FLANGE 1, WITH PT1000 TEMPERATURESENSOR POWER CONNECTOR ROTATABLE ABSOLUTE ENCODERR 2048S/R + 4096 UMDREHUNGEN MULTITURN, WITH ENDAT-SCHNITTSTELLE (ENCODER AM2048S/R) PLAIN SHAFT, TOLERANCE N; W/O HOLDING BRAKE PROTECTION CLASS IP65, | - | 0 | 0
1FK7105-3BC74-1EG2 |  | 1FK7105-3BC74-1EG2 | 1 | UN | 1 | 15 | C | D | N | N | 85015230 | 1 |  | 44.401 | KG | 3223.49 | 3223.49 | MC05 | MC05 | SIMOTICS S Synchronous motor 1FK7-HI PN=7.7kW; UDC=600V M0=48Nm (100K); NN=2000rpm; Naturally cooled FRAME SIZE IMB 5 (IM V1, IM V3) FLANGE 1, WITH PT1000 TEMPERATURESENSOR POWER CONNECTOR ROTATABLE ABSOLUTE ENCODERR 2048S/R + 4096 UMDREHUNGEN MULTITURN, WITH ENDAT-SCHNITTSTELLE (ENCODER AM2048S/R) PLAIN SHAFT, TOLERANCE N; W/O HOLDING BRAKE PROTECTION CLASS IP65, FLANGE ON DRIVE END IP67; | - | 0 | 0
1FK7105-3BC74-1EH0 |  | 1FK7105-3BC74-1EH0 | 1 | UN | 1 | 15 | C | D | N | N | 85015230 | 1 |  | 44.7 | KG | 3435.34 | 3435.34 | MC05 | MC05 | SIMOTICS S Synchronous motor 1FK7-HI PN=7.7kW; UDC=600V M0=48Nm (100K); NN=2000rpm; Naturally cooled FRAME SIZE IMB 5 (IM V1, IM V3) FLANGE 1, WITH PT1000 TEMPERATURESENSOR POWER CONNECTOR ROTATABLE ABSOLUTE ENCODERR 2048S/R + 4096 UMDREHUNGEN MULTITURN, WITH ENDAT-SCHNITTSTELLE (ENCODER AM2048S/R) PLAIN SHAFT, TOLERANCE N; WITH HOLDING BRAKE PROTECTION CLASS IP64; | - | 0 | 0
1FK7105-3BC74-1EH1 |  | 1FK7105-3BC74-1EH1 | 1 | UN | 1 | 15 | C | D | N | N | 85015230 | 1 |  | 44.7 | KG | 3497.68 | 3497.68 | MC05 | MC05 | SIMOTICS S Synchronous motor 1FK7-HI PN=7.7kW; UDC=600V M0=48Nm (100K); NN=2000rpm; Naturally cooled FRAME SIZE IMB 5 (IM V1, IM V3) FLANGE 1, WITH PT1000 TEMPERATURESENSOR POWER CONNECTOR ROTATABLE ABSOLUTE ENCODERR 2048S/R + 4096 UMDREHUNGEN MULTITURN, WITH ENDAT-SCHNITTSTELLE (ENCODER AM2048S/R) PLAIN SHAFT, TOLERANCE N; WITH HOLDING BRAKE PROTECTION CLASS IP65, | - | 0 | 0
1FK7105-3BC74-1EH2 |  | 1FK7105-3BC74-1EH2 | 1 | UN | 1 | 15 | C | D | N | N | 85015230 | 1 |  | 44.7 | KG | 3497.68 | 3497.68 | MC05 | MC05 | SIMOTICS S Synchronous motor 1FK7-HI PN=7.7kW; UDC=600V M0=48Nm (100K); NN=2000rpm; Naturally cooled FRAME SIZE IMB 5 (IM V1, IM V3) FLANGE 1, WITH PT1000 TEMPERATURESENSOR POWER CONNECTOR ROTATABLE ABSOLUTE ENCODERR 2048S/R + 4096 UMDREHUNGEN MULTITURN, WITH ENDAT-SCHNITTSTELLE (ENCODER AM2048S/R) PLAIN SHAFT, TOLERANCE N; WITH HOLDING BRAKE PROTECTION CLASS IP65, FLANGE ON DRIVE END IP67; | - | 0 | 0
1FK7105-5AC71-1EB2 |  | 1FK7105-5AC71-1EB2 | 1 | UN | 1 | 60 | X | D | N | N | 85015230 | 1 | 4025515002673 | 42.102 | KG | 4503.78 | 4503.78 | MC05 | MC05 | SIMOTICS S Synchronous servo motor 1FK7 compact, 48Nm 100K, 2000rpm, 7.75kW Naturally cooled IM B5 (V1, V3) power/signal connectors Connector can be rotated by 270Â° ABSOLUTE ENCODER ENDAT 2048 P/REV (ENCODER A-2048); PERFORMANCE REDUCTION BY 10% DUE TO ABSOLUTE ENCODER; SHAFT WITH FITTED KEY, TOLERANCE N; WITH HOLDING BRAKE DEGREE OF PROTECTION IP65 FLANGE ON DRIVE END IP67 | - | 0 | 0
1FK7105-5AC71-1EG3 |  | 1FK7105-5AC71-1EG3 | 1 | UN | 1 | 60 | X | D | N | N | 85015230 | 1 | 4025515002680 | 39.103 | KG | 4060.54 | 4060.54 | MC05 | MC05 | SIMOTICS S Synchronous servo motor 1FK7 compact, 48Nm 100K, 2000rpm, 7.75kW Naturally cooled IM B5 (V1, V3) power/signal connectors Connector can be rotated by 270Â° ABSOLUTE ENCODER ENDAT 2048 P/REV (ENCODER A-2048); PERFORMANCE REDUCTION BY 10% DUE TO ABSOLUTE ENCODER; PLAIN SHAFT, TOLERANCE N; W/O HOLDING BRAKE DEGREE OF PROTECTION IP64; PAINT FINISH RAL7016 | - | 0 | 0
1FK7105-5AC71-1EH3 |  | 1FK7105-5AC71-1EH3 | 1 | UN | 1 | 60 | X | D | N | N | 85015230 | 1 | 4025515002697 | 42.102 | KG | 4394.59 | 4394.59 | MC05 | MC05 | SIMOTICS S Synchronous servo motor 1FK7 compact, 48Nm 100K, 2000rpm, 7.75kW Naturally cooled IM B5 (V1, V3) power/signal connectors Connector can be rotated by 270Â° ABSOLUTE ENCODER ENDAT 2048 P/REV (ENCODER A-2048); PERFORMANCE REDUCTION BY 10% DUE TO ABSOLUTE ENCODER; PLAIN SHAFT, TOLERANCE N; WITH HOLDING BRAKE DEGREE OF PROTECTION IP64; PAINT FINISH RAL7016 | - | 0 | 0
1FK7105-5AC71-1FG3 |  | 1FK7105-5AC71-1FG3 | 1 | UN | 1 | 60 | X | D | N | N | 85015230 | 1 | 4025515002703 | 39.103 | KG | 4254.49 | 4254.49 | MC05 | MC05 | SIMOTICS S Synchronous servo motor 1FK7 compact, 48Nm 100K, 2000rpm, 7.75kW Naturally cooled IM B5 (V1, V3) power/signal connectors Connector can be rotated by 270Â° ABSOLUTE ENCODER 2048 P/REV (ENCODER A-2048) WITH DRIVE-CLIQ INTERFACE; PERFORMANCE REDUCTION BY 10% DUE TO ABSOLUTE ENCODER; PLAIN SHAFT, TOLERANCE N; W/O HOLDING BRAKE DEGREE OF PROTECTION IP64; PAINT FINISH RAL7016 | - | 0 | 0
1FK7105-5AC71-1FH3 |  | 1FK7105-5AC71-1FH3 | 1 | UN | 1 | 60 | X | D | N | N | 85015230 | 1 | 4025515002710 | 42.102 | KG | 4588.54 | 4588.54 | MC05 | MC05 | SIMOTICS S Synchronous servo motor 1FK7 compact, 48Nm 100K, 2000rpm, 7.75kW Naturally cooled IM B5 (V1, V3) power/signal connectors Connector can be rotated by 270Â° ABSOLUTE ENCODER 2048 P/REV (ENCODER A-2048) WITH DRIVE-CLIQ INTERFACE; PERFORMANCE REDUCTION BY 10% DUE TO ABSOLUTE ENCODER; PLAIN SHAFT, TOLERANCE N; WITH HOLDING BRAKE DEGREE OF PROTECTION IP64; PAINT FINISH RAL7016 | - | 0 | 0
1FK7105-5AC71-3AA3 |  | 1FK7105-5AC71-3AA3 | 1 | UN | 1 | 60 | X | D | N | N | 85015230 | 1 |  | 39.1 | KG | 3870.06 | 3870.06 | MC05 | MC05 | SIMOTICS S-1FK7 Synchronous servo motor 1FK7 Compact; naturally cooled; NN=2000rpm; UDC=600V; IMB 5 design; Power connector fixed towards NDE; Incremental encoder sin/cos 1VSS 2048 S/R (encoder I-2048); Shaft with feather key Tolerance N without holding brake; Degree of protection IP 64 Color RAL 7016 (anthracite) Customer-specific version customer-specific motor | novo Out19 | 0 | 7
1FK7105-5AC71-3SA3 |  | 1FK7105-5AC71-3SA3 | 1 | UN | 1 | 60 | X | D | N | N | 85015230 | 1 |  | 39.1 | KG | 3369.18 | 3369.18 | MC05 | MC05 | SIMOTICS S-1FK7 Synchronous servo motor 1FK7 Compact; naturally cooled; NN=2000rpm; UDC=600V; IMB 5 design; Power connector fixed towards NDE; Resolver multi-pole; Shaft with feather key Tolerance N without holding brake; Degree of protection IP 64 Color RAL 7016 (anthracite); Customer-specific version customer-specific motor | novo Out19 | 0 | 7
1FK7105-5AF71-1EG0 |  | 1FK7105-5AF71-1EG0 | 1 | UN | 1 | 60 | X | D | N | N | 85015230 | 1 | 4025515002727 | 39.103 | KG | 4023.73 | 4023.73 | MC05 | MC05 | SIMOTICS S Synchronous servo motor 1FK7 compact, 48Nm 100K, 3000rpm, 8.17kW Naturally cooled IM B5 (V1, V3) power/signal connectors Connector can be rotated by 270Â° ABSOLUTE ENCODER ENDAT 2048 P/REV (ENCODER A-2048); PERFORMANCE REDUCTION BY 10% DUE TO ABSOLUTE ENCODER; PLAIN SHAFT, TOLERANCE N; W/O HOLDING BRAKE DEGREE OF PROTECTION IP64 | - | 0 | 0
1FK7105-5AF71-1EG3 |  | 1FK7105-5AF71-1EG3 | 1 | UN | 1 | 60 | X | D | N | N | 85015230 | 1 | 4025515002734 | 39.103 | KG | 4060.54 | 4060.54 | MC05 | MC05 | SIMOTICS S Synchronous servo motor 1FK7 compact, 48Nm 100K, 3000rpm, 8.17kW Naturally cooled IM B5 (V1, V3) power/signal connectors Connector can be rotated by 270Â° ABSOLUTE ENCODER ENDAT 2048 P/REV (ENCODER A-2048); PERFORMANCE REDUCTION BY 10% DUE TO ABSOLUTE ENCODER; PLAIN SHAFT, TOLERANCE N; W/O HOLDING BRAKE DEGREE OF PROTECTION IP64; PAINT FINISH RAL7016 | - | 0 | 0
1FK7105-5AF71-1EH0 |  | 1FK7105-5AF71-1EH0 | 1 | UN | 1 | 60 | X | D | N | N | 85015230 | 1 | 4025515002741 | 42.102 | KG | 4357.78 | 4357.78 | MC05 | MC05 | SIMOTICS S Synchronous servo motor 1FK7 compact, 48Nm 100K, 3000rpm, 8.17kW Naturally cooled IM B5 (V1, V3) power/signal connectors Connector can be rotated by 270Â° ABSOLUTE ENCODER ENDAT 2048 P/REV (ENCODER A-2048); PERFORMANCE REDUCTION BY 10% DUE TO ABSOLUTE ENCODER; PLAIN SHAFT, TOLERANCE N; WITH HOLDING BRAKE DEGREE OF PROTECTION IP64 | - | 0 | 0
1FK7105-5AF71-1EH3 |  | 1FK7105-5AF71-1EH3 | 1 | UN | 1 | 60 | X | D | N | N | 85015230 | 1 | 4025515002758 | 42.102 | KG | 4394.59 | 4394.59 | MC05 | MC05 | SIMOTICS S Synchronous servo motor 1FK7 compact, 48Nm 100K, 3000rpm, 8.17kW Naturally cooled IM B5 (V1, V3) power/signal connectors Connector can be rotated by 270Â° ABSOLUTE ENCODER ENDAT 2048 P/REV (ENCODER A-2048); PERFORMANCE REDUCTION BY 10% DUE TO ABSOLUTE ENCODER; PLAIN SHAFT, TOLERANCE N; WITH HOLDING BRAKE DEGREE OF PROTECTION IP64; PAINT FINISH RAL7016 | - | 0 | 0
1FK7105-5AF71-1FG3 |  | 1FK7105-5AF71-1FG3 | 1 | UN | 1 | 60 | X | D | N | N | 85015230 | 1 | 4025515002765 | 39.103 | KG | 4254.49 | 4254.49 | MC05 | MC05 | SIMOTICS S Synchronous servo motor 1FK7 compact, 48Nm 100K, 3000rpm, 8.17kW Naturally cooled IM B5 (V1, V3) power/signal connectors Connector can be rotated by 270Â° ABSOLUTE ENCODER 2048 P/REV (ENCODER A-2048) WITH DRIVE-CLIQ INTERFACE; PERFORMANCE REDUCTION BY 10% DUE TO ABSOLUTE ENCODER; PLAIN SHAFT, TOLERANCE N; W/O HOLDING BRAKE DEGREE OF PROTECTION IP64; PAINT FINISH RAL7016 | - | 0 | 0
1FK7105-5AF71-1FH3 |  | 1FK7105-5AF71-1FH3 | 1 | UN | 1 | 60 | X | D | N | N | 85015230 | 1 | 4025515002772 | 42.102 | KG | 4588.54 | 4588.54 | MC05 | MC05 | SIMOTICS S Synchronous servo motor 1FK7 compact, 48Nm 100K, 3000rpm, 8.17kW Naturally cooled IM B5 (V1, V3) power/signal connectors Connector can be rotated by 270Â° ABSOLUTE ENCODER 2048 P/REV (ENCODER A-2048) WITH DRIVE-CLIQ INTERFACE; PERFORMANCE REDUCTION BY 10% DUE TO ABSOLUTE ENCODER; PLAIN SHAFT, TOLERANCE N; WITH HOLDING BRAKE DEGREE OF PROTECTION IP64; PAINT FINISH RAL7016 | - | 0 | 0
1FK7105-5AF71-1TA0 |  | 1FK7105-5AF71-1TA0 | 1 | UN | 1 | 60 | X | D | N | N | 85015230 | 1 |  | 39.103 | KG | 3316.14 | 3316.14 | MC05 | MC05 | SIMOTICS S Synchronous servo motor 1FK7 compact, 48Nm 100K, 3000rpm, 8.17kW Naturally cooled IM B5 (V1, V3) power/signal connectors Connector can be rotated by 270Â° RESOLVER 2-POLE (RESOLVER P=1); SHAFT WITH FITTED KEY, TOLERANCE N; W/O HOLDING BRAKE DEGREE OF PROTECTION IP64 | - | 0 | 0
1FL6022-2AF21-1AA1 |  | 1FL6022-2AF21-1AA1 | 1 | UN | 1 | 19 | D | D | N | N | 85015100 | 1 | 4042948670750 | 0.47 | KG | 271.06 | 271.06 | MC05 | MC05 | SIMOTICS S-1FL6 Operating voltage 230 V 3AC Pn=0.05 kW; Nn=3000 rpm M0=0.16 Nm; MN=0.16 Nm Shaft height 20 mm Incremental encoder TTL 2500 incr./rev. with feather key Tolerance N without holding brake Degree of protection IP65 with sealing ring compatible with the converters SINAMICS V90 | novo out 2017 | 0 | 0
1FL6022-2AF21-1AB1 |  | 1FL6022-2AF21-1AB1 | 1 | UN | 1 | 24 | D | D | N | N | 85015100 | 1 | 4042948670767 | 0.7 | KG | 394.49 | 394.49 | MC05 | MC05 | SIMOTICS S-1FL6 Operating voltage 230 V 3AC Pn=0.05 kW; Nn=3000 rpm M0=0.16 Nm; MN=0.16 Nm Shaft height 20 mm Incremental encoder TTL 2500 incr./rev. with feather key Tolerance N with holding brake Degree of protection IP65 with sealing ring compatible with the converters SINAMICS V90 | novo out 2017 | 0 | 0
1FL6022-2AF21-1AG1 |  | 1FL6022-2AF21-1AG1 | 1 | UN | 1 | 24 | D | D | N | N | 85015100 | 1 | 4042948670774 | 0.47 | KG | 271.06 | 271.06 | MC05 | MC05 | SIMOTICS S-1FL6 Operating voltage 230 V 3AC Pn=0.05 kW; Nn=3000 rpm M0=0.16 Nm; MN=0.16 Nm Shaft height 20 mm Incremental encoder TTL 2500 incr./rev. plain shaft Tolerance N without holding brake Degree of protection IP65 with sealing ring compatible with the converters SINAMICS V90 | novo out 2017 | 0 | 0
1FL6022-2AF21-1AH1 |  | 1FL6022-2AF21-1AH1 | 1 | UN | 1 | 24 | D | D | N | N | 85015100 | 1 | 4042948670781 | 0.7 | KG | 394.49 | 394.49 | MC05 | MC05 | SIMOTICS S-1FL6 Operating voltage 230 V 3AC Pn=0.05 kW; Nn=3000 rpm M0=0.16 Nm; MN=0.16 Nm Shaft height 20 mm Incremental encoder TTL 2500 incr./rev. plain shaft Tolerance N with holding brake Degree of protection IP65 with sealing ring compatible with the converters SINAMICS V90 | novo out 2017 | 0 | 0
1FL6022-2AF21-1LA1 |  | 1FL6022-2AF21-1LA1 | 1 | UN | 1 | 24 | D | D | N | N | 85015100 | 1 | 4042948692363 | 0.8 | KG | 550.18 |  | MC05 |  | SIMOTICS S-1FL6 Operating voltage 230 V 3 AC PN=0.05 kW; NN=3000 rpm M0=0.16 Nm; MN=0.16 Nm Shaft height 20 mm Encoder absolute 20-bit (12-bit multi-turn) with feather key Tolerance N without holding brake Degree of protection IP65 with sealing ring compatible with the converters SINAMICS V90 | novo out 2017 | 0 | 7
1FL6022-2AF21-1LB1 |  | 1FL6022-2AF21-1LB1 | 1 | UN | 1 | 24 | D | D | N | N | 85015100 | 1 | 4042948692370 | 1.1 | KG | 673.61 |  | MC05 |  | SIMOTICS S-1FL6 Operating voltage 230 V 3 AC PN=0.05 kW; NN=3000 rpm M0=0.16 Nm; MN=0.16 Nm Shaft height 20 mm Encoder absolute 20-bit (12-bit multi-turn) with feather key Tolerance N with holding brake Degree of protection IP65 with sealing ring compatible with the converters SINAMICS V90 | novo out 2017 | 0 | 7
1FL6022-2AF21-1LG1 |  | 1FL6022-2AF21-1LG1 | 1 | UN | 1 | 24 | D | D | N | N | 85015100 | 1 | 4042948692387 | 0.8 | KG | 550.18 |  | MC05 |  | SIMOTICS S-1FL6 Operating voltage 230 V 3 AC PN=0.05 kW; NN=3000 rpm M0=0.16 Nm; MN=0.16 Nm Shaft height 20 mm Encoder absolute 20-bit (12-bit multi-turn) Smooth shaft Tolerance N without holding brake Degree of protection IP65 with sealing ring compatible with the converters SINAMICS V90 | novo out 2017 | 0 | 7
1FL6022-2AF21-1LH1 |  | 1FL6022-2AF21-1LH1 | 1 | UN | 1 | 24 | D | D | N | N | 85015100 | 1 | 4042948692394 | 1.1 | KG | 673.61 |  | MC05 |  | SIMOTICS S-1FL6 Operating voltage 230 V 3 AC PN=0.05 kW; NN=3000 rpm M0=0.16 Nm; MN=0.16 Nm Shaft height 20 mm Encoder absolute 20-bit (12-bit multi-turn) Smooth shaft Tolerance N with holding brake Degree of protection IP65 with sealing ring compatible with the converters SINAMICS V90 | novo out 2017 | 0 | 7
1FL6022-2AF21-1MA1 |  | 1FL6022-2AF21-1MA1 | 1 | UN | 1 | 24 | D | D | N | N | 85015100 | 1 | 4042948675373 | 0.47 | KG | 401.55 | 401.55 | MC05 | MC05 | SIMOTICS S-1FL6 voltage supply 230 V 3AC Pn=0.05 kW; Nn=3000 M0=0.16 Nm; MN=0.16 Nm. Shaft height 20 mm absolute encoder Single-turn 21-bit with feather key Tolerance N without holding brake Degree of protection IP65 with fitting oil seal for drive SINAMICS V90 | novo out 2017 | 0 | 0
1FL6022-2AF21-1MB1 |  | 1FL6022-2AF21-1MB1 | 1 | UN | 1 | 24 | D | D | N | N | 85015100 | 1 | 4042948675380 | 0.7 | KG | 524.98 | 524.98 | MC05 | MC05 | SIMOTICS S-1FL6 voltage supply 230 V 3AC Pn=0.05 kW; Nn=3000 M0=0.16 Nm; MN=0.16 Nm. Shaft height 20 mm absolute encoder Single-turn 21-bit with feather key Tolerance N with holding brake Degree of protection IP65 with fitting oil seal for drive V90 | novo out 2017 | 0 | 0
1FL6022-2AF21-1MG1 |  | 1FL6022-2AF21-1MG1 | 1 | UN | 1 | 24 | D | D | N | N | 85015100 | 1 | 4042948675397 | 0.47 | KG | 401.55 | 401.55 | MC05 | MC05 | SIMOTICS S-1FL6 voltage supply 230 V 3AC Pn=0.05 kW; Nn=3000 M0=0.16 Nm; MN=0.16 Nm. Shaft height 20 mm absolute encoder Single-turn 21-bit with smooth shaft Tolerance N without holding brake Degree of protection IP65 with fitting oil seal for drive SINAMICS V90 | novo out 2017 | 0 | 0
1FL6022-2AF21-1MH1 |  | 1FL6022-2AF21-1MH1 | 1 | UN | 1 | 24 | D | D | N | N | 85015100 | 1 | 4042948675403 | 0.7 | KG | 524.98 | 524.98 | MC05 | MC05 | SIMOTICS S-1FL6 voltage supply 230 V 3AC Pn=0.05 kW; Nn=3000 M0=0.16 Nm; MN=0.16 Nm. Shaft height 20 mm absolute encoder Single-turn 21-bit with smooth shaft Tolerance N with holding brake Degree of protection IP65 with fitting oil seal for drive V90 | novo out 2017 | 0 | 0
1FL6024-2AF21-1AA1 |  | 1FL6024-2AF21-1AA1 | 1 | UN | 1 | 3 | B | D | N | N | 85015100 | 1 | 4042948670798 | 0.63 | KG | 278.32 | 278.32 | MC05 | MC05 | SIMOTICS S-1FL6 Operating voltage 230 V 3AC Pn=0.1 kW; Nn=3000 rpm M0=0.32 Nm; MN=0.32 Nm Shaft height 20 mm Incremental encoder TTL 2500 incr./rev. with feather key Tolerance N without holding brake Degree of protection IP65 with sealing ring compatible with the converters SINAMICS V90 | novo out 2017 | 0 | 0
1FL6024-2AF21-1AB1 |  | 1FL6024-2AF21-1AB1 | 1 | UN | 1 | 24 | D | D | N | N | 85015100 | 1 | 4042948670804 | 0.86 | KG | 401.75 | 401.75 | MC05 | MC05 | SIMOTICS S-1FL6 Operating voltage 230 V 3AC Pn=0.1 kW; Nn=3000 rpm M0=0.32 Nm; MN=0.32 Nm Shaft height 20 mm Incremental encoder TTL 2500 incr./rev. with feather key Tolerance N with holding brake Degree of protection IP65 with sealing ring compatible with the converters SINAMICS V90 | novo out 2017 | 0 | 0
1FL6024-2AF21-1AG1 |  | 1FL6024-2AF21-1AG1 | 1 | UN | 1 | 19 | D | D | N | N | 85015100 | 1 | 4042948670811 | 0.63 | KG | 278.32 | 278.32 | MC05 | MC05 | SIMOTICS S-1FL6 Operating voltage 230 V 3AC Pn=0.1 kW; Nn=3000 rpm M0=0.32 Nm; MN=0.32 Nm Shaft height 20 mm Incremental encoder TTL 2500 incr./rev. plain shaft Tolerance N without holding brake Degree of protection IP65 with sealing ring compatible with the converters SINAMICS V90 | novo out 2017 | 0 | 0
1FL6024-2AF21-1AH1 |  | 1FL6024-2AF21-1AH1 | 1 | UN | 1 | 24 | D | D | N | N | 85015100 | 1 | 4042948670828 | 0.86 | KG | 401.75 | 401.75 | MC05 | MC05 | SIMOTICS S-1FL6 Operating voltage 230 V 3AC Pn=0.1 kW; Nn=3000 rpm M0=0.32 Nm; MN=0.32 Nm Shaft height 20 mm Incremental encoder TTL 2500 incr./rev. plain shaft Tolerance N with holding brake Degree of protection IP65 with sealing ring compatible with the converters SINAMICS V90 | novo out 2017 | 0 | 0
1FL6024-2AF21-1LA1 |  | 1FL6024-2AF21-1LA1 | 1 | UN | 1 | 3 | B | D | N | N | 85015100 | 1 | 4042948692400 | 1 | KG | 557.44 |  | MC05 |  | SIMOTICS S-1FL6 Operating voltage 230 V 3 AC PN=0.1 kW; NN=3000 rpm M0=0.32 Nm; MN=0.32 Nm Shaft height 20 mm Encoder absolute 20-bit (12-bit multi-turn) with feather key Tolerance N without holding brake Degree of protection IP65 with sealing ring compatible with the converters SINAMICS V90 | novo out 2017 | 0 | 7
1FL6024-2AF21-1LB1 |  | 1FL6024-2AF21-1LB1 | 1 | UN | 1 | 24 | D | D | N | N | 85015100 | 1 | 4042948692417 | 1.2 | KG | 680.87 |  | MC05 |  | SIMOTICS S-1FL6 Operating voltage 230 V 3 AC PN=0.1 kW; NN=3000 rpm M0=0.32 Nm; MN=0.32 Nm Shaft height 20 mm Encoder absolute 20-bit (12-bit multi-turn) with feather key Tolerance N with holding brake Degree of protection IP65 with sealing ring compatible with the converters SINAMICS V90 | novo out 2017 | 0 | 7
1FL6024-2AF21-1LG1 |  | 1FL6024-2AF21-1LG1 | 1 | UN | 1 | 24 | D | D | N | N | 85015100 | 1 | 4042948692424 | 1 | KG | 557.44 |  | MC05 |  | SIMOTICS S-1FL6 Operating voltage 230 V 3 AC PN=0.1 kW; NN=3000 rpm M0=0.32 Nm; MN=0.32 Nm Shaft height 20 mm Encoder absolute 20-bit (12-bit multi-turn) Smooth shaft Tolerance N without holding brake Degree of protection IP65 with sealing ring compatible with the converters SINAMICS V90 | novo out 2017 | 0 | 7
1FL6024-2AF21-1LH1 |  | 1FL6024-2AF21-1LH1 | 1 | UN | 1 | 24 | D | D | N | N | 85015100 | 1 | 4042948692431 | 1.2 | KG | 680.87 |  | MC05 |  | SIMOTICS S-1FL6 Operating voltage 230 V 3 AC PN=0.1 kW; NN=3000 rpm M0=0.32 Nm; MN=0.32 Nm Shaft height 20 mm Encoder absolute 20-bit (12-bit multi-turn) Smooth shaft Tolerance N with holding brake Degree of protection IP65 with sealing ring compatible with the converters SINAMICS V90 | novo out 2017 | 0 | 7
1FL6024-2AF21-1MA1 |  | 1FL6024-2AF21-1MA1 | 1 | UN | 1 | 19 | D | D | N | N | 85015100 | 1 | 4042948675410 | 0.63 | KG | 408.81 | 408.81 | MC05 | MC05 | SIMOTICS S-1FL6 voltage supply 230 V 3AC Pn=0.1 kW; Nn=3000 rpm M0=0.32 Nm; MN=0.32 Nm. Shaft height 20 mm absolute encoder Single-turn 21-bit with feather key Tolerance N without holding brake Degree of protection IP65 with fitting oil seal for drive SINAMICS V90 | novo out 2017 | 0 | 0
1FL6024-2AF21-1MB1 |  | 1FL6024-2AF21-1MB1 | 1 | UN | 1 | 24 | D | D | N | N | 85015100 | 1 | 4042948675427 | 0.86 | KG | 532.24 | 532.24 | MC05 | MC05 | SIMOTICS S-1FL6 voltage supply 230 V 3AC Pn=0.1 kW; Nn=3000 rpm M0=0.32 Nm; MN=0.32 Nm. Shaft height 20 mm absolute encoder Single-turn 21-bit with feather key Tolerance N with holding brake Degree of protection IP65 with fitting oil seal for drive V90 | novo out 2017 | 0 | 0
1FL6024-2AF21-1MG1 |  | 1FL6024-2AF21-1MG1 | 1 | UN | 1 | 3 | B | D | N | N | 85015100 | 1 | 4042948675434 | 0.63 | KG | 408.81 | 408.81 | MC05 | MC05 | SIMOTICS S-1FL6 voltage supply 230 V 3AC Pn=0.1 kW; Nn=3000 rpm M0=0.32 Nm; MN=0.32 Nm. Shaft height 20 mm absolute encoder Single-turn 21-bit with smooth shaft Tolerance N without holding brake Degree of protection IP65 with fitting oil seal for drive SINAMICS V90 | novo out 2017 | 0 | 0
1FL6024-2AF21-1MH1 |  | 1FL6024-2AF21-1MH1 | 1 | UN | 1 | 3 | B | D | N | N | 85015100 | 1 | 4042948675441 | 0.86 | KG | 532.24 | 532.24 | MC05 | MC05 | SIMOTICS S-1FL6 voltage supply 230 V 3AC Pn=0.1 kW; Nn=3000 rpm M0=0.32 Nm; MN=0.32 Nm. Shaft height 20 mm absolute encoder Single-turn 21-bit with smooth shaft Tolerance N with holding brake Degree of protection IP65 with fitting oil seal for drive V90 | novo out 2017 | 0 | 0
1FL6032-2AF21-1AA1 |  | 1FL6032-2AF21-1AA1 | 1 | UN | 1 | 19 | D | D | N | N | 85015100 | 1 | 4042948670835 | 1.02 | KG | 284.37 | 284.37 | MC05 | MC05 | SIMOTICS S-1FL6 Operating voltage 230 V 3AC Pn=0.2 kW; Nn=3000 rpm M0=0.64 Nm; MN=0.64 Nm; Shaft height 30 mm Incremental encoder TTL 2500 incr./rev. with feather key Tolerance N without holding brake Degree of protection IP65 with sealing ring compatible with the converters SINAMICS V90 | novo out 2017 | 0 | 0
1FL6032-2AF21-1AB1 |  | 1FL6032-2AF21-1AB1 | 1 | UN | 1 | 3 | B | D | N | N | 85015100 | 1 | 4042948670842 | 1.48 | KG | 432.01 | 432.01 | MC05 | MC05 | SIMOTICS S-1FL6 Operating voltage 230 V 3AC Pn=0.2 kW; Nn=3000 rpm M0=0.64 Nm; MN=0.64 Nm; Shaft height 30 mm Incremental encoder TTL 2500 incr./rev. with feather key Tolerance N with holding brake Degree of protection IP65 with sealing ring compatible with the converters SINAMICS V90 | novo out 2017 | 0 | 0
1FL6032-2AF21-1AG1 |  | 1FL6032-2AF21-1AG1 | 1 | UN | 1 | 3 | B | D | N | N | 85015100 | 1 | 4042948670859 | 1.02 | KG | 284.37 | 284.37 | MC05 | MC05 | SIMOTICS S-1FL6 Operating voltage 230 V 3AC Pn=0.2 kW; Nn=3000 rpm M0=0.64 Nm; MN=0.64 Nm; Shaft height 30 mm Incremental encoder TTL 2500 incr./rev. plain shaft Tolerance N without holding brake Degree of protection IP65 with sealing ring compatible with the converters SINAMICS V90 | novo out 2017 | 0 | 0
1FL6032-2AF21-1AH1 |  | 1FL6032-2AF21-1AH1 | 1 | UN | 1 | 24 | D | D | N | N | 85015100 | 1 | 4042948670866 | 1.48 | KG | 432.01 | 432.01 | MC05 | MC05 | SIMOTICS S-1FL6 Operating voltage 230 V 3AC Pn=0.2 kW; Nn=3000 rpm M0=0.64 Nm; MN=0.64 Nm; Shaft height 30 mm Incremental encoder TTL 2500 incr./rev. plain shaft Tolerance N with holding brake Degree of protection IP65 with sealing ring compatible with the converters SINAMICS V90 | novo out 2017 | 0 | 0
1FL6032-2AF21-1LA1 |  | 1FL6032-2AF21-1LA1 | 1 | UN | 1 | 3 | B | D | N | N | 85015100 | 1 | 4042948692448 | 1.5 | KG | 563.49 |  | MC05 |  | SIMOTICS S-1FL6 Operating voltage 230 V 3 AC PN=0.2 kW; NN=3000 rpm M0=0.64 Nm; MN=0.64 Nm; Shaft height 30 mm Encoder absolute 20-bit (12-bit multi-turn) with feather key Tolerance N without holding brake Degree of protection IP65 with sealing ring compatible with the converters SINAMICS V90 | novo out 2017 | 0 | 7
1FL6032-2AF21-1LB1 |  | 1FL6032-2AF21-1LB1 | 1 | UN | 1 | 24 | D | D | N | N | 85015100 | 1 | 4042948692455 | 2 | KG | 711.13 |  | MC05 |  | SIMOTICS S-1FL6 Operating voltage 230 V 3 AC PN=0.2 kW; NN=3000 rpm M0=0.64 Nm; MN=0.64 Nm; Shaft height 30 mm Encoder absolute 20-bit (12-bit multi-turn) with feather key Tolerance N with holding brake Degree of protection IP65 with sealing ring compatible with the converters SINAMICS V90 | novo out 2017 | 0 | 7
1FL6032-2AF21-1LG1 |  | 1FL6032-2AF21-1LG1 | 1 | UN | 1 | 24 | D | D | N | N | 85015100 | 1 | 4042948692462 | 1.5 | KG | 563.49 |  | MC05 |  | SIMOTICS S-1FL6 Operating voltage 230 V 3 AC PN=0.2 kW; NN=3000 rpm M0=0.64 Nm; MN=0.64 Nm; Shaft height 30 mm Encoder absolute 20-bit (12-bit multi-turn) Smooth shaft Tolerance N without holding brake Degree of protection IP65 with sealing ring compatible with the converters SINAMICS V90 | novo out 2017 | 0 | 7
1FL6032-2AF21-1LH1 |  | 1FL6032-2AF21-1LH1 | 1 | UN | 1 | 24 | D | D | N | N | 85015100 | 1 | 4042948692479 | 2 | KG | 711.13 |  | MC05 |  | SIMOTICS S-1FL6 Operating voltage 230 V 3 AC PN=0.2 kW; NN=3000 rpm M0=0.64 Nm; MN=0.64 Nm; Shaft height 30 mm Encoder absolute 20-bit (12-bit multi-turn) Smooth shaft Tolerance N with holding brake Degree of protection IP65 with sealing ring compatible with the converters SINAMICS V90 | novo out 2017 | 0 | 7
1FL6032-2AF21-1MA1 |  | 1FL6032-2AF21-1MA1 | 1 | UN | 1 | 19 | D | D | N | N | 85015100 | 1 | 4042948675458 | 1.02 | KG | 414.85 | 414.85 | MC05 | MC05 | SIMOTICS S-1FL6 voltage supply 230 V 3AC Pn=0.2 kW; Nn=3000 rpm M0=0.64 Nm; MN=0.64 Nm. Shaft height 30 mm absolute encoder Single-turn 21-bit with feather key Tolerance N without holding brake Degree of protection IP65 with fitting oil seal for drive SINAMICS V90 | novo out 2017 | 0 | 0
1FL6032-2AF21-1MB1 |  | 1FL6032-2AF21-1MB1 | 1 | UN | 1 | 24 | D | D | N | N | 85015100 | 1 | 4042948675465 | 1.48 | KG | 562.5 | 562.5 | MC05 | MC05 | SIMOTICS S-1FL6 voltage supply 230 V 3AC Pn=0.2 kW; Nn=3000 rpm M0=0.64 Nm; MN=0.64 Nm. Shaft height 30 mm absolute encoder Single-turn 21-bit with feather key Tolerance N with holding brake Degree of protection IP65 with fitting oil seal for drive V90 | novo out 2017 | 0 | 0
1FL6032-2AF21-1MG1 |  | 1FL6032-2AF21-1MG1 | 1 | UN | 1 | 3 | B | D | N | N | 85015100 | 1 | 4042948675472 | 1.02 | KG | 414.85 | 414.85 | MC05 | MC05 | SIMOTICS S-1FL6 voltage supply 230 V 3AC Pn=0.2 kW; Nn=3000 rpm M0=0.64 Nm; MN=0.64 Nm. Shaft height 30 mm absolute encoder Single-turn 21-bit with smooth shaft Tolerance N without holding brake Degree of protection IP65 with fitting oil seal for drive SINAMICS V90 | novo out 2017 | 0 | 0
1FL6032-2AF21-1MH1 |  | 1FL6032-2AF21-1MH1 | 1 | UN | 1 | 3 | B | D | N | N | 85015100 | 1 | 4042948675489 | 1.48 | KG | 562.5 | 562.5 | MC05 | MC05 | SIMOTICS S-1FL6 voltage supply 230 V 3AC Pn=0.2 kW; Nn=3000 rpm M0=0.64 Nm; MN=0.64 Nm. Shaft height 30 mm absolute encoder Single-turn 21-bit with smooth shaft Tolerance N with holding brake Degree of protection IP65 with fitting oil seal for drive V90 | novo out 2017 | 0 | 0
1FL6034-2AF21-1AA1 |  | 1FL6034-2AF21-1AA1 | 1 | UN | 1 | 3 | B | D | N | N | 85015100 | 1 | 4042948670873 | 1.46 | KG | 308.58 | 308.58 | MC05 | MC05 | SIMOTICS S-1FL6 Operating voltage 230 V 3AC Pn=0.4 kW; Nn=3000 rpm M0=1.27 Nm; MN=1.27 Nm Shaft height 30 mm Incremental encoder TTL 2500 incr./rev. with feather key Tolerance N without holding brake Degree of protection IP65 with sealing ring compatible with the converters SINAMICS V90 | novo out 2017 | 0 | 0
1FL6034-2AF21-1AB1 |  | 1FL6034-2AF21-1AB1 | 1 | UN | 1 | 19 | D | D | N | N | 85015100 | 1 | 4042948670880 | 1.92 | KG | 456.21 | 456.21 | MC05 | MC05 | SIMOTICS S-1FL6 Operating voltage 230 V 3AC Pn=0.4 kW; Nn=3000 rpm M0=1.27 Nm; MN=1.27 Nm Shaft height 30 mm Incremental encoder TTL 2500 incr./rev. with feather key Tolerance N with holding brake Degree of protection IP65 with sealing ring compatible with the converters SINAMICS V90 | novo out 2017 | 0 | 0
1FL6034-2AF21-1AG1 |  | 1FL6034-2AF21-1AG1 | 1 | UN | 1 | 19 | D | D | N | N | 85015100 | 1 | 4042948670897 | 1.46 | KG | 308.58 | 308.58 | MC05 | MC05 | SIMOTICS S-1FL6 Operating voltage 230 V 3AC Pn=0.4 kW; Nn=3000 rpm M0=1.27 Nm; MN=1.27 Nm Shaft height 30 mm Incremental encoder TTL 2500 incr./rev. plain shaft Tolerance N without holding brake Degree of protection IP65 with sealing ring compatible with the converters SINAMICS V90 | novo out 2017 | 0 | 0
1FL6034-2AF21-1AH1 |  | 1FL6034-2AF21-1AH1 | 1 | UN | 1 | 3 | B | D | N | N | 85015100 | 1 | 4042948670903 | 1.92 | KG | 456.21 | 456.21 | MC05 | MC05 | SIMOTICS S-1FL6 Operating voltage 230 V 3AC Pn=0.4 kW; Nn=3000 rpm M0=1.27 Nm; MN=1.27 Nm Shaft height 30 mm Incremental encoder TTL 2500 incr./rev. plain shaft Tolerance N with holding brake Degree of protection IP65 with sealing ring compatible with the converters SINAMICS V90 | novo out 2017 | 0 | 0
1FL6034-2AF21-1LA1 |  | 1FL6034-2AF21-1LA1 | 1 | UN | 1 | 3 | B | D | N | N | 85015100 | 1 | 4042948692486 | 1.9 | KG | 587.7 |  | MC05 |  | SIMOTICS S-1FL6 Operating voltage 230 V 3 AC PN=0.4 kW; NN=3000 rpm M0=1.27 Nm; MN=1.27 Nm Shaft height 30 mm Encoder absolute 20-bit (12-bit multi-turn) with feather key Tolerance N without holding brake Degree of protection IP65 with sealing ring compatible with the converters SINAMICS V90 | novo out 2017 | 0 | 7
1FL6034-2AF21-1LB1 |  | 1FL6034-2AF21-1LB1 | 1 | UN | 1 | 24 | D | D | N | N | 85015100 | 1 | 4042948692493 | 2.4 | KG | 735.34 |  | MC05 |  | SIMOTICS S-1FL6 Operating voltage 230 V 3 AC PN=0.4 kW; NN=3000 rpm M0=1.27 Nm; MN=1.27 Nm Shaft height 30 mm Encoder absolute 20-bit (12-bit multi-turn) with feather key Tolerance N with holding brake Degree of protection IP65 with sealing ring compatible with the converters SINAMICS V90 | novo out 2017 | 0 | 7
1FL6034-2AF21-1LG1 |  | 1FL6034-2AF21-1LG1 | 1 | UN | 1 | 24 | D | D | N | N | 85015100 | 1 | 4042948692509 | 1.9 | KG | 587.7 |  | MC05 |  | SIMOTICS S-1FL6 Operating voltage 230 V 3 AC PN=0.4 kW; NN=3000 rpm M0=1.27 Nm; MN=1.27 Nm Shaft height 30 mm Encoder absolute 20-bit (12-bit multi-turn) Smooth shaft Tolerance N without holding brake Degree of protection IP65 with sealing ring compatible with the converters SINAMICS V90 | novo out 2017 | 0 | 7
1FL6034-2AF21-1LH1 |  | 1FL6034-2AF21-1LH1 | 1 | UN | 1 | 24 | D | D | N | N | 85015100 | 1 | 4042948692516 | 2.4 | KG | 735.34 |  | MC05 |  | SIMOTICS S-1FL6 Operating voltage 230 V 3 AC PN=0.4 kW; NN=3000 rpm M0=1.27 Nm; MN=1.27 Nm Shaft height 30 mm Encoder absolute 20-bit (12-bit multi-turn) Smooth shaft Tolerance N with holding brake Degree of protection IP65 with sealing ring compatible with the converters SINAMICS V90 | novo out 2017 | 0 | 7
1FL6034-2AF21-1MA1 |  | 1FL6034-2AF21-1MA1 | 1 | UN | 1 | 19 | D | D | N | N | 85015100 | 1 | 4042948675496 | 1.46 | KG | 439.07 | 439.07 | MC05 | MC05 | SIMOTICS S-1FL6 voltage supply 230 V 3AC Pn=0.4 kW; Nn=3000 rpm M0=1.27 Nm; MN=1.27 Nm. Shaft height 30 mm absolute encoder Single-turn 21-bit with feather key Tolerance N without holding brake Degree of protection IP65 with fitting oil seal for drive SINAMICS V90 | novo out 2017 | 0 | 0
1FL6034-2AF21-1MB1 |  | 1FL6034-2AF21-1MB1 | 1 | UN | 1 | 24 | D | D | N | N | 85015100 | 1 | 4042948675502 | 1.92 | KG | 586.7 | 586.7 | MC05 | MC05 | SIMOTICS S-1FL6 voltage supply 230 V 3AC Pn=0.4 kW; Nn=3000 rpm M0=1.27 Nm; MN=1.27 Nm. Shaft height 30 mm absolute encoder Single-turn 21-bit with feather key Tolerance N with holding brake Degree of protection IP65 with fitting oil seal for drive V90 | novo out 2017 | 0 | 0
1FL6034-2AF21-1MG1 |  | 1FL6034-2AF21-1MG1 | 1 | UN | 1 | 3 | B | D | N | N | 85015100 | 1 | 4042948675519 | 1.46 | KG | 439.07 | 439.07 | MC05 | MC05 | SIMOTICS S-1FL6 voltage supply 230 V 3AC Pn=0.4 kW; Nn=3000 rpm M0=1.27 Nm; MN=1.27 Nm. Shaft height 30 mm absolute encoder Single-turn 21-bit with smooth shaft Tolerance N without holding brake Degree of protection IP65 with fitting oil seal for drive SINAMICS V90 | novo out 2017 | 0 | 0
1FL6034-2AF21-1MH1 |  | 1FL6034-2AF21-1MH1 | 1 | UN | 1 | 3 | B | D | N | N | 85015100 | 1 | 4042948675526 | 1.92 | KG | 586.7 | 586.7 | MC05 | MC05 | SIMOTICS S-1FL6 voltage supply 230 V 3AC Pn=0.4 kW; Nn=3000 rpm M0=1.27 Nm; MN=1.27 Nm. Shaft height 30 mm absolute encoder Single-turn 21-bit with smooth shaft Tolerance N with holding brake Degree of protection IP65 with fitting oil seal for drive V90 | novo out 2017 | 0 | 0
1FL6042-1AF61-2AA1 |  | 1FL6042-1AF61-2AA1 | 1 | UN | 1 | 3 | B | D | N | N | 85015100 | 1 |  | 4.4 | KG | 314.77 | 314.77 | MC05 | MC05 | SIMOTICS S-1FL6 Operating voltage 3AC 400 V Pn=0.4 kW; Nn=3000 rpm M0=1.9 Nm; MN=1.27 Nm Shaft height 45 mm, with angle plug; incremental encoder 2500 incr./rev. with feather key Tolerance N without holding brake Degree of protection IP65 with sealing ring compatible with the converters SINAMICS V70 & V90 | novo out 2017 | 0 | 0
1FL6042-1AF61-2AB1 |  | 1FL6042-1AF61-2AB1 | 1 | UN | 1 | 24 | D | D | N | N | 85015100 | 1 |  | 5.8 | KG | 498.97 | 498.97 | MC05 | MC05 | SIMOTICS S-1FL6 Operating voltage 3AC 400 V Pn=0.4 kW; Nn=3000 rpm M0=1.9 Nm; MN=1.27 Nm Shaft height 45 mm, with angle plug; incremental encoder 2500 incr./rev. with feather key, tolerance N with holding brake Degree of protection IP65 with sealing ring compatible with the converters SINAMICS V70 & V90 | novo out 2017 | 0 | 0
1FL6042-1AF61-2AG1 |  | 1FL6042-1AF61-2AG1 | 1 | UN | 1 | 3 | B | D | N | N | 85015100 | 1 |  | 4.4 | KG | 314.77 | 314.77 | MC05 | MC05 | SIMOTICS S-1FL6 Operating voltage 3AC 400 V Pn=0.4 kW; Nn=3000 rpm M0=1.9 Nm; MN=1.27 Nm Shaft height 45 mm, with angle plug; incremental encoder 2500 incr./rev. plain shaft, Tolerance N without holding brake Degree of protection IP65 with sealing ring compatible with the converters SINAMICS V70 & V90 | novo out 2017 | 0 | 0
1FL6042-1AF61-2AH1 |  | 1FL6042-1AF61-2AH1 | 1 | UN | 1 | 24 | D | D | N | N | 85015100 | 1 |  | 5.8 | KG | 498.97 | 498.97 | MC05 | MC05 | SIMOTICS S-1FL6 Operating voltage 3AC 400 V Pn=0.4 kW; Nn=3000 rpm M0=1.9 Nm; MN=1.27 Nm Shaft height 45 mm, with angle plug; incremental encoder 2500 incr./rev. plain shaft Tolerance N with holding brake Degree of protection IP65 with sealing ring compatible with the converters SINAMICS V70 & V90 | novo out 2017 | 0 | 0
1FL6042-1AF61-2LA1 |  | 1FL6042-1AF61-2LA1 | 1 | UN | 1 | 3 | B | D | N | N | 85015100 | 1 |  | 4.2 | KG | 663.07 | 663.07 | MC05 | MC05 | SIMOTICS S-1FL6 Operating voltage 3AC 400 V Pn=0.4 kW; Nn=3000 rpm M0=1.9 Nm; MN=1.27 Nm Shaft height 45 mm, with angle plug; absolute encoder 20-bits (12-bit multi-turn) with feather key, tolerance N without holding brake Degree of protection IP65 with sealing ring compatible with the converters SINAMICS V70 & V90 | novo out 2017 | 0 | 0
1FL6042-1AF61-2LB1 |  | 1FL6042-1AF61-2LB1 | 1 | UN | 1 | 3 | B | D | N | N | 85015100 | 1 |  | 5.5 | KG | 847.27 | 847.27 | MC05 | MC05 | SIMOTICS S-1FL6 Operating voltage 3AC 400 V Pn=0.4 kW; Nn=3000 rpm M0=1.9 Nm; MN=1.27 Nm Shaft height 45 mm, with angle plug; absolute encoder 20-bits (12-bit multi-turn) with feather key, tolerance N with holding brake Degree of protection IP65 with sealing ring compatible with the converters SINAMICS V70 & V90 | novo out 2017 | 0 | 0
1FL6042-1AF61-2LG1 |  | 1FL6042-1AF61-2LG1 | 1 | UN | 1 | 3 | B | D | N | N | 85015100 | 1 |  | 4.2 | KG | 663.07 | 663.07 | MC05 | MC05 | SIMOTICS S-1FL6 Operating voltage 3AC 400 V Pn=0.4 kW; Nn=3000 rpm M0=1.9 Nm; MN=1.27 Nm Shaft height 45 mm, with angle plug; absolute encoder 20-bits (12-bit multi-turn) plain shaft, Tolerance N without holding brake Degree of protection IP65 with sealing ring compatible with the converters SINAMICS V70 & V90 | novo out 2017 | 0 | 0
1FL6042-1AF61-2LH1 |  | 1FL6042-1AF61-2LH1 | 1 | UN | 1 | 3 | B | D | N | N | 85015100 | 1 |  | 5.5 | KG | 847.27 | 847.27 | MC05 | MC05 | SIMOTICS S-1FL6 Operating voltage 3AC 400 V Pn=0.4 kW; Nn=3000 rpm M0=1.9 Nm; MN=1.27 Nm Shaft height 45 mm, with angle plug; absolute encoder 20-bits (12-bit multi-turn) plain shaft, Tolerance N with holding brake Degree of protection IP65 with sealing ring compatible with the converters SINAMICS V70 & V90 | novo out 2017 | 0 | 0
1FL6042-2AF21-1AA1 |  | 1FL6042-2AF21-1AA1 | 1 | UN | 1 | 19 | D | D | N | N | 85015100 | 1 | 4042948670910 | 2.8 | KG | 370.29 | 370.29 | MC05 | MC05 | SIMOTICS S-1FL6 Operating voltage 230 V 3AC Pn=0.75 kW; Nn=3000 rpm M0=2.39 Nm; MN=2.39 Nm Shaft height 40 mm Incremental encoder TTL 2500 incr./rev. with feather key Tolerance N without holding brake Degree of protection IP65 with sealing ring compatible with the converters SINAMICS V90 | novo out 2017 | 0 | 0
1FL6042-2AF21-1AB1 |  | 1FL6042-2AF21-1AB1 | 1 | UN | 1 | 3 | B | D | N | N | 85015100 | 1 | 4042948670927 | 3.68 | KG | 543.33 | 543.33 | MC05 | MC05 | SIMOTICS S-1FL6 Operating voltage 230 V 3AC Pn=0.75 kW; Nn=3000 rpm M0=2.39 Nm; MN=2.39 Nm Shaft height 40 mm Incremental encoder TTL 2500 incr./rev. with feather key Tolerance N with holding brake Degree of protection IP65 with sealing ring compatible with the converters SINAMICS V90 | novo out 2017 | 0 | 0
1FL6042-2AF21-1AG1 |  | 1FL6042-2AF21-1AG1 | 1 | UN | 1 | 24 | D | D | N | N | 85015100 | 1 | 4042948670934 | 2.8 | KG | 370.29 | 370.29 | MC05 | MC05 | SIMOTICS S-1FL6 Operating voltage 230 V 3AC Pn=0.75 kW; Nn=3000 rpm M0=2.39 Nm; MN=2.39 Nm Shaft height 40 mm Incremental encoder TTL 2500 incr./rev. plain shaft Tolerance N without holding brake Degree of protection IP65 with sealing ring compatible with the converters SINAMICS V90 | novo out 2017 | 0 | 0
1FL6042-2AF21-1AH1 |  | 1FL6042-2AF21-1AH1 | 1 | UN | 1 | 24 | D | D | N | N | 85015100 | 1 | 4042948670941 | 3.68 | KG | 543.33 | 543.33 | MC05 | MC05 | SIMOTICS S-1FL6 Operating voltage 230 V 3AC Pn=0.75 kW; Nn=3000 rpm M0=2.39 Nm; MN=2.39 Nm Shaft height 40 mm Incremental encoder TTL 2500 incr./rev. plain shaft Tolerance N with holding brake Degree of protection IP65 with sealing ring compatible with the converters SINAMICS V90 | novo out 2017 | 0 | 0
1FL6042-2AF21-1LA1 |  | 1FL6042-2AF21-1LA1 | 1 | UN | 1 | 3 | B | D | N | N | 85015100 | 1 | 4042948692523 | 3.2 | KG | 649.41 |  | MC05 |  | SIMOTICS S-1FL6 Operating voltage 230 V 3 AC PN=0.75 kW; NN=3000 rpm M0=2.39 Nm; MN=2.39 Nm Shaft height 40 mm Encoder absolute 20-bit (12-bit multi-turn) with feather key Tolerance N without holding brake Degree of protection IP65 with sealing ring compatible with the converters SINAMICS V90 | novo out 2017 | 0 | 7
1FL6042-2AF21-1LB1 |  | 1FL6042-2AF21-1LB1 | 1 | UN | 1 | 24 | D | D | N | N | 85015100 | 1 | 4042948692530 | 4.1 | KG | 822.45 |  | MC05 |  | SIMOTICS S-1FL6 Operating voltage 230 V 3 AC PN=0.75 kW; NN=3000 rpm M0=2.39 Nm; MN=2.39 Nm Shaft height 40 mm Encoder absolute 20-bit (12-bit multi-turn) with feather key Tolerance N with holding brake Degree of protection IP65 with sealing ring compatible with the converters SINAMICS V90 | novo out 2017 | 0 | 7
1FL6042-2AF21-1LG1 |  | 1FL6042-2AF21-1LG1 | 1 | UN | 1 | 24 | D | D | N | N | 85015100 | 1 | 4042948692547 | 3.2 | KG | 649.41 |  | MC05 |  | SIMOTICS S-1FL6 Operating voltage 230 V 3 AC PN=0.75 kW; NN=3000 rpm M0=2.39 Nm; MN=2.39 Nm Shaft height 40 mm Encoder absolute 20-bit (12-bit multi-turn) Smooth shaft Tolerance N without holding brake Degree of protection IP65 with sealing ring compatible with the converters SINAMICS V90 | novo out 2017 | 0 | 7
1FL6042-2AF21-1LH1 |  | 1FL6042-2AF21-1LH1 | 1 | UN | 1 | 24 | D | D | N | N | 85015100 | 1 | 4042948692554 | 4.1 | KG | 822.45 |  | MC05 |  | SIMOTICS S-1FL6 Operating voltage 230 V 3 AC PN=0.75 kW; NN=3000 rpm M0=2.39 Nm; MN=2.39 Nm Shaft height 40 mm Encoder absolute 20-bit (12-bit multi-turn) Smooth shaft Tolerance N with holding brake Degree of protection IP65 with sealing ring compatible with the converters SINAMICS V90 | novo out 2017 | 0 | 7
1FL6042-2AF21-1MA1 |  | 1FL6042-2AF21-1MA1 | 1 | UN | 1 | 19 | D | D | N | N | 85015100 | 1 | 4042948675533 | 2.8 | KG | 500.78 | 500.78 | MC05 | MC05 | SIMOTICS S-1FL6 voltage supply 230 V 3AC Pn=0.75 kW; Nn=3000 M0=2.39 Nm; MN=2.39 Nm. Shaft height 40 mm absolute encoder Single-turn 21-bit with feather key Tolerance N without holding brake Degree of protection IP65 with fitting oil seal for drive SINAMICS V90 | novo out 2017 | 0 | 0
1FL6042-2AF21-1MB1 |  | 1FL6042-2AF21-1MB1 | 1 | UN | 1 | 24 | D | D | N | N | 85015100 | 1 | 4042948675540 | 3.68 | KG | 673.82 | 673.82 | MC05 | MC05 | SIMOTICS S-1FL6 voltage supply 230 V 3AC Pn=0.75 kW; Nn=3000 M0=2.39 Nm; MN=2.39 Nm. Shaft height 40 mm absolute encoder Single-turn 21-bit with feather key Tolerance N with holding brake Degree of protection IP65 with fitting oil seal for drive V90 | novo out 2017 | 0 | 0
1FL6042-2AF21-1MG1 |  | 1FL6042-2AF21-1MG1 | 1 | UN | 1 | 24 | D | D | N | N | 85015100 | 1 | 4042948675557 | 2.8 | KG | 500.78 | 500.78 | MC05 | MC05 | SIMOTICS S-1FL6 voltage supply 230 V 3AC Pn=0.75 kW; Nn=3000 M0=2.39 Nm; MN=2.39 Nm. Shaft height 40 mm absolute encoder Single-turn 21-bit with smooth shaft Tolerance N without holding brake Degree of protection IP65 with fitting oil seal for drive SINAMICS V90 | novo out 2017 | 0 | 0
1FL6042-2AF21-1MH1 |  | 1FL6042-2AF21-1MH1 | 1 | UN | 1 | 24 | D | D | N | N | 85015100 | 1 | 4042948675564 | 3.68 | KG | 673.82 | 673.82 | MC05 | MC05 | SIMOTICS S-1FL6 voltage supply 230 V 3AC Pn=0.75 kW; Nn=3000 M0=2.39 Nm; MN=2.39 Nm. Shaft height 40 mm absolute encoder Single-turn 21-bit with smooth shaft Tolerance N with holding brake Degree of protection IP65 with fitting oil seal for drive V90 | novo out 2017 | 0 | 0
1FL6044-1AF61-2AA1 |  | 1FL6044-1AF61-2AA1 | 1 | UN | 1 | 3 | B | D | N | N | 85015100 | 1 |  | 6.2 | KG | 376.36 | 376.36 | MC05 | MC05 | SIMOTICS S-1FL6 Operating voltage 3AC 400 V Pn=0.75 kW; Nn=3000 rpm M0=3.5 Nm; MN=2.39 Nm Shaft height 45 mm, with angle plug; incremental encoder 2500 incr./rev. with feather key, tolerance N without holding brake Degree of protection IP65 with sealing ring compatible with the converters SINAMICS V70 & V90 | novo out 2017 | 0 | 0
1FL6044-1AF61-2AB1 |  | 1FL6044-1AF61-2AB1 | 1 | UN | 1 | 3 | B | D | N | N | 85015100 | 1 |  | 7.6 | KG | 560.58 | 560.58 | MC05 | MC05 | SIMOTICS S-1FL6 Operating voltage 3AC 400 V Pn=0.75 kW; Nn=3000 rpm M0=3.5 Nm; MN=2.39 Nm Shaft height 45 mm, with angle plug; incremental encoder 2500 incr./rev. with feather key, tolerance N with holding brake Degree of protection IP65 with sealing ring compatible with the converters SINAMICS V70 & V90 | novo out 2017 | 0 | 0
1FL6044-1AF61-2AG1 |  | 1FL6044-1AF61-2AG1 | 1 | UN | 1 | 3 | B | D | N | N | 85015100 | 1 |  | 6.2 | KG | 376.36 | 376.36 | MC05 | MC05 | SIMOTICS S-1FL6 Operating voltage 3AC 400 V Pn=0.75 kW; Nn=3000 rpm M0=3.5 Nm; MN=2.39 Nm Shaft height 45 mm, with angle plug; incremental encoder 2500 incr./rev. plain shaft, Tolerance N without holding brake Degree of protection IP65 with sealing ring compatible with the converters SINAMICS V70 & V90 | novo out 2017 | 0 | 0
1FL6044-1AF61-2AH1 |  | 1FL6044-1AF61-2AH1 | 1 | UN | 1 | 24 | D | D | N | N | 85015100 | 1 |  | 7.6 | KG | 560.58 | 560.58 | MC05 | MC05 | SIMOTICS S-1FL6 Operating voltage 3AC 400 V Pn=0.75 kW; Nn=3000 rpm M0=3.5 Nm; MN=2.39 Nm Shaft height 45 mm, with angle plug; incremental encoder 2500 incr./rev. plain shaft, Tolerance N with holding brake Degree of protection IP65 with sealing ring compatible with the converters SINAMICS V70 & V90 | novo out 2017 | 0 | 0
1FL6044-1AF61-2LA1 |  | 1FL6044-1AF61-2LA1 | 1 | UN | 1 | 3 | B | D | N | N | 85015100 | 1 |  | 6 | KG | 724.68 | 724.68 | MC05 | MC05 | SIMOTICS S-1FL6 Operating voltage 3AC 400 V Pn=0.75 kW; Nn=3000 rpm M0=3.5 Nm; MN=2.39 Nm Shaft height 45 mm, with angle plug; absolute encoder 20-bits (12-bit multi-turn) with feather key, tolerance N without holding brake Degree of protection IP65 with sealing ring compatible with the converters SINAMICS V70 & V90 | novo out 2017 | 0 | 0
1FL6044-1AF61-2LB1 |  | 1FL6044-1AF61-2LB1 | 1 | UN | 1 | 3 | B | D | N | N | 85015100 | 1 |  | 7.3 | KG | 908.88 | 908.88 | MC05 | MC05 | SIMOTICS S-1FL6 Operating voltage 3AC 400 V Pn=0.75 kW; Nn=3000 rpm M0=3.5 Nm; MN=2.39 Nm Shaft height 45 mm, with angle plug; absolute encoder 20-bits (12-bit multi-turn) with feather key, tolerance N with holding brake Degree of protection IP65 with sealing ring compatible with the converters SINAMICS V70 & V90 | novo out 2017 | 0 | 0
1FL6044-1AF61-2LG1 |  | 1FL6044-1AF61-2LG1 | 1 | UN | 1 | 3 | B | D | N | N | 85015100 | 1 |  | 6 | KG | 724.68 | 724.68 | MC05 | MC05 | SIMOTICS S-1FL6 Operating voltage 3AC 400 V Pn=0.75 kW; Nn=3000 rpm M0=3.5 Nm; MN=2.39 Nm Shaft height 45 mm, with angle plug; absolute encoder 20-bits (12-bit multi-turn) plain shaft, Tolerance N without holding brake Degree of protection IP65 with sealing ring compatible with the converters SINAMICS V70 & V90 | novo out 2017 | 0 | 0
1FL6044-1AF61-2LH1 |  | 1FL6044-1AF61-2LH1 | 1 | UN | 1 | 3 | B | D | N | N | 85015100 | 1 |  | 7.3 | KG | 908.88 | 908.88 | MC05 | MC05 | SIMOTICS S-1FL6 Operating voltage 3AC 400 V Pn=0.75 kW; Nn=3000 rpm M0=3.5 Nm; MN=2.39 Nm Shaft height 45 mm, with angle plug; absolute encoder 20-bits (12-bit multi-turn) plain shaft, Tolerance N with holding brake Degree of protection IP65 with sealing ring compatible with the converters SINAMICS V70 & V90 | novo out 2017 | 0 | 0
1FL6044-2AF21-1AA1 |  | 1FL6044-2AF21-1AA1 | 1 | UN | 1 | 19 | D | D | N | N | 85015100 | 1 | 4042948670958 | 3.39 | KG | 407.81 | 407.81 | MC05 | MC05 | SIMOTICS S-1FL6 Operating voltage 230 V 3AC Pn=1 kW; Nn=3000 rpm M0=3.18 Nm; MN=3.18 Nm Shaft height 40 mm Incremental encoder TTL 2500 incr./rev. with feather key Tolerance N without holding brake Degree of protection IP65 with sealing ring compatible with the converters SINAMICS V90 | novo out 2017 | 0 | 0
1FL6044-2AF21-1AB1 |  | 1FL6044-2AF21-1AB1 | 1 | UN | 1 | 24 | D | D | N | N | 85015100 | 1 | 4042948670965 | 4.2 | KG | 579.64 | 579.64 | MC05 | MC05 | SIMOTICS S-1FL6 Operating voltage 230 V 3AC Pn=1 kW; Nn=3000 rpm M0=3.18 Nm; MN=3.18 Nm Shaft height 40 mm Incremental encoder TTL 2500 incr./rev. with feather key Tolerance N with holding brake Degree of protection IP65 with sealing ring compatible with the converters SINAMICS V90 | novo out 2017 | 0 | 0
1FL6044-2AF21-1AG1 |  | 1FL6044-2AF21-1AG1 | 1 | UN | 1 | 24 | D | D | N | N | 85015100 | 1 | 4042948670972 | 3.39 | KG | 407.81 | 407.81 | MC05 | MC05 | SIMOTICS S-1FL6 Operating voltage 230 V 3AC Pn=1 kW; Nn=3000 rpm M0=3.18 Nm; MN=3.18 Nm Shaft height 40 mm Incremental encoder TTL 2500 incr./rev. plain shaft Tolerance N without holding brake Degree of protection IP65 with sealing ring compatible with the converters SINAMICS V90 | novo out 2017 | 0 | 0
1FL6044-2AF21-1AH1 |  | 1FL6044-2AF21-1AH1 | 1 | UN | 1 | 24 | D | D | N | N | 85015100 | 1 | 4042948670989 | 4.2 | KG | 579.64 | 579.64 | MC05 | MC05 | SIMOTICS S-1FL6 Operating voltage 230 V 3AC Pn=1 kW; Nn=3000 rpm M0=3.18 Nm; MN=3.18 Nm Shaft height 40 mm Incremental encoder TTL 2500 incr./rev. plain shaft Tolerance N with holding brake Degree of protection IP65 with sealing ring compatible with the converters SINAMICS V90 | novo out 2017 | 0 | 0
1FL6044-2AF21-1LA1 |  | 1FL6044-2AF21-1LA1 | 1 | UN | 1 | 24 | D | D | N | N | 85015100 | 1 | 4042948692561 | 3.8 | KG | 814.86 |  | MC05 |  | SIMOTICS S-1FL6 Operating voltage 230 V 3 AC PN=1 kW; NN=3000 rpm M0=3.18 Nm; MN=3.18 Nm Shaft height 40 mm Encoder absolute 20-bit (12-bit multi-turn) with feather key Tolerance N without holding brake Degree of protection IP65 with sealing ring compatible with the converters SINAMICS V90 | novo out 2017 | 0 | 7
1FL6044-2AF21-1LB1 |  | 1FL6044-2AF21-1LB1 | 1 | UN | 1 | 24 | D | D | N | N | 85015100 | 1 | 4042948692578 | 4.7 | KG | 987.9 |  | MC05 |  | SIMOTICS S-1FL6 Operating voltage 230 V 3 AC PN=1 kW; NN=3000 rpm M0=3.18 Nm; MN=3.18 Nm Shaft height 40 mm Encoder absolute 20-bit (12-bit multi-turn) with feather key Tolerance N with holding brake Degree of protection IP65 with sealing ring compatible with the converters SINAMICS V90 | novo out 2017 | 0 | 7
1FL6044-2AF21-1LG1 |  | 1FL6044-2AF21-1LG1 | 1 | UN | 1 | 24 | D | D | N | N | 85015100 | 1 | 4042948692585 | 3.8 | KG | 814.86 |  | MC05 |  | SIMOTICS S-1FL6 Operating voltage 230 V 3 AC PN=1 kW; NN=3000 rpm M0=3.18 Nm; MN=3.18 Nm Shaft height 40 mm Encoder absolute 20-bit (12-bit multi-turn) Smooth shaft Tolerance N without holding brake Degree of protection IP65 with sealing ring compatible with the converters SINAMICS V90 | novo out 2017 | 0 | 7
1FL6044-2AF21-1LH1 |  | 1FL6044-2AF21-1LH1 | 1 | UN | 1 | 24 | D | D | N | N | 85015100 | 1 | 4042948692592 | 4.7 | KG | 987.9 |  | MC05 |  | SIMOTICS S-1FL6 Operating voltage 230 V 3 AC PN=1 kW; NN=3000 rpm M0=3.18 Nm; MN=3.18 Nm Shaft height 40 mm Encoder absolute 20-bit (12-bit multi-turn) Smooth shaft Tolerance N with holding brake Degree of protection IP65 with sealing ring compatible with the converters SINAMICS V90 | novo out 2017 | 0 | 7
1FL6044-2AF21-1MA1 |  | 1FL6044-2AF21-1MA1 | 1 | UN | 1 | 24 | D | D | N | N | 85015100 | 1 | 4042948675571 | 3.39 | KG | 538.29 | 538.29 | MC05 | MC05 | SIMOTICS S-1FL6 voltage supply 230 V 3AC Pn=1 kW; Nn=3000 rpm M0=3.18 Nm; MN=3.18 Nm. Shaft height 40 mm absolute encoder Single-turn 21-bit with feather key Tolerance N without holding brake Degree of protection IP65 with fitting oil seal for drive SINAMICS V90 | novo out 2017 | 0 | 0
1FL6044-2AF21-1MB1 |  | 1FL6044-2AF21-1MB1 | 1 | UN | 1 | 24 | D | D | N | N | 85015100 | 1 | 4042948675588 | 4.2 | KG | 710.13 | 710.13 | MC05 | MC05 | SIMOTICS S-1FL6 voltage supply 230 V 3AC Pn=1 kW; Nn=3000 rpm M0=3.18 Nm; MN=3.18 Nm. Shaft height 40 mm absolute encoder Single-turn 21-bit with feather key Tolerance N with holding brake Degree of protection IP65 with fitting oil seal for drive V90 | novo out 2017 | 0 | 0
1FL6044-2AF21-1MG1 |  | 1FL6044-2AF21-1MG1 | 1 | UN | 1 | 24 | D | D | N | N | 85015100 | 1 | 4042948675595 | 3.39 | KG | 538.29 | 538.29 | MC05 | MC05 | SIMOTICS S-1FL6 voltage supply 230 V 3AC Pn=1 kW; Nn=3000 rpm M0=3.18 Nm; MN=3.18 Nm. Shaft height 40 mm absolute encoder Single-turn 21-bit with smooth shaft Tolerance N without holding brake Degree of protection IP65 with fitting oil seal for drive SINAMICS V90 | novo out 2017 | 0 | 0
1FL6044-2AF21-1MH1 |  | 1FL6044-2AF21-1MH1 | 1 | UN | 1 | 24 | D | D | N | N | 85015100 | 1 | 4042948675601 | 4.2 | KG | 710.13 | 710.13 | MC05 | MC05 | SIMOTICS S-1FL6 voltage supply 230 V 3AC Pn=1 kW; Nn=3000 rpm M0=3.18 Nm; MN=3.18 Nm. Shaft height 40 mm absolute encoder Single-turn 21-bit with smooth shaft Tolerance N with holding brake Degree of protection IP65 with fitting oil seal for drive V90 | novo out 2017 | 0 | 0
1FL6052-2AF21-2AA1 |  | 1FL6052-2AF21-2AA1 | 1 | UN | 1 | 19 | D | D | N | N | 85015100 | 1 | 4042948695890 | 6.7 | KG | 515.31 | 515.31 | MC05 | MC05 | SIMOTICS S-1FL6 Operating voltage 230 V 3AC PN=1.5 kW; NN=3000 rpm M0=4.78 Nm; MN=4.78 Nm shaft he 50 mm with angle plug encoder incremental TTL 2500 incr./rev. with feather key Tolerance N wi holding brake, Degree of protec sealing ring compatible with th converters SINAMICS V90 | novo out 2017 | 0 | 0
1FL6052-2AF21-2AB1 |  | 1FL6052-2AF21-2AB1 | 1 | UN | 1 | 24 | D | D | N | N | 85015100 | 1 | 4042948695906 | 8.2 | KG | 706.51 | 706.51 | MC05 | MC05 | SIMOTICS S-1FL6 Operating voltage 230 V 3AC PN=1.5 kW; NN=3000 rpm M0=4.78 Nm; MN=4.78 Nm shaft he 50 mm with angle plug encoder incremental TTL 2500 incr./rev. with feather key Tolerance N wi holding brake, Degree of protec sealing ring compatible with th converters SINAMICS V90 | novo out 2017 | 0 | 0
1FL6052-2AF21-2AG1 |  | 1FL6052-2AF21-2AG1 | 1 | UN | 1 | 24 | D | D | N | N | 85015100 | 1 | 4042948695913 | 6.7 | KG | 515.31 | 515.31 | MC05 | MC05 | SIMOTICS S-1FL6 Operating voltage 230 V 3AC PN=1.5 kW; NN=3000 rpm M0=4.78 Nm; MN=4.78 Nm shaft he 50 mm with angle plug encoder incremental TTL 2500 incr./rev. plain shaft, Tolerance N withou holding brake, Degree of protec sealing ring compatible with th converters SINAMICS V90 | novo out 2017 | 0 | 0
1FL6052-2AF21-2AH1 |  | 1FL6052-2AF21-2AH1 | 1 | UN | 1 | 24 | D | D | N | N | 85015100 | 1 | 4042948695920 | 8.2 | KG | 706.51 | 706.51 | MC05 | MC05 | SIMOTICS S-1FL6 Operating voltage 230 V 3AC PN=1.5 kW; NN=3000 rpm M0=4.78 Nm; MN=4.78 Nm shaft he 50 mm with angle plug encoder incremental TTL 2500 incr./rev. plain shaft Tolerance N with holding brake, Degree of protec sealing ring compatible with th converters SINAMICS V90 | novo out 2017 | 0 | 0
1FL6052-2AF21-2LA1 |  | 1FL6052-2AF21-2LA1 | 1 | UN | 1 | 24 | D | D | N | N | 85015100 | 1 | 4042948692608 | 6.7 | KG | 932.7 |  | MC05 |  | SIMOTICS S-1FL6 Operating voltage 230 V 3AC PN=1.5kW; NN=3000 rpm M0=4.78Nm; MN=4.78Nm Shaft height 50 mm Encoder absolute 20-bit (12-bit multi-turn) With feather key Tolerance N without holding brake, Degree of protection IP65 with Sealing ring compatible with the Converters SINAMICS V90 | novo out 2017 | 0 | 7
1FL6052-2AF21-2LB1 |  | 1FL6052-2AF21-2LB1 | 1 | UN | 1 | 24 | D | D | N | N | 85015100 | 1 | 4042948692615 | 8.2 | KG | 1123.9 |  | MC05 |  | SIMOTICS S-1FL6 Operating voltage 230 V 3AC PN=1.5kW; NN=3000 rpm M0=4.78Nm; MN=4.78Nm Shaft height 50 mm Encoder absolute 20-bit (12-bit multi-turn) With feather key Tolerance N with holding brake, Degree of protection IP65 with Sealing ring compatible with the Converters SINAMICS V90 | novo out 2017 | 0 | 7
1FL6052-2AF21-2LG1 |  | 1FL6052-2AF21-2LG1 | 1 | UN | 1 | 24 | D | D | N | N | 85015100 | 1 | 4042948692622 | 6.7 | KG | 932.7 |  | MC05 |  | SIMOTICS S-1FL6 Operating voltage 230 V 3AC PN=1.5kW; NN=3000 rpm M0=4.78Nm; MN=4.78Nm Shaft height 50 mm Encoder absolute 20-bit (12-bit multi-turn) Smooth shaft Tolerance N without holding brake, Degree of protection IP65 with Sealing ring compatible with the Converters SINAMICS V90 | novo out 2017 | 0 | 7
1FL6052-2AF21-2LH1 |  | 1FL6052-2AF21-2LH1 | 1 | UN | 1 | 24 | D | D | N | N | 85015100 | 1 | 4042948692639 | 8.2 | KG | 1123.9 |  | MC05 |  | SIMOTICS S-1FL6 Operating voltage 230 V 3AC PN=1.5kW; NN=3000 rpm M0=4.78Nm; MN=4.78Nm Shaft height 50 mm Encoder absolute 20-bit (12-bit multi-turn) Smooth shaft Tolerance N with holding brake, Degree of protection IP65 with Sealing ring compatible with the Converters SINAMICS V90 | novo out 2017 | 0 | 7
1FL6052-2AF21-2MA1 |  | 1FL6052-2AF21-2MA1 | 1 | UN | 1 | 24 | D | D | N | N | 85015100 | 1 | 4042948695937 | 6.7 | KG | 645.8 | 645.8 | MC05 | MC05 | SIMOTICS S-1FL6 Operating voltage 230 V 3AC PN=1.5 kW; NN=3000 rpm M0=4.78 Nm; MN=4.78 Nm shaft he 50 mm with angle plug encoder absolute single-turn 21-bit 2500 incr./rev. with feather ke Tolerance N without holding bra Degree of protection IP65 with sealing ring compatible with th converters SINAMICS V90 | novo out 2017 | 0 | 0
1FL6052-2AF21-2MB1 |  | 1FL6052-2AF21-2MB1 | 1 | UN | 1 | 24 | D | D | N | N | 85015100 | 1 | 4042948695944 | 8.2 | KG | 837 | 837 | MC05 | MC05 | SIMOTICS S-1FL6 Operating voltage 230 V 3AC PN=1.5 kW; NN=3000 rpm M0=4.78 Nm; MN=4.78 Nm shaft he 50 mm with angle plug encoder absolute single-turn 21-bit wit feather key, Tolerance N with holding brake, Degree of protec sealing ring compatible with th converters SINAMICS V90 | novo out 2017 | 0 | 0
1FL6052-2AF21-2MG1 |  | 1FL6052-2AF21-2MG1 | 1 | UN | 1 | 24 | D | D | N | N | 85015100 | 1 | 4042948695951 | 6.7 | KG | 645.8 | 645.8 | MC05 | MC05 | SIMOTICS S-1FL6 Operating voltage 230 V 3AC PN=1.5 kW; NN=3000 rpm M0=4.78 Nm; MN=4.78 Nm shaft he 50 mm with angle plug encoder absolute single-turn 21-bit plain shaft, Tolerance N withou holding brake, Degree of protec sealing ring compatible with th converters SINAMICS V90 | novo out 2017 | 0 | 0
1FL6052-2AF21-2MH1 |  | 1FL6052-2AF21-2MH1 | 1 | UN | 1 | 24 | D | D | N | N | 85015100 | 1 | 4042948695968 | 8.2 | KG | 837 | 837 | MC05 | MC05 | SIMOTICS S-1FL6 Operating voltage 230 V 3AC PN=1.5 kW; NN=3000 rpm M0=4.78 Nm; MN=4.78 Nm shaft he 50 mm with angle plug encoder absolute single-turn 21-bit plain shaft Tolerance N with holding brake, Degree of protec sealing ring compatible with th converters SINAMICS V90 | novo out 2017 | 0 | 0
1FL6054-2AF21-2AA1 |  | 1FL6054-2AF21-2AA1 | 1 | UN | 1 | 24 | D | D | N | N | 85015100 | 1 | 4042948695975 | 7.9 | KG | 687.16 | 687.16 | MC05 | MC05 | SIMOTICS S-1FL6 Operating voltage 230 V 3AC PN=2 kW; NN=3000 rpm M0=6.37 Nm; MN=6.37 Nm shaft he 50 mm with angle plug encoder incremental TTL 2500 incr./rev. with feather key Tolerance N wi holding brake, Degree of protec sealing ring compatible with th converters SINAMICS V90 | novo out 2017 | 0 | 0
1FL6054-2AF21-2AB1 |  | 1FL6054-2AF21-2AB1 | 1 | UN | 1 | 24 | D | D | N | N | 85015100 | 1 | 4042948695982 | 9.4 | KG | 878.34 | 878.34 | MC05 | MC05 | SIMOTICS S-1FL6 Operating voltage 230 V 3AC PN=2 kW; NN=3000 rpm M0=6.37 Nm; MN=6.37 Nm shaft he 50 mm with angle plug encoder incremental TTL 2500 incr./rev. with feather key Tolerance N wi holding brake, Degree of protec sealing ring compatible with th converters SINAMICS V90 | novo out 2017 | 0 | 0
1FL6054-2AF21-2AG1 |  | 1FL6054-2AF21-2AG1 | 1 | UN | 1 | 24 | D | D | N | N | 85015100 | 1 | 4042948695999 | 7.9 | KG | 687.16 | 687.16 | MC05 | MC05 | SIMOTICS S-1FL6 Operating voltage 230 V 3AC PN=2 kW; NN=3000 rpm M0=6.37 Nm; MN=6.37 Nm shaft he 50 mm with angle plug encoder incremental TTL 2500 incr./rev. plain shaft, Tolerance N withou holding brake, Degree of protec sealing ring compatible with th converters SINAMICS V90 | novo out 2017 | 0 | 0
1FL6054-2AF21-2AH1 |  | 1FL6054-2AF21-2AH1 | 1 | UN | 1 | 24 | D | D | N | N | 85015100 | 1 | 4042948696002 | 9.4 | KG | 878.34 | 878.34 | MC05 | MC05 | SIMOTICS S-1FL6 Operating voltage 230 V 3AC PN=2 kW; NN=3000 rpm M0=6.37 Nm; MN=6.37 Nm shaft he 50 mm with angle plug encoder incremental TTL 2500 incr./rev. plain shaft Tolerance N with holding brake, Degree of protec sealing ring compatible with th converters SINAMICS V90 | novo out 2017 | 0 | 0
1FL6054-2AF21-2LA1 |  | 1FL6054-2AF21-2LA1 | 1 | UN | 1 | 24 | D | D | N | N | 85015100 | 1 | 4042948692646 | 7.9 | KG | 1111.29 |  | MC05 |  | SIMOTICS S-1FL6 Operating voltage 230 V 3AC PN=2kW; NN=3000 rpm M0=6.37Nm;Mn=6.37Nm Shaft height 50 mm Encoder absolute 20-bit (12-bit multi-turn) With feather key Tolerance N without holding brake, Degree of protection IP65 with Sealing ring compatible with the Converters SINAMICS V90 | novo out 2017 | 0 | 7
1FL6054-2AF21-2LB1 |  | 1FL6054-2AF21-2LB1 | 1 | UN | 1 | 24 | D | D | N | N | 85015100 | 1 | 4042948692653 | 9.4 | KG | 1302.49 |  | MC05 |  | SIMOTICS S-1FL6 Operating voltage 230 V 3AC PN=2kW; NN=3000 rpm M0=6.37Nm;Mn=6.37Nm Shaft height 50 mm Encoder absolute 20-bit (12-bit multi-turn) With feather key Tolerance N with holding brake, Degree of protection IP65 with Sealing ring compatible with the Converters SINAMICS V90 | novo out 2017 | 0 | 7
1FL6054-2AF21-2LG1 |  | 1FL6054-2AF21-2LG1 | 1 | UN | 1 | 24 | D | D | N | N | 85015100 | 1 | 4042948692660 | 7.9 | KG | 1111.29 |  | MC05 |  | SIMOTICS S-1FL6 Operating voltage 230 V 3AC PN=2kW; NN=3000 rpm M0=6.37Nm;Mn=6.37Nm Shaft height 50 mm Encoder absolute 20-bit (12-bit multi-turn) Smooth shaft Tolerance N without holding brake, Degree of protection IP65 with Sealing ring compatible with the Converters SINAMICS V90 | novo out 2017 | 0 | 7
1FL6054-2AF21-2LH1 |  | 1FL6054-2AF21-2LH1 | 1 | UN | 1 | 24 | D | D | N | N | 85015100 | 1 | 4042948692677 | 9.4 | KG | 1302.49 |  | MC05 |  | SIMOTICS S-1FL6 Operating voltage 230 V 3AC PN=2kW; NN=3000 rpm M0=6.37Nm;Mn=6.37Nm Shaft height 50 mm Encoder absolute 20-bit (12-bit multi-turn) Smooth shaft Tolerance N with holding brake, Degree of protection IP65 with Sealing ring compatible with the Converters SINAMICS V90 | novo out 2017 | 0 | 7
1FL6054-2AF21-2MA1 |  | 1FL6054-2AF21-2MA1 | 1 | UN | 1 | 24 | D | D | N | N | 85015100 | 1 | 4042948696019 | 7.9 | KG | 817.65 | 817.65 | MC05 | MC05 | SIMOTICS S-1FL6 Operating voltage 230 V 3AC PN=2 kW; NN=3000 rpm M0=6.37 Nm; MN=6.37 Nm shaft he 50 mm with angle plug encoder absolute single-turn 21-bit wit feather key Tolerance N without holding brake, Degree of protec sealing ring compatible with th converters SINAMICS V90 | novo out 2017 | 0 | 0
1FL6054-2AF21-2MB1 |  | 1FL6054-2AF21-2MB1 | 1 | UN | 1 | 24 | D | D | N | N | 85015100 | 1 | 4042948696026 | 9.4 | KG | 1008.83 | 1008.83 | MC05 | MC05 | SIMOTICS S-1FL6 Operating voltage 230 V 3AC PN=2 kW; NN=3000 rpm M0=6.37 Nm; MN=6.37 Nm shaft he 50 mm with angle plug encoder absolute single-turn 21-bit wit feather key, Tolerance N with holding brake, Degree of protec sealing ring compatible with th converters SINAMICS V90 | novo out 2017 | 0 | 0
1FL6054-2AF21-2MG1 |  | 1FL6054-2AF21-2MG1 | 1 | UN | 1 | 24 | D | D | N | N | 85015100 | 1 | 4042948696033 | 7.9 | KG | 817.65 | 817.65 | MC05 | MC05 | SIMOTICS S-1FL6 Operating voltage 230 V 3AC PN=2 kW; NN=3000 rpm M0=6.37 Nm; MN=6.37 Nm shaft he 50 mm with angle plug encoder absolute single-turn 21-bit plain shaft, Tolerance N withou holding brake, Degree of protec sealing ring compatible with th converters SINAMICS V90 | novo out 2017 | 0 | 0
1FL6054-2AF21-2MH1 |  | 1FL6054-2AF21-2MH1 | 1 | UN | 1 | 24 | D | D | N | N | 85015100 | 1 | 4042948694305 | 9.4 | KG | 1008.83 | 1008.83 | MC05 | MC05 | SIMOTICS S-1FL6 Operating voltage 230 V 3AC PN=2 kW; NN=3000 rpm M0=6.37 Nm; MN=6.37 Nm shaft he 50 mm with angle plug encoder absolute single-turn 21-bit plain shaft Tolerance N with holding brake, Degree of protec sealing ring compatible with th converters SINAMICS V90 | novo out 2017 | 0 | 0
1FL6061-1AC61-2AA1 |  | 1FL6061-1AC61-2AA1 | 1 | UN | 1 | 19 | D | D | N | N | 85015100 | 1 |  | 7 | KG | 404.68 | 404.68 | MC05 | MC05 | SIMOTICS S-1FL6 Operating voltage 3AC 400 V Pn=0.75 kW; Nn=2000 rpm M0=4 Nm; MN=3.58 Nm Shaft height 65 mm, with angle plug; incremental encoder 2500 incr./rev. with feather key, tolerance N without holding brake Degree of protection IP65 with sealing ring compatible with the converters SINAMICS V70 & V90 | novo out 2017 | 0 | 0
1FL6061-1AC61-2AB1 |  | 1FL6061-1AC61-2AB1 | 1 | UN | 1 | 19 | D | D | N | N | 85015100 | 1 |  | 10.1 | KG | 613.03 | 613.03 | MC05 | MC05 | SIMOTICS S-1FL6-1FL6 Operating voltage 3AC 400 V Pn=0.75 kW; Nn=2000 rpm M0=4 Nm; MN=3.58 Nm Shaft height 65 mm, with angle plug; incremental encoder 2500 incr./rev. with feather key, tolerance N with holding brake Degree of protection IP65 with sealing ring compatible with the converters SINAMICS V70 & V90 | novo out 2017 | 0 | 0
1FL6061-1AC61-2AG1 |  | 1FL6061-1AC61-2AG1 | 1 | UN | 1 | 19 | D | D | N | N | 85015100 | 1 |  | 7 | KG | 404.68 | 404.68 | MC05 | MC05 | SIMOTICS S-1FL6-1FL6 Operating voltage 3AC 400 V Pn=0.75 kW; Nn=2000 rpm M0=4 Nm; MN=3.58 Nm Shaft height 65 mm, with angle plug; incremental encoder 2500 incr./rev. plain shaft, Tolerance N without holding brake Degree of protection IP65 with sealing ring compatible with the converters SINAMICS V70 & V90 | novo out 2017 | 0 | 0
1FL6061-1AC61-2AH1 |  | 1FL6061-1AC61-2AH1 | 1 | UN | 1 | 24 | D | D | N | N | 85015100 | 1 |  | 10.1 | KG | 613.03 | 613.03 | MC05 | MC05 | SIMOTICS S-1FL6-1FL6 Operating voltage 3AC 400 V Pn=0.75 kW; Nn=2000 rpm M0=4 Nm; MN=3.58 Nm Shaft height 65 mm, with angle plug; incremental encoder 2500 incr./rev. plain shaft, Tolerance N with holding brake Degree of protection IP65 with sealing ring compatible with the converters SINAMICS V70 & V90 | novo out 2017 | 0 | 0
1FL6061-1AC61-2LA1 |  | 1FL6061-1AC61-2LA1 | 1 | UN | 1 | 24 | D | D | N | N | 85015100 | 1 |  | 6.7 | KG | 753.01 | 753.01 | MC05 | MC05 | SIMOTICS S-1FL6-1FL6 Operating voltage 3AC 400 V Pn=0.75 kW; Nn=2000 rpm M0=4 Nm; MN=3.58 Nm Shaft height 65 mm, with angle plug; absolute encoder 20-bits (12-bit multi-turn) with feather key, tolerance N without holding brake Degree of protection IP65 with sealing ring compatible with the converters SINAMICS V70 & V90 | novo out 2017 | 0 | 0
1FL6061-1AC61-2LB1 |  | 1FL6061-1AC61-2LB1 | 1 | UN | 1 | 24 | D | D | N | N | 85015100 | 1 |  | 9.7 | KG | 961.34 | 961.34 | MC05 | MC05 | SIMOTICS S-1FL6 Operating voltage 3AC 400 V Pn=0.75 kW; Nn=2000 rpm M0=4 Nm; MN=3.58 Nm Shaft height 65 mm, with angle plug; absolute encoder 20 bits (12 bit multi-turn) with feather key, tolerance N with holding brake Degree of protection IP65 with sealing ring compatible with the converters SINAMICS V70 & V90 | novo out 2017 | 0 | 0
1FL6061-1AC61-2LG1 |  | 1FL6061-1AC61-2LG1 | 1 | UN | 1 | 24 | D | D | N | N | 85015100 | 1 |  | 6.7 | KG | 753.01 | 753.01 | MC05 | MC05 | SIMOTICS S-1FL6-1FL6 Operating voltage 3AC 400 V Pn=0.75 kW; Nn=2000 rpm M0=4 Nm; MN=3.58 Nm Shaft height 65 mm, with angle plug; absolute encoder 20 bits (12 bit multi-turn) plain shaft, Tolerance N without holding brake Degree of protection IP65 with sealing ring compatible with the converters SINAMICS V70 & V90 | novo out 2017 | 0 | 0
1FL6061-1AC61-2LH1 |  | 1FL6061-1AC61-2LH1 | 1 | UN | 1 | 3 | B | D | N | N | 85015100 | 1 |  | 9.7 | KG | 961.34 | 961.34 | MC05 | MC05 | SIMOTICS S-1FL6-1FL6 Operating voltage 3AC 400 V Pn=0.75 kW; Nn=2000 rpm M0=4 Nm; MN=3.58 Nm Shaft height 65 mm, with angle plug; absolute encoder 20 bits (12 bit multi-turn) plain shaft, Tolerance N with holding brake Degree of protection IP65 with sealing ring compatible with the converters SINAMICS V70 & V90 | novo out 2017 | 0 | 0
1FL6062-1AC61-2AA1 |  | 1FL6062-1AC61-2AA1 | 1 | UN | 1 | 3 | B | D | N | N | 85015100 | 1 |  | 8.1 | KG | 470.9 | 470.9 | MC05 | MC05 | SIMOTICS S-1FL6-1FL6 Operating voltage 3AC 400 V Pn=1 kW; Nn=2000 rpm M0=6 Nm; MN=4.78 Nm Shaft height 65 mm, with angle plug; incremental encoder 2500 incr./rev. with feather key, tolerance N without holding brake Degree of protection IP65 with sealing ring compatible with the converters SINAMICS V70 & V90 | novo out 2017 | 0 | 0
1FL6062-1AC61-2AB1 |  | 1FL6062-1AC61-2AB1 | 1 | UN | 1 | 3 | B | D | N | N | 85015220 | 1 |  | 11.5 | KG | 679.25 | 679.25 | MC05 | MC05 | SIMOTICS S-1FL6-1FL6 Operating voltage 3AC 400 V Pn=1 kW; Nn=2000 rpm M0=6 Nm; MN=4.78 Nm Shaft height 65 mm, with angle plug; incremental encoder 2500 incr./rev. with feather key, tolerance N with holding brake Degree of protection IP65 with sealing ring compatible with the converters SINAMICS V70 & V90 | novo out 2017 | 0 | 0
1FL6062-1AC61-2AG1 |  | 1FL6062-1AC61-2AG1 | 1 | UN | 1 | 19 | D | D | N | N | 85015220 | 1 |  | 8.1 | KG | 470.9 | 470.9 | MC05 | MC05 | SIMOTICS S-1FL6-1FL6 Operating voltage 3AC 400 V Pn=1 kW; Nn=2000 rpm M0=6 Nm; MN=4.78 Nm Shaft height 65 mm, with angle plug; incremental encoder 2500 incr./rev. plain shaft, Tolerance N without holding brake Degree of protection IP65 with sealing ring compatible with the converters SINAMICS V70 & V90 | novo out 2017 | 0 | 0
1FL6062-1AC61-2AH1 |  | 1FL6062-1AC61-2AH1 | 1 | UN | 1 | 19 | D | D | N | N | 85015220 | 1 |  | 11.5 | KG | 679.25 | 679.25 | MC05 | MC05 | SIMOTICS S-1FL6-1FL6 Operating voltage 3AC 400 V Pn=1 kW; Nn=2000 rpm M0=6 Nm; MN=4.78 Nm Shaft height 65 mm, with angle plug; incremental encoder 2500 incr./rev. plain shaft, Tolerance N with holding brake Degree of protection IP65 with sealing ring compatible with the converters SINAMICS V70 & V90 | novo out 2017 | 0 | 0
1FL6062-1AC61-2LA1 |  | 1FL6062-1AC61-2LA1 | 1 | UN | 1 | 3 | B | D | N | N | 85015220 | 1 |  | 7.8 | KG | 819.21 | 819.21 | MC05 | MC05 | SIMOTICS S-1FL6-1FL6 Operating voltage 3AC 400 V Pn=1 kW; Nn=2000 rpm M0=6 Nm; MN=4.78 Nm Shaft height 65 mm, with angle plug; absolute encoder 20-bits (12-bit multi-turn) with feather key, tolerance N without holding brake Degree of protection IP65 with sealing ring compatible with the converters SINAMICS V70 & V90 | novo out 2017 | 0 | 0
1FL6062-1AC61-2LB1 |  | 1FL6062-1AC61-2LB1 | 1 | UN | 1 | 24 | D | D | N | N | 85015220 | 1 |  | 11.1 | KG | 1027.55 | 1027.55 | MC05 | MC05 | SIMOTICS S-1FL6-1FL6 Operating voltage 3AC 400 V Pn=1 kW; Nn=2000 rpm M0=6 Nm; MN=4.78 Nm Shaft height 65 mm, with angle plug; absolute encoder 20-bits (12-bit multi-turn) with feather key, tolerance N with holding brake Degree of protection IP65 with sealing ring compatible with the converters SINAMICS V70 & V90 | novo out 2017 | 0 | 0
1FL6062-1AC61-2LG1 |  | 1FL6062-1AC61-2LG1 | 1 | UN | 1 | 19 | D | D | N | N | 85015220 | 1 |  | 7.8 | KG | 819.21 | 819.21 | MC05 | MC05 | SIMOTICS S-1FL6-1FL6 Operating voltage 3AC 400 V Pn=1 kW; Nn=2000 rpm M0=6 Nm; MN=4.78 Nm Shaft height 65 mm, with angle plug; absolute encoder 20-bits (12-bit multi-turn) plain shaft, Tolerance N without holding brake Degree of protection IP65 with sealing ring compatible with the converters SINAMICS V70 & V90 | novo out 2017 | 0 | 0
1FL6062-1AC61-2LH1 |  | 1FL6062-1AC61-2LH1 | 1 | UN | 1 | 19 | D | D | N | N | 85015220 | 1 |  | 11.1 | KG | 1027.55 | 1027.55 | MC05 | MC05 | SIMOTICS S-1FL6-1FL6 Operating voltage 3AC 400 V Pn=1 kW; Nn=2000 rpm M0=6 Nm; MN=4.78 Nm Shaft height 65 mm, with angle plug; absolute encoder 20-bits (12-bit multi-turn) plain shaft, Tolerance N with holding brake Degree of protection IP65 with sealing ring compatible with the converters SINAMICS V70 & V90 | novo out 2017 | 0 | 0
1FL6064-1AC61-2AA1 |  | 1FL6064-1AC61-2AA1 | 1 | UN | 1 | 19 | D | D | N | N | 85015220 | 1 |  | 9.7 | KG | 561.21 | 561.21 | MC05 | MC05 | SIMOTICS S-1FL6-1FL6 Operating voltage 3AC 400 V Pn=1.5 kW; Nn=2000 rpm M0=8 Nm; MN=7.16 Nm Shaft height 65 mm, with angle plug; incremental encoder 2500 incr./rev. with feather key, tolerance N without holding brake Degree of protection IP65 with sealing ring compatible with the converters SINAMICS V70 & V90 | novo out 2017 | 0 | 0
1FL6064-1AC61-2AB1 |  | 1FL6064-1AC61-2AB1 | 1 | UN | 1 | 3 | B | D | N | N | 85015220 | 1 |  | 12.9 | KG | 769.53 | 769.53 | MC05 | MC05 | SIMOTICS S-1FL6-1FL6 Operating voltage 3AC 400 V Pn=1.5 kW; Nn=2000 rpm M0=8 Nm; MN=7.16 Nm Shaft height 65 mm, with angle plug; incremental encoder 2500 incr./rev. with feather key, tolerance N with holding brake Degree of protection IP65 with sealing ring compatible with the converters SINAMICS V70 & V90 | novo out 2017 | 0 | 0
1FL6064-1AC61-2AG1 |  | 1FL6064-1AC61-2AG1 | 1 | UN | 1 | 19 | D | D | N | N | 85015220 | 1 |  | 9.7 | KG | 561.21 | 561.21 | MC05 | MC05 | SIMOTICS S-1FL6-1FL6 Operating voltage 3AC 400 V Pn=1.5 kW; Nn=2000 rpm M0=8 Nm; MN=7.16 Nm Shaft height 65 mm, with angle plug; incremental encoder 2500 incr./rev. plain shaft, Tolerance N without holding brake Degree of protection IP65 with sealing ring compatible with the converters SINAMICS V70 & V90 | novo out 2017 | 0 | 0
1FL6064-1AC61-2AH1 |  | 1FL6064-1AC61-2AH1 | 1 | UN | 1 | 19 | D | D | N | N | 85015220 | 1 |  | 12.9 | KG | 769.53 | 769.53 | MC05 | MC05 | SIMOTICS S-1FL6-1FL6 Operating voltage 3AC 400 V Pn=1.5 kW; Nn=2000 rpm M0=8 Nm; MN=7.16 Nm Shaft height 65 mm, with angle plug; incremental encoder 2500 incr./rev. plain shaft, Tolerance N with holding brake Degree of protection IP65 with sealing ring compatible with the converters SINAMICS V70 & V90 | novo out 2017 | 0 | 0
1FL6064-1AC61-2LA1 |  | 1FL6064-1AC61-2LA1 | 1 | UN | 1 | 3 | B | D | N | N | 85015220 | 1 |  | 9.4 | KG | 909.5 | 909.5 | MC05 | MC05 | SIMOTICS S-1FL6-1FL6 Operating voltage 3AC 400 V Pn=1.5 kW; Nn=2000 rpm M0=8 Nm; MN=7.16 Nm Shaft height 65 mm, with angle plug; absolute encoder 20-bits (12-bit multi-turn) with feather key, tolerance N without holding brake Degree of protection IP65 with sealing ring compatible with the converters SINAMICS V70 & V90 | novo out 2017 | 0 | 0
1FL6064-1AC61-2LB1 |  | 1FL6064-1AC61-2LB1 | 1 | UN | 1 | 3 | B | D | N | N | 85015220 | 1 |  | 12.5 | KG | 1117.86 | 1117.86 | MC05 | MC05 | SIMOTICS S-1FL6-1FL6 Operating voltage 3AC 400 V Pn=1.5 kW; Nn=2000 rpm M0=8 Nm; MN=7.16 Nm Shaft height 65 mm, with angle plug; absolute encoder 20-bits (12-bit multi-turn) with feather key, tolerance N with holding brake Degree of protection IP65 with sealing ring compatible with the converters SINAMICS V70 & V90 | novo out 2017 | 0 | 0
1FL6064-1AC61-2LG1 |  | 1FL6064-1AC61-2LG1 | 1 | UN | 1 | 19 | D | D | N | N | 85015220 | 1 |  | 9.4 | KG | 909.5 | 909.5 | MC05 | MC05 | SIMOTICS S-1FL6-1FL6 Operating voltage 3AC 400 V Pn=1.5 kW; Nn=2000 rpm M0=8 Nm; MN=7.16 Nm Shaft height 65 mm, with angle plug; absolute encoder 20-bits (12-bit multi-turn) plain shaft, Tolerance N without holding brake Degree of protection IP65 with sealing ring compatible with the converters SINAMICS V70 & V90 | novo out 2017 | 0 | 0
1FL6064-1AC61-2LH1 |  | 1FL6064-1AC61-2LH1 | 1 | UN | 1 | 24 | D | D | N | N | 85015220 | 1 |  | 12.5 | KG | 1117.86 | 1117.86 | MC05 | MC05 | SIMOTICS S-1FL6-1FL6 Operating voltage 3AC 400 V Pn=1.5 kW; Nn=2000 rpm M0=8 Nm; MN=7.16 Nm Shaft height 65 mm, with angle plug; absolute encoder 20-bits (12-bit multi-turn) plain shaft, Tolerance N with holding brake Degree of protection IP65 with sealing ring compatible with the converters SINAMICS V70 & V90 | novo out 2017 | 0 | 0
1FL6066-1AC61-2AA1 |  | 1FL6066-1AC61-2AA1 | 1 | UN | 1 | 3 | B | D | N | N | 85015220 | 1 |  | 12.4 | KG | 691.95 | 691.95 | MC05 | MC05 | SIMOTICS S-1FL6-1FL6 Operating voltage 3AC 400 V Pn=1.75 kW; Nn=2000 rpm M0=11 Nm; MN=8.36 Nm Shaft height 65 mm, with angle plug; incremental encoder 2500 incr./rev. with feather key, tolerance N without holding brake Degree of protection IP65 with sealing ring compatible with the converters SINAMICS V70 & V90 | novo out 2017 | 0 | 0
1FL6066-1AC61-2AB1 |  | 1FL6066-1AC61-2AB1 | 1 | UN | 1 | 24 | D | D | N | N | 85015220 | 1 |  | 15.6 | KG | 900.28 | 900.28 | MC05 | MC05 | SIMOTICS S-1FL6-1FL6 Operating voltage 400 V 3AC PN=1.75 kW; NN=2000 rpm M0=11 Nm; MN=8.36 Nm shaft heig 65 mm incremental encoder TTL 2500 incr./rev. with feather ke Tolerance N with holding brake; Degree of protection IP65 with sealing ring compatible with th converters SINAMICS V70&V90 | novo out 2017 | 0 | 0
1FL6066-1AC61-2AG1 |  | 1FL6066-1AC61-2AG1 | 1 | UN | 1 | 19 | D | D | N | N | 85015220 | 1 |  | 12.2 | KG | 691.95 | 691.95 | MC05 | MC05 | SIMOTICS S-1FL6-1FL6 Operating voltage 3AC 400 V Pn=1.75 kW; Nn=2000 rpm M0=11 Nm; MN=8.36 Nm Shaft height 65 mm, with angle plug; incremental encoder 2500 incr./rev. plain shaft, Tolerance N without holding brake Degree of protection IP65 with sealing ring compatible with the converters SINAMICS V70 & V90 | novo out 2017 | 0 | 0
1FL6066-1AC61-2AH1 |  | 1FL6066-1AC61-2AH1 | 1 | UN | 1 | 19 | D | D | N | N | 85015220 | 1 |  | 15.2 | KG | 900.28 | 900.28 | MC05 | MC05 | SIMOTICS S-1FL6-1FL6 Operating voltage 3AC 400 V Pn=1.75 kW; Nn=2000 rpm M0=11 Nm; MN=8.36 Nm Shaft height 65 mm, with angle plug; incremental encoder 2500 incr./rev. plain shaft, Tolerance N with holding brake Degree of protection IP65 with sealing ring compatible with the converters SINAMICS V70 & V90 | novo out 2017 | 0 | 0
1FL6066-1AC61-2LA1 |  | 1FL6066-1AC61-2LA1 | 1 | UN | 1 | 24 | D | D | N | N | 85015220 | 1 |  | 12.4 | KG | 1040.25 | 1040.25 | MC05 | MC05 | SIMOTICS S-1FL6-1FL6 Operating voltage 3AC 400 V Pn=1.75 kW; Nn=2000 rpm M0=11 Nm; MN=8.36 Nm Shaft height 65 mm, with angle plug; absolute encoder 20-bits (12-bit multi-turn) with feather key, tolerance N without holding brake Degree of protection IP65 with sealing ring compatible with the converters SINAMICS V70 & V90 | novo out 2017 | 0 | 0
1FL6066-1AC61-2LB1 |  | 1FL6066-1AC61-2LB1 | 1 | UN | 1 | 24 | D | D | N | N | 85015220 | 1 |  | 15.5 | KG | 1248.57 | 1248.57 | MC05 | MC05 | SIMOTICS S-1FL6-1FL6 Operating voltage 3AC 400 V Pn=1.75 kW; Nn=2000 rpm M0=11 Nm; MN=8.36 Nm Shaft height 65 mm, with angle plug; absolute encoder 20-bits (12-bit multi-turn) with feather key, tolerance N with holding brake Degree of protection IP65 with sealing ring compatible with the converters SINAMICS V70 & V90 | novo out 2017 | 0 | 0
1FL6066-1AC61-2LG1 |  | 1FL6066-1AC61-2LG1 | 1 | UN | 1 | 19 | D | D | N | N | 85015220 | 1 |  | 11.9 | KG | 1040.25 | 1040.25 | MC05 | MC05 | SIMOTICS S-1FL6-1FL6 Operating voltage 3AC 400 V Pn=1.75 kW; Nn=2000 rpm M0=11 Nm; MN=8.36 Nm Shaft height 65 mm, with angle plug; absolute encoder 20-bits (12-bit multi-turn) plain shaft, Tolerance N without holding brake Degree of protection IP65 with sealing ring compatible with the converters SINAMICS V70 & V90 | novo out 2017 | 0 | 0
1FL6066-1AC61-2LH1 |  | 1FL6066-1AC61-2LH1 | 1 | UN | 1 | 24 | D | D | N | N | 85015220 | 1 |  | 15.1 | KG | 1248.57 | 1248.57 | MC05 | MC05 | SIMOTICS S-1FL6-1FL6 Operating voltage 3AC 400 V Pn=1.75 kW; Nn=2000 rpm M0=11 Nm; MN=8.36 Nm Shaft height 65 mm, with angle plug; absolute encoder 20-bits (12-bit multi-turn) plain shaft, Tolerance N with holding brake Degree of protection IP65 with sealing ring compatible with the converters SINAMICS V70 & V90 | novo out 2017 | 0 | 0
1FL6067-1AC61-2AA1 |  | 1FL6067-1AC61-2AA1 | 1 | UN | 1 | 3 | B | D | N | N | 85015220 | 1 |  | 15.1 | KG | 829.09 | 829.09 | MC05 | MC05 | SIMOTICS S-1FL6-1FL6 Operating voltage 3AC 400 V Pn=2 kW; Nn=2000 rpm M0=15 Nm; MN=9.55 Nm Shaft height 65 mm, with angle plug; incremental encoder 2500 incr./rev. with feather key, tolerance N without holding brake Degree of protection IP65 with sealing ring compatible with the converters SINAMICS V70 & V90 | novo out 2017 | 0 | 0
1FL6067-1AC61-2AB1 |  | 1FL6067-1AC61-2AB1 | 1 | UN | 1 | 24 | D | D | N | N | 85015220 | 1 |  | 16.8 | KG | 1037.43 | 1037.43 | MC05 | MC05 | SIMOTICS S-1FL6-1FL6 Operating voltage 3AC 400 V Pn=2 kW; Nn=2000 rpm M0=15 Nm; MN=9.55 Nm Shaft height 65 mm, with angle plug; incremental encoder 2500 incr./rev. with feather key, tolerance N with holding brake Degree of protection IP65 with sealing ring compatible with the converters SINAMICS V70 & V90 | novo out 2017 | 0 | 0
1FL6067-1AC61-2AG1 |  | 1FL6067-1AC61-2AG1 | 1 | UN | 1 | 19 | D | D | N | N | 85015220 | 1 |  | 15.1 | KG | 829.09 | 829.09 | MC05 | MC05 | SIMOTICS S-1FL6-1FL6 Operating voltage 3AC 400 V Pn=2 kW; Nn=2000 rpm M0=15 Nm; MN=9.55 Nm Shaft height 65 mm, with angle plug; incremental encoder 2500 incr./rev. plain shaft, Tolerance N without holding brake Degree of protection IP65 with sealing ring compatible with the converters SINAMICS V70 & V90 | novo out 2017 | 0 | 0
1FL6067-1AC61-2AH1 |  | 1FL6067-1AC61-2AH1 | 1 | UN | 1 | 19 | D | D | N | N | 85015220 | 1 |  | 18.2 | KG | 1037.43 | 1037.43 | MC05 | MC05 | SIMOTICS S-1FL6-1FL6 Operating voltage 3AC 400 V Pn=2 kW; Nn=2000 rpm M0=15 Nm; MN=9.55 Nm Shaft height 65 mm, with angle plug; incremental encoder 2500 incr./rev. plain shaft, Tolerance N with holding brake Degree of protection IP65 with sealing ring compatible with the converters SINAMICS V70 & V90 | novo out 2017 | 0 | 0
1FL6067-1AC61-2LA1 |  | 1FL6067-1AC61-2LA1 | 1 | UN | 1 | 24 | D | D | N | N | 85015220 | 1 |  | 14.8 | KG | 1177.4 | 1177.4 | MC05 | MC05 | SIMOTICS S-1FL6-1FL6 Operating voltage 3AC 400 V Pn=2 kW; Nn=2000 rpm M0=15 Nm; MN=9.55 Nm Shaft height 65 mm, with angle plug; absolute encoder 20-bits (12-bit multi-turn) with feather key, tolerance N without holding brake Degree of protection IP65 with sealing ring compatible with the converters SINAMICS V70 & V90 | novo out 2017 | 0 | 0
1FL6067-1AC61-2LB1 |  | 1FL6067-1AC61-2LB1 | 1 | UN | 1 | 24 | D | D | N | N | 85015100 | 1 |  | 17.8 | KG | 1385.73 | 1385.73 | MC05 | MC05 | SIMOTICS S-1FL6-1FL6 Operating voltage 3AC 400 V Pn=2 kW; Nn=2000 rpm M0=15 Nm; MN=9.55 Nm Shaft height 65 mm, with angle plug; absolute encoder 20-bits (12-bit multi-turn) with feather key, tolerance N with holding brake Degree of protection IP65 with sealing ring compatible with the converters SINAMICS V70 & V90 | novo out 2017 | 0 | 0
1FL6067-1AC61-2LG1 |  | 1FL6067-1AC61-2LG1 | 1 | UN | 1 | 24 | D | D | N | N | 85015220 | 1 |  | 14.8 | KG | 1177.4 | 1177.4 | MC05 | MC05 | SIMOTICS S-1FL6-1FL6 Operating voltage 3AC 400 V Pn=2 kW; Nn=2000 rpm M0=15 Nm; MN=9.55 Nm Shaft height 65 mm, with angle plug; absolute encoder 20-bits (12-bit multi-turn) plain shaft, Tolerance N without holding brake Degree of protection IP65 with sealing ring compatible with the converters SINAMICS V70 & V90 | novo out 2017 | 0 | 0
1FL6067-1AC61-2LH1 |  | 1FL6067-1AC61-2LH1 | 1 | UN | 1 | 24 | D | D | N | N | 85015220 | 1 |  | 17.8 | KG | 1385.73 | 1385.73 | MC05 | MC05 | SIMOTICS S-1FL6-1FL6 Operating voltage 3AC 400 V Pn=2 kW; Nn=2000 rpm M0=15 Nm; MN=9.55 Nm Shaft height 65 mm, with angle plug; absolute encoder 20-bits (12-bit multi-turn) plain shaft, Tolerance N with holding brake Degree of protection IP65 with sealing ring compatible with the converters SINAMICS V70 & V90 | novo out 2017 | 0 | 0
1FL6090-1AC61-2AA1 |  | 1FL6090-1AC61-2AA1 | 1 | UN | 1 | 19 | D | D | N | N | 85015220 | 1 |  | 17.75 | KG | 845.29 | 845.29 | MC05 | MC05 | SIMOTICS S-1FL6-1FL6 Operating voltage 3AC 400 V Pn=2.5 kW; Nn=2000 rpm M0=15 Nm; MN=11.9 Nm Shaft height 90 mm, with angle plug; incremental encoder 2500 incr./rev. with feather key, tolerance without holding brake Degree of protection IP65 with sealing ring compatible with the converters SINAMICS V70 & V90 | novo out 2017 | 0 | 0
1FL6090-1AC61-2AB1 |  | 1FL6090-1AC61-2AB1 | 1 | UN | 1 | 24 | D | D | N | N | 85015220 | 1 |  | 23.85 | KG | 1086.52 | 1086.52 | MC05 | MC05 | SIMOTICS S-1FL6-1FL6 Operating voltage 3AC 400 V Pn=2.5 kW; Nn=2000 rpm M0=15 Nm; MN=11.9 Nm Shaft height 90 mm, with angle plug; incremental encoder 2500 incr./rev. with feather key, tolerance with holding brake Degree of protection IP65 with sealing ring compatible with the converters SINAMICS V70 & V90 | novo out 2017 | 0 | 0
1FL6090-1AC61-2AG1 |  | 1FL6090-1AC61-2AG1 | 1 | UN | 1 | 24 | D | D | N | N | 85015220 | 1 |  | 17.75 | KG | 845.29 | 845.29 | MC05 | MC05 | SIMOTICS S-1FL6-1FL6 Operating voltage 3AC 400 V Pn=2.5 kW; Nn=2000 rpm M0=15 Nm; MN=11.9 Nm Shaft height 90 mm, with angle plug; incremental encoder 2500 incr./rev. plain shaft, Tolerance N without holding brake Degree of protection IP65 with sealing ring compatible with the converters SINAMICS V70 & V90 | novo out 2017 | 0 | 0
1FL6090-1AC61-2AH1 |  | 1FL6090-1AC61-2AH1 | 1 | UN | 1 | 24 | D | D | N | N | 85015220 | 1 |  | 23.85 | KG | 1086.52 | 1086.52 | MC05 | MC05 | SIMOTICS S-1FL6-1FL6 Operating voltage 3AC 400 V Pn=2.5 kW; Nn=2000 rpm M0=15 Nm; MN=11.9 Nm Shaft height 90 mm, with angle plug; incremental encoder 2500 incr./rev. plain shaft, Tolerance N with holding brake Degree of protection IP65 with sealing ring compatible with the converters SINAMICS V70 & V90 | novo out 2017 | 0 | 0
1FL6090-1AC61-2LA1 |  | 1FL6090-1AC61-2LA1 | 1 | UN | 1 | 24 | D | D | N | N | 85015220 | 1 |  | 17.25 | KG | 1193.59 | 1193.59 | MC05 | MC05 | SIMOTICS S-1FL6-1FL6 Operating voltage 3AC 400 V Pn=2.5 kW; Nn=2000 rpm M0=15 Nm; MN=11.9 Nm Shaft height 90 mm, with angle plug; absolute encoder 20-bits (12-bit multi-turn) with feather key, tolerance without holding brake Degree of protection IP65 with sealing ring compatible with the converters | novo out 2017 | 0 | 0
1FL6090-1AC61-2LB1 |  | 1FL6090-1AC61-2LB1 | 1 | UN | 1 | 24 | D | D | N | N | 85015220 | 1 |  | 23.35 | KG | 1434.83 | 1434.83 | MC05 | MC05 | SIMOTICS S-1FL6-1FL6 Operating voltage 3AC 400 V Pn=2.5 kW; Nn=2000 rpm M0=15 Nm; MN=11.9 Nm Shaft height 90 mm, with angle plug; absolute encoder 20-bits (12-bit multi-turn) with feather key, tolerance with holding brake Degree of protection IP65 with sealing ring compatible with the converters | novo out 2017 | 0 | 0
1FL6090-1AC61-2LG1 |  | 1FL6090-1AC61-2LG1 | 1 | UN | 1 | 24 | D | D | N | N | 85015220 | 1 |  | 17.25 | KG | 1193.59 | 1193.59 | MC05 | MC05 | SIMOTICS S-1FL6-1FL6 Operating voltage 3AC 400 V Pn=2.5 kW; Nn=2000 rpm M0=15 Nm; MN=11.9 Nm Shaft height 90 mm, with angle plug; absolute encoder 20-bits (12-bit multi-turn) plain shaft, Tolerance N without holding brake Degree of protection IP65 with sealing ring compatible with the converters | novo out 2017 | 0 | 0
1FL6090-1AC61-2LH1 |  | 1FL6090-1AC61-2LH1 | 1 | UN | 1 | 24 | D | D | N | N | 85015220 | 1 |  | 23.35 | KG | 1434.83 | 1434.83 | MC05 | MC05 | SIMOTICS S-1FL6-1FL6 Operating voltage 3AC 400 V Pn=2.5 kW; Nn=2000 rpm M0=15 Nm; MN=11.9 Nm Shaft height 90 mm, with angle plug; absolute encoder 20-bits (12-bit multi-turn) plain shaft, Tolerance N with holding brake Degree of protection IP65 with sealing ring compatible with the converters SINAMICS V70 & V90 | novo out 2017 | 0 | 0
1FL6092-1AC61-2AA1 |  | 1FL6092-1AC61-2AA1 | 1 | UN | 1 | 3 | B | D | N | N | 85015220 | 1 |  | 22.15 | KG | 1135.24 | 1135.24 | MC05 | MC05 | SIMOTICS S-1FL6-1FL6 Operating voltage 3AC 400 V Pn=3.5 kW; Nn=2000 rpm M0=15 Nm; MN=11.9 Nm Shaft height 90 mm, with angle plug; incremental encoder 2500 incr./rev. with feather key, tolerance N without holding brake Degree of protection IP65 with sealing ring compatible with the converters SINAMICS V70 & V90 | novo out 2017 | 0 | 0
1FL6092-1AC61-2AB1 |  | 1FL6092-1AC61-2AB1 | 1 | UN | 1 | 24 | D | D | N | N | 85015220 | 1 |  | 28.25 | KG | 1376.47 | 1376.47 | MC05 | MC05 | SIMOTICS S-1FL6-1FL6 Operating voltage 3AC 400 V Pn=3.5 kW; Nn=2000 rpm M0=22 Nm; MN=16.7 Nm Shaft height 90 mm, with angle plug; incremental encoder 2500 incr./rev. with feather key, tolerance with holding brake Degree of protection IP65 with sealing ring compatible with the converters SINAMICS V70 & V90 | novo out 2017 | 0 | 0
1FL6092-1AC61-2AG1 |  | 1FL6092-1AC61-2AG1 | 1 | UN | 1 | 19 | D | D | N | N | 85015220 | 1 |  | 22.15 | KG | 1135.24 | 1135.24 | MC05 | MC05 | SIMOTICS S-1FL6-1FL6 Operating voltage 3AC 400 V Pn=3.5 kW; Nn=2000 rpm M0=22 Nm; MN=16.7 Nm Shaft height 90 mm, with angle plug; incremental encoder 2500 incr./rev. plain shaft, Tolerance N without holding brake Degree of protection IP65 with sealing ring compatible with the converters SINAMICS V70 & V90 | novo out 2017 | 0 | 0
1FL6092-1AC61-2AH1 |  | 1FL6092-1AC61-2AH1 | 1 | UN | 1 | 24 | D | D | N | N | 85015220 | 1 |  | 28.25 | KG | 1376.47 | 1376.47 | MC05 | MC05 | SIMOTICS S-1FL6-1FL6 Operating voltage 3AC 400 V Pn=3.5 kW; Nn=2000 rpm M0=22 Nm; MN=16.7 Nm Shaft height 90 mm, with angle plug; incremental encoder 2500 incr./rev. plain shaft, Tolerance N with holding brake Degree of protection IP65 with sealing ring compatible with the converters SINAMICS V70 & V90 | novo out 2017 | 0 | 0
1FL6092-1AC61-2LA1 |  | 1FL6092-1AC61-2LA1 | 1 | UN | 1 | 24 | D | D | N | N | 85015220 | 1 |  | 21.75 | KG | 1483.53 | 1483.53 | MC05 | MC05 | SIMOTICS S-1FL6-1FL6 Operating voltage 3AC 400 V Pn=3.5 kW; Nn=2000 rpm M0=22 Nm; MN=16.7 Nm Shaft height 90 mm, with angle plug; absolute encoder 20-bits (12-bit multi-turn) with feather key, tolerance without holding brake Degree of protection IP65 with sealing ring compatible with the converters SINAMICS V70 & V90 | novo out 2017 | 0 | 0
1FL6092-1AC61-2LB1 |  | 1FL6092-1AC61-2LB1 | 1 | UN | 1 | 24 | D | D | N | N | 85015220 | 1 |  | 27.75 | KG | 1724.76 | 1724.76 | MC05 | MC05 | SIMOTICS S-1FL6-1FL6 Operating voltage 3AC 400 V Pn=3.5 kW; Nn=2000 rpm M0=22 Nm; MN=16.7 Nm Shaft height 90 mm, with angle plug; absolute encoder 20-bits (12-bit multi-turn) with feather key, tolerance with holding brake Degree of protection IP65 with sealing ring compatible with the converters SINAMICS V70 & V90 | novo out 2017 | 0 | 0
1FL6092-1AC61-2LG1 |  | 1FL6092-1AC61-2LG1 | 1 | UN | 1 | 19 | D | D | N | N | 85015220 | 1 |  | 21.75 | KG | 1483.53 | 1483.53 | MC05 | MC05 | SIMOTICS S-1FL6-1FL6 Operating voltage 3AC 400 V Pn=3.5 kW; Nn=2000 rpm M0=22 Nm; MN=16.7 Nm Shaft height 90 mm, with angle plug; absolute encoder 20-bits (12-bit multi-turn) plain shaft, Tolerance N without holding brake Degree of protection IP65 with sealing ring compatible with the converters SINAMICS V70 & V90 | novo out 2017 | 0 | 0
1FL6092-1AC61-2LH1 |  | 1FL6092-1AC61-2LH1 | 1 | UN | 1 | 19 | D | D | N | N | 85015220 | 1 |  | 27.75 | KG | 1724.76 | 1724.76 | MC05 | MC05 | SIMOTICS S-1FL6-1FL6 Operating voltage 3AC 400 V Pn=3.5 kW; Nn=2000 rpm M0=22 Nm; MN=16.7 Nm Shaft height 90 mm, with angle plug; absolute encoder 20-bits (12-bit multi-turn) plain shaft, Tolerance N with holding brake Degree of protection IP65 with sealing ring compatible with the converters SINAMICS V70 & V90 | novo out 2017 | 0 | 0
1FL6094-1AC61-2AA1 |  | 1FL6094-1AC61-2AA1 | 1 | UN | 1 | 19 | D | D | N | N | 85015220 | 1 |  | 26.75 | KG | 1459.89 | 1459.89 | MC05 | MC05 | SIMOTICS S-1FL6-1FL6 Operating voltage 3AC 400 V Pn=5 kW; Nn=2000 rpm M0=30 Nm; MN=23.9 Nm Shaft height 90 mm, with angle plug; incremental encoder 2500 incr./rev. with feather key, tolerance without holding brake Degree of protection IP65 with sealing ring compatible with the converters SINAMICS V70 & V90 | novo out 2017 | 0 | 0
1FL6094-1AC61-2AB1 |  | 1FL6094-1AC61-2AB1 | 1 | UN | 1 | 24 | D | D | N | N | 85015220 | 1 |  | 33.2 | KG | 1701.12 | 1701.12 | MC05 | MC05 | SIMOTICS S-1FL6-1FL6 Operating voltage 3AC 400 V Pn=5 kW; Nn=2000 rpm M0=30 Nm; MN=23.9 Nm Shaft height 90 mm, with angle plug; incremental encoder 2500 incr./rev. with feather key, tolerance with holding brake Degree of protection IP65 with sealing ring compatible with the converters SINAMICS V70 & V90 | novo out 2017 | 0 | 0
1FL6094-1AC61-2AG1 |  | 1FL6094-1AC61-2AG1 | 1 | UN | 1 | 24 | D | D | N | N | 85015220 | 1 |  | 26.73 | KG | 1459.89 | 1459.89 | MC05 | MC05 | SIMOTICS S-1FL6-1FL6 Operating voltage 3AC 400 V Pn=5 kW; Nn=2000 rpm M0=30 Nm; MN=23.9 Nm Shaft height 90 mm, with angle plug; incremental encoder 2500 incr./rev. plain shaft, Tolerance N without holding brake Degree of protection IP65 with sealing ring compatible with the converters SINAMICS V70 & V90 | novo out 2017 | 0 | 0
1FL6094-1AC61-2AH1 |  | 1FL6094-1AC61-2AH1 | 1 | UN | 1 | 24 | D | D | N | N | 85015220 | 1 |  | 33.2 | KG | 1701.12 | 1701.12 | MC05 | MC05 | SIMOTICS S-1FL6-1FL6 Operating voltage 3AC 400 V Pn=5 kW; Nn=2000 rpm M0=30 Nm; MN=23.9 Nm Shaft height 90 mm, with angle plug; incremental encoder 2500 incr./rev. plain shaft, Tolerance N with holding brake Degree of protection IP65 with sealing ring SINAMICS V70 & V90 | novo out 2017 | 0 | 0
1FL6094-1AC61-2LA1 |  | 1FL6094-1AC61-2LA1 | 1 | UN | 1 | 24 | D | D | N | N | 85015220 | 1 |  | 26.35 | KG | 1808.2 | 1808.2 | MC05 | MC05 | SIMOTICS S-1FL6-1FL6 Operating voltage 3AC 400 V Pn=5 kW; Nn=2000 rpm M0=30 Nm; MN=23.9 Nm Shaft height 90 mm, with angle plug; absolute encoder 20-bits (12-bit multi-turn) with feather key, tolerance without holding brake Degree of protection IP65 with sealing ring compatible with the converters SINAMICS V70 & V90 | novo out 2017 | 0 | 0
1FL6094-1AC61-2LB1 |  | 1FL6094-1AC61-2LB1 | 1 | UN | 1 | 24 | D | D | N | N | 85015220 | 1 |  | 32.7 | KG | 2049.42 | 2049.42 | MC05 | MC05 | SIMOTICS S-1FL6-1FL6 Operating voltage 3AC 400 V Pn=5 kW; Nn=2000 rpm M0=30 Nm; MN=23.9 Nm Shaft height 90 mm, with angle plug; absolute encoder 20-bits (12-bit multi-turn) with feather key, tolerance with holding brake Degree of protection IP65 with sealing ring compatible with the converters SINAMICS V70 & V90 | novo out 2017 | 0 | 0
1FL6094-1AC61-2LG1 |  | 1FL6094-1AC61-2LG1 | 1 | UN | 1 | 24 | D | D | N | N | 85015220 | 1 |  | 26.35 | KG | 1808.2 | 1808.2 | MC05 | MC05 | SIMOTICS S-1FL6-1FL6 Operating voltage 3AC 400 V Pn=5 kW; Nn=2000 rpm M0=30 Nm; MN=23.9 Nm Shaft height 90 mm, with angle plug; absolute encoder 20-bits (12-bit multi-turn) plain shaft, Tolerance N without holding brake Degree of protection IP65 with sealing ring compatible with the converters SINAMICS V70 & V90 | novo out 2017 | 0 | 0
1FL6094-1AC61-2LH1 |  | 1FL6094-1AC61-2LH1 | 1 | UN | 1 | 24 | D | D | N | N | 85015220 | 1 |  | 32.7 | KG | 2049.42 | 2049.42 | MC05 | MC05 | SIMOTICS S-1FL6-1FL6 Operating voltage 3AC 400 V Pn=5 kW; Nn=2000 rpm M0=30 Nm; MN=23.9 Nm Shaft height 90 mm, with angle plug; absolute encoder 20-bits (12-bit multi-turn) plain shaft, Tolerance N with holding brake Degree of protection IP65 with sealing ring compatible with the converters SINAMICS V70 & V90 | novo out 2017 | 0 | 0
1FL6096-1AC61-2AA1 |  | 1FL6096-1AC61-2AA1 | 1 | UN | 1 | 24 | D | D | N | N | 85015220 | 1 |  | 35.65 | KG | 1879.54 | 1879.54 | MC05 | MC05 | SIMOTICS S-1FL6-1FL6 Operating voltage 3AC 400 V Pn=7 kW; Nn=2000 rpm M0=40 Nm; MN=33.4 Nm Shaft height 90 mm, with angle plug; incremental encoder 2500 incr./rev. with feather key, tolerance N without holding brake Degree of protection IP65 with sealing ring SINAMICS V70 & V90 | novo out 2017 | 0 | 0
1FL6096-1AC61-2AB1 |  | 1FL6096-1AC61-2AB1 | 1 | UN | 1 | 24 | D | D | N | N | 85015220 | 1 |  | 42 | KG | 2120.75 | 2120.75 | MC05 | MC05 | SIMOTICS S-1FL6-1FL6 Operating voltage 3AC 400 V Pn=7 kW; Nn=2000 rpm M0=40 Nm; MN=33.4 Nm Shaft height 90 mm, with angle plug; incremental encoder 2500 incr./rev. with feather key, tolerance with holding brake Degree of protection IP65 with sealing ring SINAMICS V70 & V90 | novo out 2017 | 0 | 0
1FL6096-1AC61-2AG1 |  | 1FL6096-1AC61-2AG1 | 1 | UN | 1 | 24 | D | D | N | N | 85015220 | 1 |  | 35.65 | KG | 1879.54 | 1879.54 | MC05 | MC05 | SIMOTICS S-1FL6-1FL6 Operating voltage 3AC 400 V Pn=7 kW; Nn=2000 rpm M0=40 Nm; MN=33.4 Nm Shaft height 90 mm, with angle plug; incremental encoder 2500 incr./rev. plain shaft, Tolerance N without holding brake Degree of protection IP65 with sealing ring SINAMICS V70 & V90 | novo out 2017 | 0 | 0
1FL6096-1AC61-2AH1 |  | 1FL6096-1AC61-2AH1 | 1 | UN | 1 | 24 | D | D | N | N | 85015220 | 1 |  | 42 | KG | 2120.75 | 2120.75 | MC05 | MC05 | SIMOTICS S-1FL6-1FL6 Operating voltage 3AC 400 V Pn=7 kW; Nn=2000 rpm M0=40 Nm; MN=33.4 Nm Shaft height 90 mm, with angle plug; incremental encoder 2500 incr./rev. plain shaft, Tolerance N with holding brake Degree of protection IP65 with sealing ring SINAMICS V70 & V90 | novo out 2017 | 0 | 0
1FL6096-1AC61-2LA1 |  | 1FL6096-1AC61-2LA1 | 1 | UN | 1 | 24 | D | D | N | N | 85015220 | 1 |  | 36.5 | KG | 2227.83 | 2227.83 | MC05 | MC05 | SIMOTICS S-1FL6-1FL6 Operating voltage 3AC 400 V Pn=7 kW; Nn=2000 rpm M0=40 Nm; MN=33.4 Nm Shaft height 90 mm, with angle plug; absolute encoder 20-bits (12-bit multi-turn) with feather key, tolerance without holding brake Degree of protection IP65 with sealing ring compatible with the converters SINAMICS V70 & V90 | novo out 2017 | 0 | 0
1FL6096-1AC61-2LB1 |  | 1FL6096-1AC61-2LB1 | 1 | UN | 1 | 24 | D | D | N | N | 85015220 | 1 |  | 41.5 | KG | 2469.07 | 2469.07 | MC05 | MC05 | SIMOTICS S-1FL6-1FL6 Operating voltage 3AC 400 V Pn=7 kW; Nn=2000 rpm M0=40 Nm; MN=33.4 Nm Shaft height 90 mm, with angle plug; absolute encoder 20-bits (12-bit multi-turn) with feather key, tolerance with holding brake Degree of protection IP65 with sealing ring compatible with the converters SINAMICS V70 & V90 | novo out 2017 | 0 | 0
1FL6096-1AC61-2LG1 |  | 1FL6096-1AC61-2LG1 | 1 | UN | 1 | 24 | D | D | N | N | 85015220 | 1 |  | 35.5 | KG | 2227.83 | 2227.83 | MC05 | MC05 | SIMOTICS S-1FL6-1FL6 Operating voltage 3AC 400 V Pn=7 kW; Nn=2000 rpm M0=40 Nm; MN=33.4 Nm Shaft height 90 mm, with angle plug; absolute encoder 20-bits (12-bit multi-turn) plain shaft, Tolerance N without holding brake Degree of protection IP65 with sealing ring compatible with the converters SINAMICS V70 & V90 | novo out 2017 | 0 | 0
1FL6096-1AC61-2LH1 |  | 1FL6096-1AC61-2LH1 | 1 | UN | 1 | 24 | D | D | N | N | 85015220 | 1 |  | 41.5 | KG | 2469.07 | 2469.07 | MC05 | MC05 | SIMOTICS S-1FL6-1FL6 Operating voltage 3AC 400 V Pn=7 kW; Nn=2000 rpm M0=40 Nm; MN=33.4 Nm Shaft height 90 mm, with angle plug; absolute encoder 20-bits (12-bit multi-turn) plain shaft, Tolerance N with holding brake Degree of protection IP65 with sealing ring compatible with the converters SINAMICS V70 & V90 | novo out 2017 | 0 | 0
1FN1910-0AA00-0AA0 |  | 1FN1910-0AA00-0AA0 | 1 | UN | 1 | 70 | X | D | N | N | 85369010 | 1 | 4025515003076 | 0.3 | KG | 250.77 | 250.77 | MC05 | MC05 | SIMOTICS L Linear motor connector box for connection of incremental measuring system, IP65 | - | 0 | 7
1FN1910-0AA00-1AA0 |  | 1FN1910-0AA00-1AA0 | 1 | UN | 1 | 70 | X | D | N | N | 85369010 | 1 |  | 0.3 | KG | 543.66 | 543.66 | MC05 | MC05 | SIMOTICS L Linear motor connector box with adapter for connection of extra-long cables; for connection of an incremental measuring system; IP65 | - | 0 | 7
1FN1910-0AA10-0AA0 |  | 1FN1910-0AA10-0AA0 | 1 | UN | 1 | 70 | X | D | N | N | 85369010 | 1 | 4025515003083 | 0.277 | KG | 182.71 | 182.71 | MC05 | MC05 | SIMOTICS L Linear motor connector box for connecting an absolute measuring system, IP65 | - | 0 | 7
1FN1910-0AA20-1AA0 |  | 1FN1910-0AA20-1AA0 | 1 | UN | 1 | 40 | X | D | N | N | 85389099 | 1 |  | 0.6 | KG | 497.26 | 497.26 | MC05 | MC05 | SIMOTICS L SME91 encoder connection box for one 1FN or 1FW6 motor for connection of the temperature sensor and an absolute position measuring system, for PTC130/KTY | - | 0 | 7
1FN1910-0AA20-2AA0 |  | 1FN1910-0AA20-2AA0 | 1 | UN | 1 | 40 | X | D | EAR99H | N | 85049090 | 1 |  | 0.6 | KG | 638.01 | 638.01 | MC05 | MC05 | SIMOTICS L SME92 encoder connection box for two 1FN or 1FW6 motors; for connection of the temperature sensor and an absolute position measuring system for PTC130/KTY | - | 0 | 7
1FN1910-0AA20-3AA0 |  | 1FN1910-0AA20-3AA0 | 1 | UN | 1 | 40 | X | D | N | N | 85389099 | 1 |  | 0.6 | KG | 568.56 | 568.56 | MC05 | MC05 | SIMOTICS L SME93 encoder connection box for one 1FN or 1FW6 motor for connection of the temperature sensor and an incremental measuring system; for PTC130/KTY; Optionally, an hall sensor box can also be connected | - | 0 | 7
1FN1910-0AA20-4AA0 |  | 1FN1910-0AA20-4AA0 | 1 | UN | 1 | 40 | X | D | N | N | 85389099 | 1 |  | 0.6 | KG | 709.32 | 709.32 | MC05 | MC05 | SIMOTICS L SME94 encoder connection box for two 1FN or 1FW6 motors; for connection of the temperature sensor and an incremental measuring system; for PTC130/KTY; Optionally, an hall sensor box can also be are | - | 0 | 7
1FN3002-0PB01-0AA0 |  | 1FN3002-0PB01-0AA0 | 1 | UN | 1 | 20 | D | D | N | N | 85030099 | 1 |  | 0.1 | KG | 50.31 | 50.31 | MC05 | MC05 | SIMOTICS L connection cover; with tapped hole PG16 for size 100 to 150; component 3-phase Synchronous motor | - | 0 | 0
1FN3002-0PB04-0BA0 |  | 1FN3002-0PB04-0BA0 | 1 | UN | 1 | 20 | D | D | N | N | 85030099 | 1 |  | 0.1 | KG | 66.82 | 66.82 | MC05 | MC05 | SIMOTICS L connection cover; with tapped hole M20 for power and tapped hole M20 for signal for size 100 to 150; component 3-phase Synchronous motor | - | 0 | 0
1FN3002-0PH00-0AA0 |  | 1FN3002-0PH00-0AA0 | 1 | UN | 1 | 20 | D | D | N | N | 85432000 | 1 |  | 0.39 | KG | 665.2 | 665.2 | MC05 | MC05 | SIMOTICS L Hall sensor box for determining the pole position (commutation); straight cable outlet; for size 050 to 150; PRI length 2.4 (standard); 2.3,4,5 (version) | - | 0 | 0
1FN3002-0PH00-1BE0 |  | 1FN3002-0PH00-1BE0 | 1 | UN | 1 | 20 | D | D | N | N | 85432000 | 1 |  | 0.5 | KG | 992.17 | 992.17 | MC05 | MC05 | SIMOTICS L Hall sensor box; for determining the pole position (commutation); for size 050 to 200 Cable length 14m | - | 0 | 0
1FN3002-0PH01-0AA0 |  | 1FN3002-0PH01-0AA0 | 1 | UN | 1 | 20 | D | D | N | N | 85432000 | 1 |  | 0.39 | KG | 665.2 | 665.2 | MC05 | MC05 | SIMOTICS L Hall sensor box for determining the pole position (commutation); lateral cable outlet; for size 050 to 150; PRI length 2.4 (standard); 2.3,4,5 (version) | - | 0 | 0
1FN3002-0TK02-1AB0 |  | 1FN3002-0TK02-1AB0 | 1 | UN | 1 | 20 | D | D | N | N | 85030099 | 1 |  | 0.12 | KG | 12.68 | 12.68 | MC05 | MC05 | SIMOTICS L Cooling profile for secondary section Size 050 to 200 Hollow aluminum profile; per secondary section track 2 units required Length in number of secondary parts, cable grommet nipple Price per secondary section segment Number=0+1 | - | 0 | 0
1FN3002-0TK02-1AC0 |  | 1FN3002-0TK02-1AC0 | 1 | UN | 1 | 20 | D | D | N | N | 85030099 | 1 |  | 0.18 | KG | 25.39 | 25.39 | MC05 | MC05 | SIMOTICS L Cooling profile for secondary section Size 050 to 200 Hollow aluminum profile; per secondary section track 2 units required Length in number of secondary parts, cable grommet nipple Price per secondary section segment Number=0+2 | - | 0 | 0
1FN3002-0TK02-1AD0 |  | 1FN3002-0TK02-1AD0 | 1 | UN | 1 | 20 | D | D | N | N | 85030099 | 1 |  | 0.24 | KG | 38.31 | 38.31 | MC05 | MC05 | SIMOTICS L Cooling profile for secondary section Size 050 to 200 Hollow aluminum profile; per secondary section track 2 units required Length in number of secondary parts, cable grommet nipple Price per secondary section segment Number=0+3 | - | 0 | 0
1FN3002-0TK02-1AE0 |  | 1FN3002-0TK02-1AE0 | 1 | UN | 1 | 20 | D | D | N | N | 85030099 | 1 |  | 0.3 | KG | 50.72 | 50.72 | MC05 | MC05 | SIMOTICS L Cooling profile for secondary section Size 050 to 200 Hollow aluminum profile; per secondary section track 2 units required Length in number of secondary parts, cable grommet nipple Price per secondary section segment Number=0+4 | - | 0 | 0
1FN3002-0TK02-1AF0 |  | 1FN3002-0TK02-1AF0 | 1 | UN | 1 | 20 | D | D | N | N | 85030099 | 1 |  | 0.36 | KG | 63.5 | 63.5 | MC05 | MC05 | SIMOTICS L Cooling profile for secondary section Size 050 to 200 Hollow aluminum profile; per secondary section track 2 units required Length in number of secondary parts, cable grommet nipple Price per secondary section segment Number=0+5 | - | 0 | 0
1FN3002-0TK02-1AG0 |  | 1FN3002-0TK02-1AG0 | 1 | UN | 1 | 20 | D | D | N | N | 85030099 | 1 |  | 0.42 | KG | 76.11 | 76.11 | MC05 | MC05 | SIMOTICS L Cooling profile for secondary section Size 050 to 200 Hollow aluminum profile; per secondary section track 2 units required Length in number of secondary parts, cable grommet nipple Price per secondary section segment Number=0+6 | - | 0 | 0
1FN3002-0TK02-1AH0 |  | 1FN3002-0TK02-1AH0 | 1 | UN | 1 | 20 | D | D | N | N | 85030099 | 1 |  | 0.48 | KG | 89.08 | 89.08 | MC05 | MC05 | SIMOTICS L Cooling profile for secondary section Size 050 to 200 Hollow aluminum profile; per secondary section track 2 units required Length in number of secondary parts, cable grommet nipple Price per secondary section segment Number=0+7 | - | 0 | 0
1FN3002-0TK02-1AJ0 |  | 1FN3002-0TK02-1AJ0 | 1 | UN | 1 | 20 | D | D | N | N | 85030099 | 1 |  | 0.54 | KG | 101.87 | 101.87 | MC05 | MC05 | SIMOTICS L Cooling profile for secondary section Size 050 to 200 Hollow aluminum profile; per secondary section track 2 units required Length in number of secondary parts, cable grommet nipple Price per secondary section segment Number=0+8 | - | 0 | 0
1FN3002-0TK02-1AK0 |  | 1FN3002-0TK02-1AK0 | 1 | UN | 1 | 20 | D | D | N | N | 85030099 | 1 |  | 0.6 | KG | 114.22 | 114.22 | MC05 | MC05 | SIMOTICS L Cooling profile for secondary section Size 050 to 200 Hollow aluminum profile; per secondary section track 2 units required Length in number of secondary parts, cable grommet nipple Price per secondary section segment Number=0+9 | - | 0 | 0
1FN3002-0TK02-1BA0 |  | 1FN3002-0TK02-1BA0 | 1 | UN | 1 | 20 | D | D | N | N | 85030099 | 1 |  | 0.66 | KG | 127.22 | 127.22 | MC05 | MC05 | SIMOTICS L Cooling profile for secondary section Size 050 to 200 Hollow aluminum profile; per secondary section track 2 units required Length in number of secondary parts, cable grommet nipple Price per secondary section segment Number=10+0 | - | 0 | 0
1FN3002-0TK02-1BB0 |  | 1FN3002-0TK02-1BB0 | 1 | UN | 1 | 20 | D | D | N | N | 85030099 | 1 |  | 0.72 | KG | 139.82 | 139.82 | MC05 | MC05 | SIMOTICS L Cooling profile for secondary section Size 050 to 200 Hollow aluminum profile; per secondary section track 2 units required Length in number of secondary parts, cable grommet nipple Price per secondary section segment Number=10+1 | - | 0 | 0
1FN3002-0TK02-1BC0 |  | 1FN3002-0TK02-1BC0 | 1 | UN | 1 | 20 | D | D | N | N | 85030099 | 1 |  | 0.78 | KG | 152.6 | 152.6 | MC05 | MC05 | SIMOTICS L Cooling profile for secondary section Size 050 to 200 Hollow aluminum profile; per secondary section track 2 units required Length in number of secondary parts, cable grommet nipple Price per secondary section segment Number=10+2 | - | 0 | 0
1FN3002-0TK02-1BD0 |  | 1FN3002-0TK02-1BD0 | 1 | UN | 1 | 20 | D | D | N | N | 85030099 | 1 |  | 0.84 | KG | 165.36 | 165.36 | MC05 | MC05 | SIMOTICS L Cooling profile for secondary section Size 050 to 200 Hollow aluminum profile; per secondary section track 2 units required Length in number of secondary parts, cable grommet nipple Price per secondary section segment Number=10+3 | - | 0 | 0
1FN3002-0TK02-1BE0 |  | 1FN3002-0TK02-1BE0 | 1 | UN | 1 | 20 | D | D | N | N | 85030099 | 1 |  | 0.9 | KG | 178.14 | 178.14 | MC05 | MC05 | SIMOTICS L Cooling profile for secondary section Size 050 to 200 Hollow aluminum profile; per secondary section track 2 units required Length in number of secondary parts, cable grommet nipple Price per secondary section segment Number=10+4 | - | 0 | 0
1FN3002-0TK02-1BF0 |  | 1FN3002-0TK02-1BF0 | 1 | UN | 1 | 20 | D | D | N | N | 85030099 | 1 |  | 0.96 | KG | 191.68 | 191.68 | MC05 | MC05 | SIMOTICS L Cooling profile for secondary section Size 050 to 200 Hollow aluminum profile; per secondary section track 2 units required Length in number of secondary parts, cable grommet nipple Price per secondary section segment Number=10+5 | - | 0 | 0
1FN3002-0TK02-1BG0 |  | 1FN3002-0TK02-1BG0 | 1 | UN | 1 | 20 | D | D | N | N | 85030099 | 1 |  | 1.02 | KG | 202.94 | 202.94 | MC05 | MC05 | SIMOTICS L Cooling profile for secondary section Size 050 to 200 Hollow aluminum profile; per secondary section track 2 units required Length in number of secondary parts, cable grommet nipple Price per secondary section segment Number=10+6 | - | 0 | 0
1FN3002-0TK02-1BH0 |  | 1FN3002-0TK02-1BH0 | 1 | UN | 1 | 20 | D | D | N | N | 85030099 | 1 |  | 1.08 | KG | 214.24 | 214.24 | MC05 | MC05 | SIMOTICS L Cooling profile for secondary section Size 050 to 200 Hollow aluminum profile; per secondary section track 2 units required Length in number of secondary parts, cable grommet nipple Price per secondary section segment Number=10+7 | - | 0 | 0
1FN3002-0TK02-1BJ0 |  | 1FN3002-0TK02-1BJ0 | 1 | UN | 1 | 20 | D | D | N | N | 85030099 | 1 |  | 1.14 | KG | 229.26 | 229.26 | MC05 | MC05 | SIMOTICS L Cooling profile for secondary section Size 050 to 200 Hollow aluminum profile; per secondary section track 2 units required Length in number of secondary parts, cable grommet nipple Price per secondary section segment Number=10+8 | - | 0 | 0
1FN3002-0TK02-1BK0 |  | 1FN3002-0TK02-1BK0 | 1 | UN | 1 | 20 | D | D | N | N | 85030099 | 1 |  | 1.2 | KG | 240.53 | 240.53 | MC05 | MC05 | SIMOTICS L Cooling profile for secondary section Size 050 to 200 Hollow aluminum profile; per secondary section track 2 units required Length in number of secondary parts, cable grommet nipple Price per secondary section segment Number=10+9 | - | 0 | 0
1FN3002-0TK02-1CA0 |  | 1FN3002-0TK02-1CA0 | 1 | UN | 1 | 20 | D | D | N | N | 85030099 | 1 |  | 1.26 | KG | 255.56 | 255.56 | MC05 | MC05 | SIMOTICS L Cooling profile for secondary section Size 050 to 200 Hollow aluminum profile; per secondary section track 2 units required Length in number of secondary parts, cable grommet nipple Price per secondary section segment Number=20+0 | - | 0 | 0
1FN3002-0TK02-1CB0 |  | 1FN3002-0TK02-1CB0 | 1 | UN | 1 | 20 | D | D | N | N | 85030099 | 1 |  | 1.32 | KG | 266.83 | 266.83 | MC05 | MC05 | SIMOTICS L Cooling profile for secondary section Size 050 to 200 Hollow aluminum profile; per secondary section track 2 units required Length in number of secondary parts, cable grommet nipple Price per secondary section segment Number=20+1 | - | 0 | 0
1FN3002-0TK02-1CC0 |  | 1FN3002-0TK02-1CC0 | 1 | UN | 1 | 20 | D | D | N | N | 85030099 | 1 |  | 1.38 | KG | 279.99 | 279.99 | MC05 | MC05 | SIMOTICS L Cooling profile for secondary section Size 050 to 200 Hollow aluminum profile; per secondary section track 2 units required Length in number of secondary parts, cable grommet nipple Price per secondary section segment Number=20+2 | - | 0 | 0
1FN3002-0TK02-1CD0 |  | 1FN3002-0TK02-1CD0 | 1 | UN | 1 | 20 | D | D | N | N | 85030099 | 1 |  | 1.44 | KG | 293.14 | 293.14 | MC05 | MC05 | SIMOTICS L Cooling profile for secondary section Size 050 to 200 Hollow aluminum profile; per secondary section track 2 units required Length in number of secondary parts, cable grommet nipple Price per secondary section segment Number=20+3 | - | 0 | 0
1FN3002-0TK02-1CE0 |  | 1FN3002-0TK02-1CE0 | 1 | UN | 1 | 20 | D | D | N | N | 85030099 | 1 |  | 1.5 | KG | 304.41 | 304.41 | MC05 | MC05 | SIMOTICS L Cooling profile for secondary section Size 050 to 200 Hollow aluminum profile; per secondary section track 2 units required Length in number of secondary parts, cable grommet nipple Price per secondary section segment Number=20+4 | - | 0 | 0
1FN3002-0TK03-1BB0 |  | 1FN3002-0TK03-1BB0 | 1 | UN | 1 | 0 | A | D | N | N | 85030099 | 1 |  | 0.31 | KG | 139.82 | 139.82 | MC05 | MC05 | SIMOTICS L Secondary section cooling without plug-in coupling; (with M6x0.75 thread); Size 050 to 150; Hollow aluminum profile; per secondary section track 2 units required Length in number of secondary sections: 11 | - | 0 | 0
1FN3002-0TK04-1AB0 |  | 1FN3002-0TK04-1AB0 | 1 | UN | 1 | 20 | D | D | N | N | 85030099 | 1 |  | 0.03 | KG | 12.68 | 12.68 | MC05 | MC05 | SIMOTICS L Secondary section cooling with plug-in coupling; Size 050 to 150; Hollow aluminum profile; per secondary section track 2 units required Length in number of secondary sections: 1 | - | 0 | 0
1FN3002-0TK04-1AC0 |  | 1FN3002-0TK04-1AC0 | 1 | UN | 1 | 20 | D | D | N | N | 85030099 | 1 |  | 0.06 | KG | 25.39 | 25.39 | MC05 | MC05 | SIMOTICS L Secondary section cooling with plug-in coupling; Size 050 to 150; Hollow aluminum profile; per secondary section track 2 units required Length in number of secondary sections: 2 | - | 0 | 0
1FN3002-0TK04-1AD0 |  | 1FN3002-0TK04-1AD0 | 1 | UN | 1 | 20 | D | D | N | N | 85030099 | 1 |  | 0.09 | KG | 38.32 | 38.32 | MC05 | MC05 | SIMOTICS L Secondary section cooling with plug-in coupling; Size 050 to 150; Hollow aluminum profile; per secondary section track 2 units required Length in number of secondary sections: 3 | - | 0 | 0
1FN3002-0TK04-1AE0 |  | 1FN3002-0TK04-1AE0 | 1 | UN | 1 | 20 | D | D | N | N | 85030099 | 1 |  | 0.12 | KG | 50.72 | 50.72 | MC05 | MC05 | SIMOTICS L Secondary section cooling with plug-in coupling; Size 050 to 150; Hollow aluminum profile; per secondary section track 2 units required Length in number of secondary sections: 4 | - | 0 | 0
1FN3002-0TK04-1AF0 |  | 1FN3002-0TK04-1AF0 | 1 | UN | 1 | 20 | D | D | N | N | 85030099 | 1 |  | 0.14 | KG | 63.5 | 63.5 | MC05 | MC05 | SIMOTICS L Secondary section cooling with plug-in coupling; Size 050 to 150; Hollow aluminum profile; per secondary section track 2 units required Length in number of secondary sections: 5 | - | 0 | 0
1FN3002-0TK04-1AG0 |  | 1FN3002-0TK04-1AG0 | 1 | UN | 1 | 20 | D | D | N | N | 85030099 | 1 |  | 0.17 | KG | 76.11 | 76.11 | MC05 | MC05 | SIMOTICS L Secondary section cooling with plug-in coupling; Size 050 to 150; Hollow aluminum profile; per secondary section track 2 units required Length in number of secondary sections: 6 | - | 0 | 0
1FN3002-0TK04-1AH0 |  | 1FN3002-0TK04-1AH0 | 1 | UN | 1 | 20 | D | D | N | N | 85030099 | 1 |  | 0.2 | KG | 89.09 | 89.09 | MC05 | MC05 | SIMOTICS L Secondary section cooling with plug-in coupling; Size 050 to 150; Hollow aluminum profile; per secondary section track 2 units required Length in number of secondary sections: 7 | - | 0 | 0
1FN3002-0TK04-1AJ0 |  | 1FN3002-0TK04-1AJ0 | 1 | UN | 1 | 20 | D | D | N | N | 85030099 | 1 |  | 0.23 | KG | 101.86 | 101.86 | MC05 | MC05 | SIMOTICS L Secondary section cooling with plug-in coupling; Size 050 to 150; Hollow aluminum profile; per secondary section track 2 units required Length in number of secondary sections: 8 | - | 0 | 0
1FN3002-0TK04-1AK0 |  | 1FN3002-0TK04-1AK0 | 1 | UN | 1 | 20 | D | D | N | N | 85030099 | 1 |  | 0.25 | KG | 114.25 | 114.25 | MC05 | MC05 | SIMOTICS L Secondary section cooling with plug-in coupling; Size 050 to 150; Hollow aluminum profile; per secondary section track 2 units required Length in number of secondary sections: 9 | - | 0 | 0
1FN3002-0TK04-1BA0 |  | 1FN3002-0TK04-1BA0 | 1 | UN | 1 | 20 | D | D | N | N | 85030099 | 1 |  | 0.28 | KG | 127.22 | 127.22 | MC05 | MC05 | SIMOTICS L Secondary section cooling with plug-in coupling; Size 050 to 150; Hollow aluminum profile; per secondary section track 2 units required Length in number of secondary sections: 10 | - | 0 | 0
1FN3002-0TK04-1BB0 |  | 1FN3002-0TK04-1BB0 | 1 | UN | 1 | 20 | D | D | N | N | 85030099 | 1 |  | 0.31 | KG | 139.82 | 139.82 | MC05 | MC05 | SIMOTICS L Secondary section cooling with plug-in coupling; Size 050 to 150; Hollow aluminum profile; per secondary section track 2 units required Length in number of secondary sections: 11 | - | 0 | 0
1FN3002-0TK04-1BC0 |  | 1FN3002-0TK04-1BC0 | 1 | UN | 1 | 20 | D | D | N | N | 85030099 | 1 |  | 0.34 | KG | 152.6 | 152.6 | MC05 | MC05 | SIMOTICS L Secondary section cooling with plug-in coupling; Size 050 to 150; Hollow aluminum profile; per secondary section track 2 units required Length in number of secondary sections: 12 | - | 0 | 0
1FN3002-0TK04-1BD0 |  | 1FN3002-0TK04-1BD0 | 1 | UN | 1 | 20 | D | D | N | N | 85030099 | 1 |  | 0.36 | KG | 165.36 | 165.36 | MC05 | MC05 | SIMOTICS L Secondary section cooling with plug-in coupling; Size 050 to 150; Hollow aluminum profile; per secondary section track 2 units required Length in number of secondary sections: 13 | - | 0 | 0
1FN3002-0TK04-1BE0 |  | 1FN3002-0TK04-1BE0 | 1 | UN | 1 | 20 | D | D | N | N | 85030099 | 1 |  | 0.4 | KG | 178.13 | 178.13 | MC05 | MC05 | SIMOTICS L Secondary section cooling with plug-in coupling; Size 050 to 150; Hollow aluminum profile; per secondary section track 2 units required Length in number of secondary sections: 14 | - | 0 | 0
1FN3002-0TK04-1BF0 |  | 1FN3002-0TK04-1BF0 | 1 | UN | 1 | 20 | D | D | N | N | 85030099 | 1 |  | 0.42 | KG | 191.68 | 191.68 | MC05 | MC05 | SIMOTICS L Secondary section cooling with plug-in coupling; Size 050 to 150; Hollow aluminum profile; per secondary section track 2 units required Length in number of secondary sections: 15 | - | 0 | 0
1FN3002-0TK04-1BG0 |  | 1FN3002-0TK04-1BG0 | 1 | UN | 1 | 20 | D | D | N | N | 85030099 | 1 |  | 0.44 | KG | 202.94 | 202.94 | MC05 | MC05 | SIMOTICS L Secondary section cooling with plug-in coupling; Size 050 to 150; Hollow aluminum profile; per secondary section track 2 units required Length in number of secondary sections: 16 | - | 0 | 0
1FN3002-0TK04-1BH0 |  | 1FN3002-0TK04-1BH0 | 1 | UN | 1 | 20 | D | D | N | N | 85030099 | 1 |  | 0.47 | KG | 214.24 | 214.24 | MC05 | MC05 | SIMOTICS L Secondary section cooling with plug-in coupling; Size 050 to 150; Hollow aluminum profile; per secondary section track 2 units required Length in number of secondary sections: 17 | - | 0 | 0
1FN3002-0TK04-1BJ0 |  | 1FN3002-0TK04-1BJ0 | 1 | UN | 1 | 20 | D | D | N | N | 85030099 | 1 |  | 0.5 | KG | 229.26 | 229.26 | MC05 | MC05 | SIMOTICS L Secondary section cooling with plug-in coupling; Size 050 to 150; Hollow aluminum profile; per secondary section track 2 units required Length in number of secondary sections: 18 | - | 0 | 0
1FN3002-0TK04-1BK0 |  | 1FN3002-0TK04-1BK0 | 1 | UN | 1 | 20 | D | D | N | N | 85030099 | 1 |  | 0.53 | KG | 240.53 | 240.53 | MC05 | MC05 | SIMOTICS L Secondary section cooling with plug-in coupling; Size 050 to 150; Hollow aluminum profile; per secondary section track 2 units required Length in number of secondary sections: 19 | - | 0 | 0
1FN3002-0TK04-1CA0 |  | 1FN3002-0TK04-1CA0 | 1 | UN | 1 | 20 | D | D | N | N | 85030099 | 1 |  | 0.55 | KG | 255.56 | 255.56 | MC05 | MC05 | SIMOTICS L Secondary section cooling with plug-in coupling; Size 050 to 150; Hollow aluminum profile; per secondary section track 2 units required Length in number of secondary sections: 20 | - | 0 | 0
1FN3002-0TK04-1CB0 |  | 1FN3002-0TK04-1CB0 | 1 | UN | 1 | 20 | D | D | N | N | 85030099 | 1 |  | 0.58 | KG | 266.84 | 266.84 | MC05 | MC05 | SIMOTICS L Secondary section cooling with plug-in coupling; Size 050 to 150; Hollow aluminum profile; per secondary section track 2 units required Length in number of secondary sections: 21 | - | 0 | 0
1FN3002-0TK04-1CC0 |  | 1FN3002-0TK04-1CC0 | 1 | UN | 1 | 20 | D | D | N | N | 85030099 | 1 |  | 0.61 | KG | 279.99 | 279.99 | MC05 | MC05 | SIMOTICS L Secondary section cooling with plug-in coupling; Size 050 to 150; Hollow aluminum profile; per secondary section track 2 units required Length in number of secondary sections: 22 | - | 0 | 0
1FN3002-0TK04-1CD0 |  | 1FN3002-0TK04-1CD0 | 1 | UN | 1 | 20 | D | D | N | N | 85030099 | 1 |  | 0.64 | KG | 293.14 | 293.14 | MC05 | MC05 | SIMOTICS L Secondary section cooling with plug-in coupling; Size 050 to 150; Hollow aluminum profile; per secondary section track 2 units required Length in number of secondary sections: 23 | - | 0 | 0
1FN3002-0TK04-1CE0 |  | 1FN3002-0TK04-1CE0 | 1 | UN | 1 | 20 | D | D | N | N | 85030099 | 1 |  | 0.66 | KG | 304.41 | 304.41 | MC05 | MC05 | SIMOTICS L Secondary section cooling with plug-in coupling; Size 050 to 150; Hollow aluminum profile; per secondary section track 2 units required Length in number of secondary sections: 24 | - | 0 | 0
1FN3002-0TK06-1AC0 |  | 1FN3002-0TK06-1AC0 | 1 | UN | 1 | 20 | D | D | N | N | 85030099 | 1 |  | 0.06 | KG | 27.48 | 27.48 | MC05 | MC05 | SIMOTICS L Secondary section cooling with cable grommet on the right and socket on the left; Size 050 to 150; Hollow aluminum profile; per secondary section track 2 units required Length in number of secondary sections: 2 | - | 0 | 0
1FN3002-0TK07-1AC0 |  | 1FN3002-0TK07-1AC0 | 1 | UN | 1 | 20 | D | D | N | N | 85030099 | 1 |  | 0.06 | KG | 23.24 | 23.24 | MC05 | MC05 | SIMOTICS L Secondary section cooling with cable grommet on the left and socket on the right; Size 050 to 150; Hollow aluminum profile; per secondary section track 2 units required Length in number of secondary sections: 2 | - | 0 | 0
1FN3003-0PB02-0AA0 |  | 1FN3003-0PB02-0AA0 | 1 | UN | 1 | 20 | D | D | N | N | 85030099 | 1 |  | 0.1 | KG | 50.31 | 50.31 | MC05 | MC05 | SIMOTICS L Connection cover; with tapped hole PG21 for sizes 300 to 900 Up to production period November 2016 for motors with serial number: YFF9xxx and YFF0xxx, it is mandatory to consult supplier. Please check serial number of the motor. Component 3-phase synchronous motor | - | 0 | 0
1FN3003-0PB03-0AA0 |  | 1FN3003-0PB03-0AA0 | 1 | UN | 1 | 20 | D | D | N | N | 85030099 | 1 |  | 0.1 | KG | 114.51 | 114.51 | MC05 | MC05 | SIMOTICS L Connection cover; with tapped hole PG29 for size 300 and 900; Up to production period November 2016 for motors with serial number: YFF9xxx and YFF0xxx, it is mandatory to consult supplier. Please check serial number of the motor. Component 3-phase synchronous motor | - | 0 | 0
1FN3003-0PB04-0BA0 |  | 1FN3003-0PB04-0BA0 | 1 | UN | 1 | 20 | D | D | N | N | 85030099 | 1 |  | 0.1 | KG | 66.82 | 66.82 | MC05 | MC05 | SIMOTICS L Connection cover; with tapped hole M20 for power and tapped hole M20 for signal; for sizes 300 to 900 Up to production period November 2016 for motors with serial number: YFF9xxx and YFF0xxx, it is mandatory to consult supplier. Please check serial number of the motor. Component 3-phase synchronous motor | - | 0 | 0
1FN3003-0PB05-0BA0 |  | 1FN3003-0PB05-0BA0 | 1 | UN | 1 | 20 | D | D | N | N | 85030099 | 1 |  | 0.1 | KG | 58.67 | 58.67 | MC05 | MC05 | SIMOTICS L Connection cover; with tapped hole M32 for power and tapped hole M20 for signal; for sizes 300 to 900 Up to production period November 2016 for motors with serial number: YFF9xxx and YFF0xxx, it is mandatory to consult supplier. Please check serial number of the motor. Component 3-phase synchronous motor | - | 0 | 0
1FN3003-0PH00-0AA0 |  | 1FN3003-0PH00-0AA0 | 1 | UN | 1 | 20 | D | D | N | N | 85432000 | 1 | 4025515002802 | 0.634 | KG | 665.2 | 665.2 | MC05 | MC05 | SIMOTICS L Hall sensor box for determining the pole position (commutation); straight cable outlet; for size 300 to 900; PRI length 2.4 (standard); 2.3,4,5 (version) | - | 0 | 0
1FN3003-0PH00-1BC0 |  | 1FN3003-0PH00-1BC0 | 1 | UN | 1 | 20 | D | D | N | N | 85432000 | 1 |  | 0.5 | KG | 992.17 | 992.17 | MC05 | MC05 | SIMOTICS L Hall sensor box; for determining the pole position (commutation); size 300 to 900; cable length 12m | - | 0 | 0
1FN3003-0PH01-0AA0 |  | 1FN3003-0PH01-0AA0 | 1 | UN | 1 | 20 | D | D | N | N | 85432000 | 1 |  | 0.39 | KG | 665.2 | 665.2 | MC05 | MC05 | SIMOTICS L Hall sensor box for determining the pole position (commutation); lateral cable outlet; for size 300 to 900; PRI length 2.4 (standard); 2.3,4,5 (version) | - | 0 | 0
1FN3003-0PH01-1AG0 |  | 1FN3003-0PH01-1AG0 | 1 | UN | 1 | 20 | D | D | N | N | 85432000 | 1 |  | 0.42 | KG | 723.45 | 723.45 | MC05 | MC05 | SIMOTICS L Hall sensor box for determining the pole position (commutation); lateral cable outlet; 6 meter for size 300 to 900; PRI length 2.4 (standard); 2.3,4,5 (version) | - | 0 | 7
1FN3003-0TK00-2AA0 |  | 1FN3003-0TK00-2AA0 | 1 | UN | 1 | 20 | D | D | N | N | 85030099 | 1 |  | 1.2 | KG | 116.93 | 116.93 | MC05 | MC05 | SIMOTICS L Secondary section cooling Product group 300; length 3m | - | 0 | 0
1FN3003-0TK02-1AB0 |  | 1FN3003-0TK02-1AB0 | 1 | UN | 1 | 20 | D | D | N | N | 85030099 | 1 |  | 0.18 | KG | 17.23 | 17.23 | MC05 | MC05 | SIMOTICS L Cooling profile for secondary section Size 300 to 450 Hollow aluminum profile; per secondary section track 2 units required Length in number of secondary parts, cable grommet nipple Price per secondary section segment Number=0+1 | - | 0 | 0
1FN3003-0TK02-1AC0 |  | 1FN3003-0TK02-1AC0 | 1 | UN | 1 | 20 | D | D | N | N | 85030099 | 1 |  | 0.27 | KG | 34.22 | 34.22 | MC05 | MC05 | SIMOTICS L Cooling profile for secondary section Size 300 to 450 Hollow aluminum profile; per secondary section track 2 units required Length in number of secondary parts, cable grommet nipple Price per secondary section segment Number=0+2 | - | 0 | 0
1FN3003-0TK02-1AD0 |  | 1FN3003-0TK02-1AD0 | 1 | UN | 1 | 20 | D | D | N | N | 85030099 | 1 |  | 0.36 | KG | 51.68 | 51.68 | MC05 | MC05 | SIMOTICS L Cooling profile for secondary section Size 300 to 450 Hollow aluminum profile; per secondary section track 2 units required Length in number of secondary parts, cable grommet nipple Price per secondary section segment Number=0+3 | - | 0 | 0
1FN3003-0TK02-1AE0 |  | 1FN3003-0TK02-1AE0 | 1 | UN | 1 | 20 | D | D | N | N | 85030099 | 1 |  | 0.45 | KG | 68.96 | 68.96 | MC05 | MC05 | SIMOTICS L Cooling profile for secondary section Size 300 to 450 Hollow aluminum profile; per secondary section track 2 units required Length in number of secondary parts, cable grommet nipple Price per secondary section segment Number=0+4 | - | 0 | 0
1FN3003-0TK02-1AF0 |  | 1FN3003-0TK02-1AF0 | 1 | UN | 1 | 20 | D | D | N | N | 85030099 | 1 |  | 0.23 | KG | 85.86 | 85.86 | MC05 | MC05 | SIMOTICS L Cooling profile for secondary section Size 300 to 450 Hollow aluminum profile; per secondary section track 2 units required Length in number of secondary parts, cable grommet nipple Price per secondary section segment Number=0+5 | - | 0 | 0
1FN3003-0TK02-1AG0 |  | 1FN3003-0TK02-1AG0 | 1 | UN | 1 | 20 | D | D | N | N | 85030099 | 1 | 4025515003090 | 0.63 | KG | 103.16 | 103.16 | MC05 | MC05 | SIMOTICS L Cooling profile for secondary section Size 300 to 450 Hollow aluminum profile; per secondary section track 2 units required Length in number of secondary parts, cable grommet nipple Price per secondary section segment Number=0+6 | - | 0 | 0
1FN3003-0TK02-1AH0 |  | 1FN3003-0TK02-1AH0 | 1 | UN | 1 | 20 | D | D | N | N | 85030099 | 1 |  | 0.31 | KG | 120.44 | 120.44 | MC05 | MC05 | SIMOTICS L Cooling profile for secondary section Size 300 to 450 Hollow aluminum profile; per secondary section track 2 units required Length in number of secondary parts, cable grommet nipple Price per secondary section segment Number=0+7 | - | 0 | 0
1FN3003-0TK02-1AJ0 |  | 1FN3003-0TK02-1AJ0 | 1 | UN | 1 | 20 | D | D | N | N | 85030099 | 1 |  | 0.81 | KG | 137.57 | 137.57 | MC05 | MC05 | SIMOTICS L Cooling profile for secondary section Size 300 to 450 Hollow aluminum profile; per secondary section track 2 units required Length in number of secondary parts, cable grommet nipple Price per secondary section segment Number=0+8 | - | 0 | 0
1FN3003-0TK02-1AK0 |  | 1FN3003-0TK02-1AK0 | 1 | UN | 1 | 20 | D | D | N | N | 85030099 | 1 |  | 0.9 | KG | 154.84 | 154.84 | MC05 | MC05 | SIMOTICS L Cooling profile for secondary section Size 300 to 450 Hollow aluminum profile; per secondary section track 2 units required Length in number of secondary parts, cable grommet nipple Price per secondary section segment Number=0+9 | - | 0 | 0
1FN3003-0TK02-1BA0 |  | 1FN3003-0TK02-1BA0 | 1 | UN | 1 | 20 | D | D | N | N | 85030099 | 1 |  | 0.99 | KG | 172.13 | 172.13 | MC05 | MC05 | SIMOTICS L Cooling profile for secondary section Size 300 to 450 Hollow aluminum profile; per secondary section track 2 units required Length in number of secondary parts, cable grommet nipple Price per secondary section segment Number=10+0 | - | 0 | 0
1FN3003-0TK02-1BB0 |  | 1FN3003-0TK02-1BB0 | 1 | UN | 1 | 20 | D | D | N | N | 85030099 | 1 |  | 1.08 | KG | 189.81 | 189.81 | MC05 | MC05 | SIMOTICS L Cooling profile for secondary section Size 300 to 450 Hollow aluminum profile; per secondary section track 2 units required Length in number of secondary parts, cable grommet nipple Price per secondary section segment Number=10+1 | - | 0 | 0
1FN3003-0TK02-1BC0 |  | 1FN3003-0TK02-1BC0 | 1 | UN | 1 | 20 | D | D | N | N | 85030099 | 1 |  | 1.17 | KG | 206.68 | 206.68 | MC05 | MC05 | SIMOTICS L Cooling profile for secondary section Size 300 to 450 Hollow aluminum profile; per secondary section track 2 units required Length in number of secondary parts, cable grommet nipple Price per secondary section segment Number=10+2 | - | 0 | 0
1FN3003-0TK02-1BD0 |  | 1FN3003-0TK02-1BD0 | 1 | UN | 1 | 20 | D | D | N | N | 85030099 | 1 |  | 1.26 | KG | 223.61 | 223.61 | MC05 | MC05 | SIMOTICS L Cooling profile for secondary section Size 300 to 450 Hollow aluminum profile; per secondary section track 2 units required Length in number of secondary parts, cable grommet nipple Price per secondary section segment Number=10+3 | - | 0 | 0
1FN3003-0TK02-1BE0 |  | 1FN3003-0TK02-1BE0 | 1 | UN | 1 | 20 | D | D | N | N | 85030099 | 1 |  | 1.35 | KG | 240.53 | 240.53 | MC05 | MC05 | SIMOTICS L Cooling profile for secondary section Size 300 to 450 Hollow aluminum profile; per secondary section track 2 units required Length in number of secondary parts, cable grommet nipple Price per secondary section segment Number=10+4 | - | 0 | 0
1FN3003-0TK02-1BF0 |  | 1FN3003-0TK02-1BF0 | 1 | UN | 1 | 20 | D | D | N | N | 85030099 | 1 |  | 1.44 | KG | 259.3 | 259.3 | MC05 | MC05 | SIMOTICS L Cooling profile for secondary section Size 300 to 450 Hollow aluminum profile; per secondary section track 2 units required Length in number of secondary parts, cable grommet nipple Price per secondary section segment Number=10+5 | - | 0 | 0
1FN3003-0TK02-1BG0 |  | 1FN3003-0TK02-1BG0 | 1 | UN | 1 | 20 | D | D | N | N | 85030099 | 1 |  | 1.53 | KG | 274.34 | 274.34 | MC05 | MC05 | SIMOTICS L Cooling profile for secondary section Size 300 to 450 Hollow aluminum profile; per secondary section track 2 units required Length in number of secondary parts, cable grommet nipple Price per secondary section segment Number=10+6 | - | 0 | 0
1FN3003-0TK03-1AE0 |  | 1FN3003-0TK03-1AE0 | 1 | UN | 1 | 0 | A | D | N | N | 85030099 | 1 |  | 0.18 | KG | 68.96 | 68.96 | MC05 | MC05 | SIMOTICS L Secondary section cooling with thread M6x0.75 without plug-in coupling; Size 300 to 450; Hollow aluminum profile; per secondary section track 2 units required Length in number of secondary sections: 4 | - | 0 | 7
1FN3003-0TK03-1AF0 |  | 1FN3003-0TK03-1AF0 | 1 | UN | 1 | 20 | D | D | N | N | 85030099 | 1 |  | 1.2 | KG | 94.8 | 94.8 | MC05 | MC05 | SIMOTICS L Secondary section heatsink profile 1FN3003-0TK03-1AF0; Hollow aluminum profile; Length 5 secondary sections; with thread M6x0.75 without plug nipple | - | 0 | 7
1FN3003-0TK03-1AH0 |  | 1FN3003-0TK03-1AH0 | 1 | UN | 1 | 20 | D | D | N | N | 85030099 | 1 |  | 1.32 | KG | 132.5 | 132.5 | MC05 | MC05 | SIMOTICS L Secondary section heatsink profile 1FN3003-0TK03-1AH0; Hollow aluminum profile; Length 7 secondary sections; with thread M6x0.75 without plug nipple | - | 0 | 7
1FN3003-0TK03-1AJ0 |  | 1FN3003-0TK03-1AJ0 | 1 | UN | 1 | 0 | A | D | N | N | 85030099 | 1 |  | 0.34 | KG | 137.57 | 137.57 | MC05 | MC05 | SIMOTICS L Secondary section cooling without plug-in coupling; Size 300 to 450; Hollow aluminum profile; per secondary section track 2 units required Length in number of secondary sections: 8 | - | 0 | 7
1FN3003-0TK03-1AK0 |  | 1FN3003-0TK03-1AK0 | 1 | UN | 1 | 0 | A | D | N | N | 85030099 | 1 |  | 0.39 | KG | 154.81 | 154.81 | MC05 | MC05 | SIMOTICS L Secondary section cooling without plug-in coupling; (with M6x0.75 thread); Size 300 to 450; Hollow aluminum profile; per secondary section track 2 units required Length in number of secondary sections: 9 | - | 0 | 7
1FN3003-0TK03-1BB0 |  | 1FN3003-0TK03-1BB0 | 1 | UN | 1 | 20 | D | D | N | N | 85030099 | 1 |  | 0.52 | KG | 182.57 | 182.57 | MC05 | MC05 | SIMOTICS L Secondary section cooling without plug-in coupling; Size 300 to 450; Hollow aluminum profile; per secondary section track 2 units required Length in number of secondary sections: 11 | - | 0 | 7
1FN3003-0TK04-1AB0 |  | 1FN3003-0TK04-1AB0 | 1 | UN | 1 | 20 | D | D | N | N | 85030099 | 1 |  | 0.05 | KG | 17.21 | 17.21 | MC05 | MC05 | SIMOTICS L Secondary section cooling with plug-in coupling; Size 300 to 450; Hollow aluminum profile; per secondary section track 2 units required Length in number of secondary sections: 1 | - | 0 | 0
1FN3003-0TK04-1AC0 |  | 1FN3003-0TK04-1AC0 | 1 | UN | 1 | 20 | D | D | N | N | 85030099 | 1 |  | 0.09 | KG | 34.22 | 34.22 | MC05 | MC05 | SIMOTICS L Secondary section cooling with plug-in coupling; Size 300 to 450; Hollow aluminum profile; per secondary section track 2 units required Length in number of secondary sections: 2 | - | 0 | 0
1FN3003-0TK04-1AD0 |  | 1FN3003-0TK04-1AD0 | 1 | UN | 1 | 20 | D | D | N | N | 85030099 | 1 |  | 0.13 | KG | 51.68 | 51.68 | MC05 | MC05 | SIMOTICS L Secondary section cooling with plug-in coupling; Size 300 to 450; Hollow aluminum profile; per secondary section track 2 units required Length in number of secondary sections: 3 | - | 0 | 0
1FN3003-0TK04-1AE0 |  | 1FN3003-0TK04-1AE0 | 1 | UN | 1 | 20 | D | D | N | N | 85030099 | 1 |  | 0.18 | KG | 68.96 | 68.96 | MC05 | MC05 | SIMOTICS L Secondary section cooling with plug-in coupling; Size 300 to 450; Hollow aluminum profile; per secondary section track 2 units required Length in number of secondary sections: 4 | - | 0 | 0
1FN3003-0TK04-1AF0 |  | 1FN3003-0TK04-1AF0 | 1 | UN | 1 | 20 | D | D | N | N | 85030099 | 1 |  | 0.509 | KG | 85.88 | 85.88 | MC05 | MC05 | SIMOTICS L Secondary section cooling with plug-in coupling; Size 300 to 450; Hollow aluminum profile; per secondary section track 2 units required Length in number of secondary sections: 5 | - | 0 | 0
1FN3003-0TK04-1AG0 |  | 1FN3003-0TK04-1AG0 | 1 | UN | 1 | 20 | D | D | N | N | 85030099 | 1 |  | 0.26 | KG | 103.16 | 103.16 | MC05 | MC05 | SIMOTICS L Secondary section cooling with plug-in coupling; Size 300 to 450; Hollow aluminum profile; per secondary section track 2 units required Length in number of secondary sections: 6 | - | 0 | 0
1FN3003-0TK04-1AH0 |  | 1FN3003-0TK04-1AH0 | 1 | UN | 1 | 20 | D | D | N | N | 85030099 | 1 |  | 0.615 | KG | 120.44 | 120.44 | MC05 | MC05 | SIMOTICS L Secondary section cooling with plug-in coupling; Size 300 to 450; Hollow aluminum profile; per secondary section track 2 units required Length in number of secondary sections: 7 | - | 0 | 0
1FN3003-0TK04-1AJ0 |  | 1FN3003-0TK04-1AJ0 | 1 | UN | 1 | 20 | D | D | N | N | 85030099 | 1 | 4025515003106 | 0.34 | KG | 137.57 | 137.57 | MC05 | MC05 | SIMOTICS L Secondary section cooling with plug-in coupling; Size 300 to 450; Hollow aluminum profile; per secondary section track 2 units required Length in number of secondary sections: 8 | - | 0 | 0
1FN3003-0TK04-1AK0 |  | 1FN3003-0TK04-1AK0 | 1 | UN | 1 | 20 | D | D | N | N | 85030099 | 1 |  | 0.39 | KG | 154.81 | 154.81 | MC05 | MC05 | SIMOTICS L Secondary section cooling with plug-in coupling; Size 300 to 450; Hollow aluminum profile; per secondary section track 2 units required Length in number of secondary sections: 9 | - | 0 | 0
1FN3003-0TK04-1BA0 |  | 1FN3003-0TK04-1BA0 | 1 | UN | 1 | 20 | D | D | N | N | 85030099 | 1 |  | 1.023 | KG | 172.12 | 172.12 | MC05 | MC05 | SIMOTICS L Secondary section cooling with plug-in coupling; Size 300 to 450; Hollow aluminum profile; per secondary section track 2 units required Length in number of secondary sections: 10 | - | 0 | 0
1FN3003-0TK04-1BB0 |  | 1FN3003-0TK04-1BB0 | 1 | UN | 1 | 20 | D | D | N | N | 85030099 | 1 |  | 0.47 | KG | 189.81 | 189.81 | MC05 | MC05 | SIMOTICS L Secondary section cooling with plug-in coupling; Size 300 to 450; Hollow aluminum profile; per secondary section track 2 units required Length in number of secondary sections: 11 | - | 0 | 0
1FN3003-0TK04-1BC0 |  | 1FN3003-0TK04-1BC0 | 1 | UN | 1 | 20 | D | D | N | N | 85030099 | 1 |  | 0.51 | KG | 206.7 | 206.7 | MC05 | MC05 | SIMOTICS L Secondary section cooling with plug-in coupling; Size 300 to 450; Hollow aluminum profile; per secondary section track 2 units required Length in number of secondary sections: 12 | - | 0 | 0
1FN3003-0TK04-1BD0 |  | 1FN3003-0TK04-1BD0 | 1 | UN | 1 | 20 | D | D | N | N | 85030099 | 1 |  | 0.55 | KG | 223.61 | 223.61 | MC05 | MC05 | SIMOTICS L Secondary section cooling with plug-in coupling; Size 300 to 450; Hollow aluminum profile; per secondary section track 2 units required Length in number of secondary sections: 13 | - | 0 | 0
1FN3003-0TK04-1BE0 |  | 1FN3003-0TK04-1BE0 | 1 | UN | 1 | 20 | D | D | N | N | 85030099 | 1 |  | 0.6 | KG | 240.54 | 240.54 | MC05 | MC05 | SIMOTICS L Secondary section cooling with plug-in coupling; Size 300 to 450; Hollow aluminum profile; per secondary section track 2 units required Length in number of secondary sections: 14 | - | 0 | 0
1FN3003-0TK04-1BF0 |  | 1FN3003-0TK04-1BF0 | 1 | UN | 1 | 20 | D | D | N | N | 85030099 | 1 | 4025515003113 | 0.64 | KG | 259.3 | 259.3 | MC05 | MC05 | SIMOTICS L Secondary section cooling with plug-in coupling; Size 300 to 450; Hollow aluminum profile; per secondary section track 2 units required Length in number of secondary sections: 15 | - | 0 | 0
1FN3003-0TK04-1BG0 |  | 1FN3003-0TK04-1BG0 | 1 | UN | 1 | 20 | D | D | N | N | 85030099 | 1 |  | 0.68 | KG | 274.36 | 274.36 | MC05 | MC05 | SIMOTICS L Secondary section cooling with plug-in coupling; Size 300 to 450; Hollow aluminum profile; per secondary section track 2 units required Length in number of secondary sections: 16 | - | 0 | 0
1FN3003-0TK06-1AC0 |  | 1FN3003-0TK06-1AC0 | 1 | UN | 1 | 20 | D | D | N | N | 85030099 | 1 |  | 0.09 | KG | 42.35 | 42.35 | MC05 | MC05 | SIMOTICS L Secondary section cooling with cable grommet on the right and socket on the left; Size 300 to 450; Hollow aluminum profile; per secondary section track 2 units required Length in number of secondary sections: 2 | - | 0 | 0
1FN3003-0TK07-1AC0 |  | 1FN3003-0TK07-1AC0 | 1 | UN | 1 | 20 | D | D | N | N | 85030099 | 1 |  | 0.09 | KG | 35.85 | 35.85 | MC05 | MC05 | SIMOTICS L Secondary section cooling with cable grommet on the left and socket on the right; Size 300 to 450; Hollow aluminum profile; per secondary section track 2 units required Length in number of secondary sections: 2 | - | 0 | 0
1FN3003-4PP00-0AA0 |  | 1FN3003-4PP00-0AA0 | 1 | UN | 1 | 20 | D | D | N | N | 85030099 | 1 |  | 0.14 | KG | 119.11 | 119.11 | MC05 | MC05 | SIMOTICS L Protective sidebar for 1FN3XXX-4XX Mechanical protection component 3-phase synchronous motor; including accessories | - | 0 | 7
1FN3004-0TK00-2AA0 |  | 1FN3004-0TK00-2AA0 | 1 | UN | 1 | 20 | D | D | N | N | 85030099 | 1 |  | 1.2 | KG | 164.76 | 164.76 | MC05 | MC05 | SIMOTICS L Cooling profile for secondary section 1FN3600, Special length 3 m hollow aluminum profile | - | 0 | 7
1FN3004-0TK02-1AB0 |  | 1FN3004-0TK02-1AB0 | 1 | UN | 1 | 20 | D | D | N | N | 85030099 | 1 |  | 0.45 | KG | 18.97 | 18.97 | MC05 | MC05 | SIMOTICS L Cooling profile for secondary section 600 series Hollow aluminum profile; per secondary section track 3 units required Length in number of secondary parts, with adapter nipple for (combi-) end piece Price per secondary section segment Number=0+1 | - | 0 | 0
1FN3004-0TK02-1AC0 |  | 1FN3004-0TK02-1AC0 | 1 | UN | 1 | 20 | D | D | N | N | 85030099 | 1 |  | 0.68 | KG | 37.78 | 37.78 | MC05 | MC05 | SIMOTICS L Cooling profile for secondary section 600 series Hollow aluminum profile; per secondary section track 3 units required Length in number of secondary parts, with adapter nipple for (combi-) end piece Price per secondary section segment Number=0+2 | - | 0 | 0
1FN3004-0TK02-1AD0 |  | 1FN3004-0TK02-1AD0 | 1 | UN | 1 | 20 | D | D | N | N | 85030099 | 1 |  | 0.91 | KG | 56.77 | 56.77 | MC05 | MC05 | SIMOTICS L Cooling profile for secondary section 600 series Hollow aluminum profile; per secondary section track 3 units required Length in number of secondary parts, with adapter nipple for (combi-) end piece Price per secondary section segment Number=0+3 | - | 0 | 0
1FN3004-0TK02-1AE0 |  | 1FN3004-0TK02-1AE0 | 1 | UN | 1 | 20 | D | D | N | N | 85030099 | 1 |  | 1.14 | KG | 75.53 | 75.53 | MC05 | MC05 | SIMOTICS L Cooling profile for secondary section 600 series Hollow aluminum profile; per secondary section track 3 units required Length in number of secondary parts, with adapter nipple for (combi-) end piece Price per secondary section segment Number=0+4 | - | 0 | 0
1FN3004-0TK02-1AF0 |  | 1FN3004-0TK02-1AF0 | 1 | UN | 1 | 20 | D | D | N | N | 85030099 | 1 |  | 1.37 | KG | 94.32 | 94.32 | MC05 | MC05 | SIMOTICS L Cooling profile for secondary section 600 series Hollow aluminum profile; per secondary section track 3 units required Length in number of secondary parts, with adapter nipple for (combi-) end piece Price per secondary section segment Number=0+5 | - | 0 | 0
1FN3004-0TK02-1AG0 |  | 1FN3004-0TK02-1AG0 | 1 | UN | 1 | 20 | D | D | N | N | 85030099 | 1 |  | 1.6 | KG | 113.28 | 113.28 | MC05 | MC05 | SIMOTICS L Cooling profile for secondary section 600 series Hollow aluminum profile; per secondary section track 3 units required Length in number of secondary parts, with adapter nipple for (combi-) end piece Price per secondary section segment Number=0+6 | - | 0 | 0
1FN3004-0TK02-1AH0 |  | 1FN3004-0TK02-1AH0 | 1 | UN | 1 | 20 | D | D | N | N | 85030099 | 1 | 4025515003120 | 1.83 | KG | 132.3 | 132.3 | MC05 | MC05 | SIMOTICS L Cooling profile for secondary section 600 series Hollow aluminum profile; per secondary section track 3 units required Length in number of secondary parts, with adapter nipple for (combi-) end piece Price per secondary section segment Number=0+7 | - | 0 | 0
1FN3004-0TK02-1AJ0 |  | 1FN3004-0TK02-1AJ0 | 1 | UN | 1 | 20 | D | D | N | N | 85030099 | 1 |  | 2.06 | KG | 151.26 | 151.26 | MC05 | MC05 | SIMOTICS L Cooling profile for secondary section 600 series Hollow aluminum profile; per secondary section track 3 units required Length in number of secondary parts, with adapter nipple for (combi-) end piece Price per secondary section segment Number=0+8 | - | 0 | 0
1FN3004-0TK02-1AK0 |  | 1FN3004-0TK02-1AK0 | 1 | UN | 1 | 20 | D | D | N | N | 85030099 | 1 |  | 2.29 | KG | 170.05 | 170.05 | MC05 | MC05 | SIMOTICS L Cooling profile for secondary section 600 series Hollow aluminum profile; per secondary section track 3 units required Length in number of secondary parts, with adapter nipple for (combi-) end piece Price per secondary section segment Number=0+9 | - | 0 | 0
1FN3004-0TK02-1BA0 |  | 1FN3004-0TK02-1BA0 | 1 | UN | 1 | 20 | D | D | N | N | 85030099 | 1 |  | 2.52 | KG | 189.81 | 189.81 | MC05 | MC05 | SIMOTICS L Cooling profile for secondary section 600 series Hollow aluminum profile; per secondary section track 3 units required Length in number of secondary parts, with adapter nipple for (combi-) end piece Price per secondary section segment Number=10+0 | - | 0 | 0
1FN3004-0TK02-1BB0 |  | 1FN3004-0TK02-1BB0 | 1 | UN | 1 | 20 | D | D | N | N | 85030099 | 1 |  | 2.75 | KG | 206.68 | 206.68 | MC05 | MC05 | SIMOTICS L Cooling profile for secondary section 600 series Hollow aluminum profile; per secondary section track 3 units required Length in number of secondary parts, with adapter nipple for (combi-) end piece Price per secondary section segment Number=10+1 | - | 0 | 0
1FN3004-0TK02-1BC0 |  | 1FN3004-0TK02-1BC0 | 1 | UN | 1 | 20 | D | D | N | N | 85030099 | 1 |  | 2.98 | KG | 227.37 | 227.37 | MC05 | MC05 | SIMOTICS L Cooling profile for secondary section 600 series Hollow aluminum profile; per secondary section track 3 units required Length in number of secondary parts, with adapter nipple for (combi-) end piece Price per secondary section segment Number=10+2 | - | 0 | 0
1FN3004-0TK02-1BD0 |  | 1FN3004-0TK02-1BD0 | 1 | UN | 1 | 20 | D | D | N | N | 85030099 | 1 |  | 3.21 | KG | 244.3 | 244.3 | MC05 | MC05 | SIMOTICS L Cooling profile for secondary section 600 series Hollow aluminum profile; per secondary section track 3 units required Length in number of secondary parts, with adapter nipple for (combi-) end piece Price per secondary section segment Number=10+3 | - | 0 | 0
1FN3004-0TK02-1BE0 |  | 1FN3004-0TK02-1BE0 | 1 | UN | 1 | 20 | D | D | N | N | 85030099 | 1 |  | 3.44 | KG | 264.95 | 264.95 | MC05 | MC05 | SIMOTICS L Cooling profile for secondary section 600 series Hollow aluminum profile; per secondary section track 3 units required Length in number of secondary parts, with adapter nipple for (combi-) end piece Price per secondary section segment Number=10+4 | - | 0 | 0
1FN3004-0TK02-1BF0 |  | 1FN3004-0TK02-1BF0 | 1 | UN | 1 | 20 | D | D | N | N | 85030099 | 1 |  | 3.67 | KG | 283.76 | 283.76 | MC05 | MC05 | SIMOTICS L Cooling profile for secondary section 600 series Hollow aluminum profile; per secondary section track 3 units required Length in number of secondary parts, with adapter nipple for (combi-) end piece Price per secondary section segment Number=10+5 | - | 0 | 0
1FN3004-0TK02-1BG0 |  | 1FN3004-0TK02-1BG0 | 1 | UN | 1 | 20 | D | D | N | N | 85030099 | 1 |  | 3.9 | KG | 302.54 | 302.54 | MC05 | MC05 | SIMOTICS L Cooling profile for secondary section 600 series Hollow aluminum profile; per secondary section track 3 units required Length in number of secondary parts, with adapter nipple for (combi-) end piece Price per secondary section segment Number=10+6 | - | 0 | 0
1FN3004-0TK03-1AF0 |  | 1FN3004-0TK03-1AF0 | 1 | UN | 1 | 20 | D | D | N | N | 85030099 | 1 |  | 1.5 | KG | 94.32 | 94.32 | MC05 | MC05 | SIMOTICS L Secondary section heatsink profile 1FN3004-0TK03-1AF0; Hollow aluminum profile; Length 5 secondary sections with thread M6x0.75 without plug nipple | - | 0 | 7
1FN3004-0TK04-1AB0 |  | 1FN3004-0TK04-1AB0 | 1 | UN | 1 | 20 | D | D | N | N | 85030099 | 1 |  | 0.08 | KG | 18.97 | 18.97 | MC05 | MC05 | SIMOTICS L Secondary section cooling with plug-in coupling; Size 600; Hollow aluminum profile; per secondary section track 3 units required Length in number of secondary sections: 1 | - | 0 | 0
1FN3004-0TK04-1AC0 |  | 1FN3004-0TK04-1AC0 | 1 | UN | 1 | 20 | D | D | N | N | 85030099 | 1 |  | 0.14 | KG | 37.78 | 37.78 | MC05 | MC05 | SIMOTICS L Secondary section cooling with plug-in coupling; Size 600; Hollow aluminum profile; per secondary section track 3 units required Length in number of secondary sections: 2 | - | 0 | 0
1FN3004-0TK04-1AD0 |  | 1FN3004-0TK04-1AD0 | 1 | UN | 1 | 20 | D | D | N | N | 85030099 | 1 |  | 0.2 | KG | 56.77 | 56.77 | MC05 | MC05 | SIMOTICS L Secondary section cooling with plug-in coupling; Size 600; Hollow aluminum profile; per secondary section track 3 units required Length in number of secondary sections: 3 | - | 0 | 0
1FN3004-0TK04-1AE0 |  | 1FN3004-0TK04-1AE0 | 1 | UN | 1 | 20 | D | D | N | N | 85030099 | 1 |  | 0.27 | KG | 75.53 | 75.53 | MC05 | MC05 | SIMOTICS L Secondary section cooling with plug-in coupling; Size 600; Hollow aluminum profile; per secondary section track 3 units required Length in number of secondary sections: 4 | - | 0 | 0
1FN3004-0TK04-1AF0 |  | 1FN3004-0TK04-1AF0 | 1 | UN | 1 | 20 | D | D | N | N | 85030099 | 1 |  | 0.33 | KG | 94.33 | 94.33 | MC05 | MC05 | SIMOTICS L Secondary section cooling with plug-in coupling; Size 600; Hollow aluminum profile; per secondary section track 3 units required Length in number of secondary sections: 5 | - | 0 | 0
1FN3004-0TK04-1AG0 |  | 1FN3004-0TK04-1AG0 | 1 | UN | 1 | 20 | D | D | N | N | 85030099 | 1 |  | 0.39 | KG | 113.28 | 113.28 | MC05 | MC05 | SIMOTICS L Secondary section cooling with plug-in coupling; Size 600; Hollow aluminum profile; per secondary section track 3 units required Length in number of secondary sections: 6 | - | 0 | 0
1FN3004-0TK04-1AH0 |  | 1FN3004-0TK04-1AH0 | 1 | UN | 1 | 20 | D | D | N | N | 85030099 | 1 |  | 0.46 | KG | 132.3 | 132.3 | MC05 | MC05 | SIMOTICS L Secondary section cooling with plug-in coupling; Size 600; Hollow aluminum profile; per secondary section track 3 units required Length in number of secondary sections: 7 | - | 0 | 0
1FN3004-0TK04-1AJ0 |  | 1FN3004-0TK04-1AJ0 | 1 | UN | 1 | 20 | D | D | N | N | 85030099 | 1 |  | 0.52 | KG | 151.26 | 151.26 | MC05 | MC05 | SIMOTICS L Secondary section cooling with plug-in coupling; Size 600; Hollow aluminum profile; per secondary section track 3 units required Length in number of secondary sections: 8 | - | 0 | 0
1FN3004-0TK04-1AK0 |  | 1FN3004-0TK04-1AK0 | 1 | UN | 1 | 20 | D | D | N | N | 85030099 | 1 |  | 0.58 | KG | 170.05 | 170.05 | MC05 | MC05 | SIMOTICS L Secondary section cooling with plug-in coupling; Size 600; Hollow aluminum profile; per secondary section track 3 units required Length in number of secondary sections: 9 | - | 0 | 0
1FN3004-0TK04-1BA0 |  | 1FN3004-0TK04-1BA0 | 1 | UN | 1 | 20 | D | D | N | N | 85030099 | 1 |  | 0.64 | KG | 189.81 | 189.81 | MC05 | MC05 | SIMOTICS L Secondary section cooling with plug-in coupling; Size 600; Hollow aluminum profile; per secondary section track 3 units required Length in number of secondary sections: 10 | - | 0 | 0
1FN3004-0TK04-1BB0 |  | 1FN3004-0TK04-1BB0 | 1 | UN | 1 | 20 | D | D | N | N | 85030099 | 1 |  | 0.71 | KG | 206.7 | 206.7 | MC05 | MC05 | SIMOTICS L Secondary section cooling with plug-in coupling; Size 600; Hollow aluminum profile; per secondary section track 3 units required Length in number of secondary sections: 11 | - | 0 | 0
1FN3004-0TK04-1BC0 |  | 1FN3004-0TK04-1BC0 | 1 | UN | 1 | 20 | D | D | N | N | 85030099 | 1 |  | 0.77 | KG | 227.36 | 227.36 | MC05 | MC05 | SIMOTICS L Secondary section cooling with plug-in coupling; Size 600; Hollow aluminum profile; per secondary section track 3 units required Length in number of secondary sections: 12 | - | 0 | 0
1FN3004-0TK04-1BD0 |  | 1FN3004-0TK04-1BD0 | 1 | UN | 1 | 20 | D | D | N | N | 85030099 | 1 |  | 0.83 | KG | 244.27 | 244.27 | MC05 | MC05 | SIMOTICS L Secondary section cooling with plug-in coupling; Size 600; Hollow aluminum profile; per secondary section track 3 units required Length in number of secondary sections: 13 | - | 0 | 0
1FN3004-0TK04-1BE0 |  | 1FN3004-0TK04-1BE0 | 1 | UN | 1 | 20 | D | D | N | N | 85030099 | 1 |  | 0.9 | KG | 264.95 | 264.95 | MC05 | MC05 | SIMOTICS L Secondary section cooling with plug-in coupling; Size 600; Hollow aluminum profile; per secondary section track 3 units required Length in number of secondary sections: 14 | - | 0 | 0
1FN3004-0TK04-1BF0 |  | 1FN3004-0TK04-1BF0 | 1 | UN | 1 | 20 | D | D | N | N | 85030099 | 1 |  | 0.96 | KG | 283.76 | 283.76 | MC05 | MC05 | SIMOTICS L Secondary section cooling with plug-in coupling; Size 600; Hollow aluminum profile; per secondary section track 3 units required Length in number of secondary sections: 15 | - | 0 | 0
1FN3004-0TK04-1BG0 |  | 1FN3004-0TK04-1BG0 | 1 | UN | 1 | 20 | D | D | N | N | 85030099 | 1 |  | 1.02 | KG | 302.54 | 302.54 | MC05 | MC05 | SIMOTICS L Secondary section cooling with plug-in coupling; Size 600; Hollow aluminum profile; per secondary section track 3 units required Length in number of secondary sections: 16 | - | 0 | 0
1FN3004-0TK06-1AC0 |  | 1FN3004-0TK06-1AC0 | 1 | UN | 1 | 20 | D | D | N | N | 85030099 | 1 |  | 0.15 | KG | 40.92 | 40.92 | MC05 | MC05 | SIMOTICS L Secondary section cooling with cable grommet and socket at both ends; Size 600; Hollow aluminum profile; per secondary section track 3 units required Length in number of secondary sections: 2 | - | 0 | 0
1FN3005-0PH00-0AA0 |  | 1FN3005-0PH00-0AA0 | 1 | UN | 1 | 20 | D | D | N | N | 85432000 | 1 |  | 0.39 | KG | 665.2 | 665.2 | MC05 | MC05 | SIMOTICS L Hall sensor box for determining the pole position (commutation); straight cable outlet; for size 050 to 150; PRI length 3.5 (standard) | - | 0 | 0
1FN3005-0PH01-0AA0 |  | 1FN3005-0PH01-0AA0 | 1 | UN | 1 | 20 | D | D | N | N | 85432000 | 1 |  | 0.39 | KG | 665.21 | 665.21 | MC05 | MC05 | SIMOTICS L Hall sensor box for determining the pole position (commutation); lateral cable outlet; for size 050 to 150; PRI length 3.5 (standard) | - | 0 | 0
1FN3005-0TK00-2AA0 |  | 1FN3005-0TK00-2AA0 | 1 | UN | 1 | 20 | D | D | N | N | 85030099 | 1 |  | 1.2 | KG | 167.96 | 167.96 | MC05 | MC05 | SIMOTICS L cooling profile; secondary section 1FN3900-4SA00-0AA2, length 3m hollow aluminum profile | - | 0 | 7
1FN3005-0TK02-1AB0 |  | 1FN3005-0TK02-1AB0 | 1 | UN | 1 | 20 | D | D | N | N | 85030099 | 1 |  | 0.45 | KG | 18.97 | 18.97 | MC05 | MC05 | SIMOTICS L Cooling profile for secondary section 900 series Hollow aluminum profile; per secondary section track 3 units required Length in number of secondary parts, cable grommet nipple Price per secondary section segment Number=0+1 | - | 0 | 0
1FN3005-0TK02-1AC0 |  | 1FN3005-0TK02-1AC0 | 1 | UN | 1 | 20 | D | D | N | N | 85030099 | 1 |  | 0.68 | KG | 37.78 | 37.78 | MC05 | MC05 | SIMOTICS L Cooling profile for secondary section 900 series Hollow aluminum profile; per secondary section track 3 units required Length in number of secondary parts, cable grommet nipple Price per secondary section segment Number=0+2 | - | 0 | 0
1FN3005-0TK02-1AD0 |  | 1FN3005-0TK02-1AD0 | 1 | UN | 1 | 20 | D | D | N | N | 85030099 | 1 |  | 0.91 | KG | 56.77 | 56.77 | MC05 | MC05 | SIMOTICS L Cooling profile for secondary section 900 series Hollow aluminum profile; per secondary section track 3 units required Length in number of secondary parts, cable grommet nipple Price per secondary section segment Number=0+3 | - | 0 | 0
1FN3005-0TK02-1AE0 |  | 1FN3005-0TK02-1AE0 | 1 | UN | 1 | 20 | D | D | N | N | 85030099 | 1 |  | 1.14 | KG | 75.53 | 75.53 | MC05 | MC05 | SIMOTICS L Cooling profile for secondary section 900 series Hollow aluminum profile; per secondary section track 3 units required Length in number of secondary parts, cable grommet nipple Price per secondary section segment Number=0+4 | - | 0 | 0
1FN3005-0TK02-1AF0 |  | 1FN3005-0TK02-1AF0 | 1 | UN | 1 | 20 | D | D | N | N | 85030099 | 1 |  | 1.37 | KG | 94.32 | 94.32 | MC05 | MC05 | SIMOTICS L Cooling profile for secondary section 900 series Hollow aluminum profile; per secondary section track 3 units required Length in number of secondary parts, cable grommet nipple Price per secondary section segment Number=0+5 | - | 0 | 0
1FN3005-0TK02-1AG0 |  | 1FN3005-0TK02-1AG0 | 1 | UN | 1 | 20 | D | D | N | N | 85030099 | 1 |  | 1.6 | KG | 113.28 | 113.28 | MC05 | MC05 | SIMOTICS L Cooling profile for secondary section 900 series Hollow aluminum profile; per secondary section track 3 units required Length in number of secondary parts, cable grommet nipple Price per secondary section segment Number=0+6 | - | 0 | 0
1FN3005-0TK02-1AH0 |  | 1FN3005-0TK02-1AH0 | 1 | UN | 1 | 20 | D | D | N | N | 85030099 | 1 |  | 1.83 | KG | 132.29 | 132.29 | MC05 | MC05 | SIMOTICS L Cooling profile for secondary section 900 series Hollow aluminum profile; per secondary section track 3 units required Length in number of secondary parts, cable grommet nipple Price per secondary section segment Number=0+7 | - | 0 | 0
1FN3005-0TK02-1AJ0 |  | 1FN3005-0TK02-1AJ0 | 1 | UN | 1 | 20 | D | D | N | N | 85030099 | 1 |  | 2.06 | KG | 151.26 | 151.26 | MC05 | MC05 | SIMOTICS L Cooling profile for secondary section 900 series Hollow aluminum profile; per secondary section track 3 units required Length in number of secondary parts, cable grommet nipple Price per secondary section segment Number=0+8 | - | 0 | 0
1FN3005-0TK02-1AK0 |  | 1FN3005-0TK02-1AK0 | 1 | UN | 1 | 20 | D | D | N | N | 85030099 | 1 |  | 2.29 | KG | 170.05 | 170.05 | MC05 | MC05 | SIMOTICS L Cooling profile for secondary section 900 series Hollow aluminum profile; per secondary section track 3 units required Length in number of secondary parts, cable grommet nipple Price per secondary section segment Number=0+9 | - | 0 | 0
1FN3005-0TK02-1BA0 |  | 1FN3005-0TK02-1BA0 | 1 | UN | 1 | 20 | D | D | N | N | 85030099 | 1 |  | 2.52 | KG | 189.81 | 189.81 | MC05 | MC05 | SIMOTICS L Cooling profile for secondary section 900 series Hollow aluminum profile; per secondary section track 3 units required Length in number of secondary parts, cable grommet nipple Price per secondary section segment Number=10+0 | - | 0 | 0
1FN3005-0TK02-1BB0 |  | 1FN3005-0TK02-1BB0 | 1 | UN | 1 | 20 | D | D | N | N | 85030099 | 1 |  | 2.75 | KG | 206.68 | 206.68 | MC05 | MC05 | SIMOTICS L Cooling profile for secondary section 900 series Hollow aluminum profile; per secondary section track 3 units required Length in number of secondary parts, cable grommet nipple Price per secondary section segment Number=10+1 | - | 0 | 0
1FN3005-0TK02-1BC0 |  | 1FN3005-0TK02-1BC0 | 1 | UN | 1 | 20 | D | D | N | N | 85030099 | 1 |  | 2.98 | KG | 227.37 | 227.37 | MC05 | MC05 | SIMOTICS L Cooling profile for secondary section 900 series Hollow aluminum profile; per secondary section track 3 units required Length in number of secondary parts, cable grommet nipple Price per secondary section segment Number=10+2 | - | 0 | 0
1FN3005-0TK02-1BD0 |  | 1FN3005-0TK02-1BD0 | 1 | UN | 1 | 20 | D | D | N | N | 85030099 | 1 |  | 3.21 | KG | 244.3 | 244.3 | MC05 | MC05 | SIMOTICS L Cooling profile for secondary section 900 series Hollow aluminum profile; per secondary section track 3 units required Length in number of secondary parts, cable grommet nipple Price per secondary section segment Number=10+3 | - | 0 | 0
1FN3005-0TK02-1BE0 |  | 1FN3005-0TK02-1BE0 | 1 | UN | 1 | 20 | D | D | N | N | 85030099 | 1 |  | 3.44 | KG | 264.95 | 264.95 | MC05 | MC05 | SIMOTICS L Cooling profile for secondary section 900 series Hollow aluminum profile; per secondary section track 3 units required Length in number of secondary parts, cable grommet nipple Price per secondary section segment Number=10+4 | - | 0 | 0
1FN3005-0TK02-1BF0 |  | 1FN3005-0TK02-1BF0 | 1 | UN | 1 | 20 | D | D | N | N | 85030099 | 1 |  | 3.67 | KG | 283.76 | 283.76 | MC05 | MC05 | SIMOTICS L Cooling profile for secondary section 900 series Hollow aluminum profile; per secondary section track 3 units required Length in number of secondary parts, cable grommet nipple Price per secondary section segment Number=10+5 | - | 0 | 0
1FN3005-0TK02-1BG0 |  | 1FN3005-0TK02-1BG0 | 1 | UN | 1 | 20 | D | D | N | N | 85030099 | 1 |  | 3.9 | KG | 302.54 | 302.54 | MC05 | MC05 | SIMOTICS L Cooling profile for secondary section 900 series Hollow aluminum profile; per secondary section track 3 units required Length in number of secondary parts, cable grommet nipple Price per secondary section segment Number=10+6 | - | 0 | 0
1FN3005-0TK03-1AE0 |  | 1FN3005-0TK03-1AE0 | 1 | UN | 1 | 20 | D | D | N | N | 85030099 | 1 |  | 1.14 | KG | 75.53 | 75.53 | MC05 | MC05 | SIMOTICS L Secondary section heatsink profile 1FN3005-0TK03-1AE0; Hollow aluminum profile; Length 4 secondary sections; with thread M6x0.75 without plug nipple Electric motor | - | 0 | 7
1FN3005-0TK04-1AB0 |  | 1FN3005-0TK04-1AB0 | 1 | UN | 1 | 20 | D | D | N | N | 85030099 | 1 |  | 0.08 | KG | 18.96 | 18.96 | MC05 | MC05 | SIMOTICS L Secondary section cooling with plug-in coupling; Size 900; Hollow aluminum profile; per secondary section track 3 units required Length in number of secondary sections: 1 | - | 0 | 0
1FN3005-0TK04-1AC0 |  | 1FN3005-0TK04-1AC0 | 1 | UN | 1 | 20 | D | D | N | N | 85030099 | 1 |  | 0.14 | KG | 37.78 | 37.78 | MC05 | MC05 | SIMOTICS L Secondary section cooling with plug-in coupling; Size 900; Hollow aluminum profile; per secondary section track 3 units required Length in number of secondary sections: 2 | - | 0 | 0
1FN3005-0TK04-1AD0 |  | 1FN3005-0TK04-1AD0 | 1 | UN | 1 | 20 | D | D | N | N | 85030099 | 1 |  | 0.2 | KG | 56.77 | 56.77 | MC05 | MC05 | SIMOTICS L Secondary section cooling with plug-in coupling; Size 900; Hollow aluminum profile; per secondary section track 3 units required Length in number of secondary sections: 3 | - | 0 | 0
1FN3005-0TK04-1AE0 |  | 1FN3005-0TK04-1AE0 | 1 | UN | 1 | 20 | D | D | N | N | 85030099 | 1 |  | 0.27 | KG | 75.53 | 75.53 | MC05 | MC05 | SIMOTICS L Secondary section cooling with plug-in coupling; Size 900; Hollow aluminum profile; per secondary section track 3 units required Length in number of secondary sections: 4 | - | 0 | 0
1FN3005-0TK04-1AF0 |  | 1FN3005-0TK04-1AF0 | 1 | UN | 1 | 20 | D | D | N | N | 85030099 | 1 |  | 0.45 | KG | 94.33 | 94.33 | MC05 | MC05 | SIMOTICS L Secondary section cooling with plug-in coupling; Size 900; Hollow aluminum profile; per secondary section track 3 units required Length in number of secondary sections: 5 | - | 0 | 0
1FN3005-0TK04-1AF5 |  | 1FN3005-0TK04-1AF5 | 1 | UN | 1 | 20 | D | D | N | N | 85030099 | 1 |  | 0.55 | KG | 118.65 | 118.65 | MC05 | MC05 | SIMOTICS L Secondary section cooling with plug-in coupling; Size 900; Hollow aluminum profile; per secondary section track 3 units required Length in number of secondary sections: 5.5 | - | 0 | 7
1FN3005-0TK04-1AG0 |  | 1FN3005-0TK04-1AG0 | 1 | UN | 1 | 20 | D | D | N | N | 85030099 | 1 |  | 0.53 | KG | 113.28 | 113.28 | MC05 | MC05 | SIMOTICS L Secondary section cooling with plug-in coupling; Size 900; Hollow aluminum profile; per secondary section track 3 units required Length in number of secondary sections: 6 | - | 0 | 0
1FN3005-0TK04-1AH0 |  | 1FN3005-0TK04-1AH0 | 1 | UN | 1 | 20 | D | D | N | N | 85030099 | 1 |  | 0.46 | KG | 132.3 | 132.3 | MC05 | MC05 | SIMOTICS L Secondary section cooling with plug-in coupling; Size 900; Hollow aluminum profile; per secondary section track 3 units required Length in number of secondary sections: 7 | - | 0 | 0
1FN3005-0TK04-1AJ0 |  | 1FN3005-0TK04-1AJ0 | 1 | UN | 1 | 20 | D | D | N | N | 85030099 | 1 |  | 0.52 | KG | 151.26 | 151.26 | MC05 | MC05 | SIMOTICS L Secondary section cooling with plug-in coupling; Size 900; Hollow aluminum profile; per secondary section track 3 units required Length in number of secondary sections: 8 | - | 0 | 0
1FN3005-0TK04-1AK0 |  | 1FN3005-0TK04-1AK0 | 1 | UN | 1 | 20 | D | D | N | N | 85030099 | 1 |  | 0.58 | KG | 170.05 | 170.05 | MC05 | MC05 | SIMOTICS L Secondary section cooling with plug-in coupling; Size 900; Hollow aluminum profile; per secondary section track 3 units required Length in number of secondary sections: 9 | - | 0 | 0
1FN3005-0TK04-1BA0 |  | 1FN3005-0TK04-1BA0 | 1 | UN | 1 | 20 | D | D | N | N | 85030099 | 1 |  | 0.64 | KG | 189.81 | 189.81 | MC05 | MC05 | SIMOTICS L Secondary section cooling with plug-in coupling; Size 900; Hollow aluminum profile; per secondary section track 3 units required Length in number of secondary sections: 10 | - | 0 | 0
1FN3005-0TK04-1BB0 |  | 1FN3005-0TK04-1BB0 | 1 | UN | 1 | 20 | D | D | N | N | 85030099 | 1 |  | 0.71 | KG | 206.7 | 206.7 | MC05 | MC05 | SIMOTICS L Secondary section cooling with plug-in coupling; Size 900; Hollow aluminum profile; per secondary section track 3 units required Length in number of secondary sections: 11 | - | 0 | 0
1FN3005-0TK04-1BC0 |  | 1FN3005-0TK04-1BC0 | 1 | UN | 1 | 20 | D | D | N | N | 85030099 | 1 |  | 0.77 | KG | 227.36 | 227.36 | MC05 | MC05 | SIMOTICS L Secondary section cooling with plug-in coupling; Size 900; Hollow aluminum profile; per secondary section track 3 units required Length in number of secondary sections: 12 | - | 0 | 0
1FN3005-0TK04-1BD0 |  | 1FN3005-0TK04-1BD0 | 1 | UN | 1 | 20 | D | D | N | N | 85030099 | 1 |  | 0.83 | KG | 244.27 | 244.27 | MC05 | MC05 | SIMOTICS L Secondary section cooling with plug-in coupling; Size 900; Hollow aluminum profile; per secondary section track 3 units required Length in number of secondary sections: 13 | - | 0 | 0
1FN3005-0TK04-1BE0 |  | 1FN3005-0TK04-1BE0 | 1 | UN | 1 | 20 | D | D | N | N | 85030099 | 1 |  | 0.9 | KG | 264.95 | 264.95 | MC05 | MC05 | SIMOTICS L Secondary section cooling with plug-in coupling; Size 900; Hollow aluminum profile; per secondary section track 3 units required Length in number of secondary sections: 14 | - | 0 | 0
1FN3005-0TK04-1BF0 |  | 1FN3005-0TK04-1BF0 | 1 | UN | 1 | 20 | D | D | N | N | 85030099 | 1 |  | 0.96 | KG | 283.76 | 283.76 | MC05 | MC05 | SIMOTICS L Secondary section cooling with plug-in coupling; Size 900; Hollow aluminum profile; per secondary section track 3 units required Length in number of secondary sections: 15 | - | 0 | 0
1FN3005-0TK04-1BG0 |  | 1FN3005-0TK04-1BG0 | 1 | UN | 1 | 20 | D | D | N | N | 85030099 | 1 |  | 1.02 | KG | 302.54 | 302.54 | MC05 | MC05 | SIMOTICS L Secondary section cooling with plug-in coupling; Size 900; Hollow aluminum profile; per secondary section track 3 units required Length in number of secondary sections: 16 | - | 0 | 0
1FN3005-0TK06-1AC0 |  | 1FN3005-0TK06-1AC0 | 1 | UN | 1 | 20 | D | D | N | N | 85030099 | 1 |  | 0.15 | KG | 40.92 | 40.92 | MC05 | MC05 | SIMOTICS L Secondary section cooling with cable grommet and socket; Size 900; Hollow aluminum profile; per secondary section track 3 units required Length in number of secondary sections: 2 | - | 0 | 0
1FN3006-0PH00-0AA0 |  | 1FN3006-0PH00-0AA0 | 1 | UN | 1 | 20 | D | D | N | N | 85432000 | 1 | 4025515003137 | 0.592 | KG | 665.2 | 665.2 | MC05 | MC05 | SIMOTICS L Hall sensor box for determining the pole position (commutation); straight cable outlet; for size 300 to 900; PRI length 3.5 (standard) | - | 0 | 0
1FN3006-0PH01-0AA0 |  | 1FN3006-0PH01-0AA0 | 1 | UN | 1 | 20 | D | D | N | N | 85432000 | 1 |  | 0.39 | KG | 665.2 | 665.2 | MC05 | MC05 | SIMOTICS L Hall sensor box for determining the pole position (commutation); lateral cable outlet; for size 300 to 900; PRI length 3.5 (standard) | - | 0 | 0
1FN3050-0TB00-1AC0 |  | 1FN3050-0TB00-1AC0 | 1 | UN | 1 | 20 | D | D | N | N | 72202041 | 1 |  | 0.102 | KG | 5.54 | 5.54 | MC05 | MC05 | SIMOTICS L Cover for 1 secondary section track, Length in number of Size 050; cold-rolled sheet; Thickness 0.4 mm Price per secondary section segment; Length in number of secondary sections= 0 + 2 | - | 0 | 0
1FN3050-0TB00-1AK0 |  | 1FN3050-0TB00-1AK0 | 1 | UN | 1 | 20 | D | D | N | N | 72202041 | 1 |  | 0.382 | KG | 25.14 | 25.14 | MC05 | MC05 | SIMOTICS L Cover for 1 secondary section track, Length in number of Size 050; cold-rolled sheet; Thickness 0.4 mm Price per secondary section segment; Length in number of secondary sections= 0 + 9 | - | 0 | 0
1FN3050-0TB00-1BD0 |  | 1FN3050-0TB00-1BD0 | 1 | UN | 1 | 20 | D | D | N | N | 72202041 | 1 |  | 0.542 | KG | 36.4 | 36.4 | MC05 | MC05 | SIMOTICS L Cover for 1 secondary section track, Length in number of Size 050; cold-rolled sheet; Thickness 0.4 mm Price per secondary section segment; Length in number of secondary sections= 10 + 3 | - | 0 | 0
1FN3050-0TC00-0AA0 |  | 1FN3050-0TC00-0AA0 | 1 | UN | 1 | 20 | D | D | N | N | 85030099 | 1 |  | 0.2 | KG | 112.42 | 112.42 | MC05 | MC05 | SIMOTICS L End piece for secondary section with retainer for cover component 3-phase Synchronous motor | - | 0 | 0
1FN3050-0TF01-0AA0 |  | 1FN3050-0TF01-0AA0 | 1 | UN | 1 | 20 | D | D | N | N | 85030099 | 1 |  | 0.09 | KG | 192.72 | 192.72 | MC05 | MC05 | SIMOTICS L Cooling profile connection for Size 050; Component 3-phase synchronous motor; for water diversion and clamping of the Secondary section cover at one end of the secondary section track | - | 0 | 0
1FN3050-0TG01-0AA0 |  | 1FN3050-0TG01-0AA0 | 1 | UN | 1 | 20 | D | D | N | N | 85030099 | 1 |  | 0.09 | KG | 201.7 | 201.7 | MC05 | MC05 | SIMOTICS L Cooling profile connection for Size 050; Component 3-phase synchronous motor; for water intake and drain and clamping of the Secondary section cover at one end of the secondary section track | - | 0 | 0
1FN3050-0TJ01-0AA0 |  | 1FN3050-0TJ01-0AA0 | 1 | UN | 1 | 20 | D | D | N | N | 85030099 | 1 |  | 0.09 | KG | 201.7 | 201.7 | MC05 | MC05 | SIMOTICS L Cooling profile connection for size 050; Component 3-phase synchronous motor; with plug-in coupling for water distribution and clamping of the Secondary section cover at each end of the secondary section track | - | 0 | 0
1FN3050-1ND00-0EA1 |  | 1FN3050-1ND00-0EA1 | 1 | UN | 1 | 20 | D | D | N | N | 85030099 | 1 |  | 4.3 | KG | 1209.43 | 1209.43 | MC05 | MC05 | primary section; Component 3-phase synchronous motor; Continuous load model; Connection of power and signal separated; Cables fixed rail, Length 2 m; with FN=150N; Fmax=260N; Vmax FN=435 m/min; Vmax Fmax=242 m/min; In=2.8A; Imax=5.9A | - | 0 | 0
1FN3050-1ND00-0FA1 |  | 1FN3050-1ND00-0FA1 | 1 | UN | 1 | 20 | D | D | N | N | 85030099 | 1 |  | 4.3 | KG | 1515.84 | 1515.84 | MC05 | MC05 | SIMOTICS L primary section; Component 3-phase synchronous motor; Continuous load model; Connection of power and signal separated; Cables fixed mounted, length 0.5 m; Power with connector size 1; Power with connector size M17; FN=150N; Fmax=260N; Vmax FN=435 m/min; Vmax Fmax=242 m/min; In=2.8A; Imax=5.9A; When using direct motors, observe the national and international license conditions, so that no infringements of property rights occur | - | 0 | 0
1FN3050-1PK10-0AA0 |  | 1FN3050-1PK10-0AA0 | 1 | UN | 1 | 20 | D | D | N | N | 85030099 | 1 |  | 0.445 | KG | 246.33 | 246.33 | MC05 | MC05 | SIMOTICS L precision cooler for primary section 1FN3050-1N... Component 3-phase synchronous motor | - | 0 | 0
1FN3050-2NB80-0EA1 |  | 1FN3050-2NB80-0EA1 | 1 | UN | 1 | 20 | D | D | N | N | 85030099 | 1 |  | 3.2 | KG | 1328.8 | 1328.8 | MC05 | MC05 | SIMOTICS L primary section; Component 3-phase synchronous motor; Continuous load model; Connection of power and signal separated; Cables fixed rail, length 2m; with FN=300N; Fmax=510N; Vmax FN=202m/min; Vmax Fmax=106m/min; In=2.8A; Imax=5.9A When using direct motors, observe the national and international license conditions, so that no infringements of property rights occur | - | 0 | 0
1FN3050-2NB80-0FA1 |  | 1FN3050-2NB80-0FA1 | 1 | UN | 1 | 20 | D | D | N | N | 85030099 | 1 |  | 3.2 | KG | 1660.97 | 1660.97 | MC05 | MC05 | SIMOTICS L primary section; Component 3-phase synchronous motor; Continuous load model; Connection of power and signal separated; Cables fixed mounted, length 0.5 m; Power with connector size 1; Power with connector size M17; FN=300N; Fmax=510N; Vmax FN=202m/min; Vmax Fmax=106m/min; In=2.8A; Imax=5.9A When using direct motors, observe the national and international license conditions, so that no infringements of property rights occur | - | 0 | 0
1FN3050-2PK00-0AA0 |  | 1FN3050-2PK00-0AA0 | 1 | UN | 1 | 20 | D | D | N | N | 85030099 | 1 |  | 0.5 | KG | 224.32 | 224.32 | MC05 | MC05 | SIMOTICS L precision cooler for primary section 1FN3050-2W... Component 3-phase synchronous motor | - | 0 | 0
1FN3050-2PK10-0AA0 |  | 1FN3050-2PK10-0AA0 | 1 | UN | 1 | 20 | D | D | N | N | 85030099 | 1 |  | 0.69 | KG | 266.67 | 266.67 | MC05 | MC05 | SIMOTICS L precision cooler for primary section 1FN3050-2N... Component 3-phase synchronous motor | - | 0 | 0
1FN3050-2WC00-0EA1 |  | 1FN3050-2WC00-0EA1 | 1 | UN | 1 | 20 | D | D | N | N | 85030099 | 1 |  | 2.4 | KG | 1230.41 | 1230.41 | MC05 | MC05 | SIMOTICS L primary section; Component 3-phase synchronous motor; Peak load version; Connection of power and signal separated; Cables fixed rail, Length 2 m; FN=200N; Fmax=550N; Vmax FN=373 m/min; Vmax Fmax=146 m/min; In=2.7A; Imax=8.2A When using direct motors, observe the national and international license conditions, so that no infringements of property rights occur | - | 0 | 0
1FN3050-2WC00-0FA1 |  | 1FN3050-2WC00-0FA1 | 1 | UN | 1 | 20 | D | D | N | N | 85030099 | 1 |  | 2.4 | KG | 1556.16 | 1556.16 | MC05 | MC05 | SIMOTICS L primary section; Component 3-phase synchronous motor; Peak load version; Connection of power and signal separated; Cables fixed mounted, length 0.5 m; Power with connector size 1; Signal with connector size 0.5; FN=200N; Fmax=550N; Vmax FN=373 m/min; Vmax Fmax=146 m/min; In=2.7A; Imax=8.2A When using direct motors, observe the national and international license conditions, so that no infringements of property rights occur | - | 0 | 0
1FN3050-2WC00-0HA1 |  | 1FN3050-2WC00-0HA1 | 1 | UN | 1 | 20 | D | D | N | N | 85030099 | 1 |  | 2.4 | KG | 1178.8 | 1178.8 | MC05 | MC05 | SIMOTICS L primary section; Component 3-phase synchronous motor; Peak load version; Connection of power and signal in one cable; Cables fixed; Length 2 m; FN=200N; Fmax=550N; Vmax FN=373 m/min; Vmax Fmax=146 m/min; In=2.7A; Imax=8.2A When using direct motors, observe the national and international license conditions, so that no infringements of property rights occur | - | 0 | 0
1FN3050-4SA00-0AA0 |  | 1FN3050-4SA00-0AA0 | 1 | UN | 1 | 20 | D | D | N | N | 85030099 | 1 |  | 0.7 | KG | 157.24 | 157.24 | MC05 | MC05 | SIMOTICS L Secondary section for linear motor 1FN3... Size 050; Component 3-phase synchronous motor; length 120mm | - | 0 | 0
1FN3050-4SL08-0AA0 |  | 1FN3050-4SL08-0AA0 | 1 | UN | 1 | 0 | A | D | N | N | 85030099 | 1 |  | 0.56 | KG | 158.7 | 158.7 | MC05 | MC05 | SIMOTICS L Y secondary section for Y/Z linear motor; component 3-phase synchronous motor; for 1FN3050-8 magnets STRUCTURAL BOND without filler Width 30 mm; PIN SPACING 35 mm; evenness 0.15 mm; RZ5-20 | - | 0 | 7
1FN3050-4SL08-0AA0-Z | P87 | 1FN3050-4SL08-0AA0-ZP87 | 1 | UN | 1 | 20 | D | D | N | N | 85030099 | 1 |  | 0.56 | KG | 158.7 | 158.7 | MC05 | MC05 | SIMOTICS L Y secondary section for Y/Z linear motor; Component 3-phase synchronous motor; for 1FN3050-8 magnets Structural bond without filler; Width 30 mm; Pin spacing 35 mm; Evenness 0.15 mm; RZ5-20 P87: Bulk packaging | - | 0 | 7
1FN3050-4TP00-1AC5 |  | 1FN3050-4TP00-1AC5 | 1 | UN | 1 | 20 | D | D | N | N | 85030099 | 1 |  | 0.1 | KG | 44.95 | 44.95 | MC05 | MC05 | SIMOTICS L Secondary section cover for size 050; component 3-phase synchronous motor; cover for 2.5 Secondary section segments | - | 0 | 0
1FN3050-4TP00-1AD0 |  | 1FN3050-4TP00-1AD0 | 1 | UN | 1 | 20 | D | D | N | N | 85030099 | 1 |  | 0.1 | KG | 47.43 | 47.43 | MC05 | MC05 | SIMOTICS L Secondary section cover for size 050; component 3-phase synchronous motor; cover for 3 Secondary section segments | - | 0 | 0
1FN3050-4TP00-1AD5 |  | 1FN3050-4TP00-1AD5 | 1 | UN | 1 | 20 | D | D | N | N | 85030099 | 1 |  | 0.1 | KG | 48.57 | 48.57 | MC05 | MC05 | SIMOTICS L Secondary section cover for size 050; component 3-phase synchronous motor; cover for 3.5 Secondary section segments | - | 0 | 0
1FN3050-4TP00-1AE0 |  | 1FN3050-4TP00-1AE0 | 1 | UN | 1 | 20 | D | D | N | N | 85030099 | 1 |  | 0.1 | KG | 49.82 | 49.82 | MC05 | MC05 | SIMOTICS L Secondary section cover for size 050; component 3-phase synchronous motor; cover for 4 Secondary section segments | - | 0 | 0
1FN3050-4TP00-1AF0 |  | 1FN3050-4TP00-1AF0 | 1 | UN | 1 | 20 | D | D | N | N | 85030099 | 1 |  | 0.1 | KG | 53.77 | 53.77 | MC05 | MC05 | SIMOTICS L Secondary section cover for size 050; component 3-phase synchronous motor; cover for 5 Secondary section segments | - | 0 | 0
1FN3100-0TB00-1AK0 |  | 1FN3100-0TB00-1AK0 | 1 | UN | 1 | 20 | D | D | N | N | 72202041 | 1 |  | 0.393 | KG | 26.76 | 26.76 | MC05 | MC05 | SIMOTICS L Cover for 1 secondary section track, Size 100; cold-rolled sheet; Thickness 0.4 mm Price per secondary section segment; Length in number of secondary sections= 0 + 9 | - | 0 | 0
1FN3100-0TB00-1BJ0 |  | 1FN3100-0TB00-1BJ0 | 1 | UN | 1 | 20 | D | D | N | N | 72202041 | 1 |  | 0.753 | KG | 53.3 | 53.3 | MC05 | MC05 | SIMOTICS L Cover for 1 secondary section track, Size 100; cold-rolled sheet; Thickness 0.4 mm Price per secondary section segment; Length in number of secondary sections= 10 + 8 | - | 0 | 0
1FN3100-0TB00-1CB0 |  | 1FN3100-0TB00-1CB0 | 1 | UN | 1 | 20 | D | D | N | N | 72202041 | 1 |  | 0.873 | KG | 62.45 | 62.45 | MC05 | MC05 | SIMOTICS L Cover for 1 secondary section track, Size 100; cold-rolled sheet; Thickness 0.4 mm Price per secondary section segment; Length in number of secondary sections= 20 + 1 | - | 0 | 0
1FN3100-0TB00-1CD0 |  | 1FN3100-0TB00-1CD0 | 1 | UN | 1 | 20 | D | D | N | N | 72202041 | 1 |  | 0.953 | KG | 68.39 | 68.39 | MC05 | MC05 | SIMOTICS L Cover for 1 secondary section track, Size 100; cold-rolled sheet; Thickness 0.4 mm Price per secondary section segment; Length in number of secondary sections= 20 + 3 | - | 0 | 0
1FN3100-0TC00-0AA0 |  | 1FN3100-0TC00-0AA0 | 1 | UN | 1 | 20 | D | D | N | N | 85030099 | 1 |  | 0.106 | KG | 131.43 | 131.43 | MC05 | MC05 | SIMOTICS L End piece for secondary section with retainer for cover component 3-phase Synchronous motor | - | 0 | 0
1FN3100-0TF01-0AA0 |  | 1FN3100-0TF01-0AA0 | 1 | UN | 1 | 20 | D | D | N | N | 85030099 | 1 |  | 0.17 | KG | 214.3 | 214.3 | MC05 | MC05 | SIMOTICS L Cooling profile connection for Size 100; Component 3-phase synchronous motor; for water diversion and clamping of the Secondary section cover at one end of the secondary section track | - | 0 | 0
1FN3100-0TG01-0AA0 |  | 1FN3100-0TG01-0AA0 | 1 | UN | 1 | 20 | D | D | N | N | 85030099 | 1 |  | 0.17 | KG | 214.3 | 214.3 | MC05 | MC05 | SIMOTICS L Cooling profile connection for Size 100; Component 3-phase synchronous motor; for water intake and drain and clamping of the Secondary section cover at one end of the secondary section track | - | 0 | 0
1FN3100-0TJ01-0AA0 |  | 1FN3100-0TJ01-0AA0 | 1 | UN | 1 | 20 | D | D | N | N | 85030099 | 1 |  | 0.17 | KG | 214.3 | 214.3 | MC05 | MC05 | SIMOTICS L Cooling profile connection for size 100; Component 3-phase synchronous motor; with plug-in coupling for water distribution and clamping of the Secondary section cover at each end of the secondary section track | - | 0 | 0
1FN3100-1NC00-0BA1 |  | 1FN3100-1NC00-0BA1 | 1 | UN | 1 | 20 | D | D | N | N | 85030099 | 1 |  | 3 | KG | 1388.46 | 1388.46 | MC05 | MC05 | SIMOTICS L primary section; Component 3-phase synchronous motor; Continuous load model; Cover prepared for 2 metric threaded joints; Connection of power and signal separated; with FN=300N; Fmax=510N; Vmax FN=214m/min; Vmax Fmax=117m/min; In=2.9A; Imax=5.9A When using direct motors, observe the national and international license conditions, so that no infringements of property rights occur | - | 0 | 0
1FN3100-1PK10-0AA0 |  | 1FN3100-1PK10-0AA0 | 1 | UN | 1 | 20 | D | D | N | N | 85030099 | 1 |  | 0.478 | KG | 254.47 | 254.47 | MC05 | MC05 | SIMOTICS L precision cooler for primary section 1FN3100-1N... Component 3-phase synchronous motor | - | 0 | 0
1FN3100-1WC00-0AA1 |  | 1FN3100-1WC00-0AA1 | 1 | UN | 1 | 20 | D | D | N | N | 85030099 | 1 |  | 4.1 | KG | 1165.91 | 1165.91 | MC05 | MC05 | SIMOTICS L primary section; Component 3-phase synchronous motor; Peak load version; Connection of power and signal in one cable; Cover prepared for a cable gland; FN=200N; Fmax=490N; Vmax FN=322 m/min; Vmax Fmax=138 m/min; In=2.4A; Imax=6.5A When using direct motors, observe the national and international license conditions, so that no infringements of property rights occur | - | 0 | 0
1FN3100-1WC00-0BA1 |  | 1FN3100-1WC00-0BA1 | 1 | UN | 1 | 20 | D | D | N | N | 85030099 | 1 |  | 4.1 | KG | 1165.91 | 1165.91 | MC05 | MC05 | SIMOTICS L primary section; Component 3-phase synchronous motor; Peak load version; Cover prepared for 2 metric threaded joints; Connection of power and signal separated; FN=200N; Fmax=490N; Vmax FN=322 m/min; Vmax Fmax=138 m/min; In=2.4A; Imax=6.5A When using direct motors, observe the national and international license conditions, so that no infringements of property rights occur | - | 0 | 0
1FN3100-2NC80-0BA1 |  | 1FN3100-2NC80-0BA1 | 1 | UN | 1 | 20 | D | D | N | N | 85030099 | 1 |  | 7.5 | KG | 1433.6 | 1433.6 | MC05 | MC05 | SIMOTICS L primary section; Component 3-phase synchronous motor; Continuous load model; Cover prepared for 2 metric threaded joints; Connection of power and signal separated; with FN=605N; Fmax=1020N; Vmax FN=307 m/min; Vmax Fmax=170 m/min; In=8A; Imax=16.5A When using direct motors, observe the national and international license conditions, so that no infringements of property rights occur | - | 0 | 0
1FN3100-2PK00-0AA0 |  | 1FN3100-2PK00-0AA0 | 1 | UN | 1 | 20 | D | D | N | N | 85030099 | 1 |  | 0.59 | KG | 230.53 | 230.53 | MC05 | MC05 | SIMOTICS L precision cooler for primary section 1FN3100-2W... Component 3-phase synchronous motor | - | 0 | 0
1FN3100-2PK10-0AA0 |  | 1FN3100-2PK10-0AA0 | 1 | UN | 1 | 20 | D | D | N | N | 85030099 | 1 |  | 0.79 | KG | 276.86 | 276.86 | MC05 | MC05 | SIMOTICS L precision cooler for primary section 1FN3100-2N... Component 3-phase synchronous motor | - | 0 | 0
1FN3100-2WC00-0AA1 |  | 1FN3100-2WC00-0AA1 | 1 | UN | 1 | 20 | D | D | N | N | 85030099 | 1 |  | 6.1 | KG | 1196.53 | 1196.53 | MC05 | MC05 | SIMOTICS L primary section; Component 3-phase synchronous motor; Peak load version; Connection of power and signal in one cable; Cover prepared for a cable gland; FN=450N; Fmax=1100N; Vmax-FN=297 m/min; Vmax-Fmax=131 m/min; In=5.1A; Imax=13.5A When using direct motors, observe the national and international license conditions, so that no infringements of property rights occur | - | 0 | 0
1FN3100-2WC00-0BA1 |  | 1FN3100-2WC00-0BA1 | 1 | UN | 1 | 20 | D | D | N | N | 85030099 | 1 |  | 6.1 | KG | 1196.53 | 1196.53 | MC05 | MC05 | SIMOTICS L primary section; Component 3-phase synchronous motor; Peak load version; Cover prepared for 2 metric threaded joints; Connection of power and signal separated; FN=450N; Fmax=1100N; Vmax FN=297 m/min; Vmax Fmax=131 m/min; In=5.1A; Imax=13.5A When using direct motors, observe the national and international license conditions, so that no infringements of property rights occur | - | 0 | 0
1FN3100-2WE00-0AA1 |  | 1FN3100-2WE00-0AA1 | 1 | UN | 1 | 20 | D | D | N | N | 85030099 | 1 |  | 6.1 | KG | 1251.39 | 1251.39 | MC05 | MC05 | SIMOTICS L primary section; Component 3-phase synchronous motor; Peak load version; Connection of power and signal in one cable; Cover prepared for a cable gland; FN=450N; Fmax=1100N; Vmax-FN=497 m/min; Vmax-Fmax=237 m/min; In=8.1A; Imax=21.5A When using direct motors, observe the national and international license conditions, so that no infringements of property rights occur | - | 0 | 0
1FN3100-2WE00-0BA1 |  | 1FN3100-2WE00-0BA1 | 1 | UN | 1 | 20 | D | D | N | N | 85030099 | 1 |  | 6.1 | KG | 1251.39 | 1251.39 | MC05 | MC05 | SIMOTICS L primary section; Component 3-phase synchronous motor; Peak load version; Cover prepared for 2 metric threaded joints; Connection of power and signal separated; FN=450N; Fmax=1100N; Vmax FN=497 m/min; Vmax Fmax=237 m/min; In=8.1A; Imax=21.5A When using direct motors, observe the national and international license conditions, so that no infringements of property rights occur | - | 0 | 0
1FN3100-2WS00-0AA1 |  | 1FN3100-2WS00-0AA1 | 1 | UN | 1 | 20 | D | D | N | N | 85030099 | 1 |  | 6.1 | KG | 1431.99 | 1431.99 | MC05 | MC05 | SIMOTICS L primary section; Component 3-phase synchronous motor; Peak load version; Type 1FN3100-2WC00-0AA1 with inverse winding Connection of power and signal in one cable; Cover prepared for a cable gland; FN=450N; Fmax=1100N; Vmax-FN=297 m/min; Vmax-Fmax=131 m/min; In=5.1A; Imax=13.5A When using direct motors, observe the national and international license conditions, so that no infringements of property rights occur | - | 0 | 7
1FN3100-3NC00-0BA1 |  | 1FN3100-3NC00-0BA1 | 1 | UN | 1 | 20 | D | D | N | N | 85030099 | 1 |  | 9.6 | KG | 1741.61 | 1741.61 | MC05 | MC05 | SIMOTICS L primary section; Component 3-phase synchronous motor; Continuous load model; Cover prepared for 2 metric threaded joints; Connection of power and signal separated; with FN=905N; Fmax=1530N; Vmax FN=211m/min; Vmax Fmax=115m/min; In=8.5A; Imax=17.6A When using direct motors, observe the national and international license conditions, so that no infringements of property rights occur | - | 0 | 0
1FN3100-3PK00-0AA0 |  | 1FN3100-3PK00-0AA0 | 1 | UN | 1 | 20 | D | D | N | N | 85030099 | 1 |  | 0.83 | KG | 265.49 | 265.49 | MC05 | MC05 | SIMOTICS L precision cooler for primary section 1FN3100-3W... Component 3-phase synchronous motor | - | 0 | 0
1FN3100-3PK10-0AA0 |  | 1FN3100-3PK10-0AA0 | 1 | UN | 1 | 20 | D | D | N | N | 85030099 | 1 |  | 1.057 | KG | 321.07 | 321.07 | MC05 | MC05 | SIMOTICS L precision cooler for primary section 1FN3100-3N... Component 3-phase synchronous motor | - | 0 | 0
1FN3100-3WC00-0AA1 |  | 1FN3100-3WC00-0AA1 | 1 | UN | 1 | 20 | D | D | N | N | 85030099 | 1 |  | 7.7 | KG | 1459.41 | 1459.41 | MC05 | MC05 | SIMOTICS L primary section; Component 3-phase synchronous motor; Peak load version; Connection of power and signal in one cable; Cover prepared for a cable gland; FN=675 N; Fmax=1650 N; Vmax-FN=277 m/min; Vmax-Fmax=120 m/min; In=7.2A; Imax=19.1 A When using direct motors, observe the national and international license conditions, so that no infringements of property rights occur | - | 0 | 0
1FN3100-3WC00-0BA1 |  | 1FN3100-3WC00-0BA1 | 1 | UN | 1 | 20 | D | D | N | N | 85030099 | 1 |  | 7.7 | KG | 1459.41 | 1459.41 | MC05 | MC05 | SIMOTICS L primary section; Component 3-phase synchronous motor; Peak load version; Cover prepared for 2 metric threaded joints; Connection of power and signal separated; FN=675N; Fmax=1650 N; Vmax FN=277m/min; Vmax Fmax=120m/min; In=7.2A; Imax=19.1 A When using direct motors, observe the national and international license conditions, so that no infringements of property rights occur | - | 0 | 0
1FN3100-3WE00-0AA1 |  | 1FN3100-3WE00-0AA1 | 1 | UN | 1 | 20 | D | D | N | N | 85030099 | 1 |  | 7.7 | KG | 1533.59 | 1533.59 | MC05 | MC05 | SIMOTICS L primary section; Component 3-phase synchronous motor; Peak load version; Connection of power and signal in one cable; Cover prepared for a cable gland; FN=675 N; Fmax=1650N; Vmax FN=497 m/min; Vmax Fmax=237 m/min; In=12.1A; Imax=32.2A When using direct motors, observe the national and international license conditions, so that no infringements of property rights occur | - | 0 | 0
1FN3100-3WE00-0BA1 |  | 1FN3100-3WE00-0BA1 | 1 | UN | 1 | 20 | D | D | N | N | 85030099 | 1 |  | 7.7 | KG | 1533.59 | 1533.59 | MC05 | MC05 | SIMOTICS L primary section; Component 3-phase synchronous motor; Peak load version; Cover prepared for 2 metric threaded joints; Connection of power and signal separated; FN=675N; Fmax=1650N; Vmax FN=497 m/min; Vmax Fmax=237 m/min; In=12.1A; Imax=32.2A When using direct motors, observe the national and international license conditions, so that no infringements of property rights occur | - | 0 | 0
1FN3100-4NC80-0BA1 |  | 1FN3100-4NC80-0BA1 | 1 | UN | 1 | 20 | D | D | N | N | 85030099 | 1 |  | 12.1 | KG | 2048.03 | 2048.03 | MC05 | MC05 | SIMOTICS L primary section; Component 3-phase synchronous motor; Continuous load model; Cover prepared for 2 metric threaded joints; Connection of power and signal separated; with FN=1205N; Fmax=2040N; Vmax FN=305 m/min; Vmax Fmax=169 m/min; In=15.9A; Imax=33.1A When using direct motors, observe the national and international license conditions, so that no infringements of property rights occur | - | 0 | 0
1FN3100-4PK00-0AA0 |  | 1FN3100-4PK00-0AA0 | 1 | UN | 1 | 20 | D | D | N | N | 85030099 | 1 |  | 1.07 | KG | 300.48 | 300.48 | MC05 | MC05 | SIMOTICS L precision cooler for primary section 1FN3100-4W... Component 3-phase synchronous motor | - | 0 | 0
1FN3100-4PK10-0AA0 |  | 1FN3100-4PK10-0AA0 | 1 | UN | 1 | 20 | D | D | N | N | 85030099 | 1 |  | 1.324 | KG | 362.21 | 362.21 | MC05 | MC05 | SIMOTICS L precision cooler for primary section 1FN3100-4N... Component 3-phase synchronous motor | - | 0 | 0
1FN3100-4SA00-0AA0 |  | 1FN3100-4SA00-0AA0 | 1 | UN | 1 | 20 | D | D | N | N | 85030099 | 1 | 4025515003144 | 0.7 | KG | 215.11 | 215.11 | MC05 | MC05 | SIMOTICS L Secondary section for linear motor 1FN3... Size 100; Component 3-phase synchronous motor; length 120mm | - | 0 | 0
1FN3100-4SL08-0AA0 |  | 1FN3100-4SL08-0AA0 | 1 | UN | 1 | 0 | A | D | N | N | 85030099 | 1 |  | 0.56 | KG | 164.51 | 164.51 | MC05 | MC05 | SIMOTICS L Y secondary section for Y/Z linear motor; component 3-phase synchronous motor; for 1FN3100-8 magnets STRUCTURAL BOND without filler Width 60 mm; PIN SPACING 35 mm; evenness 0.15 mm; RZ5-20 | - | 0 | 7
1FN3100-4SL08-0AA0-Z | P87 | 1FN3100-4SL08-0AA0-ZP87 | 1 | UN | 1 | 20 | D | D | N | N | 85030099 | 1 |  | 0.56 | KG | 164.51 | 164.51 | MC05 | MC05 | SIMOTICS L Y secondary section for Y/Z linear motor; Component 3-phase synchronous motor; for 1FN3100-8 magnets Structural bond without filler Width 60 mm; Pin spacing 35 mm; Evenness 0.15 mm; RZ5-20 P87: Bulk packaging | - | 0 | 7
1FN3100-4SS16-0AA1 |  | 1FN3100-4SS16-0AA1 | 1 | UN | 1 | 20 | D | D | N | N | 85030099 | 1 |  | 0.5 | KG | 3337.15 | 3337.15 | MC05 | MC05 | SIMOTICS L Special secondary section for linear motor; Component 3-phase synchronous motor; DUAL COMB VERSION; Customer-specific | - | 0 | 7
1FN3100-4TP00-1AC5 |  | 1FN3100-4TP00-1AC5 | 1 | UN | 1 | 20 | D | D | N | N | 85030099 | 1 |  | 0.1 | KG | 47.28 | 47.28 | MC05 | MC05 | SIMOTICS L Secondary section cover S for size 100; component 3-phase synchronous motor; cover for 2.5 Secondary section segments | - | 0 | 0
1FN3100-4TP00-1AD0 |  | 1FN3100-4TP00-1AD0 | 1 | UN | 1 | 20 | D | D | N | N | 85030099 | 1 |  | 0.1 | KG | 49.82 | 49.82 | MC05 | MC05 | SIMOTICS L Secondary section cover for size 100; component 3-phase synchronous motor; cover for 3 Secondary section segments | - | 0 | 0
1FN3100-4TP00-1AD5 |  | 1FN3100-4TP00-1AD5 | 1 | UN | 1 | 20 | D | D | N | N | 85030099 | 1 |  | 0.1 | KG | 51.26 | 51.26 | MC05 | MC05 | SIMOTICS L Secondary section cover for size 100; component 3-phase synchronous motor; cover for 3.5 Secondary section segments | - | 0 | 0
1FN3100-4TP00-1AE0 |  | 1FN3100-4TP00-1AE0 | 1 | UN | 1 | 20 | D | D | N | N | 85030099 | 1 |  | 0.2 | KG | 52.82 | 52.82 | MC05 | MC05 | SIMOTICS L Secondary section cover for size 100; component 3-phase synchronous motor; cover for 4 Secondary section segments | - | 0 | 0
1FN3100-4TP00-1AF0 |  | 1FN3100-4TP00-1AF0 | 1 | UN | 1 | 20 | D | D | N | N | 85030099 | 1 |  | 0.2 | KG | 57.88 | 57.88 | MC05 | MC05 | SIMOTICS L Secondary section cover for size 100; component 3-phase synchronous motor; cover for 5 Secondary section segments | - | 0 | 0
1FN3100-4WC00-0AA1 |  | 1FN3100-4WC00-0AA1 | 1 | UN | 1 | 20 | D | D | N | N | 85030099 | 1 | 4025515003151 | 9.6 | KG | 1709.36 | 1709.36 | MC05 | MC05 | SIMOTICS L primary section; Component 3-phase synchronous motor; Peak load version; Connection of power and signal in one cable; Cover prepared for a cable gland; FN=900N; Fmax=2200N; Vmax FN=297 m/min; Vmax Fmax=131 m/min; In=10.1A; Imax=27A When using direct motors, observe the national and international license conditions, so that no infringements of property rights occur | - | 0 | 0
1FN3100-4WC00-0BA1 |  | 1FN3100-4WC00-0BA1 | 1 | UN | 1 | 20 | D | D | N | N | 85030099 | 1 |  | 7.4 | KG | 1709.36 | 1709.36 | MC05 | MC05 | SIMOTICS L primary section; Component 3-phase synchronous motor; Peak load version; Cover prepared for 2 metric threaded joints; Connection of power and signal separated; FN=900N; Fmax=2200N; Vmax FN=297 m/min; Vmax Fmax=131 m/min; In=10.1A; Imax=27A When using direct motors, observe the national and international license conditions, so that no infringements of property rights occur | - | 0 | 0
1FN3100-4WE00-0AA1 |  | 1FN3100-4WE00-0AA1 | 1 | UN | 1 | 20 | D | D | N | N | 85030099 | 1 |  | 9.6 | KG | 1806.13 | 1806.13 | MC05 | MC05 | SIMOTICS L Primary section Component 3-phase synchronous motor; Peak load version; Connection of power and signal in one cable; Cover prepared for a cable gland; FN=900N; Fmax=2200N; Vmax FN=497 m/min; Vmax Fmax=237m In=16.1A; Imax=43A When using direct motors, observe the national and international license conditions, so that no infringements of property rights occur | - | 0 | 0
1FN3100-4WE00-0BA1 |  | 1FN3100-4WE00-0BA1 | 1 | UN | 1 | 20 | D | D | N | N | 85030099 | 1 |  | 7.4 | KG | 1806.13 | 1806.13 | MC05 | MC05 | SIMOTICS L primary section; Component 3-phase synchronous motor; Peak load version; Cover prepared for 2 metric threaded joints; Connection of power and signal separated; FN=900N; Fmax=2200N; Vmax FN=497 m/min; Vmax Fmax=237 m/min; In=16.1A; Imax=43A When using direct motors, observe the national and international license conditions, so that no infringements of property rights occur | - | 0 | 0
1FN3100-5PK00-0AA0 |  | 1FN3100-5PK00-0AA0 | 1 | UN | 1 | 20 | D | D | N | N | 85030099 | 1 |  | 1.32 | KG | 331.84 | 331.84 | MC05 | MC05 | SIMOTICS L precision cooler for primary section 1FN3100-5W... Component 3-phase synchronous motor | - | 0 | 0
1FN3100-5WC00-0AA1 |  | 1FN3100-5WC00-0AA1 | 1 | UN | 1 | 20 | D | D | N | N | 85030099 | 1 |  | 11.3 | KG | 1983.49 | 1983.49 | MC05 | MC05 | SIMOTICS L primary section; Component 3-phase synchronous motor; Peak load version; Connection of power and signal in one cable; Cover prepared for a cable gland; FN=1125N; Fmax=2750N; Vmax FN=255m/min; Vmax Fmax=109m/min; In=11A; Imax=29.5A When using direct motors, observe the national and international license conditions, so that no infringements of property rights occur | - | 0 | 0
1FN3100-5WC00-0BA1 |  | 1FN3100-5WC00-0BA1 | 1 | UN | 1 | 20 | D | D | N | N | 85030099 | 1 |  | 9.1 | KG | 1983.49 | 1983.49 | MC05 | MC05 | SIMOTICS L primary section; Component 3-phase synchronous motor; Peak load version; Cover prepared for 2 metric threaded joints; Connection of power and signal separated; FN=1125N; Fmax=2750N; Vmax FN=255m/min; Vmax Fmax=109m/min; In=11A; Imax=29.5A When using direct motors, observe the national and international license conditions, so that no infringements of property rights occur | - | 0 | 0
1FN3150-0TB00-1AG0 |  | 1FN3150-0TB00-1AG0 | 1 | UN | 1 | 20 | D | D | N | N | 72202041 | 1 | 4025515003168 | 0.344 | KG | 18.97 | 18.97 | MC05 | MC05 | SIMOTICS L Cover for 1 secondary section track, Size 150; cold-rolled sheet; Thickness 0.4 mm Price per secondary section segment; Length in number of secondary sections= 0 + 6 | - | 0 | 7
1FN3150-0TB00-1CD0 |  | 1FN3150-0TB00-1CD0 | 1 | UN | 1 | 20 | D | D | N | N | 72202041 | 1 |  | 1.194 | KG | 72.32 | 72.32 | MC05 | MC05 | SIMOTICS L Cover for 1 secondary section track, Size 150; cold-rolled sheet; Thickness 0.4 mm Price per secondary section segment; Length in number of secondary sections= 20 + 3 | - | 0 | 0
1FN3150-0TC00-0AA0 |  | 1FN3150-0TC00-0AA0 | 1 | UN | 1 | 20 | D | D | N | N | 85030099 | 1 |  | 0.168 | KG | 140.74 | 140.74 | MC05 | MC05 | SIMOTICS L End piece for secondary section with retainer for cover component 3-phase Synchronous motor | - | 0 | 0
1FN3150-0TF01-0AA0 |  | 1FN3150-0TF01-0AA0 | 1 | UN | 1 | 20 | D | D | N | N | 85030099 | 1 |  | 0.27 | KG | 223.33 | 223.33 | MC05 | MC05 | SIMOTICS L Cooling profile connection for Size 150, Component 3-phase synchronous motor; for water diversion and clamping of the Secondary section cover at one end of the secondary section track | - | 0 | 0
1FN3150-0TG01-0AA0 |  | 1FN3150-0TG01-0AA0 | 1 | UN | 1 | 20 | D | D | N | N | 85030099 | 1 | 4025515003175 | 0.27 | KG | 223.33 | 223.33 | MC05 | MC05 | SIMOTICS L Cooling profile connection for Size 150, Component 3-phase synchronous motor; for water intake and drain and clamping of the Secondary section cover at one end of the secondary section track | - | 0 | 0
1FN3150-0TJ01-0AA0 |  | 1FN3150-0TJ01-0AA0 | 1 | UN | 1 | 20 | D | D | N | N | 85030099 | 1 |  | 0.26 | KG | 223.33 | 223.33 | MC05 | MC05 | SIMOTICS L Cooling profile connection for size 150; Component 3-phase synchronous motor; with plug-in coupling for water distribution and clamping of the Secondary section cover at each end of the secondary section track | - | 0 | 0
1FN3150-1NC20-0BA1 |  | 1FN3150-1NC20-0BA1 | 1 | UN | 1 | 20 | D | D | N | N | 85030099 | 1 |  | 4.1 | KG | 1452.97 | 1452.97 | MC05 | MC05 | SIMOTICS L primary section; Component 3-phase synchronous motor; Continuous load model; Cover prepared for 2 metric threaded joints; Connection of power and signal separated; with FN=455N; Fmax=770N; Vmax FN=234m/min; Vmax Fmax=129 m/min; In=4.5A; Imax=9.4A When using direct motors, observe the national and international license conditions, so that no infringements of property rights occur | - | 0 | 0
1FN3150-1PK10-0AA0 |  | 1FN3150-1PK10-0AA0 | 1 | UN | 1 | 20 | D | D | N | N | 85030099 | 1 |  | 0.517 | KG | 266.67 | 266.67 | MC05 | MC05 | SIMOTICS L precision cooler for primary section 1FN3150-1N... Component 3-phase synchronous motor | - | 0 | 0
1FN3150-1WC00-0AA1 |  | 1FN3150-1WC00-0AA1 | 1 | UN | 1 | 20 | D | D | N | N | 85030099 | 1 |  | 3 | KG | 1220.76 | 1220.76 | MC05 | MC05 | SIMOTICS L primary section; Component 3-phase synchronous motor; peak load version Connection of power and signal in one cable; Cover prepared for a cable gland; FN=340N; Fmax=820N; Vmax FN=282 m/min; Vmax Fmax=126m/min In=3.6A; Imax=9.5A When using direct motors, observe the national and international license conditions, so that no infringements of property rights occur | - | 0 | 0
1FN3150-1WC00-0BA1 |  | 1FN3150-1WC00-0BA1 | 1 | UN | 1 | 20 | D | D | N | N | 85030099 | 1 |  | 3 | KG | 1220.76 | 1220.76 | MC05 | MC05 | SIMOTICS L primary section; Component 3-phase synchronous motor; Peak load version; Cover prepared for 2 metric threaded joints; Connection of power and signal separated; FN=340N; Fmax=820N; Vmax FN=282 m/min; Vmax Fmax=126 m/min; In=3.6A; Imax=9.5A When using direct motors, observe the national and international license conditions, so that no infringements of property rights occur | - | 0 | 0
1FN3150-1WE00-0AA1 |  | 1FN3150-1WE00-0AA1 | 1 | UN | 1 | 20 | D | D | N | N | 85030099 | 1 |  | 3 | KG | 1282.05 | 1282.05 | MC05 | MC05 | SIMOTICS L primary section; Component 3-phase synchronous motor; Connection of power and signal in one cable; Cover prepared for a cable gland; FN=300N; Fmax=730N; Vmax FN=605 m/min; Vmax Fmax=288m/min In=6.4A; Imax=17A When using direct motors, observe the national and international license conditions, so that no infringements of property rights occur | - | 0 | 0
1FN3150-2NB80-0BA1 |  | 1FN3150-2NB80-0BA1 | 1 | UN | 1 | 20 | D | D | N | N | 85030099 | 1 |  | 9.4 | KG | 1549.71 | 1549.71 | MC05 | MC05 | SIMOTICS L primary section; Component 3-phase synchronous motor; Continuous load model; Cover prepared for 2 metric threaded joints; Connection of power and signal separated; with FN=905N; Fmax=1530N; Vmax FN=201m/min; Vmax Fmax=110m/min; In=8A; Imax=16.5A When using direct motors, observe the national and international license conditions, so that no infringements of property rights occur | - | 0 | 0
1FN3150-2NH20-0BA1 |  | 1FN3150-2NH20-0BA1 | 1 | UN | 1 | 20 | D | D | N | N | 85030099 | 1 |  | 9.4 | KG | 1628.13 | 1628.13 | MC05 | MC05 | SIMOTICS L primary section; Component 3-phase synchronous motor; Continuous load model; Cover prepared for 2 metric threaded joints; Connection of power and signal separated; with FN=905N; Fmax=1530N; Vmax FN=762 m/min; Vmax Fmax=432 m/min; In=28.3A; Imax=58.9A When using direct motors, observe the national and international license conditions, so that no infringements of property rights occur | - | 0 | 7
1FN3150-2NV20-0BA1 |  | 1FN3150-2NV20-0BA1 | 1 | UN | 1 | 20 | D | D | N | N | 85030099 | 1 |  | 9.4 | KG | 1628.13 | 1628.13 | MC05 | MC05 | SIMOTICS L primary section; Component 3-phase synchronous motor; Continuous load model; inverse winding Cover prepared for 2 metric threaded joints; Connection of power and signal separated; with FN=905N; Fmax=1530N; Vmax FN=762 m/min; Vmax Fmax=432 m/min; In=28.3A; Imax=58.9A When using direct motors, observe the national and international license conditions, so that no infringements of property rights occur | - | 0 | 7
1FN3150-2PK00-0AA0 |  | 1FN3150-2PK00-0AA0 | 1 | UN | 1 | 20 | D | D | N | N | 85030099 | 1 |  | 0.66 | KG | 242.82 | 242.82 | MC05 | MC05 | SIMOTICS L precision cooler for primary section 1FN3150-2W... Component 3-phase synchronous motor | - | 0 | 0
1FN3150-2PK10-0AA0 |  | 1FN3150-2PK10-0AA0 | 1 | UN | 1 | 20 | D | D | N | N | 85030099 | 1 |  | 0.851 | KG | 292.25 | 292.25 | MC05 | MC05 | SIMOTICS L precision cooler for primary section 1FN3150-2N... Component 3-phase synchronous motor | - | 0 | 0
1FN3150-2WC00-0AA1 |  | 1FN3150-2WC00-0AA1 | 1 | UN | 1 | 20 | D | D | N | N | 85030099 | 1 |  | 7.4 | KG | 1291.69 | 1291.69 | MC05 | MC05 | SIMOTICS L primary section; Component 3-phase synchronous motor; Peak load version; Connection of power and signal in one cable; Cover prepared for a cable gland; FN=675 N; Fmax=1650 N; Vmax FN=282 m/min; Vmax Fmax=126 m/min; In=7.2A; Imax=19.1 A When using direct motors, observe the national and international license conditions, so that no infringements of property rights occur | - | 0 | 0
1FN3150-2WC00-0BA1 |  | 1FN3150-2WC00-0BA1 | 1 | UN | 1 | 20 | D | D | N | N | 85030099 | 1 |  | 5.3 | KG | 1291.69 | 1291.69 | MC05 | MC05 | SIMOTICS L primary section; Component 3-phase synchronous motor; Peak load version; Cover prepared for 2 metric threaded joints; Connection of power and signal separated; FN=675N; Fmax=1650 N; Vmax FN=282 m/min; Vmax Fmax=126 m/min; In=7.2A; Imax=19.1 A When using direct motors, observe the national and international license conditions, so that no infringements of property rights occur | - | 0 | 0
1FN3150-2WQ00-0AA1 |  | 1FN3150-2WQ00-0AA1 | 1 | UN | 1 | 20 | D | D | N | N | 85030099 | 1 |  | 7.4 | KG | 1291.69 | 1291.69 | MC05 | MC05 | SIMOTICS L primary section; Component 3-phase synchronous motor; Peak load version; inverse winding; Connection of power and signal in one cable; Cover prepared for a cable gland; FN=675 N; Fmax=1650 N; Vmax FN=282 m/min; Vmax Fmax=126 m/min; In=7.2A; Imax=19.1 A When using direct motors, observe the national and international license conditions, so that no infringements of property rights occur | - | 0 | 7
1FN3150-3NB80-0BA1 |  | 1FN3150-3NB80-0BA1 | 1 | UN | 1 | 20 | D | D | N | N | 85030099 | 1 |  | 10.5 | KG | 1967.38 | 1967.38 | MC05 | MC05 | SIMOTICS L primary section; Component 3-phase synchronous motor; Continuous load model; Cover prepared for 2 metric threaded joints; Connection of power and signal separated; with FN=1360N; Fmax=2300N; Vmax FN=200m/min; Vmax Fmax=109m/min; In=11.9A; Imax=24.8A When using direct motors, observe the national and international license conditions, so that no infringements of property rights occur | - | 0 | 0
1FN3150-3NC70-0BA1 |  | 1FN3150-3NC70-0BA1 | 1 | UN | 1 | 20 | D | D | N | N | 85030099 | 1 |  | 10.5 | KG | 1967.38 | 1967.38 | MC05 | MC05 | SIMOTICS L primary section; Component 3-phase synchronous motor; Continuous load model; Cover prepared for 2 metric threaded joints; Connection of power and signal separated; with FN=1360N; Fmax=2300N; Vmax FN=292 m/min; Vmax Fmax=163 m/min; In=16.9A; Imax=35.2A When using direct motors, observe the national and international license conditions, so that no infringements of property rights occur | - | 0 | 0
1FN3150-3PK00-0AA0 |  | 1FN3150-3PK00-0AA0 | 1 | UN | 1 | 20 | D | D | N | N | 85030099 | 1 | 4025515003182 | 0.858 | KG | 271.69 | 271.69 | MC05 | MC05 | SIMOTICS L precision cooler for primary section 1FN3150-3W... Component 3-phase synchronous motor | - | 0 | 0
1FN3150-3PK10-0AA0 |  | 1FN3150-3PK10-0AA0 | 1 | UN | 1 | 20 | D | D | N | N | 85030099 | 1 |  | 1.139 | KG | 327.22 | 327.22 | MC05 | MC05 | SIMOTICS L precision cooler for primary section 1FN3150-3N... Component 3-phase synchronous motor | - | 0 | 0
1FN3150-3WC00-0AA1 |  | 1FN3150-3WC00-0AA1 | 1 | UN | 1 | 20 | D | D | N | N | 85030099 | 1 | 4025515003199 | 9.8 | KG | 1660.97 | 1660.97 | MC05 | MC05 | SIMOTICS L primary section; Component 3-phase synchronous motor; Peak load version; Connection of power and signal in one cable; Cover prepared for a cable gland; FN=1015N; Fmax=2470N; Vmax FN=282 m/min; Vmax Fmax=126 m/min; In=10.7A; Imax=28.6A When using direct motors, observe the national and international license conditions, so that no infringements of property rights occur | - | 0 | 0
1FN3150-3WC00-0BA1 |  | 1FN3150-3WC00-0BA1 | 1 | UN | 1 | 20 | D | D | N | N | 85030099 | 1 |  | 9.8 | KG | 1660.97 | 1660.97 | MC05 | MC05 | SIMOTICS L primary section; Component 3-phase synchronous motor; Peak load version; Cover prepared for 2 metric threaded joints; Connection of power and signal separated; FN=1015N; Fmax=2470N; Vmax FN=282 m/min; Vmax Fmax=126 m/min; In=10.7A; Imax=28.6A When using direct motors, observe the national and international license conditions, so that no infringements of property rights occur | - | 0 | 0
1FN3150-4NB80-0BA1 |  | 1FN3150-4NB80-0BA1 | 1 | UN | 1 | 20 | D | D | N | N | 85030099 | 1 |  | 16.1 | KG | 2257.67 | 2257.67 | MC05 | MC05 | SIMOTICS L primary section; Component 3-phase synchronous motor; Continuous load model; Cover prepared for 2 metric threaded joints; Connection of power and signal separated; with FN=1810N; Fmax=3060N; Vmax FN=200m/min; Vmax Fmax=109m/min; In=15.9A; Imax=33.1A When using direct motors, observe the national and international license conditions, so that no infringements of property rights occur | - | 0 | 0
1FN3150-4PK00-0AA0 |  | 1FN3150-4PK00-0AA0 | 1 | UN | 1 | 20 | D | D | N | N | 85030099 | 1 |  | 1.18 | KG | 310.77 | 310.77 | MC05 | MC05 | SIMOTICS L precision cooler for primary section 1FN3150-4W... Component 3-phase synchronous motor | - | 0 | 0
1FN3150-4PK10-0AA0 |  | 1FN3150-4PK10-0AA0 | 1 | UN | 1 | 20 | D | D | N | N | 85030099 | 1 |  | 1.428 | KG | 372.5 | 372.5 | MC05 | MC05 | SIMOTICS L precision cooler for primary section 1FN3150-4N... Component 3-phase synchronous motor | - | 0 | 0
1FN3150-4SA00-0AA0 |  | 1FN3150-4SA00-0AA0 | 1 | UN | 1 | 20 | D | D | N | N | 85030099 | 1 | 4025515003205 | 1.5 | KG | 275.22 | 275.22 | MC05 | MC05 | SIMOTICS L Secondary section for linear motor 1FN3... Size 150; Component 3-phase synchronous motor; length 120mm | - | 0 | 0
1FN3150-4SL08-0AA0 |  | 1FN3150-4SL08-0AA0 | 1 | UN | 1 | 0 | A | D | N | N | 85030099 | 1 |  | 0.56 | KG | 189.82 | 189.82 | MC05 | MC05 | SIMOTICS L Y secondary section for Y/Z linear motor; component 3-phase synchronous motor; for 1FN3150-8 magnets STRUCTURAL BOND without filler; Width 90 mm PIN SPACING 35 mm; Evenness 0.20 mm; RZ5-20 | - | 0 | 7
1FN3150-4SL08-0AA0-Z | P87 | 1FN3150-4SL08-0AA0-ZP87 | 1 | UN | 1 | 20 | D | D | N | N | 85030099 | 1 |  | 0.56 | KG | 189.82 | 189.82 | MC05 | MC05 | SIMOTICS L Y secondary section for Y/Z linear motor; Component 3-phase synchronous motor; for 1FN3150-8 magnets Structural bond without filler; Width 90 mm Pin spacing 35 mm; Evenness 0.20 mm; RZ5-20 P87: Bulk packaging | - | 0 | 7
1FN3150-4TP00-1AC5 |  | 1FN3150-4TP00-1AC5 | 1 | UN | 1 | 20 | D | D | N | N | 85030099 | 1 |  | 0.2 | KG | 50.47 | 50.47 | MC05 | MC05 | SIMOTICS L Secondary section cover S for size 150; component 3-phase synchronous motor; cover for 2.5 Secondary section segments | - | 0 | 0
1FN3150-4TP00-1AD0 |  | 1FN3150-4TP00-1AD0 | 1 | UN | 1 | 20 | D | D | N | N | 85030099 | 1 |  | 0.152 | KG | 53.62 | 53.62 | MC05 | MC05 | SIMOTICS L Secondary section cover for size 150; component 3-phase synchronous motor; cover for 3 Secondary section segments | - | 0 | 0
1FN3150-4TP00-1AD5 |  | 1FN3150-4TP00-1AD5 | 1 | UN | 1 | 20 | D | D | N | N | 85030099 | 1 |  | 0.19 | KG | 55.8 | 55.8 | MC05 | MC05 | SIMOTICS L Secondary section cover for size 150; component 3-phase synchronous motor; cover for 3.5 Secondary section segments | - | 0 | 0
1FN3150-4TP00-1AE0 |  | 1FN3150-4TP00-1AE0 | 1 | UN | 1 | 20 | D | D | N | N | 85030099 | 1 |  | 0.2 | KG | 57.88 | 57.88 | MC05 | MC05 | SIMOTICS L Secondary section cover for size 150; component 3-phase synchronous motor; cover for 4 Secondary section segments | - | 0 | 0
1FN3150-4TP00-1AF0 |  | 1FN3150-4TP00-1AF0 | 1 | UN | 1 | 20 | D | D | N | N | 85030099 | 1 |  | 0.259 | KG | 64.37 | 64.37 | MC05 | MC05 | SIMOTICS L Secondary section cover for size 150; component 3-phase synchronous motor; cover for 5 Secondary section segments | - | 0 | 0
1FN3150-4WC00-0AA1 |  | 1FN3150-4WC00-0AA1 | 1 | UN | 1 | 20 | D | D | N | N | 85030099 | 1 |  | 12.735 | KG | 1902.85 | 1902.85 | MC05 | MC05 | SIMOTICS L primary section; Component 3-phase synchronous motor; Peak load version; Connection of power and signal in one cable; Cover prepared for a cable gland; FN=1350N; Fmax=3300N; Vmax FN=282 m/min; Vmax Fmax=126 m/min; In=14.3A; Imax=38.2A When using direct motors, observe the national and international license conditions, so that no infringements of property rights occur | - | 0 | 0
1FN3150-4WC00-0BA1 |  | 1FN3150-4WC00-0BA1 | 1 | UN | 1 | 20 | D | D | N | N | 85030099 | 1 |  | 7.8 | KG | 1902.85 | 1902.85 | MC05 | MC05 | SIMOTICS L primary section; Component 3-phase synchronous motor; Peak load version; Cover prepared for 2 metric threaded joints; Connection of power and signal separated; FN=1350N; Fmax=3300N; Vmax FN=282 m/min; Vmax Fmax=126 m/min; In=14.3A; Imax=38.2A | - | 0 | 0
1FN3150-5PK00-0AA0 |  | 1FN3150-5PK00-0AA0 | 1 | UN | 1 | 20 | D | D | N | N | 85030099 | 1 |  | 1.319 | KG | 343.71 | 343.71 | MC05 | MC05 | SIMOTICS L precision cooler for primary section 1FN3150-5W... Component 3-phase synchronous motor | - | 0 | 0
1FN3150-5WC00-0AA1 |  | 1FN3150-5WC00-0AA1 | 1 | UN | 1 | 20 | D | D | N | N | 85030099 | 1 |  | 14.7 | KG | 2193.14 | 2193.14 | MC05 | MC05 | SIMOTICS L primary section; Component 3-phase synchronous motor; Peak load version; Connection of power and signal in one cable; Cover prepared for a cable gland; FN=1690N; Fmax=4120N; Vmax FN=282 m/min; Vmax Fmax=126 m/min; In=17.9A; Imax=47.7A | - | 0 | 0
1FN3150-5WC00-0BA1 |  | 1FN3150-5WC00-0BA1 | 1 | UN | 1 | 20 | D | D | N | N | 85030099 | 1 |  | 14.7 | KG | 2193.14 | 2193.14 | MC05 | MC05 | SIMOTICS L primary section; Component 3-phase synchronous motor; Peak load version; Cover prepared for 2 metric threaded joints; Connection of power and signal separated; FN=1690N; Fmax=4120N; Vmax FN=282 m/min; Vmax Fmax=126 m/min; In=17.9A; Imax=47.7A | - | 0 | 0
1FN3300-0TB00-1AC0 |  | 1FN3300-0TB00-1AC0 | 1 | UN | 1 | 20 | D | D | N | N | 72202041 | 1 | 4025515003212 | 0.29 | KG | 9.89 | 9.89 | MC05 | MC05 | SIMOTICS L Cover for 1 secondary section track, Size 300; cold-rolled sheet; Thickness 0.4 mm Price per secondary section segment; Length in number of secondary sections= 0 + 2 | - | 0 | 7
1FN3300-0TB00-1AD0 |  | 1FN3300-0TB00-1AD0 | 1 | UN | 1 | 20 | D | D | N | N | 72202041 | 1 | 4025515003229 | 0.41 | KG | 14.85 | 14.85 | MC05 | MC05 | SIMOTICS L Cover for 1 secondary section track, Size 300; cold-rolled sheet; Thickness 0.4 mm Price per secondary section segment; Length in number of secondary sections= 0 + 3 | - | 0 | 7
1FN3300-0TB00-1AG0 |  | 1FN3300-0TB00-1AG0 | 1 | UN | 1 | 20 | D | D | N | N | 72202041 | 1 |  | 0.77 | KG | 29.63 | 29.63 | MC05 | MC05 | SIMOTICS L Cover for 1 secondary section track, Size 300; cold-rolled sheet; Thickness 0.4 mm Price per secondary section segment; Length in number of secondary sections= 0 + 6 | - | 0 | 0
1FN3300-0TB00-1BA0 |  | 1FN3300-0TB00-1BA0 | 1 | UN | 1 | 20 | D | D | N | N | 72202041 | 1 |  | 1.25 | KG | 49.35 | 49.35 | MC05 | MC05 | SIMOTICS L Cover for 1 secondary section track, Size 300; cold-rolled sheet; Thickness 0.4 mm Price per secondary section segment; Length in number of secondary sections= 10 + 0 | - | 0 | 0
1FN3300-0TB00-1BF0 |  | 1FN3300-0TB00-1BF0 | 1 | UN | 1 | 20 | D | D | N | N | 72202041 | 1 | 4025515003236 | 1.85 | KG | 74.31 | 74.31 | MC05 | MC05 | SIMOTICS L Cover for 1 secondary section track, Size 300; cold-rolled sheet; Thickness 0.4 mm Price per secondary section segment; Length in number of secondary sections= 10 + 5 | - | 0 | 7
1FN3300-0TB00-1CG0 |  | 1FN3300-0TB00-1CG0 | 1 | UN | 1 | 20 | D | D | N | N | 72202041 | 1 |  | 3.17 | KG | 128.53 | 128.53 | MC05 | MC05 | SIMOTICS L Cover for 1 secondary section track, Size 300; cold-rolled sheet; Thickness 0.4 mm Price per secondary section segment; Length in number of secondary sections= 20 + 6 | - | 0 | 0
1FN3300-0TB00-1CH0 |  | 1FN3300-0TB00-1CH0 | 1 | UN | 1 | 20 | D | D | N | N | 72202041 | 1 |  | 3.29 | KG | 133.6 | 133.6 | MC05 | MC05 | SIMOTICS L Cover for 1 secondary section track, Size 300; cold-rolled sheet; Thickness 0.4 mm Price per secondary section segment; Length in number of secondary sections= 20 + 7 | - | 0 | 0
1FN3300-0TB00-1ED0 |  | 1FN3300-0TB00-1ED0 | 1 | UN | 1 | 20 | D | D | N | N | 72202041 | 1 |  | 5.47 | KG | 186.08 | 186.08 | MC05 | MC05 | SIMOTICS L Cover for 1 secondary section track, Size 300; cold-rolled sheet; Thickness 0.4 mm Price per secondary section segment; Length in number of secondary sections= 40 3 | - | 0 | 7
1FN3300-0TB00-1EE0 |  | 1FN3300-0TB00-1EE0 | 1 | UN | 1 | 20 | D | D | N | N | 72202041 | 1 |  | 5.6 | KG | 190.21 | 190.21 | MC05 | MC05 | SIMOTICS L Cover for 1 secondary section track, Size 300; cold-rolled sheet; Thickness 0.4 mm Price per secondary section segment; Length in number of secondary sections= 40 4 | - | 0 | 7
1FN3300-0TB00-1GB0 |  | 1FN3300-0TB00-1GB0 | 1 | UN | 1 | 20 | D | D | N | N | 72202041 | 1 |  | 7 | KG | 263.27 | 263.27 | MC05 | MC05 | SIMOTICS L Cover for 1 secondary section track, Size 300; cold-rolled sheet; Thickness 0.4 mm Price per secondary section segment; Length in number of secondary sections= 60 1 | - | 0 | 7
1FN3300-0TC00-0AA0 |  | 1FN3300-0TC00-0AA0 | 1 | UN | 1 | 20 | D | D | N | N | 85030099 | 1 |  | 0.41 | KG | 159.76 | 159.76 | MC05 | MC05 | SIMOTICS L End piece for secondary section with retainer for cover component 3-phase Synchronous motor | - | 0 | 0
1FN3300-0TC00-2AA1 |  | 1FN3300-0TC00-2AA1 | 1 | UN | 1 | 20 | D | D | N | N | 85030099 | 1 |  | 0.41 | KG | 138.01 | 138.01 | MC05 | MC05 | SIMOTICS L Cover end piece, for SECONDARY SECTION TRACKS from 1FN330*-4SA**-0AA2 with special clamping to prevent shifting, short side component 3-phase Synchronous motor | - | 0 | 7
1FN3300-0TC00-2AA3 |  | 1FN3300-0TC00-2AA3 | 1 | UN | 1 | 20 | D | D | N | N | 85030099 | 1 |  | 0.63 | KG | 148.8 | 148.8 | MC05 | MC05 | SIMOTICS L Cover end piece, for SECONDARY SECTION TRACKS from 1FN330 +-4SA++-0AA2 with special clamping to prevent shifting, long side component 3-phase Synchronous motor with PTC120 and Temperature sensor Pt1000 | - | 0 | 7
1FN3300-0TF01-0AA0 |  | 1FN3300-0TF01-0AA0 | 1 | UN | 1 | 20 | D | D | N | N | 85030099 | 1 |  | 0.45 | KG | 246.73 | 246.73 | MC05 | MC05 | SIMOTICS L Cooling profile connection for Size 300; Component 3-phase synchronous motor; for water diversion and clamping of the Secondary section cover at one end of the secondary section track | - | 0 | 0
1FN3300-0TG01-0AA0 |  | 1FN3300-0TG01-0AA0 | 1 | UN | 1 | 20 | D | D | N | N | 85030099 | 1 |  | 0.443 | KG | 246.73 | 246.73 | MC05 | MC05 | SIMOTICS L Cooling profile connection for Size 300; Component 3-phase synchronous motor; for water intake and drain and clamping of the Secondary section cover at one end of the secondary section track | - | 0 | 0
1FN3300-0TJ01-0AA0 |  | 1FN3300-0TJ01-0AA0 | 1 | UN | 1 | 20 | D | D | N | N | 85030099 | 1 | 4025515003243 | 0.51 | KG | 246.73 | 246.73 | MC05 | MC05 | SIMOTICS L Cooling profile connection for size 300; Component 3-phase synchronous motor; with plug-in coupling for water distribution and clamping of the Secondary section cover at each end of the secondary section track | - | 0 | 0
1FN3300-1NC10-0BA1 |  | 1FN3300-1NC10-0BA1 | 1 | UN | 1 | 20 | D | D | N | N | 85030099 | 1 |  | 8.8 | KG | 1806.13 | 1806.13 | MC05 | MC05 | SIMOTICS L primary section; Component 3-phase synchronous motor; Continuous load model; Cover prepared for 2 metric threaded joints; Connection of power and signal separated; with FN=865N; Fmax=1470N; Vmax FN=230m/min; Vmax Fmax=129 m/min; In=8.1A; Imax=17.1A | - | 0 | 0
1FN3300-1PK10-0AA0 |  | 1FN3300-1PK10-0AA0 | 1 | UN | 1 | 20 | D | D | N | N | 85030099 | 1 |  | 0.712 | KG | 352.18 | 352.18 | MC05 | MC05 | SIMOTICS L precision cooler for primary section 1FN3300-1N... Component 3-phase synchronous motor | - | 0 | 0
1FN3300-1WC00-0AA1 |  | 1FN3300-1WC00-0AA1 | 1 | UN | 1 | 20 | D | D | N | N | 85030099 | 1 |  | 11 | KG | 1533.59 | 1533.59 | MC05 | MC05 | SIMOTICS L primary section; Component 3-phase synchronous motor; Peak load version; Connection of power and signal in one cable; Cover prepared for a cable gland; FN=615N; Fmax=1720N; Vmax FN=309 m/min; Vmax Fmax=128 m/min; In=6.5A; Imax=20A | - | 0 | 0
1FN3300-1WC00-0BA1 |  | 1FN3300-1WC00-0BA1 | 1 | UN | 1 | 20 | D | D | N | N | 85030099 | 1 |  | 6.2 | KG | 1533.59 | 1533.59 | MC05 | MC05 | SIMOTICS L primary section; Component 3-phase synchronous motor; Peak load version; Cover prepared for 2 metric threaded joints; Connection of power and signal separated; FN=615N; Fmax=1720N; Vmax FN=309 m/min; Vmax Fmax=128 m/min; In=6.5A; Imax=20A | - | 0 | 0
1FN3300-2NC10-0BA1 |  | 1FN3300-2NC10-0BA1 | 1 | UN | 1 | 20 | D | D | N | N | 85030099 | 1 |  | 18 | KG | 1919 | 1919 | MC05 | MC05 | SIMOTICS L primary section; Component 3-phase synchronous motor; Continuous load model; Cover prepared for 2 metric threaded joints; Connection of power and signal separated; with FN=1730N; Fmax=2940N; Vmax FN=228m/min; Vmax Fmax=127 m/min; In=16.2A; Imax=34.1A | - | 0 | 0
1FN3300-2NH00-0BA1 |  | 1FN3300-2NH00-0BA1 | 1 | UN | 1 | 20 | D | D | N | N | 85030099 | 1 |  | 18 | KG | 1919 | 1919 | MC05 | MC05 | SIMOTICS L primary section; Continuous load model; Component 3-phase synchronous motor; Cover prepared for 2 metric threaded joints; Connection of power and signal separated; with FN=1730N; Fmax=2940N; Vmax FN=729 m/min; Vmax Fmax=416 m/min; In=49.9A; Imax=104.9A | - | 0 | 7
1FN3300-2NV00-0BA1 |  | 1FN3300-2NV00-0BA1 | 1 | UN | 1 | 20 | D | D | N | N | 85030099 | 1 |  | 18 | KG | 1919 | 1919 | MC05 | MC05 | SIMOTICS L primary section; Continuous load model; Component 3-phase synchronous motor; inverse winding; Cover prepared for 2 metric threaded joints; Connection of power and signal separated; with FN=1730N; Fmax=2940N; Vmax FN=729 m/min; Vmax Fmax=416 m/min; In=49.9A; Imax=104.9A | - | 0 | 7
1FN3300-2PK00-0AA0 |  | 1FN3300-2PK00-0AA0 | 1 | UN | 1 | 20 | D | D | N | N | 85030099 | 1 | 4025515003250 | 0.972 | KG | 321.07 | 321.07 | MC05 | MC05 | SIMOTICS L precision cooler for primary section 1FN3300-2W... Component 3-phase synchronous motor | - | 0 | 0
1FN3300-2PK10-0AA0 |  | 1FN3300-2PK10-0AA0 | 1 | UN | 1 | 20 | D | D | N | N | 85030099 | 1 |  | 1.095 | KG | 386.92 | 386.92 | MC05 | MC05 | SIMOTICS L precision cooler for primary section 1FN3300-2N... Component 3-phase synchronous motor | - | 0 | 0
1FN3300-2WB00-0AA1 |  | 1FN3300-2WB00-0AA1 | 1 | UN | 1 | 20 | D | D | N | N | 85030099 | 1 | 4025515003267 | 13.6 | KG | 1709.36 | 1709.36 | MC05 | MC05 | SIMOTICS L primary section; Component 3-phase synchronous motor; Peak load version; Connection of power and signal in one cable; Cover prepared for a cable gland; FN=1225N; Fmax=3450N; Vmax FN=176 m/min; Vmax Fmax=63 m/min; In=8 A; Imax=24.7 A | - | 0 | 0
1FN3300-2WB00-0BA1 |  | 1FN3300-2WB00-0BA1 | 1 | UN | 1 | 20 | D | D | N | N | 85030099 | 1 |  | 13.6 | KG | 1709.36 | 1709.36 | MC05 | MC05 | SIMOTICS L primary section; Component 3-phase synchronous motor; Peak load version; Cover prepared for 2 metric threaded joints; Connection of power and signal separated; FN=1225N; Fmax=3450N; Vmax FN=176 m/min; Vmax Fmax=63 m/min; In=8 A; Imax=24.7A When using direct motors, observe the national and international license conditions, so that no infringements of property rights occur | - | 0 | 0
1FN3300-2WC00-0AA1 |  | 1FN3300-2WC00-0AA1 | 1 | UN | 1 | 20 | D | D | N | N | 85030099 | 1 | 4025515003274 | 13.6 | KG | 1628.72 | 1628.72 | MC05 | MC05 | SIMOTICS L primary section; Component 3-phase synchronous motor; Peak load version; Connection of power and signal in one cable; Cover prepared for a cable gland; FN=1225N; Fmax=3450N; Vmax FN=297 m/min; Vmax Fmax=125 m/min; In=12.6A; Imax=39.2A When using direct motors, observe the national and international license conditions, so that no infringements of property rights occur | - | 0 | 0
1FN3300-2WC00-0BA1 |  | 1FN3300-2WC00-0BA1 | 1 | UN | 1 | 20 | D | D | N | N | 85030099 | 1 |  | 13.6 | KG | 1628.72 | 1628.72 | MC05 | MC05 | SIMOTICS L primary section; Component 3-phase synchronous motor; Peak load version; Cover prepared for 2 metric threaded joints; Connection of power and signal separated; FN=1225N; Fmax=3450N; Vmax FN=297 m/min; Vmax Fmax=125 m/min; In=12.6A; Imax=39.2A When using direct motors, observe the national and international license conditions, so that no infringements of property rights occur | - | 0 | 0
1FN3300-2WG00-0AA1 |  | 1FN3300-2WG00-0AA1 | 1 | UN | 1 | 20 | D | D | N | N | 85030099 | 1 |  | 13.6 | KG | 1709.36 | 1709.36 | MC05 | MC05 | SIMOTICS L primary section; Component 3-phase synchronous motor; Peak load version; Connection of power and signal in one cable; Cover prepared for a cable gland; FN=1225N; Fmax=3450N; Vmax FN=805 m/min; Vmax Fmax=369 m/min; In=33.2A; Imax=99.7A When using direct motors, observe the national and international license conditions, so that no infringements of property rights occur | - | 0 | 0
1FN3300-2WG00-0BA1 |  | 1FN3300-2WG00-0BA1 | 1 | UN | 1 | 20 | D | D | N | N | 85030099 | 1 |  | 13.6 | KG | 1709.36 | 1709.36 | MC05 | MC05 | SIMOTICS L primary section; Component 3-phase synchronous motor; Peak load version; Cover prepared for 2 metric threaded joints; Connection of power and signal separated; FN=1225N; Fmax=3450N; Vmax FN=805 m/min; Vmax Fmax=369 m/min; In=33.2A; Imax=99.7A When using direct motors, observe the national and international license conditions, so that no infringements of property rights occur | - | 0 | 0
1FN3300-3NB50-0BA1 |  | 1FN3300-3NB50-0BA1 | 1 | UN | 1 | 20 | D | D | N | N | 85030099 | 1 |  | 25.2 | KG | 2518.91 | 2518.91 | MC05 | MC05 | primary section; Component 3-phase synchronous motor; Continuous load model; Cover prepared for 2 metric threaded joints; Connection of power and signal separated; with FN=2595N; Fmax=4400N; Vmax FN=160m/min; Vmax Fmax=88m/min; In=17.6A; Imax=36.9A When using direct motors, observe the national and international license conditions, so that no infringements of property rights occur | - | 0 | 0
1FN3300-3NC40-0BA1 |  | 1FN3300-3NC40-0BA1 | 1 | UN | 1 | 20 | D | D | N | N | 85030099 | 1 |  | 25.2 | KG | 2289.91 | 2289.91 | MC05 | MC05 | SIMOTICS L primary section; Component 3-phase synchronous motor; Continuous load model; Cover prepared for 2 metric threaded joints; Connection of power and signal separated; with FN=2595N; Fmax=4400N; Vmax FN=257m/min; Vmax Fmax=144 m/min; In=27.3A; Imax=57.4A When using direct motors, observe the national and international license conditions, so that no infringements of property rights occur | - | 0 | 0
1FN3300-3PK00-0AA0 |  | 1FN3300-3PK00-0AA0 | 1 | UN | 1 | 20 | D | D | N | N | 85030099 | 1 |  | 1.37 | KG | 362.21 | 362.21 | MC05 | MC05 | SIMOTICS L precision cooler for primary section 1FN3300-3W... Component 3-phase synchronous motor | - | 0 | 0
1FN3300-3PK10-0AA0 |  | 1FN3300-3PK10-0AA0 | 1 | UN | 1 | 20 | D | D | N | N | 85030099 | 1 |  | 1.474 | KG | 436.32 | 436.32 | MC05 | MC05 | SIMOTICS L precision cooler for primary section 1FN3300-3N... Component 3-phase synchronous motor | - | 0 | 0
1FN3300-3WC00-0AA1 |  | 1FN3300-3WC00-0AA1 | 1 | UN | 1 | 20 | D | D | N | N | 85030099 | 1 |  | 20.4 | KG | 1935.13 | 1935.13 | MC05 | MC05 | SIMOTICS L primary section; Component 3-phase synchronous motor; Peak load version; Connection of power and signal in one cable; Cover prepared for a cable gland; FN=1840N; Fmax=5170N; Vmax FN=297 m/min; Vmax Fmax=125 m/min; In=19A; Imax=58.7A When using direct motors, observe the national and international license conditions, so that no infringements of property rights occur | - | 0 | 0
1FN3300-3WC00-0BA1 |  | 1FN3300-3WC00-0BA1 | 1 | UN | 1 | 20 | D | D | N | N | 85030099 | 1 |  | 20.4 | KG | 1935.13 | 1935.13 | MC05 | MC05 | SIMOTICS L primary section; Component 3-phase synchronous motor; Peak load version; Cover prepared for 2 metric threaded joints; Connection of power and signal separated; FN=1840N; Fmax=5170N; Vmax FN=297 m/min; Vmax Fmax=125 m/min; In=19A; Imax=58.7A When using direct motors, observe the national and international license conditions, so that no infringements of property rights occur | - | 0 | 0
1FN3300-3WG00-0AA1 |  | 1FN3300-3WG00-0AA1 | 1 | UN | 1 | 20 | D | D | N | N | 85030099 | 1 |  | 20.4 | KG | 2015.76 | 2015.76 | MC05 | MC05 | SIMOTICS L Primary section Component 3-phase synchronous motor; Peak load version; Connection of power and signal in one cable; Cover prepared for a cable gland; FN=1840N; Fmax=5170N; Vmax FN=297 m/min; Vmax Fmax=125m/min In=50A; Imax=154.9A When using direct motors, observe the national and international license conditions, so that no infringements of property rights occur | - | 0 | 0
1FN3300-3WG00-0BA1 |  | 1FN3300-3WG00-0BA1 | 1 | UN | 1 | 20 | D | D | N | N | 85030099 | 1 |  | 20.4 | KG | 2015.76 | 2015.76 | MC05 | MC05 | SIMOTICS L primary section; Component 3-phase synchronous motor; Peak load version; Cover prepared for 2 metric threaded joints; Connection of power and signal separated; FN=1840N; Fmax=5170N; Vmax FN=297 m/min; Vmax Fmax=125 m/min; In=50A; Imax=154.9A When using direct motors, observe the national and international license conditions, so that no infringements of property rights occur | - | 0 | 0
1FN3300-4NB80-0BA1 |  | 1FN3300-4NB80-0BA1 | 1 | UN | 1 | 20 | D | D | N | N | 85030099 | 1 |  | 54.3 | KG | 2805.93 | 2805.93 | MC05 | MC05 | SIMOTICS L primary section; Component 3-phase synchronous motor; Continuous load model; Cover prepared for 2 metric threaded joints; Connection of power and signal separated; with FN=3460N; Fmax=5870N; Vmax FN=196m/min; Vmax Fmax=109m/min; In=28.4A; Imax=59.6A When using direct motors, observe the national and international license conditions, so that no infringements of property rights occur | - | 0 | 0
1FN3300-4PK00-0AA0 |  | 1FN3300-4PK00-0AA0 | 1 | UN | 1 | 20 | D | D | N | N | 85030099 | 1 | 4025515003281 | 1.711 | KG | 415.72 | 415.72 | MC05 | MC05 | SIMOTICS L precision cooler for primary section 1FN3300-4W... Component 3-phase synchronous motor | - | 0 | 0
1FN3300-4PK10-0AA0 |  | 1FN3300-4PK10-0AA0 | 1 | UN | 1 | 20 | D | D | N | N | 85030099 | 1 |  | 1.858 | KG | 502.21 | 502.21 | MC05 | MC05 | SIMOTICS L precision cooler for primary section 1FN3300-4N... Component 3-phase synchronous motor | - | 0 | 0
1FN3300-4SA00-0AA0 |  | 1FN3300-4SA00-0AA0 | 1 | UN | 1 | 20 | D | D | N | N | 85030099 | 1 | 4025515010036 | 3.5 | KG | 359.04 | 359.04 | MC05 | MC05 | SIMOTICS L Secondary section for linear motor 1FN3... Size 300; Component 3-phase synchronous motor; length 184mm | - | 0 | 0
1FN3300-4TP00-1AC0 |  | 1FN3300-4TP00-1AC0 | 1 | UN | 1 | 20 | D | D | N | N | 85030099 | 1 |  | 0.26 | KG | 52.55 | 52.55 | MC05 | MC05 | SIMOTICS L Secondary section cover S for size 300; component 3-phase synchronous motor; cover for 2 Secondary section segments | - | 0 | 7
1FN3300-4TP00-1AC5 |  | 1FN3300-4TP00-1AC5 | 1 | UN | 1 | 20 | D | D | N | N | 85030099 | 1 |  | 0.3 | KG | 57.75 | 57.75 | MC05 | MC05 | SIMOTICS L Secondary section cover S for size 300; component 3-phase synchronous motor; cover for 2.5 Secondary section segments | - | 0 | 0
1FN3300-4TP00-1AD0 |  | 1FN3300-4TP00-1AD0 | 1 | UN | 1 | 20 | D | D | N | N | 85030099 | 1 |  | 0.5 | KG | 61.54 | 61.54 | MC05 | MC05 | SIMOTICS L Secondary section cover for size 300; component 3-phase synchronous motor; cover for 3 Secondary section segments | - | 0 | 0
1FN3300-4TP00-1AD5 |  | 1FN3300-4TP00-1AD5 | 1 | UN | 1 | 20 | D | D | N | N | 85030099 | 1 |  | 0.3 | KG | 66.6 | 66.6 | MC05 | MC05 | SIMOTICS L Secondary section cover for size 300; component 3-phase synchronous motor; cover for 3.5 Secondary section segments | - | 0 | 0
1FN3300-4TP00-1AE0 |  | 1FN3300-4TP00-1AE0 | 1 | UN | 1 | 20 | D | D | N | N | 85030099 | 1 |  | 0.5 | KG | 71.51 | 71.51 | MC05 | MC05 | SIMOTICS L Secondary section cover for size 300; component 3-phase synchronous motor; cover for 4 Secondary section segments | - | 0 | 0
1FN3300-4TP00-1AF0 |  | 1FN3300-4TP00-1AF0 | 1 | UN | 1 | 20 | D | D | N | N | 85030099 | 1 | 4025515003304 | 0.5 | KG | 77.5 | 77.5 | MC05 | MC05 | SIMOTICS L Secondary section cover for size 300; component 3-phase synchronous motor; cover for 5 Secondary section segments | - | 0 | 0
1FN3300-4TP00-2AA1 |  | 1FN3300-4TP00-2AA1 | 1 | UN | 1 | 20 | D | D | N | N | 85030099 | 1 |  | 0.67 | KG | 132.38 | 132.38 | MC05 | MC05 | SIMOTICS L secondary section cover 300 special length version 1 component 3-phase synchronous motor; for 6 secondary section segments+ additional length with bending+ drilled holes | - | 0 | 7
1FN3300-4WB00-0AA1 |  | 1FN3300-4WB00-0AA1 | 1 | UN | 1 | 20 | D | D | N | N | 85030099 | 1 |  | 24.4 | KG | 2499.53 | 2499.53 | MC05 | MC05 | primary section; Component 3-phase synchronous motor; Peak load version; Connection of power and signal in one cable; Cover prepared for a cable gland; FN=2450N; Fmax=6900N; Vmax FN=176m/min; Vmax Fmax=63 m/min; In=16A; Imax=49.4 A | - | 0 | 0
1FN3300-4WB00-0BA1 |  | 1FN3300-4WB00-0BA1 | 1 | UN | 1 | 20 | D | D | N | N | 85030099 | 1 |  | 22.2 | KG | 2499.53 | 2499.53 | MC05 | MC05 | SIMOTICS L primary section; Component 3-phase synchronous motor; Peak load version; Cover prepared for 2 metric threaded joints; Connection of power and signal separated; FN=2450N; Fmax=6900N; Vmax FN=176m/min; Vmax Fmax=63 m/min; In=16A; Imax=49.4A When using direct motors, observe the national and international license conditions, so that no infringements of property rights occur | - | 0 | 0
1FN3300-4WC00-0AA1 |  | 1FN3300-4WC00-0AA1 | 1 | UN | 1 | 20 | D | D | N | N | 85030099 | 1 |  | 24.4 | KG | 2370.52 | 2370.52 | MC05 | MC05 | SIMOTICS L primary section; Component 3-phase synchronous motor; Peak load version; Connection of power and signal in one cable; Cover prepared for a cable gland; FN=2450N; Fmax=6900N; Vmax FN=297 m/min; Vmax Fmax=125 m/min; In=25.3A; Imax=78.3A When using direct motors, observe the national and international license conditions, so that no infringements of property rights occur | - | 0 | 0
1FN3300-4WC00-0BA1 |  | 1FN3300-4WC00-0BA1 | 1 | UN | 1 | 20 | D | D | N | N | 85030099 | 1 |  | 22.2 | KG | 2370.52 | 2370.52 | MC05 | MC05 | SIMOTICS L primary section; Component 3-phase synchronous motor; Peak load version; Cover prepared for 2 metric threaded joints; Connection of power and signal separated; FN=2450N; Fmax=6900N; Vmax FN=297 m/min; Vmax Fmax=125 m/min; In=25.3A; Imax=78.3A When using direct motors, observe the national and international license conditions, so that no infringements of property rights occur | - | 0 | 0
1FN3450-0TB00-1AF0 |  | 1FN3450-0TB00-1AF0 | 1 | UN | 1 | 20 | D | D | N | N | 72202041 | 1 | 4025515003311 | 0.768 | KG | 27.48 | 27.48 | MC05 | MC05 | SIMOTICS L Cover for 1 secondary section track, Size 450; cold-rolled sheet; Thickness 0.4 mm Price per secondary section segment; Length in number of secondary sections= 0 + 5 | - | 0 | 7
1FN3450-0TB00-1AG0 |  | 1FN3450-0TB00-1AG0 | 1 | UN | 1 | 20 | D | D | N | N | 72202041 | 1 |  | 0.908 | KG | 32.72 | 32.72 | MC05 | MC05 | SIMOTICS L Cover for 1 secondary section track, Size 450; cold-rolled sheet; Thickness 0.4 mm Price per secondary section segment; Length in number of secondary sections= 0 + 6 | - | 0 | 0
1FN3450-0TB00-1BA0 |  | 1FN3450-0TB00-1BA0 | 1 | UN | 1 | 20 | D | D | N | N | 72202041 | 1 |  | 1.468 | KG | 54.96 | 54.96 | MC05 | MC05 | SIMOTICS L Cover for 1 secondary section track, Size 450; cold-rolled sheet; Thickness 0.4 mm Price per secondary section segment; Length in number of secondary sections= 10 + 0 | - | 0 | 0
1FN3450-0TB00-1BB0 |  | 1FN3450-0TB00-1BB0 | 1 | UN | 1 | 20 | D | D | N | N | 72202041 | 1 |  | 1.608 | KG | 60.44 | 60.44 | MC05 | MC05 | SIMOTICS L Cover for 1 secondary section track, Size 450; cold-rolled sheet; Thickness 0.4 mm Price per secondary section segment; Length in number of secondary sections= 10 + 1 | - | 0 | 0
1FN3450-0TB00-1CB0 |  | 1FN3450-0TB00-1CB0 | 1 | UN | 1 | 20 | D | D | N | N | 72202041 | 1 | 4025515003328 | 3.008 | KG | 115.02 | 115.02 | MC05 | MC05 | SIMOTICS L Cover for 1 secondary section track, Size 450; cold-rolled sheet; Thickness 0.4 mm Price per secondary section segment; Length in number of secondary sections= 20 + 1 | - | 0 | 7
1FN3450-0TB00-1CD0 |  | 1FN3450-0TB00-1CD0 | 1 | UN | 1 | 20 | D | D | N | N | 72202041 | 1 |  | 3.288 | KG | 125.99 | 125.99 | MC05 | MC05 | SIMOTICS L Cover for 1 secondary section track, Size 450; cold-rolled sheet; Thickness 0.4 mm Price per secondary section segment; Length in number of secondary sections= 20 + 3 | - | 0 | 0
1FN3450-0TC00-0AA0 |  | 1FN3450-0TC00-0AA0 | 1 | UN | 1 | 20 | D | D | N | N | 85030099 | 1 | 4025515010043 | 0.5 | KG | 177.15 | 177.15 | MC05 | MC05 | SIMOTICS L End piece for secondary section with retainer for cover component 3-phase Synchronous motor | - | 0 | 0
1FN3450-0TF01-0AA0 |  | 1FN3450-0TF01-0AA0 | 1 | UN | 1 | 20 | D | D | N | N | 85030099 | 1 |  | 0.64 | KG | 266.51 | 266.51 | MC05 | MC05 | SIMOTICS L Cooling profile connection for Size 450; Component 3-phase synchronous motor; for water diversion and clamping of the Secondary section cover at one end of the secondary section track | - | 0 | 0
1FN3450-0TG01-0AA0 |  | 1FN3450-0TG01-0AA0 | 1 | UN | 1 | 20 | D | D | N | N | 85030099 | 1 |  | 0.64 | KG | 266.51 | 266.51 | MC05 | MC05 | SIMOTICS L Cooling profile connection for Size 450; Component 3-phase synchronous motor; for water intake and drain and clamping of the Secondary section cover at one end of the secondary section track | - | 0 | 0
1FN3450-0TJ01-0AA0 |  | 1FN3450-0TJ01-0AA0 | 1 | UN | 1 | 20 | D | D | N | N | 85030099 | 1 |  | 0.645 | KG | 266.51 | 266.51 | MC05 | MC05 | SIMOTICS L Cooling profile connection for size 450; Component 3-phase synchronous motor; with plug-in coupling for water distribution and clamping of the Secondary section cover at each end of the secondary section track | - | 0 | 0
1FN3450-1NB50-0BA1 |  | 1FN3450-1NB50-0BA1 | 1 | UN | 1 | 20 | D | D | N | N | 85030099 | 1 |  | 23 | KG | 2077.79 | 2077.79 | MC05 | MC05 | SIMOTICS L primary section; Continuous load model; Component 3-phase synchronous motor; Cover prepared for 2 metric threaded joints; Connection of power and signal separated; FN=1295N; Fmax=2200N; Vmax FN=171m/min; Vmax Fmax=95m/min; In=9.1A; Imax=19.1A; When using direct motors, observe the national and international license conditions, so that no infringements of property rights occur | - | 0 | 7
1FN3450-2NB40-0BA1 |  | 1FN3450-2NB40-0BA1 | 1 | UN | 1 | 20 | D | D | N | N | 85030099 | 1 |  | 22 | KG | 2128.65 | 2128.65 | MC05 | MC05 | SIMOTICS L primary section; Continuous load model; Cover prepared for 2 metric threaded joints; Connection of power and signal separated; with FN=2595N; Fmax=4400N; Vmax FN=149m/min; Vmax Fmax=82m/min; In=16.2A; Imax=34.1A | - | 0 | 0
1FN3450-2NB80-0BA1 |  | 1FN3450-2NB80-0BA1 | 1 | UN | 1 | 20 | D | D | N | N | 85030099 | 1 |  | 22 | KG | 2128.65 | 2128.65 | MC05 | MC05 | SIMOTICS L primary section; Component 3-phase synchronous motor; Continuous load model; Cover prepared for 2 metric threaded joints; Connection of power and signal separated; with FN=2595N; Fmax=4400N; Vmax FN=191m/min; Vmax Fmax=107m/min; In=20.4A; Imax=42.9A When using direct motors, observe the national and international license conditions, so that no infringements of property rights occur | - | 0 | 0
1FN3450-2NC50-0BA1 |  | 1FN3450-2NC50-0BA1 | 1 | UN | 1 | 20 | D | D | N | N | 85030099 | 1 |  | 22 | KG | 2128.65 | 2128.65 | MC05 | MC05 | SIMOTICS L primary section; Component 3-phase synchronous motor; Continuous load model; Cover prepared for 2 metric threaded joints; Connection of power and signal separated; with FN=2595N; Fmax=4400N; Vmax FN=271 m/min; Vmax Fmax=153 m/min; In=28.4A; Imax=59.6A When using direct motors, observe the national and international license conditions, so that no infringements of property rights occur | - | 0 | 0
1FN3450-2PK00-0AA0 |  | 1FN3450-2PK00-0AA0 | 1 | UN | 1 | 20 | D | D | N | N | 85030099 | 1 |  | 1.103 | KG | 362.21 | 362.21 | MC05 | MC05 | SIMOTICS L precision cooler for primary section 1FN3450-2W... Component 3-phase synchronous motor | - | 0 | 0
1FN3450-2PK10-0AA0 |  | 1FN3450-2PK10-0AA0 | 1 | UN | 1 | 20 | D | D | N | N | 85030099 | 1 |  | 1.223 | KG | 436.32 | 436.32 | MC05 | MC05 | SIMOTICS L precision cooler for primary section 1FN3450-2N... Component 3-phase synchronous motor | - | 0 | 0
1FN3450-2WA50-0AA1 |  | 1FN3450-2WA50-0AA1 | 1 | UN | 1 | 20 | D | D | N | N | 85030099 | 1 |  | 18.6 | KG | 1935.13 | 1935.13 | MC05 | MC05 | SIMOTICS L primary section; Component 3-phase synchronous motor; Peak load version; Connection of power and signal in one cable; Cover prepared for a cable gland; FN=1930N; Fmax=5180N; Vmax FN=112 m/min; Vmax Fmax=30 m/min; In=8.6 A; Imax=25.3A When using direct motors, observe the national and international license conditions, so that no infringements of property rights occur | - | 0 | 0
1FN3450-2WA50-0BA1 |  | 1FN3450-2WA50-0BA1 | 1 | UN | 1 | 20 | D | D | N | N | 85030099 | 1 |  | 18.6 | KG | 1935.13 | 1935.13 | MC05 | MC05 | SIMOTICS L primary section; Component 3-phase synchronous motor; Peak load version; Cover prepared for 2 metric threaded joints; Connection of power and signal separated; FN=1930N; Fmax=5180N; Vmax FN=112 m/min; Vmax Fmax=30 m/min; In=8.6 A; Imax=25.3A When using direct motors, observe the national and international license conditions, so that no infringements of property rights occur | - | 0 | 0
1FN3450-2WB70-0AA1 |  | 1FN3450-2WB70-0AA1 | 1 | UN | 1 | 20 | D | D | N | N | 85030099 | 1 |  | 18.6 | KG | 1822.24 | 1822.24 | MC05 | MC05 | SIMOTICS L Primary section; Component 3-phase synchronous motor; Peak load version; Connection of power and signal in one cable; Cover prepared for heavy-gauge threaded joint FN=1930 N; Fmax=5180 N; Vmax_FN=235 m/min; Vmax_Fmax=102 m/min; IN=15.2 A; Imax=45.1 A When using direct motors, observe the national and international license conditions so that no infringements of property rights occur. | - | 0 | 0
1FN3450-2WB70-0BA1 |  | 1FN3450-2WB70-0BA1 | 1 | UN | 1 | 20 | D | D | N | N | 85030099 | 1 |  | 18.6 | KG | 1822.24 | 1822.24 | MC05 | MC05 | SIMOTICS L primary section; Component 3-phase synchronous motor; Peak load version; Cover prepared for 2 metric threaded joints; Connection of power and signal separated; FN=1930N; Fmax=5180N; Vmax FN=235m/min; Vmax Fmax=102 m/min; In=15.2A; Imax=45.1A When using direct motors, observe the national and international license conditions, so that no infringements of property rights occur | - | 0 | 0
1FN3450-2WC00-0AA1 |  | 1FN3450-2WC00-0AA1 | 1 | UN | 1 | 20 | D | D | N | N | 85030099 | 1 | 4025515003342 | 18.6 | KG | 1822.24 | 1822.24 | MC05 | MC05 | SIMOTICS L primary section; Component 3-phase synchronous motor; Peak load version; Connection of power and signal in one cable; Cover prepared for a cable gland; FN=1930N; Fmax=5180N; Vmax FN=275m/min; Vmax Fmax=120m/min; In=18.8A; Imax=55.3A When using direct motors, observe the national and international license conditions, so that no infringements of property rights occur | - | 0 | 0
1FN3450-2WC00-0BA1 |  | 1FN3450-2WC00-0BA1 | 1 | UN | 1 | 20 | D | D | N | N | 85030099 | 1 |  | 18.6 | KG | 1822.24 | 1822.24 | MC05 | MC05 | SIMOTICS L primary section; Component 3-phase synchronous motor; Peak load version; Cover prepared for 2 metric threaded joints; Connection of power and signal separated; FN=1930N; Fmax=5180N; Vmax FN=275m/min; Vmax Fmax=120m/min; In=18.8A; Imax=55.3A When using direct motors, observe the national and international license conditions, so that no infringements of property rights occur | - | 0 | 0
1FN3450-2WD00-0AA1 |  | 1FN3450-2WD00-0AA1 | 1 | UN | 1 | 20 | D | D | N | N | 85030099 | 1 |  | 18.6 | KG | 1709.36 | 1709.36 | MC05 | MC05 | primary section; Component 3-phase synchronous motor; Peak load version; Connection of power and signal in one cable; Cover prepared for a cable gland; FN=1930N; Fmax=5170N; Vmax FN=382 m/min; Vmax Fmax=180 m/min; In=23.5A; Imax=69.8A | - | 0 | 0
1FN3450-2WE00-0AA1 |  | 1FN3450-2WE00-0AA1 | 1 | UN | 1 | 20 | D | D | N | N | 85030099 | 1 |  | 18.6 | KG | 1919 | 1919 | MC05 | MC05 | SIMOTICS L primary section; Component 3-phase synchronous motor; Peak load version; Connection of power and signal in one cable; Cover prepared for a cable gland; FN=1930N; Fmax=5180N; Vmax FN=519m/min; Vmax Fmax=240 m/min; In=33.8A; Imax=99.7A When using direct motors, observe the national and international license conditions, so that no infringements of property rights occur | - | 0 | 0
1FN3450-2WE00-0BA1 |  | 1FN3450-2WE00-0BA1 | 1 | UN | 1 | 20 | D | D | N | N | 85030099 | 1 |  | 18.6 | KG | 1919 | 1919 | MC05 | MC05 | SIMOTICS L primary section; Component 3-phase synchronous motor; Peak load version; Cover prepared for 2 metric threaded joints; Connection of power and signal separated; FN=1930N; Fmax=5180N; Vmax FN=519m/min; Vmax Fmax=240 m/min; In=33.8A; Imax=99.7A When using direct motors, observe the national and international license conditions, so that no infringements of property rights occur | - | 0 | 0
1FN3450-3NA50-0BA1 |  | 1FN3450-3NA50-0BA1 | 1 | UN | 1 | 20 | D | D | N | N | 85030099 | 1 |  | 44.3 | KG | 2810.78 | 2810.78 | MC05 | MC05 | SIMOTICS L primary section; Component 3-phase synchronous motor; Cover prepared for 2 metric threaded joints; Connection of power and signal separated; FN=3890N; Fmax=6600N; Vmax FN=69m/min; Vmax Fmax=33m/min In=12.7A; Imax=26.7A | - | 0 | 7
1FN3450-3NA50-0KA1 |  | 1FN3450-3NA50-0KA1 | 1 | UN | 1 | 0 | A | D | N | N | 85030099 | 1 |  | 32 | KG | 3073.86 | 3073.86 | MC05 | MC05 | SIMOTICS L primary section; Component 3-phase synchronous motor; Connection of power and signal in one cable; receptacle; FN=3890N; Fmax=6600N; Vmax FN=69m/min; Vmax Fmax=33m/min In=12.7A; Imax=26.7A In=27.3A; Imax=57.4A | - | 0 | 7
1FN3450-3NB50-0BA1 |  | 1FN3450-3NB50-0BA1 | 1 | UN | 1 | 20 | D | D | N | N | 85030099 | 1 |  | 44.3 | KG | 2676.94 | 2676.94 | MC05 | MC05 | SIMOTICS L primary section; Component 3-phase synchronous motor; Cover prepared for 2 metric threaded joints; Connection of power and signal separated; FN=3890N; Fmax=6600N; Vmax FN=168m/min; Vmax Fmax=93m/min In=27.3A; Imax=57.4A When using direct motors, observe the national and international license conditions, so that no infringements of property rights occur | - | 0 | 0
1FN3450-3NC50-0BA1 |  | 1FN3450-3NC50-0BA1 | 1 | UN | 1 | 20 | D | D | N | N | 85030099 | 1 |  | 44.3 | KG | 2676.94 | 2676.94 | MC05 | MC05 | SIMOTICS L primary section; Component 3-phase synchronous motor; Continuous load model; Cover prepared for 2 metric threaded joints; Connection of power and signal separated; with FN=3890N; Fmax=6600N; Vmax FN=270m/min; Vmax Fmax=152 m/min; In=42.5A; Imax=89.5A When using direct motors, observe the national and international license conditions, so that no infringements of property rights occur | - | 0 | 0
1FN3450-3PK00-0AA0 |  | 1FN3450-3PK00-0AA0 | 1 | UN | 1 | 20 | D | D | N | N | 85030099 | 1 |  | 1.505 | KG | 411.62 | 411.62 | MC05 | MC05 | SIMOTICS L precision cooler for primary section 1FN3450-3W... Component 3-phase synchronous motor | - | 0 | 0
1FN3450-3PK10-0AA0 |  | 1FN3450-3PK10-0AA0 | 1 | UN | 1 | 20 | D | D | N | N | 85030099 | 1 |  | 1.666 | KG | 496 | 496 | MC05 | MC05 | SIMOTICS L precision cooler for primary section 1FN3450-3N... Component 3-phase synchronous motor | - | 0 | 0
1FN3450-3WA50-0AA1 |  | 1FN3450-3WA50-0AA1 | 1 | UN | 1 | 20 | D | D | N | N | 85030099 | 1 |  | 26.2 | KG | 2435.04 | 2435.04 | MC05 | MC05 | Primary section Component 3-phase synchronous motor; Peak load version; Connection of power and signal in one cable; Cover prepared for a cable gland; FN=2895N; Fmax=7760N; Vmax FN=114m/min; Vmax Fmax=30m/min; N=13.2A; Imax=38.8A | - | 0 | 0
1FN3450-3WA50-0BA1 |  | 1FN3450-3WA50-0BA1 | 1 | UN | 1 | 20 | D | D | N | N | 85030099 | 1 |  | 26.2 | KG | 2435.04 | 2435.04 | MC05 | MC05 | Primary section Component 3-phase synchronous motor; Peak load version; Connection of power and signal separated; Cover prepared for 2 metric threaded joints; FN=2895N; Fmax=7760N; Vmax FN=114m/min; Vmax Fmax=30m/min; N=13.2A; Imax=38.8A | - | 0 | 0
1FN3450-3WB00-0AA1 |  | 1FN3450-3WB00-0AA1 | 1 | UN | 1 | 20 | D | D | N | N | 85030099 | 1 |  | 26.2 | KG | 2435.04 | 2435.04 | MC05 | MC05 | SIMOTICS L primary section; Component 3-phase synchronous motor; Peak load version; Connection of power and signal in one cable; Cover prepared for a cable gland; FN=2895N; Fmax=7760N; Vmax FN=164m/min; Vmax Fmax=62 m/min; In=17.9 A; Imax=52.7A When using direct motors, observe the national and international license conditions, so that no infringements of property rights occur | - | 0 | 0
1FN3450-3WB00-0BA1 |  | 1FN3450-3WB00-0BA1 | 1 | UN | 1 | 20 | D | D | N | N | 85030099 | 1 |  | 26.2 | KG | 2435.04 | 2435.04 | MC05 | MC05 | SIMOTICS L primary section; Component 3-phase synchronous motor; Peak load version; Cover prepared for 2 metric threaded joints; Connection of power and signal separated; FN=2895N; Fmax=7760N; Vmax FN=164m/min; Vmax Fmax=62 m/min; In=17.9 A; Imax=52.7A When using direct motors, observe the national and international license conditions, so that no infringements of property rights occur | - | 0 | 0
1FN3450-3WB50-0AA1 |  | 1FN3450-3WB50-0AA1 | 1 | UN | 1 | 20 | D | D | N | N | 85030099 | 1 | 4025515003359 | 26.2 | KG | 2435.04 | 2435.04 | MC05 | MC05 | SIMOTICS L primary section; Component 3-phase synchronous motor; Peak load version; Connection of power and signal in one cable; Cover prepared for a cable gland; FN=2895N; Fmax=7760N; Vmax FN=217 m/min; Vmax Fmax=90 m/min; In=22.8 A; Imax=67.3A When using direct motors, observe the national and international license conditions, so that no infringements of property rights occur | - | 0 | 0
1FN3450-3WB50-0BA1 |  | 1FN3450-3WB50-0BA1 | 1 | UN | 1 | 20 | D | D | N | N | 85030099 | 1 |  | 26.2 | KG | 2435.04 | 2435.04 | MC05 | MC05 | SIMOTICS L primary section; Component 3-phase synchronous motor; Peak load version; Cover prepared for 2 metric threaded joints; Connection of power and signal separated; FN=2895N; Fmax=7760N; Vmax FN=217 m/min; Vmax Fmax=90 m/min; In=22.8 A; Imax=67.3A When using direct motors, observe the national and international license conditions, so that no infringements of property rights occur | - | 0 | 0
1FN3450-3WB50-0CA1 |  | 1FN3450-3WB50-0CA1 | 1 | UN | 1 | 20 | D | D | N | N | 85030099 | 1 |  | 26.2 | KG | 2825.95 | 2825.95 | MC05 | MC05 | SIMOTICS L primary section; Component 3-phase synchronous motor; Peak load version; connection of power and signal separated Power connection size 1.5 (receptacle) signal connection M17 (receptacle); FN=2895N; Fmax=7760N; Vmax FN=217 m/min; Vmax Fmax=90 m/min; In=22.8 A; Imax=67.3A When using direct motors, observe the national and international license conditions, so that no infringements of property rights occur | - | 0 | 7
1FN3450-3WC00-0AA1 |  | 1FN3450-3WC00-0AA1 | 1 | UN | 1 | 20 | D | D | N | N | 85030099 | 1 | 4025515003366 | 26.2 | KG | 2306.02 | 2306.02 | MC05 | MC05 | SIMOTICS L primary section; Component 3-phase synchronous motor; Peak load version; Connection of power and signal in one cable; Cover prepared for a cable gland; FN=2895N; Fmax=7760N; Vmax FN=275m/min; Vmax Fmax=120m/min; In=28.1A; Imax=83A When using direct motors, observe the national and international license conditions, so that no infringements of property rights occur | - | 0 | 0
1FN3450-3WC00-0BA1 |  | 1FN3450-3WC00-0BA1 | 1 | UN | 1 | 20 | D | D | N | N | 85030099 | 1 |  | 26.2 | KG | 2306.02 | 2306.02 | MC05 | MC05 | SIMOTICS L primary section; Component 3-phase synchronous motor; Peak load version; Cover prepared for 2 metric threaded joints; Connection of power and signal separated; FN=2895N; Fmax=7760N; Vmax FN=275m/min; Vmax Fmax=120m/min; In=28.1A; Imax=83A When using direct motors, observe the national and international license conditions, so that no infringements of property rights occur | - | 0 | 0
1FN3450-3WE00-0AA1 |  | 1FN3450-3WE00-0AA1 | 1 | UN | 1 | 20 | D | D | N | N | 85030099 | 1 |  | 26.2 | KG | 2435.04 | 2435.04 | MC05 | MC05 | SIMOTICS L primary section; Component 3-phase synchronous motor; Peak load version; Connection of power and signal in one cable; Cover prepared for a cable gland; FN=2895N; Fmax=7760N; Vmax FN=519m/min; Vmax Fmax=240 m/min; In=50.7A; Imax=149.6A When using direct motors, observe the national and international license conditions, so that no infringements of property rights occur | - | 0 | 0
1FN3450-3WE00-0BA1 |  | 1FN3450-3WE00-0BA1 | 1 | UN | 1 | 20 | D | D | N | N | 85030099 | 1 |  | 26.2 | KG | 2435.04 | 2435.04 | MC05 | MC05 | SIMOTICS L primary section; Component 3-phase synchronous motor; Peak load version; Cover prepared for 2 metric threaded joints; Connection of power and signal separated; FN=2895N; Fmax=7760N; Vmax FN=519m/min; Vmax Fmax=240 m/min; In=50.7A; Imax=149.6A When using direct motors, observe the national and international license conditions, so that no infringements of property rights occur | - | 0 | 0
1FN3450-4NB20-0BA1 |  | 1FN3450-4NB20-0BA1 | 1 | UN | 1 | 20 | D | D | N | N | 85030099 | 1 |  | 66.4 | KG | 3225.22 | 3225.22 | MC05 | MC05 | SIMOTICS L primary section; Component 3-phase synchronous motor; Continuous load model; Cover prepared for 2 metric threaded joints; Connection of power and signal separated; with FN=5185N; Fmax=8810N; Vmax FN=128m/min; Vmax Fmax=69m/min; In=28.4A; Imax=59.6A When using direct motors, observe the national and international license conditions, so that no infringements of property rights occur | - | 0 | 7
1FN3450-4NB80-0BA1 |  | 1FN3450-4NB80-0BA1 | 1 | UN | 1 | 20 | D | D | N | N | 85030099 | 1 |  | 66.4 | KG | 3225.22 | 3225.22 | MC05 | MC05 | SIMOTICS L primary section; Component 3-phase synchronous motor; Continuous load model; Cover prepared for 2 metric threaded joints; Connection of power and signal separated; with FN=5185N; Fmax=8810N; Vmax FN=190m/min; Vmax Fmax=106 m/min; In=40.8A; Imax=85.8A When using direct motors, observe the national and international license conditions, so that no infringements of property rights occur | - | 0 | 0
1FN3450-4PK00-0AA0 |  | 1FN3450-4PK00-0AA0 | 1 | UN | 1 | 20 | D | D | N | N | 85030099 | 1 |  | 1.933 | KG | 458.95 | 458.95 | MC05 | MC05 | SIMOTICS L precision cooler for primary section 1FN3450-4W... Component 3-phase synchronous motor | - | 0 | 0
1FN3450-4PK10-0AA0 |  | 1FN3450-4PK10-0AA0 | 1 | UN | 1 | 20 | D | D | N | N | 85030099 | 1 |  | 2.095 | KG | 549.5 | 549.5 | MC05 | MC05 | SIMOTICS L precision cooler for primary section 1FN3450-4N... Component 3-phase synchronous motor | - | 0 | 0
1FN3450-4SA00-0AA0 |  | 1FN3450-4SA00-0AA0 | 1 | UN | 1 | 20 | D | D | N | N | 85030099 | 1 | 4025515003373 | 4.5 | KG | 580.46 | 580.46 | MC05 | MC05 | SIMOTICS L Secondary section for linear motor 1FN3... Size 450; Component 3-phase synchronous motor; length 184mm | - | 0 | 0
1FN3450-4TP00-1AC2 |  | 1FN3450-4TP00-1AC2 | 1 | UN | 1 | 20 | D | D | N | N | 85030099 | 1 |  | 0.29 | KG | 78.13 | 78.13 | MC05 | MC05 | SIMOTICS L Secondary section cover S for size 450; component 3-phase synchronous motor; cover for 2.2 Secondary section segments | - | 0 | 7
1FN3450-4TP00-1AC5 |  | 1FN3450-4TP00-1AC5 | 1 | UN | 1 | 20 | D | D | N | N | 85030099 | 1 |  | 0.29 | KG | 63.73 | 63.73 | MC05 | MC05 | SIMOTICS L Secondary section cover S for size 450; component 3-phase synchronous motor; cover for 2.5 Secondary section segments | - | 0 | 0
1FN3450-4TP00-1AC8 |  | 1FN3450-4TP00-1AC8 | 1 | UN | 1 | 20 | D | D | N | N | 85030099 | 1 |  | 0.29 | KG | 84.15 | 84.15 | MC05 | MC05 | SIMOTICS L Secondary section cover S for size 450; component 3-phase synchronous motor; cover for 2.8 Secondary section segments | - | 0 | 7
1FN3450-4TP00-1AD0 |  | 1FN3450-4TP00-1AD0 | 1 | UN | 1 | 20 | D | D | N | N | 85030099 | 1 | 4025515003380 | 0.361 | KG | 66.41 | 66.41 | MC05 | MC05 | SIMOTICS L Secondary section cover for size 450; component 3-phase synchronous motor; cover for 3 Secondary section segments | - | 0 | 0
1FN3450-4TP00-1AD5 |  | 1FN3450-4TP00-1AD5 | 1 | UN | 1 | 20 | D | D | N | N | 85030099 | 1 |  | 0.5 | KG | 72.42 | 72.42 | MC05 | MC05 | SIMOTICS L Secondary section cover for size 450; component 3-phase synchronous motor; cover for 3.5 Secondary section segments | - | 0 | 0
1FN3450-4TP00-1AE0 |  | 1FN3450-4TP00-1AE0 | 1 | UN | 1 | 20 | D | D | N | N | 85030099 | 1 |  | 0.46 | KG | 78.45 | 78.45 | MC05 | MC05 | SIMOTICS L Secondary section cover for size 450; component 3-phase synchronous motor; cover for 4 Secondary section segments | - | 0 | 0
1FN3450-4TP00-1AF0 |  | 1FN3450-4TP00-1AF0 | 1 | UN | 1 | 20 | D | D | N | N | 85030099 | 1 |  | 0.6 | KG | 85.57 | 85.57 | MC05 | MC05 | SIMOTICS L Secondary section cover for size 450; component 3-phase synchronous motor; cover for 5 Secondary section segments | - | 0 | 0
1FN3450-4TP00-1AH0 |  | 1FN3450-4TP00-1AH0 | 1 | UN | 1 | 20 | D | D | N | N | 85030099 | 1 |  | 0.942 | KG | 124.93 | 124.93 | MC05 | MC05 | SIMOTICS L Secondary section cover for size 450; component 3-phase synchronous motor; cover for 7 Secondary section segments | - | 0 | 7
1FN3450-4TP00-1AJ0 |  | 1FN3450-4TP00-1AJ0 | 1 | UN | 1 | 20 | D | D | N | N | 85030099 | 1 |  | 0.942 | KG | 135.35 | 135.35 | MC05 | MC05 | SIMOTICS L Secondary section cover for size 450; component 3-phase synchronous motor; cover for 8 Secondary section segments | - | 0 | 7
1FN3450-4TP00-2AD2 |  | 1FN3450-4TP00-2AD2 | 1 | UN | 1 | 20 | D | D | N | N | 85030099 | 1 |  | 0.227 | KG | 93.34 | 93.34 | MC05 | MC05 | SIMOTICS L Secondary section cover S for size 450; component 3-phase synchronous motor; cover for 3.2 Secondary section segments Length 582mm | - | 0 | 7
1FN3450-4WB00-0AA1 |  | 1FN3450-4WB00-0AA1 | 1 | UN | 1 | 20 | D | D | N | N | 85030099 | 1 |  | 56.1 | KG | 2886.56 | 2886.56 | MC05 | MC05 | SIMOTICS L primary section; Component 3-phase synchronous motor; Peak load version; Connection of power and signal in one cable; Cover prepared for a cable gland; FN=3860N; Fmax=10350N; Vmax FN=164m/min; Vmax Fmax=62 m/min; In=23.8A; Imax=70.3A When using direct motors, observe the national and international license conditions, so that no infringements of property rights occur | - | 0 | 0
1FN3450-4WB00-0BA1 |  | 1FN3450-4WB00-0BA1 | 1 | UN | 1 | 20 | D | D | N | N | 85030099 | 1 |  | 56.1 | KG | 2886.56 | 2886.56 | MC05 | MC05 | SIMOTICS L primary section; Component 3-phase synchronous motor; Peak load version; Cover prepared for 2 metric threaded joints; Connection of power and signal separated; FN=3860N; Fmax=10350N; Vmax FN=164m/min; Vmax Fmax=62 m/min; In=23.8A; Imax=70.3A When using direct motors, observe the national and international license conditions, so that no infringements of property rights occur | - | 0 | 0
1FN3450-4WB50-0AA1 |  | 1FN3450-4WB50-0AA1 | 1 | UN | 1 | 20 | D | D | N | N | 85030099 | 1 |  | 56.1 | KG | 2886.56 | 2886.56 | MC05 | MC05 | SIMOTICS L primary section; Component 3-phase synchronous motor; Peak load version; Connection of power and signal in one cable; Cover prepared for a cable gland; FN=3860N; Fmax=10350N; Vmax FN=217m/min; Vmax Fmax=90m/min; In=30.4A; Imax=89.8A When using direct motors, observe the national and international license conditions, so that no infringements of property rights occur | - | 0 | 0
1FN3450-4WB50-0BA1 |  | 1FN3450-4WB50-0BA1 | 1 | UN | 1 | 20 | D | D | N | N | 85030099 | 1 |  | 56.1 | KG | 2886.56 | 2886.56 | MC05 | MC05 | SIMOTICS L primary section; Component 3-phase synchronous motor; Peak load version; Cover prepared for 2 metric threaded joints; Connection of power and signal separated; FN=3860N; Fmax=10350N; Vmax FN=217m/min; Vmax Fmax=90m/min; In=30.4A; Imax=89.8A When using direct motors, observe the national and international license conditions, so that no infringements of property rights occur | - | 0 | 0
1FN3450-4WC00-0AA1 |  | 1FN3450-4WC00-0AA1 | 1 | UN | 1 | 20 | D | D | N | N | 85030099 | 1 |  | 56.1 | KG | 2757.55 | 2757.55 | MC05 | MC05 | SIMOTICS L primary section; Component 3-phase synchronous motor; Peak load version; Connection of power and signal in one cable; Cover prepared for a cable gland; FN=3860N; Fmax=10350N; Vmax FN=275m/min; Vmax Fmax=120m/min; In=37.5A; Imax=110.6A When using direct motors, observe the national and international license conditions, so that no infringements of property rights occur | - | 0 | 0
1FN3450-4WC00-0BA1 |  | 1FN3450-4WC00-0BA1 | 1 | UN | 1 | 20 | D | D | N | N | 85030099 | 1 |  | 56.1 | KG | 2757.55 | 2757.55 | MC05 | MC05 | SIMOTICS L primary section; Component 3-phase synchronous motor; Peak load version; Cover prepared for 2 metric threaded joints; Connection of power and signal separated; FN=3860N; Fmax=10350N; Vmax FN=275m/min; Vmax Fmax=120m/min; In=37.5A; Imax=110.6A When using direct motors, observe the national and international license conditions, so that no infringements of property rights occur | - | 0 | 0
1FN3450-4WE00-0AA1 |  | 1FN3450-4WE00-0AA1 | 1 | UN | 1 | 20 | D | D | N | N | 85030099 | 1 |  | 56.1 | KG | 2886.56 | 2886.56 | MC05 | MC05 | SIMOTICS L primary section; Component 3-phase synchronous motor; Peak load version; Connection of power and signal in one cable; Cover prepared for a cable gland; FN=3860N; Fmax=10350N; Vmax FN=519m/min; Vmax Fmax=240 m/min; In=67.6A; Imax=199.5A When using direct motors, observe the national and international license conditions, so that no infringements of property rights occur | - | 0 | 0
1FN3450-4WE00-0BA1 |  | 1FN3450-4WE00-0BA1 | 1 | UN | 1 | 20 | D | D | N | N | 85030099 | 1 |  | 56.1 | KG | 2886.56 | 2886.56 | MC05 | MC05 | SIMOTICS L primary section; Component 3-phase synchronous motor; Peak load version; Cover prepared for 2 metric threaded joints; Connection of power and signal separated; FN=3860N; Fmax=10350N; Vmax FN=519m/min; Vmax Fmax=240 m/min; In=67.6A; Imax=199.5A When using direct motors, observe the national and international license conditions, so that no infringements of property rights occur | - | 0 | 0
1FN3600-0TB00-1AG0 |  | 1FN3600-0TB00-1AG0 | 1 | UN | 1 | 20 | D | D | N | N | 72202041 | 1 |  | 1.11 | KG | 36.13 | 36.13 | MC05 | MC05 | SIMOTICS L Cover for 1 secondary section track, Size 600; cold-rolled sheet; Thickness 0.4 mm Price per secondary section segment; Length in number of secondary sections= 0 + 6 | - | 0 | 0
1FN3600-0TC00-0AA0 |  | 1FN3600-0TC00-0AA0 | 1 | UN | 1 | 20 | D | D | N | N | 85030099 | 1 |  | 0.82 | KG | 196.12 | 196.12 | MC05 | MC05 | SIMOTICS L End piece for secondary section with retainer for cover component 3-phase Synchronous motor | - | 0 | 0
1FN3600-0TC00-2AA1 |  | 1FN3600-0TC00-2AA1 | 1 | UN | 1 | 20 | D | D | N | N | 85030099 | 1 |  | 1.2 | KG | 164.08 | 164.08 | MC05 | MC05 | SIMOTICS L Cover end piece, for SECONDARY SECTION TRACKS from 1FN3600-4SA**-0AA2 with special clamping to prevent shifting component 3-phase Synchronous motor | - | 0 | 7
1FN3600-0TJ01-0AA0 |  | 1FN3600-0TJ01-0AA0 | 1 | UN | 1 | 20 | D | D | N | N | 85030099 | 1 |  | 1.083 | KG | 288.14 | 288.14 | MC05 | MC05 | SIMOTICS L Cooling profile connection for size 600; Component 3-phase synchronous motor; with plug-in coupling for water distribution and clamping of the Secondary section cover at each end of the secondary section track | - | 0 | 0
1FN3600-2NB00-0BA1 |  | 1FN3600-2NB00-0BA1 | 1 | UN | 1 | 20 | D | D | N | N | 85030099 | 1 |  | 28.9 | KG | 2580.16 | 2580.16 | MC05 | MC05 | SIMOTICS L primary section; Component 3-phase synchronous motor; Continuous load model; Cover prepared for 2 metric threaded joints; Connection of power and signal separated; with FN=3460N; Fmax=5870N; Vmax FN=108m/min; Vmax Fmax=58 m/min; In=16.2A; Imax=34.1A When using direct motors, observe the national and international license conditions, so that no infringements of property rights occur | - | 0 | 7
1FN3600-2NB80-0BA1 |  | 1FN3600-2NB80-0BA1 | 1 | UN | 1 | 20 | D | D | N | N | 85030099 | 1 |  | 28.9 | KG | 2580.16 | 2580.16 | MC05 | MC05 | SIMOTICS L primary section; Component 3-phase synchronous motor; Continuous load model; Cover prepared for 2 metric threaded joints; Connection of power and signal separated; with FN=3460N; Fmax=5870N; Vmax FN=200m/min; Vmax Fmax=112m/min; In=28.4A; Imax=59.4A When using direct motors, observe the national and international license conditions, so that no infringements of property rights occur | - | 0 | 0
1FN3600-2PK00-0AA0 |  | 1FN3600-2PK00-0AA0 | 1 | UN | 1 | 20 | D | D | N | N | 85030099 | 1 |  | 1.33 | KG | 346.07 | 346.07 | MC05 | MC05 | SIMOTICS L precision cooler for primary section 1FN3600-2W... Component 3-phase synchronous motor | - | 0 | 0
1FN3600-2PK10-0AA0 |  | 1FN3600-2PK10-0AA0 | 1 | UN | 1 | 20 | D | D | N | N | 85030099 | 1 |  | 1.511 | KG | 419.84 | 419.84 | MC05 | MC05 | SIMOTICS L precision cooler for primary section 1FN3600-2N... Component 3-phase synchronous motor | - | 0 | 0
1FN3600-2WA50-0AA1 |  | 1FN3600-2WA50-0AA1 | 1 | UN | 1 | 20 | D | D | N | N | 85030099 | 1 |  | 24.6 | KG | 2241.5 | 2241.5 | MC05 | MC05 | SIMOTICS L primary section; Component 3-phase synchronous motor; Peak load version; Connection of power and signal in one cable; Cover prepared for a cable gland; FN=2610N; Fmax=6900N; Vmax FN=120m/min; Vmax Fmax=36m/min; In=12.4A; Imax=36A When using direct motors, observe the national and international license conditions, so that no infringements of property rights occur | - | 0 | 0
1FN3600-2WA50-0BA1 |  | 1FN3600-2WA50-0BA1 | 1 | UN | 1 | 20 | D | D | N | N | 85030099 | 1 |  | 24.6 | KG | 2241.5 | 2241.5 | MC05 | MC05 | SIMOTICS L primary section; Component 3-phase synchronous motor; Peak load version; Cover prepared for 2 metric threaded joints; Connection of power and signal separated; FN=2610N; Fmax=6900N; Vmax FN=120m/min; Vmax Fmax=36m/min; In=12.4A; Imax=36A When using direct motors, observe the national and international license conditions, so that no infringements of property rights occur | - | 0 | 0
1FN3600-2WB00-0AA1 |  | 1FN3600-2WB00-0AA1 | 1 | UN | 1 | 20 | D | D | N | N | 85030099 | 1 |  | 24.6 | KG | 2289.91 | 2289.91 | MC05 | MC05 | SIMOTICS L primary section; Component 3-phase synchronous motor; Connection of power and signal in one cable; Cover prepared for a cable gland; FN=2610N; Fmax=6950N; Vmax FN=168m/min; Vmax Fmax=66m/min; In=15.4A; Imax=45.6A When using direct motors, observe the national and international license conditions, so that no infringements of property rights occur | - | 0 | 0
1FN3600-2WB50-0CA1 |  | 1FN3600-2WB50-0CA1 | 1 | UN | 1 | 20 | D | D | N | N | 85030099 | 1 |  | 24.6 | KG | 2740.63 | 2740.63 | MC05 | MC05 | SIMOTICS L primary section; Component 3-phase synchronous motor; Peak load version; Connection of power and signal separated; Power connection size 1.5 (receptacle) signal connection M17 (receptacle); FN=2610N; Fmax=6900N; Vmax FN=234m/min; Vmax Fmax=102 m/min; In=20.4A; Imax=60.5A When using direct motors, observe the national and international license conditions, so that no infringements of property rights occur | - | 0 | 7
1FN3600-2WC00-0CA1 |  | 1FN3600-2WC00-0CA1 | 1 | UN | 1 | 20 | D | D | N | N | 85030099 | 1 |  | 24.6 | KG | 2740.63 | 2740.63 | MC05 | MC05 | SIMOTICS L primary section; Component 3-phase synchronous motor; Peak load version; Connection of power and signal separated; Power connection size 1.5 (receptacle) signal connection M17 (receptacle); FN=2610N; Fmax=6900N; Vmax FN=279m/min; Vmax Fmax=127 m/min; In=23.8A; Imax=70.6A; When using direct motors, observe the national and international license conditions, so that no infringements of property rights occur | - | 0 | 7
1FN3600-3NB00-0BA1 |  | 1FN3600-3NB00-0BA1 | 1 | UN | 1 | 20 | D | D | N | N | 85030099 | 1 |  | 55.9 | KG | 3096.23 | 3096.23 | MC05 | MC05 | SIMOTICS L primary section; Component 3-phase synchronous motor; Continuous load model; Cover prepared for 2 metric a cable gland; Connection of signal and power separated; FN=5185N; Fmax=8810N; Vmax FN=140m/min; Vmax Fmax=76m/min; In=30.6A; Imax=64.4A; When using direct motors, observe the national and international license conditions, so that no infringements of property rights occur | - | 0 | 7
1FN3600-3NB80-0BA1 |  | 1FN3600-3NB80-0BA1 | 1 | UN | 1 | 20 | D | D | N | N | 85030099 | 1 |  | 55.9 | KG | 3096.23 | 3096.23 | MC05 | MC05 | SIMOTICS L primary section; Component 3-phase synchronous motor; Continuous load model; Cover prepared for 2 metric threaded joints; Connection of power and signal separated; with FN=5185N; Fmax=8810N; Vmax FN=199 m/min; Vmax Fmax=111 m/min; In=42.5A; Imax=89.5A When using direct motors, observe the national and international license conditions, so that no infringements of property rights occur | - | 0 | 0
1FN3600-3PK00-0AA0 |  | 1FN3600-3PK00-0AA0 | 1 | UN | 1 | 20 | D | D | N | N | 85030099 | 1 |  | 1.93 | KG | 442.48 | 442.48 | MC05 | MC05 | SIMOTICS L precision cooler for primary section 1FN3600-3W... Component 3-phase synchronous motor | - | 0 | 0
1FN3600-3PK10-0AA0 |  | 1FN3600-3PK10-0AA0 | 1 | UN | 1 | 20 | D | D | N | N | 85030099 | 1 |  | 2.068 | KG | 533.06 | 533.06 | MC05 | MC05 | SIMOTICS L precision cooler for primary section 1FN3600-3N... Component 3-phase synchronous motor | - | 0 | 0
1FN3600-3WB00-0AA1 |  | 1FN3600-3WB00-0AA1 | 1 | UN | 1 | 20 | D | D | N | N | 85030099 | 1 |  | 45.1 | KG | 2805.93 | 2805.93 | MC05 | MC05 | SIMOTICS L primary section; Component 3-phase synchronous motor; Peak load version; Connection of power and signal in one cable; Cover prepared for a cable gland; FN=3915N; Fmax=10350N; Vmax FN=155m/min; Vmax Fmax=58m/min; In=23.2A; Imax=67.3A When using direct motors, observe the national and international license conditions, so that no infringements of property rights occur | - | 0 | 0
1FN3600-3WB00-0BA1 |  | 1FN3600-3WB00-0BA1 | 1 | UN | 1 | 20 | D | D | N | N | 85030099 | 1 |  | 45.1 | KG | 2805.93 | 2805.93 | MC05 | MC05 | SIMOTICS L primary section; Component 3-phase synchronous motor; Peak load version; Cover prepared for 2 metric threaded joints; Connection of power and signal separated; FN=3915N; Fmax=10350N; Vmax FN=155m/min; Vmax Fmax=58m/min; In=23.2A; Imax=67.3A When using direct motors, observe the national and international license conditions, so that no infringements of property rights occur | - | 0 | 0
1FN3600-3WB00-0CA1 |  | 1FN3600-3WB00-0CA1 | 1 | UN | 1 | 20 | D | D | N | N | 85030099 | 1 |  | 45.1 | KG | 3192.96 | 3192.96 | MC05 | MC05 | SIMOTICS L primary section; Component 3-phase synchronous motor; Peak load version; Connection of power and signal separated; Power connection size 1.5 (receptacle) signal connection M17 (receptacle); FN=3915N; Fmax=10350N; Vmax FN=155m/min; Vmax Fmax=58m/min; In=23.2A; Imax=67.3A When using direct motors, observe the national and international license conditions, so that no infringements of property rights occur | - | 0 | 7
1FN3600-3WB50-0CA1 |  | 1FN3600-3WB50-0CA1 | 1 | UN | 1 | 20 | D | D | N | N | 85030099 | 1 |  | 45.1 | KG | 3423.87 | 3423.87 | MC05 | MC05 | primary section; Component 3-phase synchronous motor; Peak load version; Connection of power and signal separated; Power connection size 1.5 (receptacle) signal connection M17 (receptacle) FN=3915N; Fmax=10350N; Vmax FN=234m/min; Vmax Fmax=104 m/min; In=30.6A; Imax=89.7A; When using direct motors, observe national and international license conditions, so that no infringements of property rights occur | - | 0 | 7
1FN3600-3WC00-0AA1 |  | 1FN3600-3WC00-0AA1 | 1 | UN | 1 | 20 | D | D | N | N | 85030099 | 1 |  | 45.1 | KG | 2660.79 | 2660.79 | MC05 | MC05 | SIMOTICS L primary section; Component 3-phase synchronous motor; Peak load version; Connection of power and signal in one cable; Cover prepared for a cable gland; FN=3915N; Fmax=10350N; Vmax FN=254m/min; Vmax Fmax=112m/min; In=35.2A; Imax=102.4A When using direct motors, observe the national and international license conditions, so that no infringements of property rights occur | - | 0 | 0
1FN3600-3WC00-0BA1 |  | 1FN3600-3WC00-0BA1 | 1 | UN | 1 | 20 | D | D | N | N | 85030099 | 1 |  | 45.1 | KG | 2660.79 | 2660.79 | MC05 | MC05 | SIMOTICS L primary section; Component 3-phase synchronous motor; Peak load version; Cover prepared for 2 metric threaded joints; Connection of power and signal separated; FN=3915N; Fmax=10350N; Vmax FN=254m/min; Vmax Fmax=112m/min; In=35.2A; Imax=102.4A When using direct motors, observe the national and international license conditions, so that no infringements of property rights occur | - | 0 | 0
1FN3600-3WC00-0CA1 |  | 1FN3600-3WC00-0CA1 | 1 | UN | 1 | 20 | D | D | N | N | 85030099 | 1 |  | 45.1 | KG | 3047.83 | 3047.83 | MC05 | MC05 | SIMOTICS L primary section; Component 3-phase synchronous motor; Peak load version; Connection of power and signal separated; Power connection size 1.5 (receptacle) signal connection M17 (receptacle); FN=3915N; Fmax=10350N; Vmax FN=254m/min; Vmax Fmax=112m/min; In=35.2A; Imax=102.4A; When using direct motors, observe the national and international license conditions, so that no infringements of property rights occur | - | 0 | 7
1FN3600-4NA70-0BA1 |  | 1FN3600-4NA70-0BA1 | 1 | UN | 1 | 20 | D | D | N | N | 85030099 | 1 |  | 82.6 | KG | 3983.13 | 3983.13 | MC05 | MC05 | SIMOTICS L Primary section for linear motor; Component 3-phase synchronous motor; Continuous load model; 2 temperature monitoring circuits with PTC and KTY; Connection via 2 cables (power and signal); Cover prepared for metric a cable gland; FN=6915N; Fmax=11740N; Vmax FN=85m/min; Vmax Fmax=43m/min In=26.3A; Imax=55.3A direct motors, observe the national and international license conditions, so that no infringements of property rights occur | - | 0 | 0
1FN3600-4NB80-0BA1 |  | 1FN3600-4NB80-0BA1 | 1 | UN | 1 | 20 | D | D | N | N | 85030099 | 1 |  | 82.6 | KG | 3870.26 | 3870.26 | MC05 | MC05 | SIMOTICS L primary section; Component 3-phase synchronous motor; Continuous load model; Cover prepared for 2 metric threaded joints; Connection of power and signal separated; with FN=6915N; Fmax=1170N; Vmax FN=199m/min; Vmax Fmax=111m/min; In=56.7A; Imax=119.3A When using direct motors, observe the national and international license conditions, so that no infringements of property rights occur | - | 0 | 0
1FN3600-4PK00-0AA0 |  | 1FN3600-4PK00-0AA0 | 1 | UN | 1 | 20 | D | D | N | N | 85030099 | 1 | 4025515003397 | 2.413 | KG | 543.32 | 543.32 | MC05 | MC05 | SIMOTICS L precision cooler for primary section 1FN3600-4W... Component 3-phase synchronous motor | - | 0 | 0
1FN3600-4PK10-0AA0 |  | 1FN3600-4PK10-0AA0 | 1 | UN | 1 | 20 | D | D | N | N | 85030099 | 1 |  | 2.626 | KG | 652.4 | 652.4 | MC05 | MC05 | SIMOTICS L precision cooler for primary section 1FN3600-4N... Component 3-phase synchronous motor | - | 0 | 0
1FN3600-4SA00-0AA0 |  | 1FN3600-4SA00-0AA0 | 1 | UN | 1 | 20 | D | D | N | N | 85030099 | 1 | 4025515003403 | 5.47 | KG | 735.42 | 735.42 | MC05 | MC05 | SIMOTICS L Secondary section for linear motor 1FN3... Size 600; Component 3-phase synchronous motor; length 184mm | - | 0 | 0
1FN3600-4TP00-1AB5 |  | 1FN3600-4TP00-1AB5 | 1 | UN | 1 | 20 | D | D | N | N | 85030099 | 1 |  | 0.94 | KG | 72.33 | 72.33 | MC05 | MC05 | SIMOTICS L Secondary section cover for size 600; component 3-phase synchronous motor; cover for 1.5 Secondary section segments | - | 0 | 7
1FN3600-4TP00-1AC5 |  | 1FN3600-4TP00-1AC5 | 1 | UN | 1 | 20 | D | D | N | N | 85030099 | 1 |  | 0.4 | KG | 79.24 | 79.24 | MC05 | MC05 | SIMOTICS L Secondary section cover S for size 600; component 3-phase synchronous motor; cover for 2.5 Secondary section segments | - | 0 | 0
1FN3600-4TP00-1AD0 |  | 1FN3600-4TP00-1AD0 | 1 | UN | 1 | 20 | D | D | N | N | 85030099 | 1 | 4025515003410 | 0.451 | KG | 82.56 | 82.56 | MC05 | MC05 | SIMOTICS L Secondary section cover for size 600; component 3-phase synchronous motor; cover for 3 Secondary section segments | - | 0 | 0
1FN3600-4TP00-1AD2 |  | 1FN3600-4TP00-1AD2 | 1 | UN | 1 | 20 | D | D | N | N | 85030099 | 1 |  | 0.5 | KG | 91.58 | 91.58 | MC05 | MC05 | SIMOTICS L Secondary section cover for size 600; component 3-phase synchronous motor; cover for 3.2 Secondary section segments | - | 0 | 7
1FN3600-4TP00-1AD5 |  | 1FN3600-4TP00-1AD5 | 1 | UN | 1 | 20 | D | D | N | N | 85030099 | 1 |  | 0.5 | KG | 89.5 | 89.5 | MC05 | MC05 | SIMOTICS L Secondary section cover for size 600; component 3-phase synchronous motor; cover for 3.5 Secondary section segments | - | 0 | 0
1FN3600-4TP00-1AD8 |  | 1FN3600-4TP00-1AD8 | 1 | UN | 1 | 20 | D | D | N | N | 85030099 | 1 |  | 0.55 | KG | 92.36 | 92.36 | MC05 | MC05 | Secondary section cover S Customer-spec. cover for types 1FN3600 | - | 0 | 7
1FN3600-4TP00-1AE0 |  | 1FN3600-4TP00-1AE0 | 1 | UN | 1 | 20 | D | D | N | N | 85030099 | 1 | 4025515003427 | 0.6 | KG | 96.81 | 96.81 | MC05 | MC05 | SIMOTICS L Secondary section cover for size 600; component 3-phase synchronous motor; cover for 4 Secondary section segments | - | 0 | 0
1FN3600-4TP00-1AE2 |  | 1FN3600-4TP00-1AE2 | 1 | UN | 1 | 20 | D | D | N | N | 85030099 | 1 |  | 0.65 | KG | 95.61 | 95.61 | MC05 | MC05 | Secondary section cover S Customer-spec. cover for types 1FN3600 | - | 0 | 7
1FN3600-4TP00-1AF0 |  | 1FN3600-4TP00-1AF0 | 1 | UN | 1 | 20 | D | D | N | N | 85030099 | 1 |  | 0.74 | KG | 111.03 | 111.03 | MC05 | MC05 | SIMOTICS L Secondary section cover for size 600; component 3-phase synchronous motor; cover for 5 Secondary section segments | - | 0 | 0
1FN3600-4TP00-1AF5 |  | 1FN3600-4TP00-1AF5 | 1 | UN | 1 | 20 | D | D | N | N | 85030099 | 1 |  | 0.8 | KG | 125.41 | 125.41 | MC05 | MC05 | SIMOTICS L Secondary section cover for size 600; component 3-phase synchronous motor; cover for 5.5 Secondary section segments | - | 0 | 0
1FN3600-4TP00-1AG5 |  | 1FN3600-4TP00-1AG5 | 1 | UN | 1 | 20 | D | D | N | N | 85030099 | 1 |  | 1 | KG | 132.51 | 132.51 | MC05 | MC05 | SIMOTICS L Secondary section cover for size 600; component 3-phase synchronous motor; cover for 6.5 secondary section segment | - | 0 | 0
1FN3600-4TP00-2AA1 |  | 1FN3600-4TP00-2AA1 | 1 | UN | 1 | 20 | D | D | N | N | 85030099 | 1 |  | 1.19 | KG | 140.74 | 140.74 | MC05 | MC05 | SIMOTICS L secondary section cover Type S, special length 600 component 3-phase synchronous motor; Version 1 for 6.5 secondary section segments + additional length with bending+drilled holes | - | 0 | 7
1FN3600-4TP00-2AA2 |  | 1FN3600-4TP00-2AA2 | 1 | UN | 1 | 20 | D | D | N | N | 85030099 | 1 |  | 1.3 | KG | 147.57 | 147.57 | MC05 | MC05 | SIMOTICS L secondary section cover Type S, special length 600 component 3-phase synchronous motor; Version 2 for 7 secondary section segments + additional length with bending+drilled holes | - | 0 | 7
1FN3600-4WA30-0AA1 |  | 1FN3600-4WA30-0AA1 | 1 | UN | 1 | 20 | D | D | N | N | 85030099 | 1 |  | 67.4 | KG | 3504.3 | 3504.3 | MC05 | MC05 | SIMOTICS L primary section; Component 3-phase synchronous motor; Peak load version; Connection of power and signal in one cable; Cover prepared for a cable gland; FN=5220N; Fmax=13800N; Vmax FN=105m/min; Vmax Fmax=26 m/min; In=22.3 A; Imax=64.9A When using direct motors, observe the national and international license conditions, so that no infringements of property rights occur | - | 0 | 0
1FN3600-4WA30-0BA1 |  | 1FN3600-4WA30-0BA1 | 1 | UN | 1 | 20 | D | D | N | N | 85030099 | 1 |  | 67.4 | KG | 3504.3 | 3504.3 | MC05 | MC05 | SIMOTICS L primary section; Component 3-phase synchronous motor; Peak load version; Cover prepared for 2 metric threaded joints; Connection of power and signal separated; FN=5220N; Fmax=13800N; Vmax FN=105m/min; Vmax Fmax=26 m/min; In=22.3 A; Imax=64.9A When using direct motors, observe the national and international license conditions, so that no infringements of property rights occur | - | 0 | 0
1FN3600-4WB00-0AA1 |  | 1FN3600-4WB00-0AA1 | 1 | UN | 1 | 20 | D | D | N | N | 85030099 | 1 | 4025515003434 | 67.4 | KG | 3499.37 | 3499.37 | MC05 | MC05 | SIMOTICS L primary section; Component 3-phase synchronous motor; Peak load version; Connection of power and signal in one cable; Cover prepared for a cable gland; FN=5220N; Fmax=13800N; Vmax FN=155m/min; Vmax Fmax=58 m/min; In=30.9A; Imax=89.8A When using direct motors, observe the national and international license conditions, so that no infringements of property rights occur | - | 0 | 0
1FN3600-4WB00-0BA1 |  | 1FN3600-4WB00-0BA1 | 1 | UN | 1 | 20 | D | D | N | N | 85030099 | 1 |  | 67.4 | KG | 3499.37 | 3499.37 | MC05 | MC05 | SIMOTICS L primary section; Component 3-phase synchronous motor; Peak load version; Cover prepared for 2 metric threaded joints; Connection of power and signal separated; FN=5220N; Fmax=13800N; Vmax FN=155m/min; Vmax Fmax=58 m/min; In=30.9A; Imax=89.8A When using direct motors, observe the national and international license conditions, so that no infringements of property rights occur | - | 0 | 0
1FN3600-4WB00-0CA1 |  | 1FN3600-4WB00-0CA1 | 1 | UN | 1 | 20 | D | D | N | N | 85030099 | 1 |  | 67.4 | KG | 3886.4 | 3886.4 | MC05 | MC05 | SIMOTICS L primary section; Component 3-phase synchronous motor; Peak load version; Connection of power and signal separated; Power connection size 1.5 (receptacle) signal connection M17 (receptacle); FN=5220N; Fmax=13800N; Vmax FN=155m/min; Vmax Fmax=58 m/min; In=30.9A; Imax=89.8A When using direct motors, observe the national and international license conditions, so that no infringements of property rights occur | - | 0 | 7
1FN3600-4WB50-0AA1 |  | 1FN3600-4WB50-0AA1 | 1 | UN | 1 | 20 | D | D | N | N | 85030099 | 1 | 4025515003441 | 67.4 | KG | 3499.37 | 3499.37 | MC05 | MC05 | SIMOTICS L primary section; Component 3-phase synchronous motor; Peak load version; Connection of power and signal in one cable; Cover prepared for a cable gland; FN=5220N; Fmax=13800N; Vmax FN=215 m/min; Vmax Fmax=91 m/min; In=40.8 A; Imax=118.5A When using direct motors, observe the national and international license conditions, so that no infringements of property rights occur | - | 0 | 0
1FN3600-4WB50-0BA1 |  | 1FN3600-4WB50-0BA1 | 1 | UN | 1 | 20 | D | D | N | N | 85030099 | 1 |  | 67.4 | KG | 3499.37 | 3499.37 | MC05 | MC05 | SIMOTICS L primary section; Component 3-phase synchronous motor; Peak load version; Cover prepared for 2 metric threaded joints; Connection of power and signal separated; FN=5220N; Fmax=13800N; Vmax FN=215 m/min; Vmax Fmax=91 m/min; In=40.8 A; Imax=118.5A When using direct motors, observe the national and international license conditions, so that no infringements of property rights occur | - | 0 | 0
1FN3600-4WB50-0CA1 |  | 1FN3600-4WB50-0CA1 | 1 | UN | 1 | 20 | D | D | N | N | 85030099 | 1 |  | 67.4 | KG | 3890.29 | 3890.29 | MC05 | MC05 | primary section; Component 3-phase synchronous motor; Peak load version; Connection of power and signal separated; Power connection size 1.5 (receptacle) signal connection M17 (receptacle) FN=5220N; Fmax=13800N; Vmax FN=215 m/min; Vmax Fmax=91 m/min; In=40.8A; Imax=118.5A; Please note using direct motors, observe national and international license conditions, so that no infringements of property rights occur | - | 0 | 7
1FN3600-4WC00-0AA1 |  | 1FN3600-4WC00-0AA1 | 1 | UN | 1 | 20 | D | D | N | N | 85030099 | 1 | 4025515003458 | 67.4 | KG | 3338.09 | 3338.09 | MC05 | MC05 | SIMOTICS L primary section; Component 3-phase synchronous motor; Peak load version; Connection of power and signal in one cable; Cover prepared for a cable gland; FN=5220N; Fmax=13800N; Vmax FN=254m/min; Vmax Fmax=112m/min; In=46.9A; Imax=136.5A When using direct motors, observe the national and international license conditions, so that no infringements of property rights occur | - | 0 | 0
1FN3600-4WC00-0BA1 |  | 1FN3600-4WC00-0BA1 | 1 | UN | 1 | 20 | D | D | N | N | 85030099 | 1 |  | 67.4 | KG | 3338.09 | 3338.09 | MC05 | MC05 | SIMOTICS L primary section; Component 3-phase synchronous motor; Peak load version; Cover prepared for 2 metric threaded joints; Connection of power and signal separated; FN=5220N; Fmax=13800N; Vmax FN=254m/min; Vmax Fmax=112m/min; In=46.9A; Imax=136.5A When using direct motors, observe the national and international license conditions, so that no infringements of property rights occur | - | 0 | 0
1FN3600-5PK00-0AA0 |  | 1FN3600-5PK00-0AA0 | 1 | UN | 1 | 20 | D | D | N | N | 85030099 | 1 |  | 3.4 | KG | 506.14 | 506.14 | MC05 | MC05 | SIMOTICS L precision cooler for primary section 1FN3600-5W... Component 3-phase synchronous motor | - | 0 | 7
1FN3600-5WB00-0BA1 |  | 1FN3600-5WB00-0BA1 | 1 | UN | 1 | 20 | D | D | N | N | 85030099 | 1 |  | 80.4 | KG | 3964.94 | 3964.94 | MC05 | MC05 | SIMOTICS L primary section; Component 3-phase synchronous motor; Peak load version; Cover prepared for 2 metric threaded joints; Connection of power and signal separated; FN=6525N; Fmax=17250N; Vmax FN=168 m/min; Vmax Fmax=67 m/min; In=38.5 A; Imax=112.7A When using direct motors, observe the national and international license conditions, so that no infringements of property rights occur | - | 0 | 7
1FN3900-0TB00-1AE0 |  | 1FN3900-0TB00-1AE0 | 1 | UN | 1 | 20 | D | D | N | N | 72202041 | 1 |  | 0.926 | KG | 28.19 | 28.19 | MC05 | MC05 | SIMOTICS L Cover for 1 secondary section track, Size 900; cold-rolled sheet; Thickness 0.4 mm Price per secondary section segment; Length in number of secondary sections= 0 + 4 | - | 0 | 0
1FN3900-0TB00-1AH0 |  | 1FN3900-0TB00-1AH0 | 1 | UN | 1 | 20 | D | D | N | N | 72202041 | 1 |  | 1.526 | KG | 48.96 | 48.96 | MC05 | MC05 | SIMOTICS L Cover for 1 secondary section track, Size 900; cold-rolled sheet; Thickness 0.4 mm Price per secondary section segment; Length in number of secondary sections= 0 + 7 | - | 0 | 0
1FN3900-0TB00-1BC0 |  | 1FN3900-0TB00-1BC0 | 1 | UN | 1 | 20 | D | D | N | N | 72202041 | 1 |  | 2.526 | KG | 84.13 | 84.13 | MC05 | MC05 | SIMOTICS L Cover for 1 secondary section track, Size 900; cold-rolled sheet; Thickness 0.4 mm Price per secondary section segment; Length in number of secondary sections= 10 + 2 | - | 0 | 0
1FN3900-0TB00-1BD0 |  | 1FN3900-0TB00-1BD0 | 1 | UN | 1 | 20 | D | D | N | N | 72202041 | 1 |  | 2.726 | KG | 91.26 | 91.26 | MC05 | MC05 | SIMOTICS L Cover for 1 secondary section track, Size 900; cold-rolled sheet; Thickness 0.4 mm Price per secondary section segment; Length in number of secondary sections= 10 + 3 | - | 0 | 0
1FN3900-0TB00-1BJ0 |  | 1FN3900-0TB00-1BJ0 | 1 | UN | 1 | 20 | D | D | N | N | 72202041 | 1 |  | 3.726 | KG | 126.34 | 126.34 | MC05 | MC05 | SIMOTICS L Cover for 1 secondary section track, Size 900; cold-rolled sheet; Thickness 0.4 mm Price per secondary section segment; Length in number of secondary sections= 10 + 8 | - | 0 | 0
1FN3900-0TB00-1DC0 |  | 1FN3900-0TB00-1DC0 | 1 | UN | 1 | 20 | D | D | N | N | 72202041 | 1 |  | 6.526 | KG | 225.48 | 225.48 | MC05 | MC05 | SIMOTICS L Cover for 1 secondary section track, Size 900; cold-rolled sheet; Thickness 0.4 mm Price per secondary section segment; Length in number of secondary sections= 30 + 2 | - | 0 | 0
1FN3900-0TC00-0AA0 |  | 1FN3900-0TC00-0AA0 | 1 | UN | 1 | 20 | D | D | N | N | 85030099 | 1 |  | 0.9 | KG | 234.09 | 234.09 | MC05 | MC05 | SIMOTICS L End piece for secondary section with retainer for cover component 3-phase Synchronous motor | - | 0 | 0
1FN3900-0TJ01-0AA0 |  | 1FN3900-0TJ01-0AA0 | 1 | UN | 1 | 20 | D | D | N | N | 85030099 | 1 |  | 1.566 | KG | 329.59 | 329.59 | MC05 | MC05 | SIMOTICS L Cooling profile connection for size 900; Component 3-phase synchronous motor; with plug-in coupling for water distribution and clamping of the Secondary section cover at each end of the secondary section track | - | 0 | 0
1FN3900-2NB20-0BA1 |  | 1FN3900-2NB20-0BA1 | 1 | UN | 1 | 20 | D | D | N | N | 85030099 | 1 |  | 55.1 | KG | 2854.32 | 2854.32 | MC05 | MC05 | SIMOTICS L primary section; Component 3-phase synchronous motor; Continuous load model; Cover prepared for 2 metric threaded joints; Connection of power and signal separated; with FN=5185N; Fmax=8810N; Vmax FN=130m/min; Vmax Fmax=71m/min; In=28.4A; Imax=59.6A When using direct motors, observe the national and international license conditions, so that no infringements of property rights occur | - | 0 | 0
1FN3900-2PK00-0AA0 |  | 1FN3900-2PK00-0AA0 | 1 | UN | 1 | 20 | D | D | N | N | 85030099 | 1 |  | 1.7 | KG | 452.78 | 452.78 | MC05 | MC05 | SIMOTICS L precision cooler for primary section 1FN3900-2W... Component 3-phase synchronous motor | - | 0 | 0
1FN3900-2PK10-0AA0 |  | 1FN3900-2PK10-0AA0 | 1 | UN | 1 | 20 | D | D | N | N | 85030099 | 1 |  | 1.818 | KG | 539.47 | 539.47 | MC05 | MC05 | SIMOTICS L precision cooler for primary section 1FN3900-2N... Component 3-phase synchronous motor | - | 0 | 0
1FN3900-2WB00-0AA1 |  | 1FN3900-2WB00-0AA1 | 1 | UN | 1 | 20 | D | D | N | N | 85030099 | 1 |  | 43.8 | KG | 2483.41 | 2483.41 | MC05 | MC05 | SIMOTICS L primary section; Component 3-phase synchronous motor; Peak load version; Connection of power and signal in one cable; Cover prepared for a cable gland; FN=4050N; Fmax=10350N; Vmax FN=160 m/min; Vmax Fmax=65 m/min; In=24.7A; Imax=69.5A When using direct motors, observe the national and international license conditions, so that no infringements of property rights occur | - | 0 | 0
1FN3900-2WB00-0BA1 |  | 1FN3900-2WB00-0BA1 | 1 | UN | 1 | 20 | D | D | N | N | 85030099 | 1 |  | 43.8 | KG | 2483.41 | 2483.41 | MC05 | MC05 | SIMOTICS L primary section; Component 3-phase synchronous motor; Peak load version; Cover prepared for 2 metric threaded joints; Connection of power and signal separated; FN=4050N; Fmax=10350N; Vmax FN=160 m/min; Vmax Fmax=65 m/min; In=24.7A; Imax=69.5A When using direct motors, observe the national and international license conditions, so that no infringements of property rights occur | - | 0 | 0
1FN3900-2WB00-0CA1 |  | 1FN3900-2WB00-0CA1 | 1 | UN | 1 | 20 | D | D | N | N | 85030099 | 1 |  | 43.8 | KG | 2870.45 | 2870.45 | MC05 | MC05 | SIMOTICS L primary section; Component 3-phase synchronous motor; Peak load version; FN=4050N; Fmax=10350N; Vmax FN=160 m/min; Vmax Fmax=65 m/min; In=24.7A; Imax=69.5A Connection of power and signal separated; Receptacle 2 x; | - | 0 | 7
1FN3900-2WC00-0AA1 |  | 1FN3900-2WC00-0AA1 | 1 | UN | 1 | 20 | D | D | N | N | 85030099 | 1 |  | 43.8 | KG | 2354.43 | 2354.43 | MC05 | MC05 | SIMOTICS L primary section; Component 3-phase synchronous motor; Peak load version; Connection of power and signal in one cable; Cover prepared for a cable gland; FN=4050N; Fmax=10350N; Vmax FN=253m/min; Vmax Fmax=115m/min; In=36.7A; Imax=103.3A When using direct motors, observe the national and international license conditions, so that no infringements of property rights occur | - | 0 | 0
1FN3900-2WC00-0BA1 |  | 1FN3900-2WC00-0BA1 | 1 | UN | 1 | 20 | D | D | N | N | 85030099 | 1 |  | 43.8 | KG | 2354.43 | 2354.43 | MC05 | MC05 | SIMOTICS L primary section; Component 3-phase synchronous motor; Peak load version; Cover prepared for 2 metric threaded joints; Connection of power and signal separated; FN=4050N; Fmax=10350N; Vmax FN=253m/min; Vmax Fmax=115m/min; In=36.7A; Imax=103.3A When using direct motors, observe the national and international license conditions, so that no infringements of property rights occur | - | 0 | 0
1FN3900-2WC00-0CA1 |  | 1FN3900-2WC00-0CA1 | 1 | UN | 1 | 20 | D | D | N | N | 85030099 | 1 |  | 43.8 | KG | 2741.44 | 2741.44 | MC05 | MC05 | SIMOTICS L primary section; Component 3-phase synchronous motor; Peak load version; Connection of power and signal separated; Power connection size 1.5 (receptacle) signal connection M17 (receptacle); FN=4050N; Fmax=10350N; Vmax FN=253m/min; Vmax Fmax=115m/min; In=36.7A; Imax=103.3A When using direct motors, observe the national and international license conditions, so that no infringements of property rights occur | - | 0 | 7
1FN3900-3NB20-0BA1 |  | 1FN3900-3NB20-0BA1 | 1 | UN | 1 | 20 | D | D | N | N | 85030099 | 1 |  | 62 | KG | 3709 | 3709 | MC05 | MC05 | SIMOTICS L primary section; Component 3-phase synchronous motor; Continuous load model; Cover prepared for 2 metric threaded joints; Connection of power and signal separated; with FN=7780N; Fmax=13210N; Vmax FN=129m/min; Vmax Fmax=71m/min; In=42.5A; Imax=89.5A When using direct motors, observe the national and international license conditions, so that no infringements of property rights occur | - | 0 | 0
1FN3900-3PK00-0AA0 |  | 1FN3900-3PK00-0AA0 | 1 | UN | 1 | 20 | D | D | N | N | 85030099 | 1 |  | 2.39 | KG | 520.7 | 520.7 | MC05 | MC05 | SIMOTICS L precision cooler for primary section 1FN3900-3W... Component 3-phase synchronous motor | - | 0 | 0
1FN3900-3PK10-0AA0 |  | 1FN3900-3PK10-0AA0 | 1 | UN | 1 | 20 | D | D | N | N | 85030099 | 1 |  | 2.499 | KG | 618.84 | 618.84 | MC05 | MC05 | SIMOTICS L precision cooler for primary section 1FN3900-3N... Component 3-phase synchronous motor | - | 0 | 0
1FN3900-3WB00-0AA1 |  | 1FN3900-3WB00-0AA1 | 1 | UN | 1 | 20 | D | D | N | N | 85030099 | 1 |  | 58.8 | KG | 3225.22 | 3225.22 | MC05 | MC05 | SIMOTICS L primary section; Component 3-phase synchronous motor; Peak load version; Connection of power and signal in one cable; Cover prepared for a cable gland; FN=6075N; Fmax=15530N; Vmax FN=181 m/min; Vmax Fmax=75 m/min; In=40.6 A; Imax=114A When using direct motors, observe the national and international license conditions, so that no infringements of property rights occur | - | 0 | 0
1FN3900-3WB00-0BA1 |  | 1FN3900-3WB00-0BA1 | 1 | UN | 1 | 20 | D | D | N | N | 85030099 | 1 |  | 58.8 | KG | 3225.22 | 3225.22 | MC05 | MC05 | SIMOTICS L primary section; Component 3-phase synchronous motor; Peak load version; Cover prepared for 2 metric threaded joints; Connection of power and signal separated; FN=6075N; Fmax=15530N; Vmax FN=181 m/min; Vmax Fmax=75 m/min; In=40.6 A; Imax=114A When using direct motors, observe the national and international license conditions, so that no infringements of property rights occur | - | 0 | 0
1FN3900-4NA50-0BA1 |  | 1FN3900-4NA50-0BA1 | 1 | UN | 1 | 20 | D | D | N | N | 85030099 | 1 |  | 106.4 | KG | 4563.67 | 4563.67 | MC05 | MC05 | SIMOTICS L primary section; Component 3-phase synchronous motor; Connection of power and signal separated; Cover prepared for 2 metric threaded joints; FN=10375N; Fmax=17610N; Vmax FN=60m/min; Vmax Fmax=29m/min In=29.3A; Imax=61.6A When using direct motors, observe the national and international license conditions, so that no infringements of property rights occur | - | 0 | 0
1FN3900-4NA80-0BA1 |  | 1FN3900-4NA80-0BA1 | 1 | UN | 1 | 20 | D | D | N | N | 85030099 | 1 |  | 106.4 | KG | 4563.67 | 4563.67 | MC05 | MC05 | SIMOTICS L primary section; Component 3-phase synchronous motor; Connection of power and signal separated; FN=10375N; Fmax=17610N; Vmax FN=89m/min; Vmax Fmax=46m/min In=40.8A; Imax=85.9A When using direct motors, observe the national and international license conditions, so that no infringements of property rights occur | - | 0 | 7
1FN3900-4NB20-0BA1 |  | 1FN3900-4NB20-0BA1 | 1 | UN | 1 | 20 | D | D | N | N | 85030099 | 1 |  | 106.4 | KG | 4434.66 | 4434.66 | MC05 | MC05 | SIMOTICS L primary section; Component 3-phase synchronous motor; Continuous load model; Cover prepared for 2 metric threaded joints; Connection of power and signal separated; with FN=10375N; Fmax=17610N; Vmax FN=129 m/min; Vmax Fmax=70 m/min; In=56.7A; Imax=119.3A When using direct motors, observe the national and international license conditions, so that no infringements of property rights occur | - | 0 | 0
1FN3900-4PK00-0AA0 |  | 1FN3900-4PK00-0AA0 | 1 | UN | 1 | 20 | D | D | N | N | 85030099 | 1 |  | 3.007 | KG | 584.51 | 584.51 | MC05 | MC05 | SIMOTICS L precision cooler for primary section 1FN3900-4W... Component 3-phase synchronous motor | - | 0 | 0
1FN3900-4PK10-0AA0 |  | 1FN3900-4PK10-0AA0 | 1 | UN | 1 | 20 | D | D | N | N | 85030099 | 1 |  | 3.181 | KG | 701.79 | 701.79 | MC05 | MC05 | SIMOTICS L precision cooler for primary section 1FN3900-4N... Component 3-phase synchronous motor | - | 0 | 0
1FN3900-4SA00-0AA0 |  | 1FN3900-4SA00-0AA0 | 1 | UN | 1 | 20 | D | D | N | N | 85030099 | 1 |  | 8 | KG | 1059.68 | 1059.68 | MC05 | MC05 | SIMOTICS L Secondary section for linear motor 1FN3... Size 900; Component 3-phase synchronous motor; length 184mm | - | 0 | 0
1FN3900-4TP00-1AC5 |  | 1FN3900-4TP00-1AC5 | 1 | UN | 1 | 20 | D | D | N | N | 85030099 | 1 |  | 0.5 | KG | 132.89 | 132.89 | MC05 | MC05 | SIMOTICS L Secondary section cover S for size 900; component 3-phase synchronous motor; cover for 2.5 Secondary section segments | - | 0 | 0
1FN3900-4TP00-1AD0 |  | 1FN3900-4TP00-1AD0 | 1 | UN | 1 | 20 | D | D | N | N | 85030099 | 1 |  | 0.616 | KG | 137.48 | 137.48 | MC05 | MC05 | SIMOTICS L Secondary section cover for size 900; component 3-phase synchronous motor; cover for 3 Secondary section segments | - | 0 | 0
1FN3900-4TP00-1AD5 |  | 1FN3900-4TP00-1AD5 | 1 | UN | 1 | 20 | D | D | N | N | 85030099 | 1 |  | 0.7 | KG | 151.04 | 151.04 | MC05 | MC05 | SIMOTICS L Secondary section cover for size 900; component 3-phase synchronous motor; cover for 3.5 Secondary section segments | - | 0 | 0
1FN3900-4TP00-1AE0 |  | 1FN3900-4TP00-1AE0 | 1 | UN | 1 | 20 | D | D | N | N | 85030099 | 1 |  | 0.82 | KG | 164.51 | 164.51 | MC05 | MC05 | SIMOTICS L Secondary section cover for size 900; component 3-phase synchronous motor; cover for 4 Secondary section segments | - | 0 | 0
1FN3900-4TP00-1AE5 |  | 1FN3900-4TP00-1AE5 | 1 | UN | 1 | 20 | D | D | N | N | 85030099 | 1 |  | 1 | KG | 206.97 | 206.97 | MC05 | MC05 | SIMOTICS L Secondary section cover for size 900; component 3-phase synchronous motor; cover for 4.5 Secondary section segments | - | 0 | 7
1FN3900-4TP00-1AF0 |  | 1FN3900-4TP00-1AF0 | 1 | UN | 1 | 20 | D | D | N | N | 85030099 | 1 |  | 1.057 | KG | 197.69 | 197.69 | MC05 | MC05 | SIMOTICS L Secondary section cover for size 900; component 3-phase synchronous motor; cover for 5 Secondary section segments | - | 0 | 0
1FN3900-4TP00-1AF5 |  | 1FN3900-4TP00-1AF5 | 1 | UN | 1 | 20 | D | D | N | N | 85030099 | 1 |  | 1.1 | KG | 226.16 | 226.16 | MC05 | MC05 | SIMOTICS L Secondary section cover for size 900; component 3-phase synchronous motor; cover for 5.5 Secondary section segments | - | 0 | 0
1FN3900-4TP00-1AG5 |  | 1FN3900-4TP00-1AG5 | 1 | UN | 1 | 20 | D | D | N | N | 85030099 | 1 |  | 1.4 | KG | 246.73 | 246.73 | MC05 | MC05 | SIMOTICS L Secondary section cover for size 900; component 3-phase synchronous motor; Cover for 6.5 Secondary section segments | - | 0 | 0
1FN3900-4TP00-2AA2 |  | 1FN3900-4TP00-2AA2 | 1 | UN | 1 | 20 | D | D | N | N | 85030099 | 1 |  | 1.8 | KG | 256.21 | 256.21 | MC05 | MC05 | SIMOTICS L secondary section cover Type S, 900 special length component 3-phase synchronous motor; Version 2 for 7 secondary section segments + additional length with bending+drilled holes | - | 0 | 7
1FN3900-4TP00-2AE6 |  | 1FN3900-4TP00-2AE6 | 1 | UN | 1 | 20 | D | D | N | N | 85030099 | 1 |  | 0.96 | KG | 188.23 | 188.23 | MC05 | MC05 | SIMOTICS L Secondary section cover for size 900; component 3-phase synchronous motor; cover for 4.6 Secondary section segments Length 850mm | - | 0 | 7
1FN3900-4TP00-2AH0 |  | 1FN3900-4TP00-2AH0 | 1 | UN | 1 | 20 | D | D | N | N | 85030099 | 1 |  | 1.455 | KG | 285.16 | 285.16 | MC05 | MC05 | SIMOTICS L Secondary section cover for size 900; component 3-phase synchronous motor; cover for 7 Secondary section segments | - | 0 | 7
1FN3900-4TP00-2AJ5 |  | 1FN3900-4TP00-2AJ5 | 1 | UN | 1 | 20 | D | D | N | N | 85030099 | 1 |  | 1.766 | KG | 346.31 | 346.31 | MC05 | MC05 | SIMOTICS L Secondary section cover for size 900; component 3-phase synchronous motor; cover for 8.5 Secondary section segments | - | 0 | 7
1FN3900-4TP00-2AK0 |  | 1FN3900-4TP00-2AK0 | 1 | UN | 1 | 20 | D | D | N | N | 85030099 | 1 |  | 1.87 | KG | 366.67 | 366.67 | MC05 | MC05 | SIMOTICS L Secondary section cover for size 900; component 3-phase synchronous motor; cover for 9 Secondary section segments | - | 0 | 7
1FN3900-4TP00-2AK2 |  | 1FN3900-4TP00-2AK2 | 1 | UN | 1 | 20 | D | D | N | N | 85030099 | 1 |  | 1.922 | KG | 376.88 | 376.88 | MC05 | MC05 | SIMOTICS L Secondary section cover for size 900; component 3-phase synchronous motor; cover for 9.25 Secondary section segments | - | 0 | 7
1FN3900-4TP00-2AK7 |  | 1FN3900-4TP00-2AK7 | 1 | UN | 1 | 20 | D | D | N | N | 85030099 | 1 |  | 2.026 | KG | 397.22 | 397.22 | MC05 | MC05 | SIMOTICS L Secondary section cover for size 900; component 3-phase synchronous motor; cover for 9.75 Secondary section segments | - | 0 | 7
1FN3900-4TP00-2BA0 |  | 1FN3900-4TP00-2BA0 | 1 | UN | 1 | 20 | D | D | N | N | 85030099 | 1 |  | 2.078 | KG | 407.41 | 407.41 | MC05 | MC05 | SIMOTICS L Secondary section cover for size 900; component 3-phase synchronous motor; cover for 10 Secondary section segments | - | 0 | 7
1FN3900-4TP00-2BC0 |  | 1FN3900-4TP00-2BC0 | 1 | UN | 1 | 20 | D | D | N | N | 85030099 | 1 |  | 2.485 | KG | 487.13 | 487.13 | MC05 | MC05 | SIMOTICS L Secondary section cover for size 900; component 3-phase synchronous motor; cover for 12 Secondary section segments | - | 0 | 7
1FN3900-4WB00-0AA1 |  | 1FN3900-4WB00-0AA1 | 1 | UN | 1 | 20 | D | D | N | N | 85030099 | 1 |  | 87.1 | KG | 3838.01 | 3838.01 | MC05 | MC05 | SIMOTICS L primary section; Component 3-phase synchronous motor; Peak load version; Connection of power and signal in one cable; Cover prepared for a cable gland; FN=8100N; Fmax=20700N; Vmax FN=160m/min; Vmax Fmax=65m/min; In=49.4A; Imax=138.9A When using direct motors, observe the national and international license conditions, so that no infringements of property rights occur | - | 0 | 0
1FN3900-4WB00-0BA1 |  | 1FN3900-4WB00-0BA1 | 1 | UN | 1 | 20 | D | D | N | N | 85030099 | 1 |  | 87.1 | KG | 3838.01 | 3838.01 | MC05 | MC05 | SIMOTICS L primary section; Component 3-phase synchronous motor; Peak load version; Cover prepared for 2 metric threaded joints; Connection of power and signal separated; FN=8100N; Fmax=20700N; Vmax FN=160m/min; Vmax Fmax=65m/min; In=49.4A; Imax=138.9A When using direct motors, observe the national and international license conditions, so that no infringements of property rights occur | - | 0 | 0
1FN3900-4WB00-0CA1 |  | 1FN3900-4WB00-0CA1 | 1 | UN | 1 | 20 | D | D | N | N | 85030099 | 1 |  | 87.1 | KG | 4225.05 | 4225.05 | MC05 | MC05 | SIMOTICS L primary section; Component 3-phase synchronous motor; Peak load version; Connection of power and signal separated; Power connection size 1.5 (receptacle) signal connection M17 (receptacle); FN=8100N; Fmax=20700N; Vmax FN=160m/min; Vmax Fmax=65m/min; In=49.4A; Imax=138.9A When using direct motors, observe the national and international license conditions, so that no infringements of property rights occur | - | 0 | 7
1FN3900-4WB50-0AA1 |  | 1FN3900-4WB50-0AA1 | 1 | UN | 1 | 20 | D | D | N | N | 85030099 | 1 | 4025515003465 | 87.1 | KG | 3838.01 | 3838.01 | MC05 | MC05 | SIMOTICS L primary section; Component 3-phase synchronous motor; Peak load version; Connection of power and signal in one cable; Cover prepared for a cable gland; FN=8100N; Fmax=20700N; Vmax FN=203 m/min; Vmax Fmax=88 m/min; In=60.6A; Imax=170.3A When using direct motors, observe the national and international license conditions, so that no infringements of property rights occur | - | 0 | 0
1FN3900-4WB50-0BA1 |  | 1FN3900-4WB50-0BA1 | 1 | UN | 1 | 20 | D | D | N | N | 85030099 | 1 |  | 87.1 | KG | 3838.01 | 3838.01 | MC05 | MC05 | SIMOTICS L primary section; Component 3-phase synchronous motor; Peak load version; Cover prepared for 2 metric threaded joints; Connection of power and signal separated; FN=8100N; Fmax=20700N; Vmax FN=203 m/min; Vmax Fmax=88 m/min; In=60.6A; Imax=170.3A When using direct motors, observe the national and international license conditions, so that no infringements of property rights occur | - | 0 | 0
1FN3900-4WC00-0AA1 |  | 1FN3900-4WC00-0AA1 | 1 | UN | 1 | 20 | D | D | N | N | 85030099 | 1 |  | 87.1 | KG | 3676.75 | 3676.75 | MC05 | MC05 | SIMOTICS L primary section; Component 3-phase synchronous motor; Peak load version; Connection of power and signal in one cable; Cover prepared for a cable gland; FN=8100N; Fmax=20700N; Vmax FN=253m/min; Vmax Fmax=115m/min; In=73.5A; Imax=206.5A When using direct motors, observe the national and international license conditions, so that no infringements of property rights occur | - | 0 | 0
1FN3900-4WC00-0BA1 |  | 1FN3900-4WC00-0BA1 | 1 | UN | 1 | 20 | D | D | N | N | 85030099 | 1 |  | 87.1 | KG | 3676.75 | 3676.75 | MC05 | MC05 | SIMOTICS L primary section; Component 3-phase synchronous motor; Peak load version; Cover prepared for 2 metric threaded joints; Connection of power and signal separated; FN=8100N; Fmax=20700N; Vmax FN=253m/min; Vmax Fmax=115m/min; In=73.5A; Imax=206.5A When using direct motors, observe the national and international license conditions, so that no infringements of property rights occur | - | 0 | 0
1FT7034-1AK70-1LG1 |  | 1FT7034-1AK70-1LG1 | 1 | UN | 1 | 15 | C | D | N | N | 85015220 | 1 |  | 3.9 | KG | 2451.15 | 2451.15 | MC05 | MC05 | SIMOTICS S Synchronous motor 1FT7, M0=2Nm (100K) NN=6000rpm, PN=0.88kW naturally cooled; Power connector rotatable; Vibration severity A Degree of protection IP65 Frame size IMB 5 (IM V1, IM V3) recessed flange (more compact) ABSOLUTE ENCODER 24 BITS + 12 BIT MULTITURN WITH DRIVE-CLIQ INTERFACE (ENCODER AM24DQI) AND M17-CONNECTOR PLAIN SHAFT, W/O HOLDING BRAKE; ACCURACY TOLERANCE N | - | 0 | 0
1FT7034-1AK71-1CG1-Z | J33 | 1FT7034-1AK71-1CG1-ZJ33 | 1 | UN | 1 | 25 | D | D | N | N | 85015220 | 1 |  | 7.5 | KG | 4447.53 | 4447.53 | MC05 | MC05 | SIMOTICS S Synchronous motor 1FT7, M0=2Nm (100K) NN=6000rpm, PN=0.88kW naturally cooled; Power connector rotatable; Vibration severity A Degree of protection IP65 Frame size IMB 5 (IM V1, IM V3) Conventional flange (1FT6/1FK7 compatible) ABSOLUTE ENCODER 24 BITS + 12 BIT MULTITURN WITH DRIVE-CLIQ INTERFACE (ENCODER AM24DQI) PLAIN SHAFT, W/O HOLDING BRAKE; ACCURACY TOLERANCE N J33: ALPHA SP+, SP 075S - MF2 PLANETARY GEARING, 2-STAGE, I=20, W/O FEATHER KEY | - | 0 | 0
1FT7034-1AK71-1CG1-Z | Q13 | 1FT7034-1AK71-1CG1-ZQ13 | 1 | UN | 1 | 15 | C | D | N | N | 85015220 | 1 |  | 3.901 | KG | 2344.66 | 2344.66 | MC05 | MC05 | SIMOTICS S Synchronous motor 1FT7, M0=2Nm (100K) NN=6000rpm, PN=0.88kW naturally cooled; Power connector rotatable; Vibration severity A Degree of protection IP65 Frame size IMB 5 (IM V1, IM V3) Conventional flange (1FT6/1FK7 compatible) ABSOLUTE ENCODER 24 BITS + 12 BIT MULTITURN WITH DRIVE-CLIQ INTERFACE (ENCODER AM24DQI) PLAIN SHAFT, W/O HOLDING BRAKE; ACCURACY TOLERANCE N Q13: Customer-specific additional seal encoder flange No encoder replacement in the field possible | - | 0 | 0
1FT7034-1AK71-1FG1 |  | 1FT7034-1AK71-1FG1 | 1 | UN | 1 | 15 | C | D | N | N | 85015220 | 1 | 4042948662250 | 3.8 | KG | 2304.46 | 2304.46 | MC05 | MC05 | SIMOTICS S Synchronous motor 1FT7, M0=2Nm (100K) NN=6000rpm, PN=0.88kW naturally cooled; Power connector rotatable; Vibration severity A Degree of protection IP65 Frame size IMB 5 (IM V1, IM V3) Conventional flange (1FT6/1FK7 compatible) ABSOLUTE ENCODER 22 BITS MULTI TURN WITH DRIVE-CLIQ INTERFACE (ENCODER AM-22-DQ) CONNECTOR ROTATABLE PLAIN SHAFT, W/O HOLDING BRAKE; ACCURACY TOLERANCE N | - | 0 | 0
1FT7034-1AK71-1FG1-Z | J17 | 1FT7034-1AK71-1FG1-ZJ17 | 1 | UN | 1 | 25 | D | D | N | N | 85015220 | 1 |  | 11.7 | KG | 4751.56 | 4751.56 | MC05 | MC05 | SIMOTICS S Synchronous motor 1FT7, M0=2Nm (100K) NN=6000rpm, PN=0.88kW naturally cooled; Power connector rotatable; Vibration severity A Degree of protection IP65 Frame size IMB 5 (IM V1, IM V3) Conventional flange (1FT6/1FK7 compatible) ABSOLUTE ENCODER 22 BITS MULTI TURN WITH DRIVE-CLIQ INTERFACE (ENCODER AM-22-DQ) CONNECTOR ROTATABLE PLAIN SHAFT, W/O HOLDING BRAKE; ACCURACY TOLERANCE N J17: ALPHA SP+, SP 100S - MF2 PLANETARY GEARING, 2-STAGE, I=50, WITH FEATHER KEY | - | 0 | 0
1FT7034-1AK71-1FH1 |  | 1FT7034-1AK71-1FH1 | 1 | UN | 1 | 15 | C | D | N | N | 85015220 | 1 | 4042948662267 | 4.1 | KG | 2631.74 | 2631.74 | MC05 | MC05 | SIMOTICS S Synchronous motor 1FT7, M0=2Nm (100K) NN=6000rpm, PN=0.88kW naturally cooled; Power connector rotatable; Vibration severity A Degree of protection IP65 Frame size IMB 5 (IM V1, IM V3) Conventional flange (1FT6/1FK7 compatible) ABSOLUTE ENCODER 22 BITS MULTI TURN WITH DRIVE-CLIQ INTERFACE (ENCODER AM-22-DQ) CONNECTOR ROTATABLE PLAIN SHAFT, WITH HOLDING BRAKE; ACCURACY TOLERANCE N | - | 0 | 0
1FT7034-5AK70-1NA0 |  | 1FT7034-5AK70-1NA0 | 1 | UN | 1 | 15 | C | D | N | N | 85015220 | 1 |  | 3.904 | KG | 1836.82 | 1836.82 | MC05 | MC05 | SIMOTICS S Synchronous motor 1FT7, M0=2Nm (100K) NN=6000rpm, PN=0.88kW Naturally cooled Frame size IMB 5 (IM V1, IM V3) recessed flange (more compact), with KTY temperature sensor POWER CONNECTOR ROTATABLE INCREM. ENCODER SIN/COS 1VSS 2048 S/R (ENCODER I-2048) CONNECTOR ROTATABLE SHAFT WITH FITTED KEY; W/O HOLDING BRAKE; ACC. TOLERANCE N VIBRATION SEVERITY GRADE A, DEGREE OF PROTECTION IP 64 | - | 0 | 0
1FT7034-5AK71-1CA5 |  | 1FT7034-5AK71-1CA5 | 1 | UN | 1 | 15 | C | D | N | N | 85015220 | 1 |  | 3.904 | KG | 2795.02 | 2795.02 | MC05 | MC05 | SIMOTICS S Synchronous motor 1FT7, M0=2Nm (100K) NN=6000rpm, PN=0.88kW Naturally cooled Frame size IMB 5 (IM V1, IM V3) Conventional flange (1FT6/1FK7 compatible) POWER CONNECTOR ROTATABLE ABSOLUTE ENCODER 24 BITS + 12 BIT MULTITURN WITH DRIVE-CLIQ INTERFACE (ENCODER AM24DQI) SHAFT WITH FITTED KEY; W/O HOLDING BRAKE; ACC. TOLERANCE N VIBRATION SEVERITY GRADE A+R, DEGREE OF PROTECTION IP 67 | - | 0 | 0
1FT7034-5AK71-1CG0-Z | X04 | 1FT7034-5AK71-1CG0-ZX04 | 1 | UN | 1 | 15 | C | D | N | N | 85015220 | 1 |  | 3.905 | KG | 2643.63 | 2643.63 | MC05 | MC05 | SIMOTICS S Synchronous motor 1FT7, M0=2Nm (100K) NN=6000rpm, PN=0.88kW Naturally cooled Frame size IMB 5 (IM V1, IM V3) Conventional flange (1FT6/1FK7 compatible) POWER CONNECTOR ROTATABLE ABSOLUTE ENCODER 24 BITS + 12 BIT MULTITURN WITH DRIVE-CLIQ INTERFACE (ENCODER AM24DQI) PLAIN SHAFT, W/O HOLDING BRAKE; ACC. TOLERANCE N VIBRATION SEVERITY GRADE A, DEGREE OF PROTECTION IP 64 X04: Paint finish pebble gray RAL7032 | - | 0 | 0
1FT7034-5AK71-1CG1-Z | J03 | 1FT7034-5AK71-1CG1-ZJ03 | 1 | UN | 1 | 25 | D | D | N | N | 85015220 | 1 |  | 5.804 | KG | 3960.34 | 3960.34 | MC05 | MC05 | SIMOTICS S Synchronous motor 1FT7, M0=2Nm (100K) NN=6000rpm, PN=0.88kW Naturally cooled Frame size IMB 5 (IM V1, IM V3) Conventional flange (1FT6/1FK7 compatible) POWER CONNECTOR ROTATABLE ABSOLUTE ENCODER 24 BITS + 12 BIT MULTITURN WITH DRIVE-CLIQ INTERFACE (ENCODER AM24DQI) PLAIN SHAFT, W/O HOLDING BRAKE; ACC. TOLERANCE N VIBRATION SEVERITY GRADE A, DEGREE OF PROTECTION IP 65 J03: ALPHA SP+, SP 060S - MF1 PLANETARY GEARING, 1-STAGE, I=5, WITH FEATHER KEY | - | 0 | 0
1FT7034-5AK71-1CG1-Z | J17 | 1FT7034-5AK71-1CG1-ZJ17 | 1 | UN | 1 | 25 | D | D | N | N | 85015220 | 1 |  | 11.804 | KG | 5085.12 | 5085.12 | MC05 | MC05 | SIMOTICS S Synchronous motor 1FT7, M0=2Nm (100K) NN=6000rpm, PN=0.88kW Naturally cooled Frame size IMB 5 (IM V1, IM V3) Conventional flange (1FT6/1FK7 compatible) POWER CONNECTOR ROTATABLE ABSOLUTE ENCODER 24 BITS + 12 BIT MULTITURN WITH DRIVE-CLIQ INTERFACE (ENCODER AM24DQI) PLAIN SHAFT, W/O HOLDING BRAKE; ACC. TOLERANCE N VIBRATION SEVERITY GRADE A, DEGREE OF PROTECTION IP 65 J17: ALPHA SP+, SP 100S - MF2 PLANETARY GEARING, 2-STAGE, I=50, WITH FEATHER KEY | - | 0 | 0
1FT7034-5AK71-1CG2-Z | N40 | 1FT7034-5AK71-1CG2-ZN40 | 1 | UN | 1 | 15 | C | D | N | N | 85015220 | 1 |  | 3.905 | KG | 3110.17 | 3110.17 | MC05 | MC05 | SIMOTICS S Synchronous motor 1FT7, M0=2Nm (100K) NN=6000rpm, PN=0.88kW Naturally cooled Frame size IMB 5 (IM V1, IM V3) Conventional flange (1FT6/1FK7 compatible) POWER CONNECTOR ROTATABLE ABSOLUTE ENCODER 24 BITS + 12 BIT MULTITURN WITH DRIVE-CLIQ INTERFACE (ENCODER AM24DQI) PLAIN SHAFT, W/O HOLDING BRAKE; ACC. TOLERANCE N VIBRATION SEVERITY GRADE A, DEGREE OF PROTECTION IP 67 N40: STAINLESS STEEL SHAFT AND COATING FOR INCREASED CHEMICAL RESISTANCE AND M17-CONNECTOR FOR ENCODER | - | 0 | 0
1FT7034-5AK71-1DG1 |  | 1FT7034-5AK71-1DG1 | 1 | UN | 1 | 15 | C | D | N | N | 85015220 | 1 |  | 3.904 | KG | 2181.39 | 2181.39 | MC05 | MC05 | SIMOTICS S Synchronous motor 1FT7, M0=2Nm (100K) NN=6000rpm, PN=0.88kW Naturally cooled Frame size IMB 5 (IM V1, IM V3) Conventional flange (1FT6/1FK7 compatible) POWER CONNECTOR ROTATABLE INCREMENTAL ENCODER 2048 S/R WITH DRIVE-CLIQ INTERFACE (ENCODER I-2048) CONNECTOR ROTATABLE PLAIN SHAFT, W/O HOLDING BRAKE; ACC. TOLERANCE N VIBRATION SEVERITY GRADE A, DEGREE OF PROTECTION IP 65 | - | 0 | 0
1FT7034-5AK71-1LG5 |  | 1FT7034-5AK71-1LG5 | 1 | UN | 1 | 15 | C | D | N | N | 85015220 | 1 |  | 3.904 | KG | 2995.14 | 2995.14 | MC05 | MC05 | SIMOTICS S Synchronous motor 1FT7, M0=2Nm (100K) NN=6000rpm, PN=0.88kW Naturally cooled Frame size IMB 5 (IM V1, IM V3) Conventional flange (1FT6/1FK7 compatible) POWER CONNECTOR ROTATABLE ABSOLUTE ENCODER 24 BITS + 12 BIT MULTITURN WITH DRIVE-CLIQ INTERFACE (ENCODER AM24DQI) AND M17-CONNECTOR PLAIN SHAFT, W/O HOLDING BRAKE; ACC. TOLERANCE N VIBRATION SEVERITY GRADE A+R, DEGREE OF PROTECTION IP 67 | - | 0 | 0
1FT7034-5AK71-1NA0-Z | N05 | 1FT7034-5AK71-1NA0-ZN05 | 1 | UN | 1 | 15 | C | D | N | N | 85015220 | 1 |  | 3.905 | KG | 2100.84 | 2100.84 | MC05 | MC05 | SIMOTICS S Synchronous motor 1FT7, M0=2Nm (100K) NN=6000rpm, PN=0.88kW Naturally cooled Frame size IMB 5 (IM V1, IM V3) Conventional flange (1FT6/1FK7 compatible), with KTY temperature sensor POWER CONNECTOR ROTATABLE INCREM. ENCODER SIN/COS 1VSS 2048 S/R (ENCODER I-2048) CONNECTOR ROTATABLE SHAFT WITH FITTED KEY; W/O HOLDING BRAKE; ACC. TOLERANCE N VIBRATION SEVERITY GRADE A, DEGREE OF PROTECTION IP 64 N05: SHAFT END COMPATIBLE WITH 1FT503; | - | 0 | 0
1FT7034-5AK71-1NG1-Z | J23 | 1FT7034-5AK71-1NG1-ZJ23 | 1 | UN | 1 | 25 | D | D | N | N | 85015220 | 1 |  | 5.804 | KG | 3223.26 | 3223.26 | MC05 | MC05 | SIMOTICS S Synchronous motor 1FT7, M0=2Nm (100K) NN=6000rpm, PN=0.88kW Naturally cooled Frame size IMB 5 (IM V1, IM V3) Conventional flange (1FT6/1FK7 compatible), with KTY temperature sensor POWER CONNECTOR ROTATABLE INCREM. ENCODER SIN/COS 1VSS 2048 S/R (ENCODER I-2048) CONNECTOR ROTATABLE PLAIN SHAFT, W/O HOLDING BRAKE; ACC. TOLERANCE N VIBRATION SEVERITY GRADE A, DEGREE OF PROTECTION IP 65 J23: ALPHA SP+, SP 060S - MF1 PLANETARY GEARING, 1 STAGE, I=5, W/O FEATHER KEY | - | 0 | 0
1FT7034-5AK71-1NG2-Z | Q12R06 | 1FT7034-5AK71-1NG2-ZQ12R06 | 1 | UN | 1 | 15 | C | D | N | N | 85015220 | 1 |  | 3.905 | KG | 1954 | 1954 | MC05 | MC05 | SIMOTICS S Synchronous motor 1FT7, M0=2Nm (100K) NN=6000rpm, PN=0.88kW Naturally cooled Frame size IMB 5 (IM V1, IM V3) Conventional flange (1FT6/1FK7 compatible), with KTY temperature sensor POWER CONNECTOR ROTATABLE INCREM. ENCODER SIN/COS 1VSS 2048 S/R (ENCODER I-2048) CONNECTOR ROTATABLE PLAIN SHAFT, W/O HOLDING BRAKE; ACC. TOLERANCE N VIBRATION SEVERITY GRADE A, DEGREE OF PROTECTION IP 67 Q12: BLOCKED AIR CONNECTION ON POWER CONNECTOR R06: REFERENCE MARK ON MOTOR SHAFT | - | 0 | 0
1FT7034-5AK71-1NG2-Z | R06 | 1FT7034-5AK71-1NG2-ZR06 | 1 | UN | 1 | 15 | C | D | N | N | 85015220 | 1 |  | 3.904 | KG | 1954 | 1954 | MC05 | MC05 | SIMOTICS S Synchronous motor 1FT7, M0=2Nm (100K) NN=6000rpm, PN=0.88kW Naturally cooled Frame size IMB 5 (IM V1, IM V3) Conventional flange (1FT6/1FK7 compatible), with KTY temperature sensor POWER CONNECTOR ROTATABLE INCREM. ENCODER SIN/COS 1VSS 2048 S/R (ENCODER I-2048) CONNECTOR ROTATABLE PLAIN SHAFT, W/O HOLDING BRAKE; ACC. TOLERANCE N VIBRATION SEVERITY GRADE A, DEGREE OF PROTECTION IP 67 R06: REFERENCE MARK ON MOTOR SHAFT | - | 0 | 0
1FT7034-5AK74-1MG0 |  | 1FT7034-5AK74-1MG0 | 1 | UN | 1 | 15 | C | D | N | N | 85015220 | 1 |  | 3.904 | KG | 2339.47 | 2339.47 | MC05 | MC05 | SIMOTICS S Synchronous motor 1FT7, M0=2Nm (100K) NN=6000rpm, PN=0.88kW Naturally cooled Frame size IMB 5 (IM V1, IM V3) Conventional flange (1FT6/1FK7 compatible), with Pt1000 temperature sensor POWER CONNECTOR ROTATABLE ABSOLUTE ENCODER ENDAT 2048 S/R (ENCODER A-2048) CONNECTOR ROTATABLE PLAIN SHAFT, W/O HOLDING BRAKE; ACC. TOLERANCE N VIBRATION SEVERITY GRADE A, DEGREE OF PROTECTION IP 64 | - | 0 | 0
1FT7034-5AK74-1MH1-Z | J09 | 1FT7034-5AK74-1MH1-ZJ09 | 1 | UN | 1 | 25 | D | D | N | N | 85015220 | 1 |  | 8.103 | KG | 4227.11 | 4227.11 | MC05 | MC05 | SIMOTICS S Synchronous motor 1FT7, M0=2Nm (100K) NN=6000rpm, PN=0.88kW Naturally cooled Frame size IMB 5 (IM V1, IM V3) Conventional flange (1FT6/1FK7 compatible), with Pt1000 temperature sensor POWER CONNECTOR ROTATABLE ABSOLUTE ENCODER ENDAT 2048 S/R (ENCODER A-2048) CONNECTOR ROTATABLE PLAIN SHAFT, WITH HOLDING BRAKE; ACCURACY TOLERANCE N VIBRATION SEVERITY GRADE A, DEGREE OF PROTECTION IP 65 J09: ALPHA SP+, SP 075S - MF1 PLANETARY GEARING, 1-STAGE, I=10, WITH FEATHER KEY | - | 0 | 0
1FT7036-5AK70-1BA1 |  | 1FT7036-5AK70-1BA1 | 1 | UN | 1 | 15 | C | D | N | N | 85015220 | 1 |  | 5.104 | KG | 2220.82 | 2220.82 | MC05 | MC05 | SIMOTICS S Synchronous motor 1FT7, M0=3Nm (100K) NN=6000rpm, PN=1.07kW Naturally cooled Frame size IMB 5 (IM V1, IM V3) recessed flange (more compact) POWER CONNECTOR ROTATABLE ABSOLUTE VALUE ENCODER SINGLETURN 24 BIT WITH DRIVE-CLIQ INTERFACE (ENCODER AS24DQI) SHAFT WITH FITTED KEY; W/O HOLDING BRAKE; ACC. TOLERANCE N VIBRATION SEVERITY GRADE A, DEGREE OF PROTECTION IP 65 | - | 0 | 0
1FT7036-5AK70-1CA2 |  | 1FT7036-5AK70-1CA2 | 1 | UN | 1 | 15 | C | D | N | N | 85015220 | 1 |  | 5.104 | KG | 2783.95 | 2783.95 | MC05 | MC05 | SIMOTICS S Synchronous motor 1FT7, M0=3Nm (100K) NN=6000rpm, PN=1.07kW Naturally cooled Frame size IMB 5 (IM V1, IM V3) recessed flange (more compact) POWER CONNECTOR ROTATABLE ABSOLUTE ENCODER 24 BITS + 12 BIT MULTITURN WITH DRIVE-CLIQ INTERFACE (ENCODER AM24DQI) SHAFT WITH FITTED KEY; W/O HOLDING BRAKE; ACC. TOLERANCE N VIBRATION SEVERITY GRADE A, DEGREE OF PROTECTION IP 67 | - | 0 | 0
1FT7036-5AK70-1DH0 |  | 1FT7036-5AK70-1DH0 | 1 | UN | 1 | 15 | C | D | N | N | 85015220 | 1 |  | 5.403 | KG | 2633.23 | 2633.23 | MC05 | MC05 | SIMOTICS S Synchronous motor 1FT7, M0=3Nm (100K) NN=6000rpm, PN=1.07kW Naturally cooled Frame size IMB 5 (IM V1, IM V3) recessed flange (more compact) POWER CONNECTOR ROTATABLE INCREMENTAL ENCODER 2048 S/R WITH DRIVE-CLIQ INTERFACE (ENCODER I-2048) CONNECTOR ROTATABLE PLAIN SHAFT, WITH HOLDING BRAKE; ACCURACY TOLERANCE N VIBRATION SEVERITY GRADE A, DEGREE OF PROTECTION IP 64 | - | 0 | 0
1FT7036-5AK70-1NA4 |  | 1FT7036-5AK70-1NA4 | 1 | UN | 1 | 15 | C | D | N | N | 85015220 | 1 |  | 5.104 | KG | 2097.74 | 2097.74 | MC05 | MC05 | SIMOTICS S Synchronous motor 1FT7, M0=3Nm (100K) NN=6000rpm, PN=1.07kW Naturally cooled Frame size IMB 5 (IM V1, IM V3) recessed flange (more compact), with KTY temperature sensor POWER CONNECTOR ROTATABLE INCREM. ENCODER SIN/COS 1VSS 2048 S/R (ENCODER I-2048) CONNECTOR ROTATABLE SHAFT WITH FITTED KEY; W/O HOLDING BRAKE; ACC. TOLERANCE N VIBRATION SEVERITY GRADE A+R, DEGREE OF PROTECTION IP 65 | - | 0 | 0
1FT7036-5AK71-1BG0-Z | X01 | 1FT7036-5AK71-1BG0-ZX01 | 1 | UN | 1 | 15 | C | D | N | N | 85015220 | 1 |  | 5.105 | KG | 2226.43 | 2226.43 | MC05 | MC05 | SIMOTICS S Synchronous motor 1FT7, M0=3Nm (100K) NN=6000rpm, PN=1.07kW Naturally cooled Frame size IMB 5 (IM V1, IM V3) Conventional flange (1FT6/1FK7 compatible) POWER CONNECTOR ROTATABLE ABSOLUTE VALUE ENCODER SINGLETURN 24 BIT WITH DRIVE-CLIQ INTERFACE (ENCODER AS24DQI) PLAIN SHAFT, W/O HOLDING BRAKE; ACC. TOLERANCE N VIBRATION SEVERITY GRADE A, DEGREE OF PROTECTION IP 64 X01: Paint finish matt black RAL9005 | - | 0 | 0
1FT7036-5AK71-1CB1 |  | 1FT7036-5AK71-1CB1 | 1 | UN | 1 | 15 | C | D | N | N | 85015220 | 1 |  | 5.403 | KG | 3153.98 | 3153.98 | MC05 | MC05 | SIMOTICS S Synchronous motor 1FT7, M0=3Nm (100K) NN=6000rpm, PN=1.07kW Naturally cooled Frame size IMB 5 (IM V1, IM V3) Conventional flange (1FT6/1FK7 compatible) POWER CONNECTOR ROTATABLE ABSOLUTE ENCODER 24 BITS + 12 BIT MULTITURN WITH DRIVE-CLIQ INTERFACE (ENCODER AM24DQI) SHAFT WITH FITTED KEY; WITH HOLDING BRAKE; ACC. TOLERANCE N VIBRATION SEVERITY GRADE A, DEGREE OF PROTECTION IP 65 | - | 0 | 0
1FT7036-5AK71-1CB2-Z | Q13 | 1FT7036-5AK71-1CB2-ZQ13 | 1 | UN | 1 | 15 | C | D | N | N | 85015220 | 1 |  | 5.404 | KG | 3300.67 | 3300.67 | MC05 | MC05 | SIMOTICS S Synchronous motor 1FT7, M0=3Nm (100K) NN=6000rpm, PN=1.07kW Naturally cooled Frame size IMB 5 (IM V1, IM V3) Conventional flange (1FT6/1FK7 compatible) POWER CONNECTOR ROTATABLE ABSOLUTE ENCODER 24 BITS + 12 BIT MULTITURN WITH DRIVE-CLIQ INTERFACE (ENCODER AM24DQI) SHAFT WITH FITTED KEY; WITH HOLDING BRAKE; ACC. TOLERANCE N VIBRATION SEVERITY GRADE A, DEGREE OF PROTECTION IP 67 Q13: Customer-specific additional seal encoder flange No encoder replacement in the field possible | - | 0 | 0
1FT7036-5AK71-1CH2 |  | 1FT7036-5AK71-1CH2 | 1 | UN | 1 | 15 | C | D | N | N | 85015220 | 1 |  | 5.403 | KG | 3207.04 | 3207.04 | MC05 | MC05 | SIMOTICS S Synchronous motor 1FT7, M0=3Nm (100K) NN=6000rpm, PN=1.07kW Naturally cooled Frame size IMB 5 (IM V1, IM V3) Conventional flange (1FT6/1FK7 compatible) POWER CONNECTOR ROTATABLE ABSOLUTE ENCODER 24 BITS + 12 BIT MULTITURN WITH DRIVE-CLIQ INTERFACE (ENCODER AM24DQI) PLAIN SHAFT, WITH HOLDING BRAKE; ACCURACY TOLERANCE N VIBRATION SEVERITY GRADE A, DEGREE OF PROTECTION IP 67 | - | 0 | 0
1FT7036-5AK71-1CH2-Z | Q13 | 1FT7036-5AK71-1CH2-ZQ13 | 1 | UN | 1 | 15 | C | D | N | N | 85015220 | 1 |  | 5.404 | KG | 3300.67 | 3300.67 | MC05 | MC05 | SIMOTICS S Synchronous motor 1FT7, M0=3Nm (100K) NN=6000rpm, PN=1.07kW Naturally cooled Frame size IMB 5 (IM V1, IM V3) Conventional flange (1FT6/1FK7 compatible) POWER CONNECTOR ROTATABLE ABSOLUTE ENCODER 24 BITS + 12 BIT MULTITURN WITH DRIVE-CLIQ INTERFACE (ENCODER AM24DQI) PLAIN SHAFT, WITH HOLDING BRAKE; ACCURACY TOLERANCE N VIBRATION SEVERITY GRADE A, DEGREE OF PROTECTION IP 67 Q13: Customer-specific additional seal encoder flange No encoder replacement in the field possible | - | 0 | 0
1FT7042-5AF70-1CH1-Z | S33X01 | 1FT7042-5AF70-1CH1-ZS33X01 | 1 | UN | 1 | 15 | C | D | N | N | 85015220 | 1 |  | 5.405 | KG | 3371.06 | 3371.06 | MC05 | MC05 | SIMOTICS S Synchronous motor 1FT7, M0=3Nm (100K) NN=3000rpm, PN=0.85kW Naturally cooled Frame size IMB 5 (IM V1, IM V3) recessed flange (more compact) POWER CONNECTOR ROTATABLE ABSOLUTE ENCODER 24 BITS + 12 BIT MULTITURN WITH DRIVE-CLIQ INTERFACE (ENCODER AM24DQI) PLAIN SHAFT, WITH HOLDING BRAKE; ACCURACY TOLERANCE N VIBRATION SEVERITY GRADE A, DEGREE OF PROTECTION IP 65 S33: Customer-specific version X01: Paint finish matt black RAL9005 | - | 0 | 0
1FT7042-5AF70-1FH2-Z | Q13 | 1FT7042-5AF70-1FH2-ZQ13 | 1 | UN | 1 | 15 | C | D | N | N | 85015220 | 1 |  | 5.404 | KG | 3415.99 | 3415.99 | MC05 | MC05 | SIMOTICS S Synchronous motor 1FT7, M0=3Nm (100K) NN=3000rpm, PN=0.85kW Naturally cooled Frame size IMB 5 (IM V1, IM V3) recessed flange (more compact) POWER CONNECTOR ROTATABLE ABSOLUTE ENCODER 22 BITS MULTI TURN WITH DRIVE-CLIQ INTERFACE (ENCODER AM-22-DQ) CONNECTOR ROTATABLE PLAIN SHAFT, WITH HOLDING BRAKE; ACCURACY TOLERANCE N VIBRATION SEVERITY GRADE A, DEGREE OF PROTECTION IP 67 Q13: Customer-specific additional seal encoder flange No encoder replacement in the field possible | - | 0 | 0
1FT7042-5AF71-1BG5 |  | 1FT7042-5AF71-1BG5 | 1 | UN | 1 | 15 | C | D | N | N | 85015220 | 1 |  | 4.704 | KG | 2405.82 | 2405.82 | MC05 | MC05 | SIMOTICS S Synchronous motor 1FT7, M0=3Nm (100K) NN=3000rpm, PN=0.85kW Naturally cooled Frame size IMB 5 (IM V1, IM V3) Conventional flange (1FT6/1FK7 compatible) POWER CONNECTOR ROTATABLE ABSOLUTE VALUE ENCODER SINGLETURN 24 BIT WITH DRIVE-CLIQ INTERFACE (ENCODER AS24DQI) PLAIN SHAFT, W/O HOLDING BRAKE; ACC. TOLERANCE N VIBRATION SEVERITY GRADE A+R, DEGREE OF PROTECTION IP 67 | - | 0 | 0
1FT7042-5AF71-1CA2-Z | N05 | 1FT7042-5AF71-1CA2-ZN05 | 1 | UN | 1 | 15 | C | D | N | N | 85015220 | 1 |  | 4.705 | KG | 3075.97 | 3075.97 | MC05 | MC05 | SIMOTICS S Synchronous motor 1FT7, M0=3Nm (100K) NN=3000rpm, PN=0.85kW Naturally cooled Frame size IMB 5 (IM V1, IM V3) Conventional flange (1FT6/1FK7 compatible) POWER CONNECTOR ROTATABLE ABSOLUTE ENCODER 24 BITS + 12 BIT MULTITURN WITH DRIVE-CLIQ INTERFACE (ENCODER AM24DQI) SHAFT WITH FITTED KEY; W/O HOLDING BRAKE; ACC. TOLERANCE N VIBRATION SEVERITY GRADE A, DEGREE OF PROTECTION IP 67 N05: SHAFT END COMPATIBLE WITH 1FT504; | - | 0 | 0
1FT7042-5AF71-1CB2-Z | Q13 | 1FT7042-5AF71-1CB2-ZQ13 | 1 | UN | 1 | 15 | C | D | N | N | 85015220 | 1 |  | 5.404 | KG | 3362.56 | 3362.56 | MC05 | MC05 | SIMOTICS S Synchronous motor 1FT7, M0=3Nm (100K) NN=3000rpm, PN=0.85kW Naturally cooled Frame size IMB 5 (IM V1, IM V3) Conventional flange (1FT6/1FK7 compatible) POWER CONNECTOR ROTATABLE ABSOLUTE ENCODER 24 BITS + 12 BIT MULTITURN WITH DRIVE-CLIQ INTERFACE (ENCODER AM24DQI) SHAFT WITH FITTED KEY; WITH HOLDING BRAKE; ACC. TOLERANCE N VIBRATION SEVERITY GRADE A, DEGREE OF PROTECTION IP 67 Q13: Customer-specific additional seal encoder flange No encoder replacement in the field possible | - | 0 | 0
1FT7042-5AF71-1CG5-Z | Q12 | 1FT7042-5AF71-1CG5-ZQ12 | 1 | UN | 1 | 15 | C | D | N | N | 85015220 | 1 |  | 4.705 | KG | 2915.89 | 2915.89 | MC05 | MC05 | SIMOTICS S Synchronous motor 1FT7, M0=3Nm (100K) NN=3000rpm, PN=0.85kW Naturally cooled Frame size IMB 5 (IM V1, IM V3) Conventional flange (1FT6/1FK7 compatible) POWER CONNECTOR ROTATABLE ABSOLUTE ENCODER 24 BITS + 12 BIT MULTITURN WITH DRIVE-CLIQ INTERFACE (ENCODER AM24DQI) PLAIN SHAFT, W/O HOLDING BRAKE; ACC. TOLERANCE N VIBRATION SEVERITY GRADE A+R, DEGREE OF PROTECTION IP 67 Q12: BLOCKED AIR CONNECTION ON POWER CONNECTOR | - | 0 | 0
1FT7042-5AF71-1CH5-Z | Q12 | 1FT7042-5AF71-1CH5-ZQ12 | 1 | UN | 1 | 15 | C | D | N | N | 85015220 | 1 |  | 5.404 | KG | 3372.87 | 3372.87 | MC05 | MC05 | SIMOTICS S Synchronous motor 1FT7, M0=3Nm (100K) NN=3000rpm, PN=0.85kW Naturally cooled Frame size IMB 5 (IM V1, IM V3) Conventional flange (1FT6/1FK7 compatible) POWER CONNECTOR ROTATABLE ABSOLUTE ENCODER 24 BITS + 12 BIT MULTITURN WITH DRIVE-CLIQ INTERFACE (ENCODER AM24DQI) PLAIN SHAFT, WITH HOLDING BRAKE; ACCURACY TOLERANCE N VIBRATION SEVERITY GRADE A+R, DEGREE OF PROTECTION IP 67 Q12: BLOCKED AIR CONNECTION ON POWER CONNECTOR | - | 0 | 0
1FT7042-5AF71-1NH1-Z | J13 | 1FT7042-5AF71-1NH1-ZJ13 | 1 | UN | 1 | 25 | D | D | N | N | 85015220 | 1 |  | 13.303 | KG | 4925.89 | 4925.89 | MC05 | MC05 | SIMOTICS S Synchronous motor 1FT7, M0=3Nm (100K) NN=3000rpm, PN=0.85kW Naturally cooled Frame size IMB 5 (IM V1, IM V3) Conventional flange (1FT6/1FK7 compatible), with KTY temperature sensor POWER CONNECTOR ROTATABLE INCREM. ENCODER SIN/COS 1VSS 2048 S/R (ENCODER I-2048) CONNECTOR ROTATABLE PLAIN SHAFT, WITH HOLDING BRAKE; ACCURACY TOLERANCE N VIBRATION SEVERITY GRADE A, DEGREE OF PROTECTION IP 65 J13: ALPHA SP+, SP 100S - MF2 PLANETARY GEARING, 2-STAGE, I=20, WITH FEATHER KEY | - | 0 | 0
1FT7042-5AF75-1NK3 |  | 1FT7042-5AF75-1NK3 | 1 | UN | 1 | 15 | C | D | N | N | 85015220 | 1 |  | 4.704 | KG | 2167.17 | 2167.17 | MC05 | MC05 | SIMOTICS S Synchronous motor 1FT7, M0=3Nm (100K) NN=3000rpm, PN=0.85kW Naturally cooled Frame size IMB 5 (IM V1, IM V3) recessed flange (more compact), with Pt1000 temperature sensor POWER CONNECTOR ROTATABLE INCREM. ENCODER SIN/COS 1VSS 2048 S/R (ENCODER I-2048) CONNECTOR ROTATABLE PLAIN SHAFT, W/O HOLDING BRAKE; ACC. TOLERANCE R VIBRATION SEVERITY GRADE A+R, DEGREE OF PROTECTION IP 64 | - | 0 | 0
1FT7042-5AK70-1BG2 |  | 1FT7042-5AK70-1BG2 | 1 | UN | 1 | 15 | C | D | N | N | 85015220 | 1 |  | 4.704 | KG | 2301.88 | 2301.88 | MC05 | MC05 | SIMOTICS S Synchronous motor 1FT7, M0=3Nm (100K) NN=6000rpm, PN=1.26kW Naturally cooled Frame size IMB 5 (IM V1, IM V3) recessed flange (more compact) POWER CONNECTOR ROTATABLE ABSOLUTE VALUE ENCODER SINGLETURN 24 BIT WITH DRIVE-CLIQ INTERFACE (ENCODER AS24DQI) PLAIN SHAFT, W/O HOLDING BRAKE; ACC. TOLERANCE N VIBRATION SEVERITY GRADE A, DEGREE OF PROTECTION IP 67 | - | 0 | 0
1FT7042-5AK70-1CA1 |  | 1FT7042-5AK70-1CA1 | 1 | UN | 1 | 15 | C | D | N | N | 85015220 | 1 |  | 4.704 | KG | 2758.89 | 2758.89 | MC05 | MC05 | SIMOTICS S Synchronous motor 1FT7, M0=3Nm (100K) NN=6000rpm, PN=1.26kW Naturally cooled Frame size IMB 5 (IM V1, IM V3) recessed flange (more compact) POWER CONNECTOR ROTATABLE ABSOLUTE ENCODER 24 BITS + 12 BIT MULTITURN WITH DRIVE-CLIQ INTERFACE (ENCODER AM24DQI) SHAFT WITH FITTED KEY; W/O HOLDING BRAKE; ACC. TOLERANCE N VIBRATION SEVERITY GRADE A, DEGREE OF PROTECTION IP 65 | - | 0 | 0
1FT7042-5AK70-1CB1 |  | 1FT7042-5AK70-1CB1 | 1 | UN | 1 | 15 | C | D | N | N | 85015220 | 1 |  | 5.403 | KG | 3215.87 | 3215.87 | MC05 | MC05 | SIMOTICS S Synchronous motor 1FT7, M0=3Nm (100K) NN=6000rpm, PN=1.26kW Naturally cooled Frame size IMB 5 (IM V1, IM V3) recessed flange (more compact) POWER CONNECTOR ROTATABLE ABSOLUTE ENCODER 24 BITS + 12 BIT MULTITURN WITH DRIVE-CLIQ INTERFACE (ENCODER AM24DQI) SHAFT WITH FITTED KEY; WITH HOLDING BRAKE; ACC. TOLERANCE N VIBRATION SEVERITY GRADE A, DEGREE OF PROTECTION IP 65 | - | 0 | 0
1FT7042-5AK70-1CH0 |  | 1FT7042-5AK70-1CH0 | 1 | UN | 1 | 15 | C | D | N | N | 85015220 | 1 |  | 5.403 | KG | 3151.75 | 3151.75 | MC05 | MC05 | SIMOTICS S Synchronous motor 1FT7, M0=3Nm (100K) NN=6000rpm, PN=1.26kW Naturally cooled Frame size IMB 5 (IM V1, IM V3) recessed flange (more compact) POWER CONNECTOR ROTATABLE ABSOLUTE ENCODER 24 BITS + 12 BIT MULTITURN WITH DRIVE-CLIQ INTERFACE (ENCODER AM24DQI) PLAIN SHAFT, WITH HOLDING BRAKE; ACCURACY TOLERANCE N VIBRATION SEVERITY GRADE A, DEGREE OF PROTECTION IP 64 | - | 0 | 0
1FT7042-5AK71-1CB2 |  | 1FT7042-5AK71-1CB2 | 1 | UN | 1 | 15 | C | D | N | N | 85015220 | 1 |  | 5.403 | KG | 3268.93 | 3268.93 | MC05 | MC05 | SIMOTICS S Synchronous motor 1FT7, M0=3Nm (100K) NN=6000rpm, PN=1.26kW Naturally cooled Frame size IMB 5 (IM V1, IM V3) Conventional flange (1FT6/1FK7 compatible) POWER CONNECTOR ROTATABLE ABSOLUTE ENCODER 24 BITS + 12 BIT MULTITURN WITH DRIVE-CLIQ INTERFACE (ENCODER AM24DQI) SHAFT WITH FITTED KEY; WITH HOLDING BRAKE; ACC. TOLERANCE N VIBRATION SEVERITY GRADE A, DEGREE OF PROTECTION IP 67 | - | 0 | 0
1FT7042-5AK71-1FG2 |  | 1FT7042-5AK71-1FG2 | 1 | UN | 1 | 15 | C | D | N | N | 85015220 | 1 |  | 4.704 | KG | 2865.38 | 2865.38 | MC05 | MC05 | SIMOTICS S Synchronous motor 1FT7, M0=3Nm (100K) NN=6000rpm, PN=1.26kW Naturally cooled Frame size IMB 5 (IM V1, IM V3) Conventional flange (1FT6/1FK7 compatible) POWER CONNECTOR ROTATABLE ABSOLUTE ENCODER 22 BITS MULTI TURN WITH DRIVE-CLIQ INTERFACE (ENCODER AM-22-DQ) CONNECTOR ROTATABLE PLAIN SHAFT, W/O HOLDING BRAKE; ACC. TOLERANCE N VIBRATION SEVERITY GRADE A, DEGREE OF PROTECTION IP 67 | - | 0 | 0
1FT7042-5AK71-1MH2-Z | N40X22 | 1FT7042-5AK71-1MH2-ZN40X22 | 1 | UN | 1 | 15 | C | D | N | N | 85015220 | 1 |  | 5.405 | KG | 3566.02 | 3566.02 | MC05 | MC05 | SIMOTICS S Synchronous motor 1FT7, M0=3Nm (100K) NN=6000rpm, PN=1.26kW Naturally cooled Frame size IMB 5 (IM V1, IM V3) Conventional flange (1FT6/1FK7 compatible), with KTY temperature sensor POWER CONNECTOR ROTATABLE ABSOLUTE ENCODER ENDAT 2048 S/R (ENCODER A-2048) CONNECTOR ROTATABLE PLAIN SHAFT, WITH HOLDING BRAKE; ACCURACY TOLERANCE N VIBRATION SEVERITY GRADE A, DEGREE OF PROTECTION IP 67 N40: STAINLESS STEEL SHAFT AND COATING FOR INCREASED CHEMICAL RESISTANCE X22: Paint finish gray white RAL 9002 | - | 0 | 0
1FT7042-5AK71-1MH2-Z | X08 | 1FT7042-5AK71-1MH2-ZX08 | 1 | UN | 1 | 15 | C | D | N | N | 85015220 | 1 |  | 5.404 | KG | 3104.23 | 3104.23 | MC05 | MC05 | SIMOTICS S Synchronous motor 1FT7, M0=3Nm (100K) NN=6000rpm, PN=1.26kW Naturally cooled Frame size IMB 5 (IM V1, IM V3) Conventional flange (1FT6/1FK7 compatible), with KTY temperature sensor POWER CONNECTOR ROTATABLE ABSOLUTE ENCODER ENDAT 2048 S/R (ENCODER A-2048) CONNECTOR ROTATABLE PLAIN SHAFT, WITH HOLDING BRAKE; ACCURACY TOLERANCE N VIBRATION SEVERITY GRADE A, DEGREE OF PROTECTION IP 67 X08: Paint finish white aluminum RAL9006 | - | 0 | 0
1FT7042-5AK74-1MG0 |  | 1FT7042-5AK74-1MG0 | 1 | UN | 1 | 15 | C | D | N | N | 85015220 | 1 |  | 4.704 | KG | 2460.34 | 2460.34 | MC05 | MC05 | SIMOTICS S Synchronous motor 1FT7, M0=3Nm (100K) NN=6000rpm, PN=1.26kW Naturally cooled Frame size IMB 5 (IM V1, IM V3) Conventional flange (1FT6/1FK7 compatible), with Pt1000 temperature sensor POWER CONNECTOR ROTATABLE ABSOLUTE ENCODER ENDAT 2048 S/R (ENCODER A-2048) CONNECTOR ROTATABLE PLAIN SHAFT, W/O HOLDING BRAKE; ACC. TOLERANCE N VIBRATION SEVERITY GRADE A, DEGREE OF PROTECTION IP 64 | - | 0 | 0
1FT7044-1AF70-1CH1-Z | X01 | 1FT7044-1AF70-1CH1-ZX01 | 1 | UN | 1 | 15 | C | D | N | N | 85015220 | 1 |  | 8.001 | KG | 2829.36 | 2829.36 | MC05 | MC05 | SIMOTICS S Synchronous motor 1FT7, M0=5Nm (100K) NN=3000rpm, PN=1.35kW naturally cooled; Power connector rotatable; Vibration severity A Degree of protection IP65 Frame size IMB 5 (IM V1, IM V3) recessed flange (more compact) ABSOLUTE ENCODER 24 BITS + 12 BIT MULTITURN WITH DRIVE-CLIQ INTERFACE (ENCODER AM24DQI) PLAIN SHAFT, WITH HOLDING BRAKE; ACCURACY TOLERANCE N X01: Paint finish matt black RAL9005 | - | 0 | 0
1FT7044-1AF71-1FG1 |  | 1FT7044-1AF71-1FG1 | 1 | UN | 1 | 15 | C | D | N | N | 85015220 | 1 | 4042948662274 | 7.2 | KG | 2463.68 | 2463.68 | MC05 | MC05 | SIMOTICS S Synchronous motor 1FT7, M0=5Nm (100K) NN=3000rpm, PN=1.35kW naturally cooled; Power connector rotatable; Vibration severity A Degree of protection IP65 Frame size IMB 5 (IM V1, IM V3) Conventional flange (1FT6/1FK7 compatible) ABSOLUTE ENCODER 22 BITS MULTI TURN WITH DRIVE-CLIQ INTERFACE (ENCODER AM-22-DQ) CONNECTOR ROTATABLE PLAIN SHAFT, W/O HOLDING BRAKE; ACCURACY TOLERANCE N | - | 0 | 0
1FT7044-1AF71-1FG1-Z | J05 | 1FT7044-1AF71-1FG1-ZJ05 | 1 | UN | 1 | 25 | D | D | N | N | 85015220 | 1 |  | 11.1 | KG | 3864.11 | 3864.11 | MC05 | MC05 | SIMOTICS S Synchronous motor 1FT7, M0=5Nm (100K) NN=3000rpm, PN=1.35kW naturally cooled; Power connector rotatable; Vibration severity A Degree of protection IP65 Frame size IMB 5 (IM V1, IM V3) Conventional flange (1FT6/1FK7 compatible) ABSOLUTE ENCODER 22 BITS MULTI TURN WITH DRIVE-CLIQ INTERFACE (ENCODER AM-22-DQ) CONNECTOR ROTATABLE PLAIN SHAFT, W/O HOLDING BRAKE; ACCURACY TOLERANCE N J05: ALPHA SP+, SP 075S - MF1 PLANETARY GEARING, 1-STAGE, I=7, WITH FEATHER KEY | - | 0 | 0
1FT7044-1AF71-1FH1 |  | 1FT7044-1AF71-1FH1 | 1 | UN | 1 | 15 | C | D | N | N | 85015220 | 1 | 4042948662281 | 7.9 | KG | 2813.06 | 2813.06 | MC05 | MC05 | SIMOTICS S Synchronous motor 1FT7, M0=5Nm (100K) NN=3000rpm, PN=1.35kW naturally cooled; Power connector rotatable; Vibration severity A Degree of protection IP65 Frame size IMB 5 (IM V1, IM V3) Conventional flange (1FT6/1FK7 compatible) ABSOLUTE ENCODER 22 BITS MULTI TURN WITH DRIVE-CLIQ INTERFACE (ENCODER AM-22-DQ) CONNECTOR ROTATABLE PLAIN SHAFT, WITH HOLDING BRAKE; ACCURACY TOLERANCE N | - | 0 | 0
1FT7044-5AF70-1BA1 |  | 1FT7044-5AF70-1BA1 | 1 | UN | 1 | 15 | C | D | N | N | 85015220 | 1 |  | 7.304 | KG | 2490.58 | 2490.58 | MC05 | MC05 | SIMOTICS S Synchronous motor 1FT7, M0=5Nm (100K) NN=3000rpm, PN=1.35kW Naturally cooled Frame size IMB 5 (IM V1, IM V3) recessed flange (more compact) POWER CONNECTOR ROTATABLE ABSOLUTE VALUE ENCODER SINGLETURN 24 BIT WITH DRIVE-CLIQ INTERFACE (ENCODER AS24DQI) SHAFT WITH FITTED KEY; W/O HOLDING BRAKE; ACC. TOLERANCE N VIBRATION SEVERITY GRADE A, DEGREE OF PROTECTION IP 65 | - | 0 | 0
1FT7044-5AF70-1FG2-Z | Q13 | 1FT7044-5AF70-1FG2-ZQ13 | 1 | UN | 1 | 15 | C | D | N | N | 85015220 | 1 |  | 7.305 | KG | 3200.77 | 3200.77 | MC05 | MC05 | SIMOTICS S Synchronous motor 1FT7, M0=5Nm (100K) NN=3000rpm, PN=1.35kW Naturally cooled Frame size IMB 5 (IM V1, IM V3) recessed flange (more compact) POWER CONNECTOR ROTATABLE ABSOLUTE ENCODER 22 BITS MULTI TURN WITH DRIVE-CLIQ INTERFACE (ENCODER AM-22-DQ) CONNECTOR ROTATABLE PLAIN SHAFT, W/O HOLDING BRAKE; ACC. TOLERANCE N VIBRATION SEVERITY GRADE A, DEGREE OF PROTECTION IP 67 Q13: Customer-specific additional seal encoder flange No encoder replacement in the field possible | - | 0 | 0
1FT7044-5AF71-1CB2-Z | N40 | 1FT7044-5AF71-1CB2-ZN40 | 1 | UN | 1 | 15 | C | D | N | N | 85015220 | 1 |  | 8.004 | KG | 3929.78 | 3929.78 | MC05 | MC05 | SIMOTICS S Synchronous motor 1FT7, M0=5Nm (100K) NN=3000rpm, PN=1.35kW Naturally cooled Frame size IMB 5 (IM V1, IM V3) Conventional flange (1FT6/1FK7 compatible) POWER CONNECTOR ROTATABLE ABSOLUTE ENCODER 24 BITS + 12 BIT MULTITURN WITH DRIVE-CLIQ INTERFACE (ENCODER AM24DQI) SHAFT WITH FITTED KEY; WITH HOLDING BRAKE; ACC. TOLERANCE N VIBRATION SEVERITY GRADE A, DEGREE OF PROTECTION IP 67 N40: STAINLESS STEEL SHAFT AND COATING FOR INCREASED CHEMICAL RESISTANCE AND M17-CONNECTOR FOR ENCODER | - | 0 | 0
1FT7044-5AF71-1CG5-Z | Q12 | 1FT7044-5AF71-1CG5-ZQ12 | 1 | UN | 1 | 15 | C | D | N | N | 85015220 | 1 |  | 7.305 | KG | 3157.65 | 3157.65 | MC05 | MC05 | SIMOTICS S Synchronous motor 1FT7, M0=5Nm (100K) NN=3000rpm, PN=1.35kW Naturally cooled Frame size IMB 5 (IM V1, IM V3) Conventional flange (1FT6/1FK7 compatible) POWER CONNECTOR ROTATABLE ABSOLUTE ENCODER 24 BITS + 12 BIT MULTITURN WITH DRIVE-CLIQ INTERFACE (ENCODER AM24DQI) PLAIN SHAFT, W/O HOLDING BRAKE; ACC. TOLERANCE N VIBRATION SEVERITY GRADE A+R, DEGREE OF PROTECTION IP 67 Q12: BLOCKED AIR CONNECTION ON POWER CONNECTOR | - | 0 | 0
1FT7044-5AF71-1CH1-Z | J05 | 1FT7044-5AF71-1CH1-ZJ05 | 1 | UN | 1 | 25 | D | D | N | N | 85015220 | 1 |  | 11.903 | KG | 4858.06 | 4858.06 | MC05 | MC05 | SIMOTICS S Synchronous motor 1FT7, M0=5Nm (100K) NN=3000rpm, PN=1.35kW Naturally cooled Frame size IMB 5 (IM V1, IM V3) Conventional flange (1FT6/1FK7 compatible) POWER CONNECTOR ROTATABLE ABSOLUTE ENCODER 24 BITS + 12 BIT MULTITURN WITH DRIVE-CLIQ INTERFACE (ENCODER AM24DQI) PLAIN SHAFT, WITH HOLDING BRAKE; ACCURACY TOLERANCE N VIBRATION SEVERITY GRADE A, DEGREE OF PROTECTION IP 65 J05: ALPHA SP+, SP 075S - MF1 PLANETARY GEARING, 1-STAGE, I=7, WITH FEATHER KEY | - | 0 | 0
1FT7044-5AF71-1CH1-Z | J17 | 1FT7044-5AF71-1CH1-ZJ17 | 1 | UN | 1 | 25 | D | D | N | N | 85015220 | 1 |  | 25.003 | KG | 6361.69 | 6361.69 | MC05 | MC05 | SIMOTICS S Synchronous motor 1FT7, M0=5Nm (100K) NN=3000rpm, PN=1.35kW Naturally cooled Frame size IMB 5 (IM V1, IM V3) Conventional flange (1FT6/1FK7 compatible) POWER CONNECTOR ROTATABLE ABSOLUTE ENCODER 24 BITS + 12 BIT MULTITURN WITH DRIVE-CLIQ INTERFACE (ENCODER AM24DQI) PLAIN SHAFT, WITH HOLDING BRAKE; ACCURACY TOLERANCE N VIBRATION SEVERITY GRADE A, DEGREE OF PROTECTION IP 65 J17: ALPHA SP+, SP 140S - MF2 PLANETARY GEARING, 2-STAGE, I=50, WITH FEATHER KEY | - | 0 | 0
1FT7044-5AF71-1MB2-Z | N40 | 1FT7044-5AF71-1MB2-ZN40 | 1 | UN | 1 | 15 | C | D | N | N | 85015220 | 1 |  | 8.004 | KG | 3695.35 | 3695.35 | MC05 | MC05 | SIMOTICS S Synchronous motor 1FT7, M0=5Nm (100K) NN=3000rpm, PN=1.35kW Naturally cooled Frame size IMB 5 (IM V1, IM V3) Conventional flange (1FT6/1FK7 compatible), with KTY temperature sensor POWER CONNECTOR ROTATABLE ABSOLUTE ENCODER ENDAT 2048 S/R (ENCODER A-2048) CONNECTOR ROTATABLE SHAFT WITH FITTED KEY; WITH HOLDING BRAKE; ACC. TOLERANCE N VIBRATION SEVERITY GRADE A, DEGREE OF PROTECTION IP 67 N40: STAINLESS STEEL SHAFT AND COATING FOR INCREASED CHEMICAL RESISTANCE | - | 0 | 0
1FT7044-5AK71-1BH2 |  | 1FT7044-5AK71-1BH2 | 1 | UN | 1 | 15 | C | D | N | N | 85015220 | 1 |  | 8.003 | KG | 3000.62 | 3000.62 | MC05 | MC05 | SIMOTICS S Synchronous motor 1FT7, M0=5Nm (100K) NN=6000rpm, PN=1.41kW Naturally cooled Frame size IMB 5 (IM V1, IM V3) Conventional flange (1FT6/1FK7 compatible) POWER CONNECTOR ROTATABLE ABSOLUTE VALUE ENCODER SINGLETURN 24 BIT WITH DRIVE-CLIQ INTERFACE (ENCODER AS24DQI) PLAIN SHAFT, WITH HOLDING BRAKE; ACCURACY TOLERANCE N VIBRATION SEVERITY GRADE A, DEGREE OF PROTECTION IP 67 | - | 0 | 0
1FT7044-5AK71-1CG2-Z | Q13 | 1FT7044-5AK71-1CG2-ZQ13 | 1 | UN | 1 | 15 | C | D | N | N | 85015220 | 1 |  | 7.305 | KG | 3147.34 | 3147.34 | MC05 | MC05 | SIMOTICS S Synchronous motor 1FT7, M0=5Nm (100K) NN=6000rpm, PN=1.41kW Naturally cooled Frame size IMB 5 (IM V1, IM V3) Conventional flange (1FT6/1FK7 compatible) POWER CONNECTOR ROTATABLE ABSOLUTE ENCODER 24 BITS + 12 BIT MULTITURN WITH DRIVE-CLIQ INTERFACE (ENCODER AM24DQI) PLAIN SHAFT, W/O HOLDING BRAKE; ACC. TOLERANCE N VIBRATION SEVERITY GRADE A, DEGREE OF PROTECTION IP 67 Q13: Customer-specific additional seal encoder flange No encoder replacement in the field possible | - | 0 | 0
1FT7044-5AK71-1CH5-Z | Q12 | 1FT7044-5AK71-1CH5-ZQ12 | 1 | UN | 1 | 15 | C | D | N | N | 85015220 | 1 |  | 8.004 | KG | 3614.63 | 3614.63 | MC05 | MC05 | SIMOTICS S Synchronous motor 1FT7, M0=5Nm (100K) NN=6000rpm, PN=1.41kW Naturally cooled Frame size IMB 5 (IM V1, IM V3) Conventional flange (1FT6/1FK7 compatible) POWER CONNECTOR ROTATABLE ABSOLUTE ENCODER 24 BITS + 12 BIT MULTITURN WITH DRIVE-CLIQ INTERFACE (ENCODER AM24DQI) PLAIN SHAFT, WITH HOLDING BRAKE; ACCURACY TOLERANCE N VIBRATION SEVERITY GRADE A+R, DEGREE OF PROTECTION IP 67 Q12: BLOCKED AIR CONNECTION ON POWER CONNECTOR | - | 0 | 0
1FT7046-5AF70-1CB2 |  | 1FT7046-5AF70-1CB2 | 1 | UN | 1 | 15 | C | D | N | N | 85015220 | 1 |  | 10.103 | KG | 3714.13 | 3714.13 | MC05 | MC05 | SIMOTICS S Synchronous motor 1FT7, M0=7Nm (100K) NN=3000rpm, PN=1.76kW Naturally cooled Frame size IMB 5 (IM V1, IM V3) recessed flange (more compact) POWER CONNECTOR ROTATABLE ABSOLUTE ENCODER 24 BITS + 12 BIT MULTITURN WITH DRIVE-CLIQ INTERFACE (ENCODER AM24DQI) SHAFT WITH FITTED KEY; WITH HOLDING BRAKE; ACC. TOLERANCE N VIBRATION SEVERITY GRADE A, DEGREE OF PROTECTION IP 67 | - | 0 | 0
1FT7046-5AF70-1CH1-Z | S33X01Y84 | 1FT7046-5AF70-1CH1-ZS33X01Y84 | 1 | UN | 1 | 15 | C | D | N | N | 85015220 | 1 |  | 10.1 | KG | 3785.41 | 3785.41 | MC05 | MC05 | SIMOTICS S Synchronous motor 1FT7, M0=7Nm (100K) NN=3000rpm, PN=1.76kW naturally cooled; IMB 5 design (IM V1, IM V3) Flange 0 Power connector rotatable Absolute encoder 24-bit +12-bit multi-turn with Drive-CLiQ interface (encoder AM24DQI) smooth shaft, with holding brake circular runout tolerance N Vibration severity grade A Degree of protection IP65 X01: matt black RAL 9005 Y84: Customer specifications on the rating plate S33: Belt pulley Customer-specific motor SMR-105-2014 | - | 0 | 7
1FT7046-5AF70-1FG2-Z | Q13 | 1FT7046-5AF70-1FG2-ZQ13 | 1 | UN | 1 | 15 | C | D | N | N | 85015220 | 1 |  | 9.405 | KG | 3404.21 | 3404.21 | MC05 | MC05 | SIMOTICS S Synchronous motor 1FT7, M0=7Nm (100K) NN=3000rpm, PN=1.76kW Naturally cooled Frame size IMB 5 (IM V1, IM V3) recessed flange (more compact) POWER CONNECTOR ROTATABLE ABSOLUTE ENCODER 22 BITS MULTI TURN WITH DRIVE-CLIQ INTERFACE (ENCODER AM-22-DQ) CONNECTOR ROTATABLE PLAIN SHAFT, W/O HOLDING BRAKE; ACC. TOLERANCE N VIBRATION SEVERITY GRADE A, DEGREE OF PROTECTION IP 67 Q13: Customer-specific additional seal encoder flange No encoder replacement in the field possible | - | 0 | 0
1FT7046-5AF71-1CB3 |  | 1FT7046-5AF71-1CB3 | 1 | UN | 1 | 15 | C | D | N | N | 85015220 | 1 |  | 10.103 | KG | 3700.14 | 3700.14 | MC05 | MC05 | SIMOTICS S Synchronous motor 1FT7, M0=7Nm (100K) NN=3000rpm, PN=1.76kW Naturally cooled Frame size IMB 5 (IM V1, IM V3) Conventional flange (1FT6/1FK7 compatible) POWER CONNECTOR ROTATABLE ABSOLUTE ENCODER 24 BITS + 12 BIT MULTITURN WITH DRIVE-CLIQ INTERFACE (ENCODER AM24DQI) SHAFT WITH FITTED KEY; WITH HOLDING BRAKE; ACC. TOLERANCE N VIBRATION SEVERITY GRADE A+R, DEGREE OF PROTECTION IP 64 | - | 0 | 0
1FT7046-5AH71-1BA2-Z | N40 | 1FT7046-5AH71-1BA2-ZN40 | 1 | UN | 1 | 15 | C | D | N | N | 85015220 | 1 |  | 9.405 | KG | 3166.17 | 3166.17 | MC05 | MC05 | SIMOTICS S Synchronous motor 1FT7, M0=7Nm (100K) NN=4500rpm, PN=1.32kW Naturally cooled Frame size IMB 5 (IM V1, IM V3) Conventional flange (1FT6/1FK7 compatible) POWER CONNECTOR ROTATABLE ABSOLUTE VALUE ENCODER SINGLETURN 24 BIT WITH DRIVE-CLIQ INTERFACE (ENCODER AS24DQI) SHAFT WITH FITTED KEY; W/O HOLDING BRAKE; ACC. TOLERANCE N VIBRATION SEVERITY GRADE A, DEGREE OF PROTECTION IP 67 N40: STAINLESS STEEL SHAFT AND COATING FOR INCREASED CHEMICAL RESISTANCE AND M17-CONNECTOR FOR ENCODER | - | 0 | 0
1FT7046-5AH71-1CH0-Z | X01 | 1FT7046-5AH71-1CH0-ZX01 | 1 | UN | 1 | 15 | C | D | N | N | 85015220 | 1 |  | 10.104 | KG | 3666.68 | 3666.68 | MC05 | MC05 | SIMOTICS S Synchronous motor 1FT7, M0=7Nm (100K) NN=4500rpm, PN=1.32kW Naturally cooled Frame size IMB 5 (IM V1, IM V3) Conventional flange (1FT6/1FK7 compatible) POWER CONNECTOR ROTATABLE ABSOLUTE ENCODER 24 BITS + 12 BIT MULTITURN WITH DRIVE-CLIQ INTERFACE (ENCODER AM24DQI) PLAIN SHAFT, WITH HOLDING BRAKE; ACCURACY TOLERANCE N VIBRATION SEVERITY GRADE A, DEGREE OF PROTECTION IP 64 X01: Paint finish matt black RAL9005 | - | 0 | 0
1FT7046-5AH71-1NG1-Z | R06 | 1FT7046-5AH71-1NG1-ZR06 | 1 | UN | 1 | 15 | C | D | N | N | 85015220 | 1 |  | 9.404 | KG | 2467.01 | 2467.01 | MC05 | MC05 | SIMOTICS S Synchronous motor 1FT7, M0=7Nm (100K) NN=4500rpm, PN=1.32kW Naturally cooled Frame size IMB 5 (IM V1, IM V3) Conventional flange (1FT6/1FK7 compatible), with KTY temperature sensor POWER CONNECTOR ROTATABLE INCREM. ENCODER SIN/COS 1VSS 2048 S/R (ENCODER I-2048) CONNECTOR ROTATABLE PLAIN SHAFT, W/O HOLDING BRAKE; ACC. TOLERANCE N VIBRATION SEVERITY GRADE A, DEGREE OF PROTECTION IP 65 R06: REFERENCE MARK ON MOTOR SHAFT | - | 0 | 0
1FT7062-1AF71-1CH1-Z | Q13 | 1FT7062-1AF71-1CH1-ZQ13 | 1 | UN | 1 | 15 | C | D | N | N | 85015220 | 1 |  | 8.501 | KG | 2881.25 | 2881.25 | MC05 | MC05 | SIMOTICS S Synchronous motor 1FT7, M0=6Nm (100K) NN=3000rpm, PN=1.70kW naturally cooled; Power connector rotatable; Vibration severity A Degree of protection IP65 Frame size IMB 5 (IM V1, IM V3) Conventional flange (1FT6/1FK7 compatible) ABSOLUTE ENCODER 24 BITS + 12 BIT MULTITURN WITH DRIVE-CLIQ INTERFACE (ENCODER AM24DQI) PLAIN SHAFT, WITH HOLDING BRAKE; ACCURACY TOLERANCE N Q13: Customer-specific additional seal encoder flange No encoder replacement in the field possible | - | 0 | 0
1FT7062-1AF71-1FG1 |  | 1FT7062-1AF71-1FG1 | 1 | UN | 1 | 15 | C | D | N | N | 85015220 | 1 | 4042948662298 | 7.1 | KG | 2434.19 | 2434.19 | MC05 | MC05 | SIMOTICS S Synchronous motor 1FT7, M0=6Nm (100K) NN=3000rpm, PN=1.70kW naturally cooled; Power connector rotatable; Vibration severity A Degree of protection IP65 Frame size IMB 5 (IM V1, IM V3) Conventional flange (1FT6/1FK7 compatible) ABSOLUTE ENCODER 22 BITS MULTI TURN WITH DRIVE-CLIQ INTERFACE (ENCODER AM-22-DQ) CONNECTOR ROTATABLE PLAIN SHAFT, W/O HOLDING BRAKE; ACCURACY TOLERANCE N | - | 0 | 0
1FT7062-1AF71-1FH1 |  | 1FT7062-1AF71-1FH1 | 1 | UN | 1 | 15 | C | D | N | N | 85015220 | 1 | 4042948662304 | 8.4 | KG | 2841.05 | 2841.05 | MC05 | MC05 | SIMOTICS S Synchronous motor 1FT7, M0=6Nm (100K) NN=3000rpm, PN=1.70kW naturally cooled; Power connector rotatable; Vibration severity A Degree of protection IP65 Frame size IMB 5 (IM V1, IM V3) Conventional flange (1FT6/1FK7 compatible) ABSOLUTE ENCODER 22 BITS MULTI TURN WITH DRIVE-CLIQ INTERFACE (ENCODER AM-22-DQ) CONNECTOR ROTATABLE PLAIN SHAFT, WITH HOLDING BRAKE; ACCURACY TOLERANCE N | - | 0 | 0
1FT7062-1AK71-1FG1 |  | 1FT7062-1AK71-1FG1 | 1 | UN | 1 | 15 | C | D | N | N | 85015220 | 1 | 4042948662311 | 7.1 | KG | 2434.19 | 2434.19 | MC05 | MC05 | SIMOTICS S Synchronous motor 1FT7, M0=6Nm (100K) NN=6000rpm, PN=2.13kW naturally cooled; Power connector rotatable; Vibration severity A Degree of protection IP65 Frame size IMB 5 (IM V1, IM V3) Conventional flange (1FT6/1FK7 compatible) ABSOLUTE ENCODER 22 BITS MULTI TURN WITH DRIVE-CLIQ INTERFACE (ENCODER AM-22-DQ) CONNECTOR ROTATABLE PLAIN SHAFT, W/O HOLDING BRAKE; ACCURACY TOLERANCE N | - | 0 | 0
1FT7062-1AK71-1FH1 |  | 1FT7062-1AK71-1FH1 | 1 | UN | 1 | 15 | C | D | N | N | 85015220 | 1 | 4042948662328 | 8.4 | KG | 2841.05 | 2841.05 | MC05 | MC05 | SIMOTICS S Synchronous motor 1FT7, M0=6Nm (100K) NN=6000rpm, PN=2.13kW naturally cooled; Power connector rotatable; Vibration severity A Degree of protection IP65 Frame size IMB 5 (IM V1, IM V3) Conventional flange (1FT6/1FK7 compatible) ABSOLUTE ENCODER 22 BITS MULTI TURN WITH DRIVE-CLIQ INTERFACE (ENCODER AM-22-DQ) CONNECTOR ROTATABLE PLAIN SHAFT, WITH HOLDING BRAKE; ACCURACY TOLERANCE N | - | 0 | 0
1FT7062-5AF70-1DA0-Z | N05 | 1FT7062-5AF70-1DA0-ZN05 | 1 | UN | 1 | 15 | C | D | N | N | 85015220 | 1 |  | 7.205 | KG | 2708.55 | 2708.55 | MC05 | MC05 | SIMOTICS S Synchronous motor 1FT7, M0=6Nm (100K) NN=3000rpm, PN=1.70kW Naturally cooled Frame size IMB 5 (IM V1, IM V3) recessed flange (more compact) POWER CONNECTOR ROTATABLE INCREMENTAL ENCODER 2048 S/R WITH DRIVE-CLIQ INTERFACE (ENCODER I-2048) CONNECTOR ROTATABLE SHAFT WITH FITTED KEY; W/O HOLDING BRAKE; ACC. TOLERANCE N VIBRATION SEVERITY GRADE A, DEGREE OF PROTECTION IP 64 N05: SHAFT END COMPATIBLE WITH 1FT506; | - | 0 | 0
1FT7062-5AF71-1BH5-Z | Q12 | 1FT7062-5AF71-1BH5-ZQ12 | 1 | UN | 1 | 15 | C | D | N | N | 85015220 | 1 |  | 8.504 | KG | 3141.41 | 3141.41 | MC05 | MC05 | SIMOTICS S Synchronous motor 1FT7, M0=6Nm (100K) NN=3000rpm, PN=1.70kW Naturally cooled Frame size IMB 5 (IM V1, IM V3) Conventional flange (1FT6/1FK7 compatible) POWER CONNECTOR ROTATABLE ABSOLUTE VALUE ENCODER SINGLETURN 24 BIT WITH DRIVE-CLIQ INTERFACE (ENCODER AS24DQI) PLAIN SHAFT, WITH HOLDING BRAKE; ACCURACY TOLERANCE N VIBRATION SEVERITY GRADE A+R, DEGREE OF PROTECTION IP 67 Q12: BLOCKED AIR CONNECTION ON POWER CONNECTOR | - | 0 | 0
1FT7062-5AF71-1CA2-Z | Q12 | 1FT7062-5AF71-1CA2-ZQ12 | 1 | UN | 1 | 15 | C | D | N | N | 85015220 | 1 |  | 7.205 | KG | 3018.34 | 3018.34 | MC05 | MC05 | SIMOTICS S Synchronous motor 1FT7, M0=6Nm (100K) NN=3000rpm, PN=1.70kW Naturally cooled Frame size IMB 5 (IM V1, IM V3) Conventional flange (1FT6/1FK7 compatible) POWER CONNECTOR ROTATABLE ABSOLUTE ENCODER 24 BITS + 12 BIT MULTITURN WITH DRIVE-CLIQ INTERFACE (ENCODER AM24DQI) SHAFT WITH FITTED KEY; W/O HOLDING BRAKE; ACC. TOLERANCE N VIBRATION SEVERITY GRADE A, DEGREE OF PROTECTION IP 67 Q12: BLOCKED AIR CONNECTION ON POWER CONNECTOR | - | 0 | 0
1FT7062-5AF71-1CB2-Z | N05 | 1FT7062-5AF71-1CB2-ZN05 | 1 | UN | 1 | 15 | C | D | N | N | 85015220 | 1 |  | 8.504 | KG | 3811.56 | 3811.56 | MC05 | MC05 | SIMOTICS S Synchronous motor 1FT7, M0=6Nm (100K) NN=3000rpm, PN=1.70kW Naturally cooled Frame size IMB 5 (IM V1, IM V3) Conventional flange (1FT6/1FK7 compatible) POWER CONNECTOR ROTATABLE ABSOLUTE ENCODER 24 BITS + 12 BIT MULTITURN WITH DRIVE-CLIQ INTERFACE (ENCODER AM24DQI) SHAFT WITH FITTED KEY; WITH HOLDING BRAKE; ACC. TOLERANCE N VIBRATION SEVERITY GRADE A, DEGREE OF PROTECTION IP 67 N05: SHAFT END COMPATIBLE WITH 1FT506; | - | 0 | 0
1FT7062-5AF71-1CH0 |  | 1FT7062-5AF71-1CH0 | 1 | UN | 1 | 15 | C | D | N | N | 85015220 | 1 |  | 8.503 | KG | 3430.36 | 3430.36 | MC05 | MC05 | SIMOTICS S Synchronous motor 1FT7, M0=6Nm (100K) NN=3000rpm, PN=1.70kW Naturally cooled Frame size IMB 5 (IM V1, IM V3) Conventional flange (1FT6/1FK7 compatible) POWER CONNECTOR ROTATABLE ABSOLUTE ENCODER 24 BITS + 12 BIT MULTITURN WITH DRIVE-CLIQ INTERFACE (ENCODER AM24DQI) PLAIN SHAFT, WITH HOLDING BRAKE; ACCURACY TOLERANCE N VIBRATION SEVERITY GRADE A, DEGREE OF PROTECTION IP 64 | - | 0 | 0
1FT7062-5AF71-1KH2 |  | 1FT7062-5AF71-1KH2 | 1 | UN | 1 | 15 | C | D | N | N | 85015220 | 1 |  | 8.503 | KG | 3237.6 | 3237.6 | MC05 | MC05 | SIMOTICS S Synchronous motor 1FT7, M0=6Nm (100K) NN=3000rpm, PN=1.70kW Naturally cooled Frame size IMB 5 (IM V1, IM V3) Conventional flange (1FT6/1FK7 compatible) POWER CONNECTOR ROTATABLE ABSOLUTE VALUE ENCODER SINGLETURN 24 BIT WITH DRIVE-CLIQ INTERFACE (ENCODER AS24DQI) AND M17 CONNECTOR PLAIN SHAFT, WITH HOLDING BRAKE; ACCURACY TOLERANCE N VIBRATION SEVERITY GRADE A, DEGREE OF PROTECTION IP 67 | - | 0 | 0
1FT7062-5AF71-1LH2 |  | 1FT7062-5AF71-1LH2 | 1 | UN | 1 | 15 | C | D | N | N | 85015220 | 1 |  | 8.503 | KG | 3747.66 | 3747.66 | MC05 | MC05 | SIMOTICS S Synchronous motor 1FT7, M0=6Nm (100K) NN=3000rpm, PN=1.70kW Naturally cooled Frame size IMB 5 (IM V1, IM V3) Conventional flange (1FT6/1FK7 compatible) POWER CONNECTOR ROTATABLE ABSOLUTE ENCODER 24 BITS + 12 BIT MULTITURN WITH DRIVE-CLIQ INTERFACE (ENCODER AM24DQI) AND M17-CONNECTOR PLAIN SHAFT, WITH HOLDING BRAKE; ACCURACY TOLERANCE N VIBRATION SEVERITY GRADE A, DEGREE OF PROTECTION IP 67 | - | 0 | 0
1FT7062-5AF71-1LK5-Z | Q12Q13 | 1FT7062-5AF71-1LK5-ZQ12Q13 | 1 | UN | 1 | 15 | C | D | N | N | 85015220 | 1 |  | 7.206 | KG | 3522.32 | 3522.32 | MC05 | MC05 | SIMOTICS S Synchronous motor 1FT7, M0=6Nm (100K) NN=3000rpm, PN=1.70kW Naturally cooled Frame size IMB 5 (IM V1, IM V3) Conventional flange (1FT6/1FK7 compatible) POWER CONNECTOR ROTATABLE ABSOLUTE ENCODER 24 BITS + 12 BIT MULTITURN WITH DRIVE-CLIQ INTERFACE (ENCODER AM24DQI) AND M17-CONNECTOR PLAIN SHAFT, W/O HOLDING BRAKE; ACC. TOLERANCE R VIBRATION SEVERITY GRADE A+R, DEGREE OF PROTECTION IP 67 Q12: BLOCKED AIR CONNECTION ON POWER CONNECTOR Q13: Customer-specific additional seal encoder flange No encoder replacement in the field possible | - | 0 | 0
1FT7062-5AF71-1MB1-Z | B02K23 | 1FT7062-5AF71-1MB1-ZB02K23 | 1 | UN | 1 | 15 | C | D | N | N | 85015220 | 1 |  | 8.504 | KG | 3374.29 | 3374.29 | MC05 | MC05 | SIMOTICS S Synchronous motor 1FT7, M0=6Nm (100K) NN=3000rpm, PN=1.70kW Naturally cooled Frame size IMB 5 (IM V1, IM V3) Conventional flange (1FT6/1FK7 compatible), with KTY temperature sensor POWER CONNECTOR ROTATABLE ABSOLUTE ENCODER ENDAT 2048 S/R (ENCODER A-2048) CONNECTOR ROTATABLE SHAFT WITH FITTED KEY; WITH HOLDING BRAKE; ACC. TOLERANCE N VIBRATION SEVERITY GRADE A, DEGREE OF PROTECTION IP 65 B02: Acceptance test certificate according to EN 10 204-3.1 K23: Primer and paint finish standard color | - | 0 | 0
1FT7062-5AF71-1MH1-Z | J02 | 1FT7062-5AF71-1MH1-ZJ02 | 1 | UN | 1 | 25 | D | D | N | N | 85015220 | 1 |  | 16.203 | KG | 4866.87 | 4866.87 | MC05 | MC05 | SIMOTICS S Synchronous motor 1FT7, M0=6Nm (100K) NN=3000rpm, PN=1.70kW Naturally cooled Frame size IMB 5 (IM V1, IM V3) Conventional flange (1FT6/1FK7 compatible), with KTY temperature sensor POWER CONNECTOR ROTATABLE ABSOLUTE ENCODER ENDAT 2048 S/R (ENCODER A-2048) CONNECTOR ROTATABLE PLAIN SHAFT, WITH HOLDING BRAKE; ACCURACY TOLERANCE N VIBRATION SEVERITY GRADE A, DEGREE OF PROTECTION IP 65 J02: ALPHA SP+, SP 100S - MF1 PLANETARY GEARING, 1-STAGE, I=4, WITH FEATHER KEY | - | 0 | 0
1FT7062-5AF75-1MH3 |  | 1FT7062-5AF75-1MH3 | 1 | UN | 1 | 15 | C | D | N | N | 85015220 | 1 |  | 8.503 | KG | 3299.12 | 3299.12 | MC05 | MC05 | SIMOTICS S Synchronous motor 1FT7, M0=6Nm (100K) NN=3000rpm, PN=1.70kW Naturally cooled Frame size IMB 5 (IM V1, IM V3) recessed flange (more compact), with Pt1000 temperature sensor POWER CONNECTOR ROTATABLE ABSOLUTE ENCODER ENDAT 2048 S/R (ENCODER A-2048) CONNECTOR ROTATABLE PLAIN SHAFT, WITH HOLDING BRAKE; ACCURACY TOLERANCE N VIBRATION SEVERITY GRADE A+R, DEGREE OF PROTECTION IP 64 | - | 0 | 0
1FT7062-5AK70-1CB0-Z | X07 | 1FT7062-5AK70-1CB0-ZX07 | 1 | UN | 1 | 15 | C | D | N | N | 85015220 | 1 |  | 8.504 | KG | 3500.09 | 3500.09 | MC05 | MC05 | SIMOTICS S Synchronous motor 1FT7, M0=6Nm (100K) NN=6000rpm, PN=2.13kW Naturally cooled Frame size IMB 5 (IM V1, IM V3) recessed flange (more compact) POWER CONNECTOR ROTATABLE ABSOLUTE ENCODER 24 BITS + 12 BIT MULTITURN WITH DRIVE-CLIQ INTERFACE (ENCODER AM24DQI) SHAFT WITH FITTED KEY; WITH HOLDING BRAKE; ACC. TOLERANCE N VIBRATION SEVERITY GRADE A, DEGREE OF PROTECTION IP 64 X07: Paint finish squirrel gray RAL7000 | - | 0 | 0
1FT7062-5AK70-1CG0 |  | 1FT7062-5AK70-1CG0 | 1 | UN | 1 | 15 | C | D | N | N | 85015220 | 1 |  | 7.204 | KG | 2901.16 | 2901.16 | MC05 | MC05 | SIMOTICS S Synchronous motor 1FT7, M0=6Nm (100K) NN=6000rpm, PN=2.13kW Naturally cooled Frame size IMB 5 (IM V1, IM V3) recessed flange (more compact) POWER CONNECTOR ROTATABLE ABSOLUTE ENCODER 24 BITS + 12 BIT MULTITURN WITH DRIVE-CLIQ INTERFACE (ENCODER AM24DQI) PLAIN SHAFT, W/O HOLDING BRAKE; ACC. TOLERANCE N VIBRATION SEVERITY GRADE A, DEGREE OF PROTECTION IP 64 | - | 0 | 0
1FT7062-5WF75-1MG1 |  | 1FT7062-5WF75-1MG1 | 1 | UN | 1 | 15 | C | D | N | N | 85015220 | 1 |  | 11.104 | KG | 3158.36 | 3158.36 | MC05 | MC05 | SIMOTICS S Synchronous motor 1FT7, M0=10Nm (100K) NN=3000rpm, PN=3.10kW water-cooled Frame size IMB 5 (IM V1, IM V3) recessed flange (more compact), with Pt1000 temperature sensor POWER CONNECTOR ROTATABLE ABSOLUTE ENCODER ENDAT 2048 S/R (ENCODER A-2048) CONNECTOR ROTATABLE PLAIN SHAFT, W/O HOLDING BRAKE; ACC. TOLERANCE N VIBRATION SEVERITY GRADE A, DEGREE OF PROTECTION IP 65 | - | 0 | 0
1FT7062-5WF75-1MH1 |  | 1FT7062-5WF75-1MH1 | 1 | UN | 1 | 15 | C | D | N | N | 85015220 | 1 |  | 12.403 | KG | 3687.56 | 3687.56 | MC05 | MC05 | SIMOTICS S Synchronous motor 1FT7, M0=10Nm (100K) NN=3000rpm, PN=3.10kW water-cooled Frame size IMB 5 (IM V1, IM V3) recessed flange (more compact), with Pt1000 temperature sensor POWER CONNECTOR ROTATABLE ABSOLUTE ENCODER ENDAT 2048 S/R (ENCODER A-2048) CONNECTOR ROTATABLE PLAIN SHAFT, WITH HOLDING BRAKE; ACCURACY TOLERANCE N VIBRATION SEVERITY GRADE A, DEGREE OF PROTECTION IP 65 | - | 0 | 0
1FT7064-1AF71-1BG1-Z | J05 | 1FT7064-1AF71-1BG1-ZJ05 | 1 | UN | 1 | 25 | D | D | N | N | 85015220 | 1 |  | 17.4 | KG | 3678.01 | 3678.01 | MC05 | MC05 | SIMOTICS S Synchronous motor 1FT7, M0=9Nm (100K) NN=3000rpm, PN=2.39kW naturally cooled; Power connector rotatable; Vibration severity A Degree of protection IP65 Frame size IMB 5 (IM V1, IM V3) Conventional flange (1FT6/1FK7 compatible) ABSOLUTE VALUE ENCODER SINGLETURN 24 BIT WITH DRIVE-CLIQ INTERFACE (ENCODER AS24DQI) PLAIN SHAFT, W/O HOLDING BRAKE; ACCURACY TOLERANCE N J05: ALPHA SP+, SP 100S - MF1 PLANETARY GEARING, 1-STAGE, I=7, WITH FEATHER KEY | - | 0 | 0
1FT7064-1AF71-1DG1-Z | J23X09 | 1FT7064-1AF71-1DG1-ZJ23X09 | 1 | UN | 1 | 25 | D | D | N | N | 85015220 | 1 |  | 17.401 | KG | 3731.45 | 3731.45 | MC05 | MC05 | SIMOTICS S Synchronous motor 1FT7, M0=9Nm (100K) NN=3000rpm, PN=2.39kW naturally cooled; Power connector rotatable; Vibration severity A Degree of protection IP65 Frame size IMB 5 (IM V1, IM V3) Conventional flange (1FT6/1FK7 compatible) INCREMENTAL ENCODER 2048 S/R WITH DRIVE-CLIQ INTERFACE (ENCODER I-2048) CONNECTOR ROTATABLE PLAIN SHAFT, W/O HOLDING BRAKE; ACCURACY TOLERANCE N J23: ALPHA SP+, SP 100S - MF1 PLANETARY GEARING, 1 STAGE, I=5, W/O FEATHER KEY X09: paint finish anthracite similar to RAL7016 | - | 0 | 0
1FT7064-1AF71-1DG1-Z | X09 | 1FT7064-1AF71-1DG1-ZX09 | 1 | UN | 1 | 15 | C | D | N | N | 85015220 | 1 |  | 9.701 | KG | 2124.63 | 2124.63 | MC05 | MC05 | SIMOTICS S Synchronous motor 1FT7, M0=9Nm (100K) NN=3000rpm, PN=2.39kW naturally cooled; Power connector rotatable; Vibration severity A Degree of protection IP65 Frame size IMB 5 (IM V1, IM V3) Conventional flange (1FT6/1FK7 compatible) INCREMENTAL ENCODER 2048 S/R WITH DRIVE-CLIQ INTERFACE (ENCODER I-2048) CONNECTOR ROTATABLE PLAIN SHAFT, W/O HOLDING BRAKE; ACCURACY TOLERANCE N X09: paint finish anthracite similar to RAL7016 | - | 0 | 0
1FT7064-1AF71-1FG1 |  | 1FT7064-1AF71-1FG1 | 1 | UN | 1 | 15 | C | D | N | N | 85015220 | 1 | 4042948662335 | 9.7 | KG | 2634.69 | 2634.69 | MC05 | MC05 | SIMOTICS S Synchronous motor 1FT7, M0=9Nm (100K) NN=3000rpm, PN=2.39kW naturally cooled; Power connector rotatable; Vibration severity A Degree of protection IP65 Frame size IMB 5 (IM V1, IM V3) Conventional flange (1FT6/1FK7 compatible) ABSOLUTE ENCODER 22 BITS MULTI TURN WITH DRIVE-CLIQ INTERFACE (ENCODER AM-22-DQ) CONNECTOR ROTATABLE PLAIN SHAFT, W/O HOLDING BRAKE; ACCURACY TOLERANCE N | - | 0 | 0
1FT7064-1AF71-1FH1 |  | 1FT7064-1AF71-1FH1 | 1 | UN | 1 | 15 | C | D | N | N | 85015220 | 1 | 4042948662342 | 11 | KG | 3041.55 | 3041.55 | MC05 | MC05 | SIMOTICS S Synchronous motor 1FT7, M0=9Nm (100K) NN=3000rpm, PN=2.39kW naturally cooled; Power connector rotatable; Vibration severity A Degree of protection IP65 Frame size IMB 5 (IM V1, IM V3) Conventional flange (1FT6/1FK7 compatible) ABSOLUTE ENCODER 22 BITS MULTI TURN WITH DRIVE-CLIQ INTERFACE (ENCODER AM-22-DQ) CONNECTOR ROTATABLE PLAIN SHAFT, WITH HOLDING BRAKE; ACCURACY TOLERANCE N | - | 0 | 0
1FT7064-1AK71-1FG1 |  | 1FT7064-1AK71-1FG1 | 1 | UN | 1 | 15 | C | D | N | N | 85015220 | 1 | 4042948662359 | 9.7 | KG | 2634.69 | 2634.69 | MC05 | MC05 | SIMOTICS S Synchronous motor 1FT7, M0=9Nm (100K) NN=6000rpm, PN=2.59kW naturally cooled; Power connector rotatable; Vibration severity A Degree of protection IP65 Frame size IMB 5 (IM V1, IM V3) Conventional flange (1FT6/1FK7 compatible) ABSOLUTE ENCODER 22 BITS MULTI TURN WITH DRIVE-CLIQ INTERFACE (ENCODER AM-22-DQ) CONNECTOR ROTATABLE PLAIN SHAFT, W/O HOLDING BRAKE; ACCURACY TOLERANCE N | - | 0 | 0
1FT7064-1AK71-1FH1 |  | 1FT7064-1AK71-1FH1 | 1 | UN | 1 | 15 | C | D | N | N | 85015220 | 1 | 4042948662366 | 11 | KG | 3041.55 | 3041.55 | MC05 | MC05 | SIMOTICS S Synchronous motor 1FT7, M0=9Nm (100K) NN=6000rpm, PN=2.59kW naturally cooled; Power connector rotatable; Vibration severity A Degree of protection IP65 Frame size IMB 5 (IM V1, IM V3) Conventional flange (1FT6/1FK7 compatible) ABSOLUTE ENCODER 22 BITS MULTI TURN WITH DRIVE-CLIQ INTERFACE (ENCODER AM-22-DQ) CONNECTOR ROTATABLE PLAIN SHAFT, WITH HOLDING BRAKE; ACCURACY TOLERANCE N | - | 0 | 0
1FT7064-5AF70-1BH1 |  | 1FT7064-5AF70-1BH1 | 1 | UN | 1 | 15 | C | D | N | N | 85015220 | 1 |  | 11.103 | KG | 3267.43 | 3267.43 | MC05 | MC05 | SIMOTICS S Synchronous motor 1FT7, M0=9Nm (100K) NN=3000rpm, PN=2.39kW Naturally cooled Frame size IMB 5 (IM V1, IM V3) recessed flange (more compact) POWER CONNECTOR ROTATABLE ABSOLUTE VALUE ENCODER SINGLETURN 24 BIT WITH DRIVE-CLIQ INTERFACE (ENCODER AS24DQI) PLAIN SHAFT, WITH HOLDING BRAKE; ACCURACY TOLERANCE N VIBRATION SEVERITY GRADE A, DEGREE OF PROTECTION IP 65 | - | 0 | 0
1FT7064-5AF70-1DA0-Z | N05 | 1FT7064-5AF70-1DA0-ZN05 | 1 | UN | 1 | 15 | C | D | N | N | 85015220 | 1 |  | 9.805 | KG | 2991.57 | 2991.57 | MC05 | MC05 | SIMOTICS S Synchronous motor 1FT7, M0=9Nm (100K) NN=3000rpm, PN=2.39kW Naturally cooled Frame size IMB 5 (IM V1, IM V3) recessed flange (more compact) POWER CONNECTOR ROTATABLE INCREMENTAL ENCODER 2048 S/R WITH DRIVE-CLIQ INTERFACE (ENCODER I-2048) CONNECTOR ROTATABLE SHAFT WITH FITTED KEY; W/O HOLDING BRAKE; ACC. TOLERANCE N VIBRATION SEVERITY GRADE A, DEGREE OF PROTECTION IP 64 N05: SHAFT END COMPATIBLE WITH 1FT506; | - | 0 | 0
1FT7064-5AF70-1DH2 |  | 1FT7064-5AF70-1DH2 | 1 | UN | 1 | 15 | C | D | N | N | 85015220 | 1 |  | 11.103 | KG | 3373.93 | 3373.93 | MC05 | MC05 | SIMOTICS S Synchronous motor 1FT7, M0=9Nm (100K) NN=3000rpm, PN=2.39kW Naturally cooled Frame size IMB 5 (IM V1, IM V3) recessed flange (more compact) POWER CONNECTOR ROTATABLE INCREMENTAL ENCODER 2048 S/R WITH DRIVE-CLIQ INTERFACE (ENCODER I-2048) CONNECTOR ROTATABLE PLAIN SHAFT, WITH HOLDING BRAKE; ACCURACY TOLERANCE N VIBRATION SEVERITY GRADE A, DEGREE OF PROTECTION IP 67 | - | 0 | 0
1FT7064-5AF71-1BG2-Z | N40 | 1FT7064-5AF71-1BG2-ZN40 | 1 | UN | 1 | 15 | C | D | N | N | 85015220 | 1 |  | 9.805 | KG | 3210.38 | 3210.38 | MC05 | MC05 | SIMOTICS S Synchronous motor 1FT7, M0=9Nm (100K) NN=3000rpm, PN=2.39kW Naturally cooled Frame size IMB 5 (IM V1, IM V3) Conventional flange (1FT6/1FK7 compatible) POWER CONNECTOR ROTATABLE ABSOLUTE VALUE ENCODER SINGLETURN 24 BIT WITH DRIVE-CLIQ INTERFACE (ENCODER AS24DQI) PLAIN SHAFT, W/O HOLDING BRAKE; ACC. TOLERANCE N VIBRATION SEVERITY GRADE A, DEGREE OF PROTECTION IP 67 N40: STAINLESS STEEL SHAFT AND COATING FOR INCREASED CHEMICAL RESISTANCE AND M17-CONNECTOR FOR ENCODER | - | 0 | 0
1FT7064-5AF71-1BH1-Z | N05 | 1FT7064-5AF71-1BH1-ZN05 | 1 | UN | 1 | 15 | C | D | N | N | 85015220 | 1 |  | 11.104 | KG | 3531.45 | 3531.45 | MC05 | MC05 | SIMOTICS S Synchronous motor 1FT7, M0=9Nm (100K) NN=3000rpm, PN=2.39kW Naturally cooled Frame size IMB 5 (IM V1, IM V3) Conventional flange (1FT6/1FK7 compatible) POWER CONNECTOR ROTATABLE ABSOLUTE VALUE ENCODER SINGLETURN 24 BIT WITH DRIVE-CLIQ INTERFACE (ENCODER AS24DQI) PLAIN SHAFT, WITH HOLDING BRAKE; ACCURACY TOLERANCE N VIBRATION SEVERITY GRADE A, DEGREE OF PROTECTION IP 65 N05: SHAFT END COMPATIBLE WITH 1FT506; | - | 0 | 0
1FT7064-5AF71-1CG2-Z | Q13 | 1FT7064-5AF71-1CG2-ZQ13 | 1 | UN | 1 | 15 | C | D | N | N | 85015220 | 1 |  | 9.805 | KG | 3394.99 | 3394.99 | MC05 | MC05 | SIMOTICS S Synchronous motor 1FT7, M0=9Nm (100K) NN=3000rpm, PN=2.39kW Naturally cooled Frame size IMB 5 (IM V1, IM V3) Conventional flange (1FT6/1FK7 compatible) POWER CONNECTOR ROTATABLE ABSOLUTE ENCODER 24 BITS + 12 BIT MULTITURN WITH DRIVE-CLIQ INTERFACE (ENCODER AM24DQI) PLAIN SHAFT, W/O HOLDING BRAKE; ACC. TOLERANCE N VIBRATION SEVERITY GRADE A, DEGREE OF PROTECTION IP 67 Q13: Customer-specific additional seal encoder flange No encoder replacement in the field possible | - | 0 | 0
1FT7064-5AF71-1CG5-Z | Q12 | 1FT7064-5AF71-1CG5-ZQ12 | 1 | UN | 1 | 15 | C | D | N | N | 85015220 | 1 |  | 9.805 | KG | 3405.3 | 3405.3 | MC05 | MC05 | SIMOTICS S Synchronous motor 1FT7, M0=9Nm (100K) NN=3000rpm, PN=2.39kW Naturally cooled Frame size IMB 5 (IM V1, IM V3) Conventional flange (1FT6/1FK7 compatible) POWER CONNECTOR ROTATABLE ABSOLUTE ENCODER 24 BITS + 12 BIT MULTITURN WITH DRIVE-CLIQ INTERFACE (ENCODER AM24DQI) PLAIN SHAFT, W/O HOLDING BRAKE; ACC. TOLERANCE N VIBRATION SEVERITY GRADE A+R, DEGREE OF PROTECTION IP 67 Q12: BLOCKED AIR CONNECTION ON POWER CONNECTOR | - | 0 | 0
1FT7064-5AF71-1FH0-Z | K24 | 1FT7064-5AF71-1FH0-ZK24 | 1 | UN | 1 | 15 | C | D | N | N | 85015220 | 1 |  | 11.104 | KG | 3836.54 | 3836.54 | MC05 | MC05 | SIMOTICS S Synchronous motor 1FT7, M0=9Nm (100K) NN=3000rpm, PN=2.39kW Naturally cooled Frame size IMB 5 (IM V1, IM V3) Conventional flange (1FT6/1FK7 compatible) POWER CONNECTOR ROTATABLE Absolute encoder 22-bit Multiturn with DRIVE-CLiQ interface (encoder AM22DQ) Rotatable connector PLAIN SHAFT, WITH HOLDING BRAKE; ACCURACY TOLERANCE N VIBRATION SEVERITY GRADE A, DEGREE OF PROTECTION IP 64 K24: Without paint finish but with primer coat | - | 0 | 0
1FT7064-5AF71-1FH2-Z | Q13 | 1FT7064-5AF71-1FH2-ZQ13 | 1 | UN | 1 | 15 | C | D | N | N | 85015220 | 1 |  | 11.104 | KG | 3977.62 | 3977.62 | MC05 | MC05 | SIMOTICS S Synchronous motor 1FT7, M0=9Nm (100K) NN=3000rpm, PN=2.39kW Naturally cooled Frame size IMB 5 (IM V1, IM V3) Conventional flange (1FT6/1FK7 compatible) POWER CONNECTOR ROTATABLE Absolute encoder 22-bit Multiturn with DRIVE-CLiQ interface (encoder AM22DQ) Rotatable connector PLAIN SHAFT, WITH HOLDING BRAKE; ACCURACY TOLERANCE N VIBRATION SEVERITY GRADE A, DEGREE OF PROTECTION IP 67 Q13: Customer-specific additional seal encoder flange No encoder replacement in the field possible | - | 0 | 0
1FT7064-5AF71-1LH2 |  | 1FT7064-5AF71-1LH2 | 1 | UN | 1 | 15 | C | D | N | N | 85015220 | 1 |  | 11.103 | KG | 4030.68 | 4030.68 | MC05 | MC05 | SIMOTICS S Synchronous motor 1FT7, M0=9Nm (100K) NN=3000rpm, PN=2.39kW Naturally cooled Frame size IMB 5 (IM V1, IM V3) Conventional flange (1FT6/1FK7 compatible) POWER CONNECTOR ROTATABLE ABSOLUTE ENCODER 24 BITS + 12 BIT MULTITURN WITH DRIVE-CLIQ INTERFACE (ENCODER AM24DQI) AND M17-CONNECTOR PLAIN SHAFT, WITH HOLDING BRAKE; ACCURACY TOLERANCE N VIBRATION SEVERITY GRADE A, DEGREE OF PROTECTION IP 67 | - | 0 | 0
1FT7064-5AF71-1ML2 |  | 1FT7064-5AF71-1ML2 | 1 | UN | 1 | 15 | C | D | N | N | 85015220 | 1 |  | 11.103 | KG | 3700.8 | 3700.8 | MC05 | MC05 | SIMOTICS S Synchronous motor 1FT7, M0=9Nm (100K) NN=3000rpm, PN=2.39kW Naturally cooled Frame size IMB 5 (IM V1, IM V3) Conventional flange (1FT6/1FK7 compatible), with KTY temperature sensor POWER CONNECTOR ROTATABLE ABSOLUTE ENCODER ENDAT 2048 S/R (ENCODER A-2048) CONNECTOR ROTATABLE PLAIN SHAFT, WITH HOLDING BRAKE; ACCURACY TOLERANCE R VIBRATION SEVERITY GRADE A, DEGREE OF PROTECTION IP 67 | - | 0 | 0
1FT7064-5AF71-1NA2 |  | 1FT7064-5AF71-1NA2 | 1 | UN | 1 | 15 | C | D | N | N | 85015220 | 1 |  | 9.804 | KG | 2564.28 | 2564.28 | MC05 | MC05 | SIMOTICS S Synchronous motor 1FT7, M0=9Nm (100K) NN=3000rpm, PN=2.39kW Naturally cooled Frame size IMB 5 (IM V1, IM V3) Conventional flange (1FT6/1FK7 compatible), with KTY temperature sensor POWER CONNECTOR ROTATABLE INCREM. ENCODER SIN/COS 1VSS 2048 S/R (ENCODER I-2048) CONNECTOR ROTATABLE SHAFT WITH FITTED KEY; W/O HOLDING BRAKE; ACC. TOLERANCE N VIBRATION SEVERITY GRADE A, DEGREE OF PROTECTION IP 67 | - | 0 | 0
1FT7064-5AF71-1NG1 |  | 1FT7064-5AF71-1NG1 | 1 | UN | 1 | 15 | C | D | N | N | 85015220 | 1 |  | 9.804 | KG | 2511.22 | 2511.22 | MC05 | MC05 | SIMOTICS S Synchronous motor 1FT7, M0=9Nm (100K) NN=3000rpm, PN=2.39kW Naturally cooled Frame size IMB 5 (IM V1, IM V3) Conventional flange (1FT6/1FK7 compatible), with KTY temperature sensor POWER CONNECTOR ROTATABLE INCREM. ENCODER SIN/COS 1VSS 2048 S/R (ENCODER I-2048) CONNECTOR ROTATABLE PLAIN SHAFT, W/O HOLDING BRAKE; ACC. TOLERANCE N VIBRATION SEVERITY GRADE A, DEGREE OF PROTECTION IP 65 | - | 0 | 0
1FT7064-5AF71-1NG1-Z | J23 | 1FT7064-5AF71-1NG1-ZJ23 | 1 | UN | 1 | 25 | D | D | N | N | 85015220 | 1 |  | 17.504 | KG | 4118.04 | 4118.04 | MC05 | MC05 | SIMOTICS S Synchronous motor 1FT7, M0=9Nm (100K) NN=3000rpm, PN=2.39kW Naturally cooled Frame size IMB 5 (IM V1, IM V3) Conventional flange (1FT6/1FK7 compatible), with KTY temperature sensor POWER CONNECTOR ROTATABLE INCREM. ENCODER SIN/COS 1VSS 2048 S/R (ENCODER I-2048) CONNECTOR ROTATABLE PLAIN SHAFT, W/O HOLDING BRAKE; ACC. TOLERANCE N VIBRATION SEVERITY GRADE A, DEGREE OF PROTECTION IP 65 J23: ALPHA SP+, SP 100S - MF1 PLANETARY GEARING, 1 STAGE, I=5, W/O FEATHER KEY | - | 0 | 0
1FT7064-5AK70-1BA1 |  | 1FT7064-5AK70-1BA1 | 1 | UN | 1 | 15 | C | D | N | N | 85015220 | 1 |  | 9.804 | KG | 2738.23 | 2738.23 | MC05 | MC05 | SIMOTICS S Synchronous motor 1FT7, M0=9Nm (100K) NN=6000rpm, PN=2.59kW Naturally cooled Frame size IMB 5 (IM V1, IM V3) recessed flange (more compact) POWER CONNECTOR ROTATABLE ABSOLUTE VALUE ENCODER SINGLETURN 24 BIT WITH DRIVE-CLIQ INTERFACE (ENCODER AS24DQI) SHAFT WITH FITTED KEY; W/O HOLDING BRAKE; ACC. TOLERANCE N VIBRATION SEVERITY GRADE A, DEGREE OF PROTECTION IP 65 | - | 0 | 0
1FT7064-5AK70-1CG1 |  | 1FT7064-5AK70-1CG1 | 1 | UN | 1 | 15 | C | D | N | N | 85015220 | 1 |  | 9.804 | KG | 3248.3 | 3248.3 | MC05 | MC05 | SIMOTICS S Synchronous motor 1FT7, M0=9Nm (100K) NN=6000rpm, PN=2.59kW Naturally cooled Frame size IMB 5 (IM V1, IM V3) recessed flange (more compact) POWER CONNECTOR ROTATABLE ABSOLUTE ENCODER 24 BITS + 12 BIT MULTITURN WITH DRIVE-CLIQ INTERFACE (ENCODER AM24DQI) PLAIN SHAFT, W/O HOLDING BRAKE; ACC. TOLERANCE N VIBRATION SEVERITY GRADE A, DEGREE OF PROTECTION IP 65 | - | 0 | 0
1FT7064-5AK71-1FH2 |  | 1FT7064-5AK71-1FH2 | 1 | UN | 1 | 15 | C | D | N | N | 85015220 | 1 |  | 11.103 | KG | 3883.99 | 3883.99 | MC05 | MC05 | SIMOTICS S Synchronous motor 1FT7, M0=9Nm (100K) NN=6000rpm, PN=2.59kW Naturally cooled Frame size IMB 5 (IM V1, IM V3) Conventional flange (1FT6/1FK7 compatible) POWER CONNECTOR ROTATABLE Absolute encoder 22-bit Multiturn with DRIVE-CLiQ interface (encoder AM22DQ) Rotatable connector PLAIN SHAFT, WITH HOLDING BRAKE; ACCURACY TOLERANCE N VIBRATION SEVERITY GRADE A, DEGREE OF PROTECTION IP 67 | - | 0 | 0
1FT7064-5AK71-1FK1 |  | 1FT7064-5AK71-1FK1 | 1 | UN | 1 | 15 | C | D | N | N | 85015220 | 1 |  | 9.804 | KG | 3408.02 | 3408.02 | MC05 | MC05 | SIMOTICS S Synchronous motor 1FT7, M0=9Nm (100K) NN=6000rpm, PN=2.59kW Naturally cooled Frame size IMB 5 (IM V1, IM V3) Conventional flange (1FT6/1FK7 compatible) POWER CONNECTOR ROTATABLE Absolute encoder 22-bit Multiturn with DRIVE-CLiQ interface (encoder AM22DQ) Rotatable connector PLAIN SHAFT, W/O HOLDING BRAKE; ACC. TOLERANCE R VIBRATION SEVERITY GRADE A, DEGREE OF PROTECTION IP 65 | - | 0 | 0
1FT7064-5WF71-1CB3 |  | 1FT7064-5WF71-1CB3 | 1 | UN | 1 | 15 | C | D | N | N | 85015220 | 1 |  | 15.103 | KG | 4244.09 | 4244.09 | MC05 | MC05 | SIMOTICS S Synchronous motor 1FT7, M0=16Nm (100K) NN=3000rpm, PN=5.00kW water-cooled Frame size IMB 5 (IM V1, IM V3) Conventional flange (1FT6/1FK7 compatible) POWER CONNECTOR ROTATABLE ABSOLUTE ENCODER 24 BITS + 12 BIT MULTITURN WITH DRIVE-CLIQ INTERFACE (ENCODER AM24DQI) SHAFT WITH FITTED KEY; WITH HOLDING BRAKE; ACC. TOLERANCE N VIBRATION SEVERITY GRADE A+R, DEGREE OF PROTECTION IP 64 | - | 0 | 0
1FT7064-5WK70-1BA0 |  | 1FT7064-5WK70-1BA0 | 1 | UN | 1 | 15 | C | D | N | N | 85015230 | 1 |  | 13.804 | KG | 3101.63 | 3101.63 | MC05 | MC05 | SIMOTICS S Synchronous motor 1FT7, M0=16Nm (100K) NN=6000rpm, PN=8.90kW water-cooled Frame size IMB 5 (IM V1, IM V3) recessed flange (more compact) POWER CONNECTOR ROTATABLE ABSOLUTE VALUE ENCODER SINGLETURN 24 BIT WITH DRIVE-CLIQ INTERFACE (ENCODER AS24DQI) SHAFT WITH FITTED KEY; W/O HOLDING BRAKE; ACC. TOLERANCE N VIBRATION SEVERITY GRADE A, DEGREE OF PROTECTION IP 64 | - | 0 | 0
1FT7064-5WK70-1DB0 |  | 1FT7064-5WK70-1DB0 | 1 | UN | 1 | 15 | C | D | N | N | 85015230 | 1 |  | 15.103 | KG | 3684.27 | 3684.27 | MC05 | MC05 | SIMOTICS S Synchronous motor 1FT7, M0=16Nm (100K) NN=6000rpm, PN=8.90kW water-cooled Frame size IMB 5 (IM V1, IM V3) recessed flange (more compact) POWER CONNECTOR ROTATABLE INCREMENTAL ENCODER 2048 S/R WITH DRIVE-CLIQ INTERFACE (ENCODER I-2048) CONNECTOR ROTATABLE SHAFT WITH FITTED KEY; WITH HOLDING BRAKE; ACC. TOLERANCE N VIBRATION SEVERITY GRADE A, DEGREE OF PROTECTION IP 64 | - | 0 | 0
1FT7064-5WK70-1DE3 |  | 1FT7064-5WK70-1DE3 | 1 | UN | 1 | 15 | C | D | N | N | 85015230 | 1 |  | 15.103 | KG | 3892.13 | 3892.13 | MC05 | MC05 | SIMOTICS S Synchronous motor 1FT7, M0=16Nm (100K) NN=6000rpm, PN=8.90kW water-cooled Frame size IMB 5 (IM V1, IM V3) recessed flange (more compact) POWER CONNECTOR ROTATABLE INCREMENTAL ENCODER 2048 S/R WITH DRIVE-CLIQ INTERFACE (ENCODER I-2048) CONNECTOR ROTATABLE SHAFT WITH FITTED KEY; WITH HOLDING BRAKE; ACC. TOLERANCE R VIBRATION SEVERITY GRADE A+R, DEGREE OF PROTECTION IP 64 | - | 0 | 0
1FT7064-5WK71-1CL1 |  | 1FT7064-5WK71-1CL1 | 1 | UN | 1 | 15 | C | D | N | N | 85015230 | 1 |  | 15.103 | KG | 4309.69 | 4309.69 | MC05 | MC05 | SIMOTICS S Synchronous motor 1FT7, M0=16Nm (100K) NN=6000rpm, PN=8.90kW water-cooled Frame size IMB 5 (IM V1, IM V3) Conventional flange (1FT6/1FK7 compatible) POWER CONNECTOR ROTATABLE ABSOLUTE ENCODER 24 BITS + 12 BIT MULTITURN WITH DRIVE-CLIQ INTERFACE (ENCODER AM24DQI) PLAIN SHAFT, WITH HOLDING BRAKE; ACCURACY TOLERANCE R VIBRATION SEVERITY GRADE A, DEGREE OF PROTECTION IP 65 | - | 0 | 0
1FT7064-5WK71-1DE3 |  | 1FT7064-5WK71-1DE3 | 1 | UN | 1 | 15 | C | D | N | N | 85015230 | 1 |  | 15.103 | KG | 3892.13 | 3892.13 | MC05 | MC05 | SIMOTICS S Synchronous motor 1FT7, M0=16Nm (100K) NN=6000rpm, PN=8.90kW water-cooled Frame size IMB 5 (IM V1, IM V3) Conventional flange (1FT6/1FK7 compatible) POWER CONNECTOR ROTATABLE INCREMENTAL ENCODER 2048 S/R WITH DRIVE-CLIQ INTERFACE (ENCODER I-2048) CONNECTOR ROTATABLE SHAFT WITH FITTED KEY; WITH HOLDING BRAKE; ACC. TOLERANCE R VIBRATION SEVERITY GRADE A+R, DEGREE OF PROTECTION IP 64 | - | 0 | 0
1FT7064-5WK71-1MA2-Z | N16X22 | 1FT7064-5WK71-1MA2-ZN16X22 | 1 | UN | 1 | 15 | C | D | N | N | 85015230 | 1 |  | 13.806 | KG | 3944.17 | 3944.17 | MC05 | MC05 | SIMOTICS S Synchronous motor 1FT7, M0=16Nm (100K) NN=6000rpm, PN=8.90kW water-cooled Frame size IMB 5 (IM V1, IM V3) Conventional flange (1FT6/1FK7 compatible), with KTY temperature sensor POWER CONNECTOR ROTATABLE ABSOLUTE ENCODER ENDAT 2048 S/R (ENCODER A-2048) CONNECTOR ROTATABLE SHAFT WITH FITTED KEY; W/O HOLDING BRAKE; ACC. TOLERANCE N VIBRATION SEVERITY GRADE A, DEGREE OF PROTECTION IP 67 N16: EXECUTION FOR INCREASED CHEMICAL RESISTANCE X22: Paint finish gray white RAL 9002 | - | 0 | 0
1FT7064-5WK71-1ML0 |  | 1FT7064-5WK71-1ML0 | 1 | UN | 1 | 15 | C | D | N | N | 85015230 | 1 |  | 15.103 | KG | 4011.14 | 4011.14 | MC05 | MC05 | SIMOTICS S Synchronous motor 1FT7, M0=16Nm (100K) NN=6000rpm, PN=8.90kW water-cooled Frame size IMB 5 (IM V1, IM V3) Conventional flange (1FT6/1FK7 compatible), with KTY temperature sensor POWER CONNECTOR ROTATABLE ABSOLUTE ENCODER ENDAT 2048 S/R (ENCODER A-2048) CONNECTOR ROTATABLE PLAIN SHAFT, WITH HOLDING BRAKE; ACCURACY TOLERANCE R VIBRATION SEVERITY GRADE A, DEGREE OF PROTECTION IP 64 | - | 0 | 0
1FT7064-5WK71-1ML1 |  | 1FT7064-5WK71-1ML1 | 1 | UN | 1 | 15 | C | D | N | N | 85015230 | 1 |  | 15.103 | KG | 4075.26 | 4075.26 | MC05 | MC05 | SIMOTICS S Synchronous motor 1FT7, M0=16Nm (100K) NN=6000rpm, PN=8.90kW water-cooled Frame size IMB 5 (IM V1, IM V3) Conventional flange (1FT6/1FK7 compatible), with KTY temperature sensor POWER CONNECTOR ROTATABLE ABSOLUTE ENCODER ENDAT 2048 S/R (ENCODER A-2048) CONNECTOR ROTATABLE PLAIN SHAFT, WITH HOLDING BRAKE; ACCURACY TOLERANCE R VIBRATION SEVERITY GRADE A, DEGREE OF PROTECTION IP 65 | - | 0 | 0
1FT7064-5WK71-1ML1-Z | Q09X01 | 1FT7064-5WK71-1ML1-ZQ09X01 | 1 | UN | 1 | 15 | C | D | N | N | 85015230 | 1 |  | 22.804 | KG | 4930.47 | 4930.47 | MC05 | MC05 | SIMOTICS S Synchronous motor 1FT7, M0=16Nm (100K) NN=6000rpm, PN=8.90kW water-cooled Frame size IMB 5 (IM V1, IM V3) Conventional flange (1FT6/1FK7 compatible), with KTY temperature sensor POWER CONNECTOR ROTATABLE ABSOLUTE ENCODER ENDAT 2048 S/R (ENCODER A-2048) CONNECTOR ROTATABLE PLAIN SHAFT, WITH HOLDING BRAKE; ACCURACY TOLERANCE R VIBRATION SEVERITY GRADE A, DEGREE OF PROTECTION IP 65 Q09: NDE BEARING SHIELD AND SPECIAL ALLOY HOUSING FLANGE CUSTOM MADE MOTOR X01: Paint finish matt black RAL9005 | - | 0 | 0
1FT7064-5WK71-1ML1-Z | Q10X01 | 1FT7064-5WK71-1ML1-ZQ10X01 | 1 | UN | 1 | 15 | C | D | N | N | 85015230 | 1 |  | 15.104 | KG | 6303.94 | 6303.94 | MC05 | MC05 | SIMOTICS S Synchronous motor 1FT7, M0=16Nm (100K) NN=6000rpm, PN=8.90kW water-cooled Frame size IMB 5 (IM V1, IM V3) Conventional flange (1FT6/1FK7 compatible), with KTY temperature sensor POWER CONNECTOR ROTATABLE ABSOLUTE ENCODER ENDAT 2048 S/R (ENCODER A-2048) CONNECTOR ROTATABLE PLAIN SHAFT, WITH HOLDING BRAKE; ACCURACY TOLERANCE R VIBRATION SEVERITY GRADE A, DEGREE OF PROTECTION IP 65 Q10: Customer-specific option Cooling circuit in stainless steel X01: Paint finish matt black RAL9005 | - | 0 | 0
1FT7066-5AF70-1CH5 |  | 1FT7066-5AF70-1CH5 | 1 | UN | 1 | 15 | C | D | N | N | 85015220 | 1 |  | 13.703 | KG | 4140.89 | 4140.89 | MC05 | MC05 | SIMOTICS S Synchronous motor 1FT7, M0=12Nm (100K) NN=3000rpm, PN=2.92kW Naturally cooled Frame size IMB 5 (IM V1, IM V3) recessed flange (more compact) POWER CONNECTOR ROTATABLE ABSOLUTE ENCODER 24 BITS + 12 BIT MULTITURN WITH DRIVE-CLIQ INTERFACE (ENCODER AM24DQI) PLAIN SHAFT, WITH HOLDING BRAKE; ACCURACY TOLERANCE N VIBRATION SEVERITY GRADE A+R, DEGREE OF PROTECTION IP 67 | - | 0 | 0
1FT7066-5AF71-1BG1-Z | J29 | 1FT7066-5AF71-1BG1-ZJ29 | 1 | UN | 1 | 25 | D | D | N | N | 85015220 | 1 |  | 20.104 | KG | 4551.44 | 4551.44 | MC05 | MC05 | SIMOTICS S Synchronous motor 1FT7, M0=12Nm (100K) NN=3000rpm, PN=2.92kW Naturally cooled Frame size IMB 5 (IM V1, IM V3) Conventional flange (1FT6/1FK7 compatible) POWER CONNECTOR ROTATABLE ABSOLUTE VALUE ENCODER SINGLETURN 24 BIT WITH DRIVE-CLIQ INTERFACE (ENCODER AS24DQI) PLAIN SHAFT, W/O HOLDING BRAKE; ACC. TOLERANCE N VIBRATION SEVERITY GRADE A, DEGREE OF PROTECTION IP 65 J29: ALPHA SP+, SP 100S - MF1 PLANETARY GEARING, 1-STAGE, I=10, W/O FEATHER KEY | - | 0 | 0
1FT7066-5AF71-1CH1-Z | J03 | 1FT7066-5AF71-1CH1-ZJ03 | 1 | UN | 1 | 25 | D | D | N | N | 85015220 | 1 |  | 21.403 | KG | 5590.71 | 5590.71 | MC05 | MC05 | SIMOTICS S Synchronous motor 1FT7, M0=12Nm (100K) NN=3000rpm, PN=2.92kW Naturally cooled Frame size IMB 5 (IM V1, IM V3) Conventional flange (1FT6/1FK7 compatible) POWER CONNECTOR ROTATABLE ABSOLUTE ENCODER 24 BITS + 12 BIT MULTITURN WITH DRIVE-CLIQ INTERFACE (ENCODER AM24DQI) PLAIN SHAFT, WITH HOLDING BRAKE; ACCURACY TOLERANCE N VIBRATION SEVERITY GRADE A, DEGREE OF PROTECTION IP 65 J03: ALPHA SP+, SP 100S - MF1 PLANETARY GEARING, 1-STAGE, I=5, WITH FEATHER KEY | - | 0 | 0
1FT7066-5AH70-1CB1 |  | 1FT7066-5AH70-1CB1 | 1 | UN | 1 | 15 | C | D | N | N | 85015220 | 1 |  | 13.703 | KG | 3983.89 | 3983.89 | MC05 | MC05 | SIMOTICS S Synchronous motor 1FT7, M0=12Nm (100K) NN=4500rpm, PN=2.55kW Naturally cooled Frame size IMB 5 (IM V1, IM V3) recessed flange (more compact) POWER CONNECTOR ROTATABLE ABSOLUTE ENCODER 24 BITS + 12 BIT MULTITURN WITH DRIVE-CLIQ INTERFACE (ENCODER AM24DQI) SHAFT WITH FITTED KEY; WITH HOLDING BRAKE; ACC. TOLERANCE N VIBRATION SEVERITY GRADE A, DEGREE OF PROTECTION IP 65 | - | 0 | 0
1FT7066-5AH70-1FB1 |  | 1FT7066-5AH70-1FB1 | 1 | UN | 1 | 15 | C | D | N | N | 85015220 | 1 |  | 13.703 | KG | 4037.32 | 4037.32 | MC05 | MC05 | SIMOTICS S Synchronous motor 1FT7, M0=12Nm (100K) NN=4500rpm, PN=2.55kW Naturally cooled Frame size IMB 5 (IM V1, IM V3) recessed flange (more compact) POWER CONNECTOR ROTATABLE Absolute encoder 22-bit Multiturn with DRIVE-CLiQ interface (encoder AM22DQ) Rotatable connector SHAFT WITH FITTED KEY; WITH HOLDING BRAKE; ACC. TOLERANCE N VIBRATION SEVERITY GRADE A, DEGREE OF PROTECTION IP 65 | - | 0 | 0
1FT7066-5AH70-1FG1 |  | 1FT7066-5AH70-1FG1 | 1 | UN | 1 | 15 | C | D | N | N | 85015220 | 1 |  | 12.404 | KG | 3508.12 | 3508.12 | MC05 | MC05 | SIMOTICS S Synchronous motor 1FT7, M0=12Nm (100K) NN=4500rpm, PN=2.55kW Naturally cooled Frame size IMB 5 (IM V1, IM V3) recessed flange (more compact) POWER CONNECTOR ROTATABLE Absolute encoder 22-bit Multiturn with DRIVE-CLiQ interface (encoder AM22DQ) Rotatable connector PLAIN SHAFT, W/O HOLDING BRAKE; ACC. TOLERANCE N VIBRATION SEVERITY GRADE A, DEGREE OF PROTECTION IP 65 | - | 0 | 0
1FT7066-5AH70-1FG2-Z | Q13 | 1FT7066-5AH70-1FG2-ZQ13 | 1 | UN | 1 | 15 | C | D | N | N | 85015220 | 1 |  | 12.405 | KG | 3654.81 | 3654.81 | MC05 | MC05 | SIMOTICS S Synchronous motor 1FT7, M0=12Nm (100K) NN=4500rpm, PN=2.55kW Naturally cooled Frame size IMB 5 (IM V1, IM V3) recessed flange (more compact) POWER CONNECTOR ROTATABLE Absolute encoder 22-bit Multiturn with DRIVE-CLiQ interface (encoder AM22DQ) Rotatable connector PLAIN SHAFT, W/O HOLDING BRAKE; ACC. TOLERANCE N VIBRATION SEVERITY GRADE A, DEGREE OF PROTECTION IP 67 Q13: Customer-specific additional seal encoder flange No encoder replacement in the field possible | - | 0 | 0
1FT7066-5AH70-1LB0 |  | 1FT7066-5AH70-1LB0 | 1 | UN | 1 | 15 | C | D | N | N | 85015220 | 1 |  | 13.703 | KG | 4119.89 | 4119.89 | MC05 | MC05 | SIMOTICS S Synchronous motor 1FT7, M0=12Nm (100K) NN=4500rpm, PN=2.55kW Naturally cooled Frame size IMB 5 (IM V1, IM V3) recessed flange (more compact) POWER CONNECTOR ROTATABLE ABSOLUTE ENCODER 24 BITS + 12 BIT MULTITURN WITH DRIVE-CLIQ INTERFACE (ENCODER AM24DQI) AND M17-CONNECTOR SHAFT WITH FITTED KEY; WITH HOLDING BRAKE; ACC. TOLERANCE N VIBRATION SEVERITY GRADE A, DEGREE OF PROTECTION IP 64 | - | 0 | 0
1FT7066-5AH70-1NA0 |  | 1FT7066-5AH70-1NA0 | 1 | UN | 1 | 15 | C | D | N | N | 85015220 | 1 |  | 12.404 | KG | 2653.49 | 2653.49 | MC05 | MC05 | SIMOTICS S Synchronous motor 1FT7, M0=12Nm (100K) NN=4500rpm, PN=2.55kW Naturally cooled Frame size IMB 5 (IM V1, IM V3) recessed flange (more compact), with KTY temperature sensor POWER CONNECTOR ROTATABLE INCREM. ENCODER SIN/COS 1VSS 2048 S/R (ENCODER I-2048) CONNECTOR ROTATABLE SHAFT WITH FITTED KEY; W/O HOLDING BRAKE; ACC. TOLERANCE N VIBRATION SEVERITY GRADE A, DEGREE OF PROTECTION IP 64 | - | 0 | 0
1FT7066-5AH71-1CA0 |  | 1FT7066-5AH71-1CA0 | 1 | UN | 1 | 15 | C | D | N | N | 85015220 | 1 |  | 12.404 | KG | 3390.57 | 3390.57 | MC05 | MC05 | SIMOTICS S Synchronous motor 1FT7, M0=12Nm (100K) NN=4500rpm, PN=2.55kW Naturally cooled Frame size IMB 5 (IM V1, IM V3) Conventional flange (1FT6/1FK7 compatible) POWER CONNECTOR ROTATABLE ABSOLUTE ENCODER 24 BITS + 12 BIT MULTITURN WITH DRIVE-CLIQ INTERFACE (ENCODER AM24DQI) SHAFT WITH FITTED KEY; W/O HOLDING BRAKE; ACC. TOLERANCE N VIBRATION SEVERITY GRADE A, DEGREE OF PROTECTION IP 64 | - | 0 | 0
1FT7066-5AH71-1CG2 |  | 1FT7066-5AH71-1CG2 | 1 | UN | 1 | 15 | C | D | N | N | 85015220 | 1 |  | 12.404 | KG | 3507.75 | 3507.75 | MC05 | MC05 | SIMOTICS S Synchronous motor 1FT7, M0=12Nm (100K) NN=4500rpm, PN=2.55kW Naturally cooled Frame size IMB 5 (IM V1, IM V3) Conventional flange (1FT6/1FK7 compatible) POWER CONNECTOR ROTATABLE ABSOLUTE ENCODER 24 BITS + 12 BIT MULTITURN WITH DRIVE-CLIQ INTERFACE (ENCODER AM24DQI) PLAIN SHAFT, W/O HOLDING BRAKE; ACC. TOLERANCE N VIBRATION SEVERITY GRADE A, DEGREE OF PROTECTION IP 67 | - | 0 | 0
1FT7066-5AH71-1CL1 |  | 1FT7066-5AH71-1CL1 | 1 | UN | 1 | 15 | C | D | N | N | 85015220 | 1 |  | 13.703 | KG | 4088.56 | 4088.56 | MC05 | MC05 | SIMOTICS S Synchronous motor 1FT7, M0=12Nm (100K) NN=4500rpm, PN=2.55kW Naturally cooled Frame size IMB 5 (IM V1, IM V3) Conventional flange (1FT6/1FK7 compatible) POWER CONNECTOR ROTATABLE ABSOLUTE ENCODER 24 BITS + 12 BIT MULTITURN WITH DRIVE-CLIQ INTERFACE (ENCODER AM24DQI) PLAIN SHAFT, WITH HOLDING BRAKE; ACCURACY TOLERANCE R VIBRATION SEVERITY GRADE A, DEGREE OF PROTECTION IP 65 | - | 0 | 0
1FT7066-5AH71-1FH1-Z | J23 | 1FT7066-5AH71-1FH1-ZJ23 | 1 | UN | 1 | 25 | D | D | N | N | 85015220 | 1 |  | 21.403 | KG | 5644.14 | 5644.14 | MC05 | MC05 | SIMOTICS S Synchronous motor 1FT7, M0=12Nm (100K) NN=4500rpm, PN=2.55kW Naturally cooled Frame size IMB 5 (IM V1, IM V3) Conventional flange (1FT6/1FK7 compatible) POWER CONNECTOR ROTATABLE Absolute encoder 22-bit Multiturn with DRIVE-CLiQ interface (encoder AM22DQ) Rotatable connector PLAIN SHAFT, WITH HOLDING BRAKE; ACCURACY TOLERANCE N VIBRATION SEVERITY GRADE A, DEGREE OF PROTECTION IP 65 J23: ALPHA SP+, SP 100S - MF1 PLANETARY GEARING, 1 STAGE, I=5, W/O FEATHER KEY | - | 0 | 0
1FT7066-5AH71-1MG2-Z | N40 | 1FT7066-5AH71-1MG2-ZN40 | 1 | UN | 1 | 15 | C | D | N | N | 85015220 | 1 |  | 12.405 | KG | 3692.41 | 3692.41 | MC05 | MC05 | SIMOTICS S Synchronous motor 1FT7, M0=12Nm (100K) NN=4500rpm, PN=2.55kW Naturally cooled Frame size IMB 5 (IM V1, IM V3) Conventional flange (1FT6/1FK7 compatible), with KTY temperature sensor POWER CONNECTOR ROTATABLE ABSOLUTE ENCODER ENDAT 2048 S/R (ENCODER A-2048) CONNECTOR ROTATABLE PLAIN SHAFT, W/O HOLDING BRAKE; ACC. TOLERANCE N VIBRATION SEVERITY GRADE A, DEGREE OF PROTECTION IP 67 N40: STAINLESS STEEL SHAFT AND COATING FOR INCREASED CHEMICAL RESISTANCE | - | 0 | 0
1FT7066-5AH71-1MG2-Z | X08 | 1FT7066-5AH71-1MG2-ZX08 | 1 | UN | 1 | 15 | C | D | N | N | 85015220 | 1 |  | 12.405 | KG | 3343.05 | 3343.05 | MC05 | MC05 | SIMOTICS S Synchronous motor 1FT7, M0=12Nm (100K) NN=4500rpm, PN=2.55kW Naturally cooled Frame size IMB 5 (IM V1, IM V3) Conventional flange (1FT6/1FK7 compatible), with KTY temperature sensor POWER CONNECTOR ROTATABLE ABSOLUTE ENCODER ENDAT 2048 S/R (ENCODER A-2048) CONNECTOR ROTATABLE PLAIN SHAFT, W/O HOLDING BRAKE; ACC. TOLERANCE N VIBRATION SEVERITY GRADE A, DEGREE OF PROTECTION IP 67 X08: Paint finish white aluminum RAL9006 | - | 0 | 0
1FT7067-7SF71-1CA1 |  | 1FT7067-7SF71-1CA1 | 1 | UN | 1 | 15 | C | D | N | N | 85015220 | 1 |  | 23.104 | KG | 4120.31 | 4120.31 | MC05 | MC05 | SIMOTICS S Synchronous motor 1FT7, M0=17Nm (100K) NN=3000rpm, PN=4.40kW forced ventilation Frame size IMB 5 (IM V1, IM V3) Conventional flange (1FT6/1FK7 compatible) POWER CONNECTOR ROTATABLE ABSOLUTE ENCODER 24 BITS + 12 BIT MULTITURN WITH DRIVE-CLIQ INTERFACE (ENCODER AM24DQI) SHAFT WITH FITTED KEY; W/O HOLDING BRAKE; ACC. TOLERANCE N VIBRATION SEVERITY GRADE A, DEGREE OF PROTECTION IP 65 | - | 0 | 0
1FT7067-7WF70-1BD5 |  | 1FT7067-7WF70-1BD5 | 1 | UN | 1 | 15 | C | D | N | N | 85015220 | 1 |  | 22.104 | KG | 3873.53 | 3873.53 | MC05 | MC05 | SIMOTICS S Synchronous motor 1FT7, M0=25Nm (100K) NN=3000rpm, PN=7.40kW water-cooled Frame size IMB 5 (IM V1, IM V3) recessed flange (more compact) POWER CONNECTOR ROTATABLE ABSOLUTE VALUE ENCODER SINGLETURN 24 BIT WITH DRIVE-CLIQ INTERFACE (ENCODER AS24DQI) SHAFT WITH FITTED KEY; W/O HOLDING BRAKE; ACC. TOLERANCE R VIBRATION SEVERITY GRADE A+R, DEGREE OF PROTECTION IP 67 | - | 0 | 0
1FT7067-7WH71-1BA2 |  | 1FT7067-7WH71-1BA2 | 1 | UN | 1 | 15 | C | D | N | N | 85015230 | 1 |  | 22.104 | KG | 3663.3 | 3663.3 | MC05 | MC05 | SIMOTICS S Synchronous motor 1FT7, M0=25Nm (100K) NN=4500rpm, PN=10.40kW water-cooled Frame size IMB 5 (IM V1, IM V3) Conventional flange (1FT6/1FK7 compatible) POWER CONNECTOR ROTATABLE ABSOLUTE VALUE ENCODER SINGLETURN 24 BIT WITH DRIVE-CLIQ INTERFACE (ENCODER AS24DQI) SHAFT WITH FITTED KEY; W/O HOLDING BRAKE; ACC. TOLERANCE N VIBRATION SEVERITY GRADE A, DEGREE OF PROTECTION IP 67 | - | 0 | 0
1FT7068-5AF71-1CA2-Z | Q13 | 1FT7068-5AF71-1CA2-ZQ13 | 1 | UN | 1 | 15 | C | D | N | N | 85015220 | 1 |  | 16.405 | KG | 3807.77 | 3807.77 | MC05 | MC05 | SIMOTICS S Synchronous motor 1FT7, M0=15Nm (100K) NN=3000rpm, PN=3.42kW Naturally cooled Frame size IMB 5 (IM V1, IM V3) Conventional flange (1FT6/1FK7 compatible) POWER CONNECTOR ROTATABLE ABSOLUTE ENCODER 24 BITS + 12 BIT MULTITURN WITH DRIVE-CLIQ INTERFACE (ENCODER AM24DQI) SHAFT WITH FITTED KEY; W/O HOLDING BRAKE; ACC. TOLERANCE N VIBRATION SEVERITY GRADE A, DEGREE OF PROTECTION IP 67 Q13: Customer-specific additional seal encoder flange No encoder replacement in the field possible | - | 0 | 0
1FT7068-5AF71-1CG1-Z | J33 | 1FT7068-5AF71-1CG1-ZJ33 | 1 | UN | 1 | 25 | D | D | N | N | 85015220 | 1 |  | 33.404 | KG | 6565.14 | 6565.14 | MC05 | MC05 | SIMOTICS S Synchronous motor 1FT7, M0=15Nm (100K) NN=3000rpm, PN=3.42kW Naturally cooled Frame size IMB 5 (IM V1, IM V3) Conventional flange (1FT6/1FK7 compatible) POWER CONNECTOR ROTATABLE ABSOLUTE ENCODER 24 BITS + 12 BIT MULTITURN WITH DRIVE-CLIQ INTERFACE (ENCODER AM24DQI) PLAIN SHAFT, W/O HOLDING BRAKE; ACC. TOLERANCE N VIBRATION SEVERITY GRADE A, DEGREE OF PROTECTION IP 65 J33: ALPHA SP+, SP 140S - MF2 PLANETARY GEARING, 2-STAGE, I=20, W/O FEATHER KEY | - | 0 | 0
1FT7068-5AF71-1FH1-Z | J13 | 1FT7068-5AF71-1FH1-ZJ13 | 1 | UN | 1 | 25 | D | D | N | N | 85015220 | 1 |  | 34.703 | KG | 7147.77 | 7147.77 | MC05 | MC05 | SIMOTICS S Synchronous motor 1FT7, M0=15Nm (100K) NN=3000rpm, PN=3.42kW Naturally cooled Frame size IMB 5 (IM V1, IM V3) Conventional flange (1FT6/1FK7 compatible) POWER CONNECTOR ROTATABLE Absolute encoder 22-bit Multiturn with DRIVE-CLiQ interface (encoder AM22DQ) Rotatable connector PLAIN SHAFT, WITH HOLDING BRAKE; ACCURACY TOLERANCE N VIBRATION SEVERITY GRADE A, DEGREE OF PROTECTION IP 65 J13: ALPHA SP+, SP 140S - MF2 PLANETARY GEARING, 2-STAGE, I=20, WITH FEATHER KEY | - | 0 | 0
1FT7068-5WF70-1CG1 |  | 1FT7068-5WF70-1CG1 | 1 | UN | 1 | 15 | C | D | N | N | 85015230 | 1 |  | 20.204 | KG | 4088.6 | 4088.6 | MC05 | MC05 | SIMOTICS S Synchronous motor 1FT7, M0=30Nm (100K) NN=3000rpm, PN=9.30kW water-cooled Frame size IMB 5 (IM V1, IM V3) recessed flange (more compact) POWER CONNECTOR ROTATABLE ABSOLUTE ENCODER 24 BITS + 12 BIT MULTITURN WITH DRIVE-CLIQ INTERFACE (ENCODER AM24DQI) PLAIN SHAFT, W/O HOLDING BRAKE; ACC. TOLERANCE N VIBRATION SEVERITY GRADE A, DEGREE OF PROTECTION IP 65 | - | 0 | 0
1FT7068-5WF71-1CB1 |  | 1FT7068-5WF71-1CB1 | 1 | UN | 1 | 15 | C | D | N | N | 85015230 | 1 |  | 21.503 | KG | 4617.8 | 4617.8 | MC05 | MC05 | SIMOTICS S Synchronous motor 1FT7, M0=30Nm (100K) NN=3000rpm, PN=9.30kW water-cooled Frame size IMB 5 (IM V1, IM V3) Conventional flange (1FT6/1FK7 compatible) POWER CONNECTOR ROTATABLE ABSOLUTE ENCODER 24 BITS + 12 BIT MULTITURN WITH DRIVE-CLIQ INTERFACE (ENCODER AM24DQI) SHAFT WITH FITTED KEY; WITH HOLDING BRAKE; ACC. TOLERANCE N VIBRATION SEVERITY GRADE A, DEGREE OF PROTECTION IP 65 | - | 0 | 0
1FT7082-1AF71-1FG1 |  | 1FT7082-1AF71-1FG1 | 1 | UN | 1 | 15 | C | D | N | N | 85015220 | 1 | 4042948662373 | 14 | KG | 2634.69 | 2634.69 | MC05 | MC05 | SIMOTICS S Synchronous motor 1FT7, M0=13Nm (100K) NN=3000rpm, PN=3.24kW naturally cooled; Power connector rotatable; Vibration severity A Degree of protection IP65 Frame size IMB 5 (IM V1, IM V3) Conventional flange (1FT6/1FK7 compatible) ABSOLUTE ENCODER 22 BITS MULTI TURN WITH DRIVE-CLIQ INTERFACE (ENCODER AM-22-DQ) CONNECTOR ROTATABLE PLAIN SHAFT, W/O HOLDING BRAKE; ACCURACY TOLERANCE N | - | 0 | 0
1FT7082-1AF71-1FG1-Z | K23 | 1FT7082-1AF71-1FG1-ZK23 | 1 | UN | 1 | 15 | C | D | N | N | 85015220 | 1 |  | 14.001 | KG | 2704.42 | 2704.42 | MC05 | MC05 | SIMOTICS S Synchronous motor 1FT7, M0=13Nm (100K) NN=3000rpm, PN=3.24kW naturally cooled; Power connector rotatable; Vibration severity A Degree of protection IP65 Frame size IMB 5 (IM V1, IM V3) Conventional flange (1FT6/1FK7 compatible) ABSOLUTE ENCODER 22 BITS MULTI TURN WITH DRIVE-CLIQ INTERFACE (ENCODER AM-22-DQ) CONNECTOR ROTATABLE PLAIN SHAFT, W/O HOLDING BRAKE; ACCURACY TOLERANCE N K23: Primer and paint finish standard color | - | 0 | 0
1FT7082-1AF71-1FH1 |  | 1FT7082-1AF71-1FH1 | 1 | UN | 1 | 15 | C | D | N | N | 85015220 | 1 | 4042948662380 | 17.1 | KG | 3096.09 | 3096.09 | MC05 | MC05 | SIMOTICS S Synchronous motor 1FT7, M0=13Nm (100K) NN=3000rpm, PN=3.24kW naturally cooled; Power connector rotatable; Vibration severity A Degree of protection IP65 Frame size IMB 5 (IM V1, IM V3) Conventional flange (1FT6/1FK7 compatible) ABSOLUTE ENCODER 22 BITS MULTI TURN WITH DRIVE-CLIQ INTERFACE (ENCODER AM-22-DQ) CONNECTOR ROTATABLE PLAIN SHAFT, WITH HOLDING BRAKE, ACCURACY TOLERANCE N | - | 0 | 0
1FT7082-5AC70-1CA1 |  | 1FT7082-5AC70-1CA1 | 1 | UN | 1 | 15 | C | D | N | N | 85015220 | 1 |  | 14.104 | KG | 3248.3 | 3248.3 | MC05 | MC05 | SIMOTICS S Synchronous motor 1FT7, M0=13Nm (100K) NN=2000rpm, PN=2.39kW Naturally cooled Frame size IMB 5 (IM V1, IM V3) recessed flange (more compact) POWER CONNECTOR ROTATABLE ABSOLUTE ENCODER 24 BITS + 12 BIT MULTITURN WITH DRIVE-CLIQ INTERFACE (ENCODER AM24DQI) WITH FITTED KEY, ACCURACY TOLERANCE N, W/O HOLDING BRAKE VIBRATION SEVERITY GRADE A, DEGREE OF PROTECTION IP 65 | - | 0 | 0
1FT7082-5AC70-1CB1-Z | N05 | 1FT7082-5AC70-1CB1-ZN05 | 1 | UN | 1 | 15 | C | D | N | N | 85015220 | 1 |  | 17.204 | KG | 4110.83 | 4110.83 | MC05 | MC05 | SIMOTICS S Synchronous motor 1FT7, M0=13Nm (100K) NN=2000rpm, PN=2.39kW Naturally cooled Frame size IMB 5 (IM V1, IM V3) recessed flange (more compact) POWER CONNECTOR ROTATABLE ABSOLUTE ENCODER 24 BITS + 12 BIT MULTITURN WITH DRIVE-CLIQ INTERFACE (ENCODER AM24DQI) SHAFT WITH FITTED KEY; WITH HOLDING BRAKE; ACC. TOLERANCE N VIBRATION SEVERITY GRADE A, DEGREE OF PROTECTION IP 65 N05: SHAFT END COMPATIBLE WITH 1FT507; | - | 0 | 0
1FT7082-5AC71-1BB1 |  | 1FT7082-5AC71-1BB1 | 1 | UN | 1 | 15 | C | D | N | N | 85015220 | 1 |  | 17.203 | KG | 3336.74 | 3336.74 | MC05 | MC05 | SIMOTICS S Synchronous motor 1FT7, M0=13Nm (100K) NN=2000rpm, PN=2.39kW Naturally cooled Frame size IMB 5 (IM V1, IM V3) Conventional flange (1FT6/1FK7 compatible) POWER CONNECTOR ROTATABLE ABSOLUTE VALUE ENCODER SINGLETURN 24 BIT WITH DRIVE-CLIQ INTERFACE (ENCODER AS24DQI) SHAFT WITH FITTED KEY; WITH HOLDING BRAKE; ACC. TOLERANCE N VIBRATION SEVERITY GRADE A, DEGREE OF PROTECTION IP 65 | - | 0 | 0
1FT7082-5AC71-1BG1 |  | 1FT7082-5AC71-1BG1 | 1 | UN | 1 | 15 | C | D | N | N | 85015220 | 1 |  | 14.104 | KG | 2738.23 | 2738.23 | MC05 | MC05 | SIMOTICS S Synchronous motor 1FT7, M0=13Nm (100K) NN=2000rpm, PN=2.39kW Naturally cooled Frame size IMB 5 (IM V1, IM V3) Conventional flange (1FT6/1FK7 compatible) POWER CONNECTOR ROTATABLE ABSOLUTE VALUE ENCODER SINGLETURN 24 BIT WITH DRIVE-CLIQ INTERFACE (ENCODER AS24DQI) PLAIN SHAFT, W/O HOLDING BRAKE; ACC. TOLERANCE N VIBRATION SEVERITY GRADE A, DEGREE OF PROTECTION IP 65 | - | 0 | 0
1FT7082-5AC71-1BH0 |  | 1FT7082-5AC71-1BH0 | 1 | UN | 1 | 15 | C | D | N | N | 85015220 | 1 |  | 17.203 | KG | 3272.62 | 3272.62 | MC05 | MC05 | SIMOTICS S Synchronous motor 1FT7, M0=13Nm (100K) NN=2000rpm, PN=2.39kW Naturally cooled Frame size IMB 5 (IM V1, IM V3) Conventional flange (1FT6/1FK7 compatible) POWER CONNECTOR ROTATABLE ABSOLUTE VALUE ENCODER SINGLETURN 24 BIT WITH DRIVE-CLIQ INTERFACE (ENCODER AS24DQI) PLAIN SHAFT, WITH HOLDING BRAKE; ACCURACY TOLERANCE N VIBRATION SEVERITY GRADE A, DEGREE OF PROTECTION IP 64 | - | 0 | 0
1FT7082-5AC71-1CH1-Z | N05 | 1FT7082-5AC71-1CH1-ZN05 | 1 | UN | 1 | 15 | C | D | N | N | 85015220 | 1 |  | 17.204 | KG | 4110.83 | 4110.83 | MC05 | MC05 | SIMOTICS S Synchronous motor 1FT7, M0=13Nm (100K) NN=2000rpm, PN=2.39kW Naturally cooled Frame size IMB 5 (IM V1, IM V3) Conventional flange (1FT6/1FK7 compatible) POWER CONNECTOR ROTATABLE ABSOLUTE ENCODER 24 BITS + 12 BIT MULTITURN WITH DRIVE-CLIQ INTERFACE (ENCODER AM24DQI) PLAIN SHAFT, WITH HOLDING BRAKE; ACCURACY TOLERANCE N VIBRATION SEVERITY GRADE A, DEGREE OF PROTECTION IP 65 N05: SHAFT END COMPATIBLE WITH 1FT507; | - | 0 | 0
1FT7082-5AC71-1NA0-Z | N05 | 1FT7082-5AC71-1NA0-ZN05 | 1 | UN | 1 | 15 | C | D | N | N | 85015220 | 1 |  | 14.105 | KG | 2711.12 | 2711.12 | MC05 | MC05 | SIMOTICS S Synchronous motor 1FT7, M0=13Nm (100K) NN=2000rpm, PN=2.39kW Naturally cooled Frame size IMB 5 (IM V1, IM V3) Conventional flange (1FT6/1FK7 compatible), with KTY temperature sensor POWER CONNECTOR ROTATABLE INCREM. ENCODER SIN/COS 1VSS 2048 S/R (ENCODER I-2048) CONNECTOR ROTATABLE WITH FITTED KEY, ACCURACY TOLERANCE N, W/O HOLDING BRAKE VIBRATION SEVERITY GRADE A, DEGREE OF PROTECTION IP 64 N05: SHAFT END COMPATIBLE WITH 1FT507; | - | 0 | 0
1FT7082-5AF70-1CB1 |  | 1FT7082-5AF70-1CB1 | 1 | UN | 1 | 15 | C | D | N | N | 85015220 | 1 |  | 17.203 | KG | 3846.81 | 3846.81 | MC05 | MC05 | SIMOTICS S Synchronous motor 1FT7, M0=13Nm (100K) NN=3000rpm, PN=3.24kW Naturally cooled Frame size IMB 5 (IM V1, IM V3) recessed flange (more compact) POWER CONNECTOR ROTATABLE ABSOLUTE ENCODER 24 BITS + 12 BIT MULTITURN WITH DRIVE-CLIQ INTERFACE (ENCODER AM24DQI) SHAFT WITH FITTED KEY; WITH HOLDING BRAKE; ACC. TOLERANCE N VIBRATION SEVERITY GRADE A, DEGREE OF PROTECTION IP 65 | - | 0 | 0
1FT7082-5AF70-1CH0 |  | 1FT7082-5AF70-1CH0 | 1 | UN | 1 | 15 | C | D | N | N | 85015220 | 1 |  | 17.203 | KG | 3782.69 | 3782.69 | MC05 | MC05 | SIMOTICS S Synchronous motor 1FT7, M0=13Nm (100K) NN=3000rpm, PN=3.24kW Naturally cooled Frame size IMB 5 (IM V1, IM V3) recessed flange (more compact) POWER CONNECTOR ROTATABLE ABSOLUTE ENCODER 24 BITS + 12 BIT MULTITURN WITH DRIVE-CLIQ INTERFACE (ENCODER AM24DQI) PLAIN SHAFT, WITH HOLDING BRAKE; ACCURACY TOLERANCE N VIBRATION SEVERITY GRADE A, DEGREE OF PROTECTION IP 64 | - | 0 | 0
1FT7082-5AF70-1FA1 |  | 1FT7082-5AF70-1FA1 | 1 | UN | 1 | 15 | C | D | N | N | 85015220 | 1 |  | 14.104 | KG | 3301.73 | 3301.73 | MC05 | MC05 | SIMOTICS S Synchronous motor 1FT7, M0=13Nm (100K) NN=3000rpm, PN=3.24kW Naturally cooled Frame size IMB 5 (IM V1, IM V3) recessed flange (more compact) POWER CONNECTOR ROTATABLE ABSOLUTE ENCODER 22 BITS MULTI TURN WITH DRIVE-CLIQ INTERFACE (ENCODER AM-22-DQ) CONNECTOR ROTATABLE WITH FITTED KEY, ACCURACY TOLERANCE N, W/O HOLDING BRAKE VIBRATION SEVERITY GRADE A, DEGREE OF PROTECTION IP 65 | - | 0 | 0
1FT7082-5AF71-1BH1-Z | N05 | 1FT7082-5AF71-1BH1-ZN05 | 1 | UN | 1 | 15 | C | D | N | N | 85015220 | 1 |  | 17.204 | KG | 3600.76 | 3600.76 | MC05 | MC05 | SIMOTICS S Synchronous motor 1FT7, M0=13Nm (100K) NN=3000rpm, PN=3.24kW Naturally cooled Frame size IMB 5 (IM V1, IM V3) Conventional flange (1FT6/1FK7 compatible) POWER CONNECTOR ROTATABLE ABSOLUTE VALUE ENCODER SINGLETURN 24 BIT WITH DRIVE-CLIQ INTERFACE (ENCODER AS24DQI) PLAIN SHAFT, WITH HOLDING BRAKE; ACCURACY TOLERANCE N VIBRATION SEVERITY GRADE A, DEGREE OF PROTECTION IP 65 N05: SHAFT END COMPATIBLE WITH 1FT507; | - | 0 | 0
1FT7082-5AF71-1BH5-Z | Q12 | 1FT7082-5AF71-1BH5-ZQ12 | 1 | UN | 1 | 15 | C | D | N | N | 85015220 | 1 |  | 17.204 | KG | 3493.74 | 3493.74 | MC05 | MC05 | SIMOTICS S Synchronous motor 1FT7, M0=13Nm (100K) NN=3000rpm, PN=3.24kW Naturally cooled Frame size IMB 5 (IM V1, IM V3) Conventional flange (1FT6/1FK7 compatible) POWER CONNECTOR ROTATABLE ABSOLUTE VALUE ENCODER SINGLETURN 24 BIT WITH DRIVE-CLIQ INTERFACE (ENCODER AS24DQI) PLAIN SHAFT, WITH HOLDING BRAKE; ACCURACY TOLERANCE N VIBRATION SEVERITY GRADE A+R, DEGREE OF PROTECTION IP 67 Q12: BLOCKED AIR CONNECTION ON POWER CONNECTOR | - | 0 | 0
1FT7082-5AF71-1CG0-Z | X04 | 1FT7082-5AF71-1CG0-ZX04 | 1 | UN | 1 | 15 | C | D | N | N | 85015220 | 1 |  | 14.105 | KG | 3253.91 | 3253.91 | MC05 | MC05 | SIMOTICS S Synchronous motor 1FT7, M0=13Nm (100K) NN=3000rpm, PN=3.24kW Naturally cooled Frame size IMB 5 (IM V1, IM V3) Conventional flange (1FT6/1FK7 compatible) POWER CONNECTOR ROTATABLE ABSOLUTE ENCODER 24 BITS + 12 BIT MULTITURN WITH DRIVE-CLIQ INTERFACE (ENCODER AM24DQI) PLAIN SHAFT, W/O HOLDING BRAKE; ACC. TOLERANCE N VIBRATION SEVERITY GRADE A, DEGREE OF PROTECTION IP 64 X04: Paint finish pebble gray RAL7032 | - | 0 | 0
1FT7082-5AF71-1KH2 |  | 1FT7082-5AF71-1KH2 | 1 | UN | 1 | 15 | C | D | N | N | 85015220 | 1 |  | 17.203 | KG | 3589.93 | 3589.93 | MC05 | MC05 | SIMOTICS S Synchronous motor 1FT7, M0=13Nm (100K) NN=3000rpm, PN=3.24kW Naturally cooled Frame size IMB 5 (IM V1, IM V3) Conventional flange (1FT6/1FK7 compatible) POWER CONNECTOR ROTATABLE ABSOLUTE VALUE ENCODER SINGLETURN 24 BIT WITH DRIVE-CLIQ INTERFACE (ENCODER AS24DQI) AND M17 CONNECTOR PLAIN SHAFT, WITH HOLDING BRAKE; ACCURACY TOLERANCE N VIBRATION SEVERITY GRADE A, DEGREE OF PROTECTION IP 67 | - | 0 | 0
1FT7082-5AF71-1LA5-Z | Q12Q13 | 1FT7082-5AF71-1LA5-ZQ12Q13 | 1 | UN | 1 | 15 | C | D | N | N | 85015220 | 1 |  | 14.106 | KG | 3699.05 | 3699.05 | MC05 | MC05 | SIMOTICS S Synchronous motor 1FT7, M0=13Nm (100K) NN=3000rpm, PN=3.24kW Naturally cooled Frame size IMB 5 (IM V1, IM V3) Conventional flange (1FT6/1FK7 compatible) POWER CONNECTOR ROTATABLE ABSOLUTE ENCODER 24 BITS + 12 BIT MULTITURN WITH DRIVE-CLIQ INTERFACE (ENCODER AM24DQI) AND M17-CONNECTOR WITH FITTED KEY, ACCURACY TOLERANCE N, W/O HOLDING BRAKE VIBRATION SEVERITY GRADE A+R, DEGREE OF PROTECTION IP 67 Q12: BLOCKED AIR CONNECTION ON POWER CONNECTOR Q13: Customer-specific additional seal encoder flange No encoder replacement in the field possible | - | 0 | 0
1FT7082-5AF74-1NG1 |  | 1FT7082-5AF74-1NG1 | 1 | UN | 1 | 15 | C | D | N | N | 85015220 | 1 |  | 14.104 | KG | 2511.22 | 2511.22 | MC05 | MC05 | SIMOTICS S Synchronous motor 1FT7, M0=13Nm (100K) NN=3000rpm, PN=3.24kW Naturally cooled Frame size IMB 5 (IM V1, IM V3) Conventional flange (1FT6/1FK7 compatible), with Pt1000 temperature sensor POWER CONNECTOR ROTATABLE INCREM. ENCODER SIN/COS 1VSS 2048 S/R (ENCODER I-2048) CONNECTOR ROTATABLE PLAIN SHAFT, W/O HOLDING BRAKE; ACC. TOLERANCE N VIBRATION SEVERITY GRADE A, DEGREE OF PROTECTION IP 65 | - | 0 | 0
1FT7082-5AH70-1CH0 |  | 1FT7082-5AH70-1CH0 | 1 | UN | 1 | 15 | C | D | N | N | 85015220 | 1 |  | 17.203 | KG | 3782.69 | 3782.69 | MC05 | MC05 | SIMOTICS S Synchronous motor 1FT7, M0=13Nm (100K) NN=4500rpm, PN=3.77kW Naturally cooled Frame size IMB 5 (IM V1, IM V3) recessed flange (more compact) POWER CONNECTOR ROTATABLE ABSOLUTE ENCODER 24 BITS + 12 BIT MULTITURN WITH DRIVE-CLIQ INTERFACE (ENCODER AM24DQI) PLAIN SHAFT, WITH HOLDING BRAKE; ACCURACY TOLERANCE N VIBRATION SEVERITY GRADE A, DEGREE OF PROTECTION IP 64 | - | 0 | 0
1FT7082-5AH71-1CA0 |  | 1FT7082-5AH71-1CA0 | 1 | UN | 1 | 15 | C | D | N | N | 85015220 | 1 |  | 14.104 | KG | 3184.18 | 3184.18 | MC05 | MC05 | SIMOTICS S Synchronous motor 1FT7, M0=13Nm (100K) NN=4500rpm, PN=3.77kW Naturally cooled Frame size IMB 5 (IM V1, IM V3) Conventional flange (1FT6/1FK7 compatible) POWER CONNECTOR ROTATABLE ABSOLUTE ENCODER 24 BITS + 12 BIT MULTITURN WITH DRIVE-CLIQ INTERFACE (ENCODER AM24DQI) WITH FITTED KEY, ACCURACY TOLERANCE N, W/O HOLDING BRAKE VIBRATION SEVERITY GRADE A, DEGREE OF PROTECTION IP 64 | - | 0 | 0
1FT7082-5AH71-1CB1 |  | 1FT7082-5AH71-1CB1 | 1 | UN | 1 | 15 | C | D | N | N | 85015220 | 1 |  | 17.203 | KG | 3846.81 | 3846.81 | MC05 | MC05 | SIMOTICS S Synchronous motor 1FT7, M0=13Nm (100K) NN=4500rpm, PN=3.77kW Naturally cooled Frame size IMB 5 (IM V1, IM V3) Conventional flange (1FT6/1FK7 compatible) POWER CONNECTOR ROTATABLE ABSOLUTE ENCODER 24 BITS + 12 BIT MULTITURN WITH DRIVE-CLIQ INTERFACE (ENCODER AM24DQI) SHAFT WITH FITTED KEY; WITH HOLDING BRAKE; ACC. TOLERANCE N VIBRATION SEVERITY GRADE A, DEGREE OF PROTECTION IP 65 | - | 0 | 0
1FT7082-5AH71-1FA0 |  | 1FT7082-5AH71-1FA0 | 1 | UN | 1 | 15 | C | D | N | N | 85015220 | 1 |  | 14.104 | KG | 3237.61 | 3237.61 | MC05 | MC05 | SIMOTICS S Synchronous motor 1FT7, M0=13Nm (100K) NN=4500rpm, PN=3.77kW Naturally cooled Frame size IMB 5 (IM V1, IM V3) Conventional flange (1FT6/1FK7 compatible) POWER CONNECTOR ROTATABLE ABSOLUTE ENCODER 22 BITS MULTI TURN WITH DRIVE-CLIQ INTERFACE (ENCODER AM-22-DQ) CONNECTOR ROTATABLE WITH FITTED KEY, ACCURACY TOLERANCE N, W/O HOLDING BRAKE VIBRATION SEVERITY GRADE A, DEGREE OF PROTECTION IP 64 | - | 0 | 0
1FT7082-5AH71-1NH0-Z | X09Y84 | 1FT7082-5AH71-1NH0-ZX09Y84 | 1 | UN | 1 | 15 | C | D | N | N | 85015220 | 1 |  | 17.204 | KG | 3045.61 | 3045.61 | MC05 | MC05 | SIMOTICS S Synchronous motor 1FT7, M0=13Nm (100K) NN=4500rpm, PN=3.77kW Naturally cooled Frame size IMB 5 (IM V1, IM V3) Conventional flange (1FT6/1FK7 compatible), with KTY temperature sensor POWER CONNECTOR ROTATABLE INCREM. ENCODER SIN/COS 1VSS 2048 S/R (ENCODER I-2048) CONNECTOR ROTATABLE PLAIN SHAFT, WITH HOLDING BRAKE; ACCURACY TOLERANCE N VIBRATION SEVERITY GRADE A, DEGREE OF PROTECTION IP 64 X09: paint finish anthracite similar to RAL7016 Y84: Customer specifications on the rating plate Ordering notes see Notification number 22370783 | - | 0 | 0
1FT7084-1AF71-1FG1 |  | 1FT7084-1AF71-1FG1 | 1 | UN | 1 | 15 | C | D | N | N | 85015220 | 1 | 4042948662397 | 20.8 | KG | 2997.33 | 2997.33 | MC05 | MC05 | SIMOTICS S Synchronous motor 1FT7, M0=20Nm (100K) NN=3000rpm, PN=4.56kW naturally cooled; Power connector rotatable; Vibration severity A Degree of protection IP65 Frame size IMB 5 (IM V1, IM V3) Conventional flange (1FT6/1FK7 compatible) ABSOLUTE ENCODER 22 BITS MULTI TURN WITH DRIVE-CLIQ INTERFACE (ENCODER AM-22-DQ) CONNECTOR ROTATABLE PLAIN SHAFT, W/O HOLDING BRAKE; ACCURACY TOLERANCE N | - | 0 | 0
1FT7084-1AF71-1FG1-Z | J29 | 1FT7084-1AF71-1FG1-ZJ29 | 1 | UN | 1 | 25 | D | D | N | N | 85015220 | 1 |  | 38 | KG | 5002.17 | 5002.17 | MC05 | MC05 | SIMOTICS S Synchronous motor 1FT7, M0=20Nm (100K) NN=3000rpm, PN=4.56kW naturally cooled; Power connector rotatable; Vibration severity A Degree of protection IP65 Frame size IMB 5 (IM V1, IM V3) Conventional flange (1FT6/1FK7 compatible) ABSOLUTE ENCODER 22 BITS MULTI TURN WITH DRIVE-CLIQ INTERFACE (ENCODER AM-22-DQ) CONNECTOR ROTATABLE PLAIN SHAFT, W/O HOLDING BRAKE; ACCURACY TOLERANCE N J29: ALPHA SP+, SP 140S - MF1 PLANETARY GEARING, 1-STAGE, I=10, W/O FEATHER KEY | - | 0 | 0
1FT7084-1AF71-1FH1 |  | 1FT7084-1AF71-1FH1 | 1 | UN | 1 | 15 | C | D | N | N | 85015220 | 1 | 4042948662403 | 23.9 | KG | 3458.73 | 3458.73 | MC05 | MC05 | SIMOTICS S Synchronous motor 1FT7, M0=20Nm (100K) NN=3000rpm, PN=4.56kW naturally cooled; Power connector rotatable; Vibration severity A Degree of protection IP65 Frame size IMB 5 (IM V1, IM V3) Conventional flange (1FT6/1FK7 compatible) ABSOLUTE ENCODER 22 BITS MULTI TURN WITH DRIVE-CLIQ INTERFACE (ENCODER AM-22-DQ) CONNECTOR ROTATABLE PLAIN SHAFT, WITH HOLDING BRAKE, ACCURACY TOLERANCE N | - | 0 | 0
1FT7084-1AH71-1FG1 |  | 1FT7084-1AH71-1FG1 | 1 | UN | 1 | 15 | C | D | N | N | 85015220 | 1 | 4042948662410 | 20.8 | KG | 2997.33 | 2997.33 | MC05 | MC05 | SIMOTICS S Synchronous motor 1FT7, M0=20Nm (100K) NN=4500rpm, PN=4.82kW naturally cooled; Power connector rotatable; Vibration severity A Degree of protection IP65 Frame size IMB 5 (IM V1, IM V3) Conventional flange (1FT6/1FK7 compatible) ABSOLUTE ENCODER 22 BITS MULTI TURN WITH DRIVE-CLIQ INTERFACE (ENCODER AM-22-DQ) CONNECTOR ROTATABLE PLAIN SHAFT, W/O HOLDING BRAKE; ACCURACY TOLERANCE N | - | 0 | 0
1FT7084-1AH71-1FH1 |  | 1FT7084-1AH71-1FH1 | 1 | UN | 1 | 15 | C | D | N | N | 85015220 | 1 | 4042948662427 | 23.9 | KG | 3458.73 | 3458.73 | MC05 | MC05 | SIMOTICS S Synchronous motor 1FT7, M0=20Nm (100K) NN=4500rpm, PN=4.82kW naturally cooled; Power connector rotatable; Vibration severity A Degree of protection IP65 Frame size IMB 5 (IM V1, IM V3) Conventional flange (1FT6/1FK7 compatible) ABSOLUTE ENCODER 22 BITS MULTI TURN WITH DRIVE-CLIQ INTERFACE (ENCODER AM-22-DQ) CONNECTOR ROTATABLE PLAIN SHAFT, WITH HOLDING BRAKE, ACCURACY TOLERANCE N | - | 0 | 0
1FT7084-5AC70-1BA0 |  | 1FT7084-5AC70-1BA0 | 1 | UN | 1 | 15 | C | D | N | N | 85015220 | 1 |  | 20.904 | KG | 3175.33 | 3175.33 | MC05 | MC05 | SIMOTICS S Synchronous motor 1FT7, M0=20Nm (100K) NN=2000rpm, PN=3.54kW Naturally cooled Frame size IMB 5 (IM V1, IM V3) recessed flange (more compact) POWER CONNECTOR ROTATABLE ABSOLUTE VALUE ENCODER SINGLETURN 24 BIT WITH DRIVE-CLIQ INTERFACE (ENCODER AS24DQI) WITH FITTED KEY, ACCURACY TOLERANCE N, W/O HOLDING BRAKE VIBRATION SEVERITY GRADE A, DEGREE OF PROTECTION IP 64 | - | 0 | 0
1FT7084-5AC70-1CG5 |  | 1FT7084-5AC70-1CG5 | 1 | UN | 1 | 15 | C | D | N | N | 85015220 | 1 |  | 20.904 | KG | 3906.52 | 3906.52 | MC05 | MC05 | SIMOTICS S Synchronous motor 1FT7, M0=20Nm (100K) NN=2000rpm, PN=3.54kW Naturally cooled Frame size IMB 5 (IM V1, IM V3) recessed flange (more compact) POWER CONNECTOR ROTATABLE ABSOLUTE ENCODER 24 BITS + 12 BIT MULTITURN WITH DRIVE-CLIQ INTERFACE (ENCODER AM24DQI) PLAIN SHAFT, W/O HOLDING BRAKE; ACC. TOLERANCE N VIBRATION SEVERITY GRADE A+R, DEGREE OF PROTECTION IP 67 | - | 0 | 0
1FT7084-5AC70-1FB1 |  | 1FT7084-5AC70-1FB1 | 1 | UN | 1 | 15 | C | D | N | N | 85015220 | 1 |  | 24.003 | KG | 4401.46 | 4401.46 | MC05 | MC05 | SIMOTICS S Synchronous motor 1FT7, M0=20Nm (100K) NN=2000rpm, PN=3.54kW Naturally cooled Frame size IMB 5 (IM V1, IM V3) recessed flange (more compact) POWER CONNECTOR ROTATABLE ABSOLUTE ENCODER 22 BITS MULTI TURN WITH DRIVE-CLIQ INTERFACE (ENCODER AM-22-DQ) CONNECTOR ROTATABLE SHAFT WITH FITTED KEY; WITH HOLDING BRAKE; ACC. TOLERANCE N VIBRATION SEVERITY GRADE A, DEGREE OF PROTECTION IP 65 | - | 0 | 0
1FT7084-5AC71-1DG1-Z | J29 | 1FT7084-5AC71-1DG1-ZJ29 | 1 | UN | 1 | 25 | D | D | N | N | 85015220 | 1 |  | 38.104 | KG | 5297.73 | 5297.73 | MC05 | MC05 | SIMOTICS S Synchronous motor 1FT7, M0=20Nm (100K) NN=2000rpm, PN=3.54kW Naturally cooled Frame size IMB 5 (IM V1, IM V3) Conventional flange (1FT6/1FK7 compatible) POWER CONNECTOR ROTATABLE INCREMENTAL ENCODER 2048 S/R WITH DRIVE-CLIQ INTERFACE (ENCODER I-2048) CONNECTOR ROTATABLE PLAIN SHAFT, W/O HOLDING BRAKE; ACC. TOLERANCE N VIBRATION SEVERITY GRADE A, DEGREE OF PROTECTION IP 65 J29: ALPHA SP+, SP 140S - MF1 PLANETARY GEARING, 1-STAGE, I=10, W/O FEATHER KEY | - | 0 | 0
1FT7084-5AF70-1CB2 |  | 1FT7084-5AF70-1CB2 | 1 | UN | 1 | 15 | C | D | N | N | 85015220 | 1 |  | 24.003 | KG | 4401.09 | 4401.09 | MC05 | MC05 | SIMOTICS S Synchronous motor 1FT7, M0=20Nm (100K) NN=3000rpm, PN=4.55kW Naturally cooled Frame size IMB 5 (IM V1, IM V3) recessed flange (more compact) POWER CONNECTOR ROTATABLE ABSOLUTE ENCODER 24 BITS + 12 BIT MULTITURN WITH DRIVE-CLIQ INTERFACE (ENCODER AM24DQI) SHAFT WITH FITTED KEY; WITH HOLDING BRAKE; ACC. TOLERANCE N VIBRATION SEVERITY GRADE A, DEGREE OF PROTECTION IP 67 | - | 0 | 0
1FT7084-5AF70-1CH2 |  | 1FT7084-5AF70-1CH2 | 1 | UN | 1 | 15 | C | D | N | N | 85015220 | 1 |  | 24.003 | KG | 4401.09 | 4401.09 | MC05 | MC05 | SIMOTICS S Synchronous motor 1FT7, M0=20Nm (100K) NN=3000rpm, PN=4.55kW Naturally cooled Frame size IMB 5 (IM V1, IM V3) recessed flange (more compact) POWER CONNECTOR ROTATABLE ABSOLUTE ENCODER 24 BITS + 12 BIT MULTITURN WITH DRIVE-CLIQ INTERFACE (ENCODER AM24DQI) PLAIN SHAFT, WITH HOLDING BRAKE; ACCURACY TOLERANCE N VIBRATION SEVERITY GRADE A, DEGREE OF PROTECTION IP 67 | - | 0 | 0
1FT7084-5AF70-1DA0-Z | N05 | 1FT7084-5AF70-1DA0-ZN05 | 1 | UN | 1 | 15 | C | D | N | N | 85015220 | 1 |  | 20.905 | KG | 3492.79 | 3492.79 | MC05 | MC05 | SIMOTICS S Synchronous motor 1FT7, M0=20Nm (100K) NN=3000rpm, PN=4.55kW Naturally cooled Frame size IMB 5 (IM V1, IM V3) recessed flange (more compact) POWER CONNECTOR ROTATABLE INCREMENTAL ENCODER 2048 S/R WITH DRIVE-CLIQ INTERFACE (ENCODER I-2048) CONNECTOR ROTATABLE WITH FITTED KEY, ACCURACY TOLERANCE N, W/O HOLDING BRAKE VIBRATION SEVERITY GRADE A, DEGREE OF PROTECTION IP 64 N05: SHAFT END COMPATIBLE WITH 1FT507; | - | 0 | 0
1FT7084-5AF71-1CH1-Z | J02 | 1FT7084-5AF71-1CH1-ZJ02 | 1 | UN | 1 | 25 | D | D | N | N | 85015220 | 1 |  | 41.203 | KG | 6352.87 | 6352.87 | MC05 | MC05 | SIMOTICS S Synchronous motor 1FT7, M0=20Nm (100K) NN=3000rpm, PN=4.55kW Naturally cooled Frame size IMB 5 (IM V1, IM V3) Conventional flange (1FT6/1FK7 compatible) POWER CONNECTOR ROTATABLE ABSOLUTE ENCODER 24 BITS + 12 BIT MULTITURN WITH DRIVE-CLIQ INTERFACE (ENCODER AM24DQI) PLAIN SHAFT, WITH HOLDING BRAKE; ACCURACY TOLERANCE N VIBRATION SEVERITY GRADE A, DEGREE OF PROTECTION IP 65 J02: ALPHA SP+, SP 140S - MF1 PLANETARY GEARING, 1-STAGE, I=4, WITH FEATHER KEY | - | 0 | 0
1FT7084-5AF71-1FH2-Z | Q13 | 1FT7084-5AF71-1FH2-ZQ13 | 1 | UN | 1 | 15 | C | D | N | N | 85015220 | 1 |  | 24.004 | KG | 4548.15 | 4548.15 | MC05 | MC05 | SIMOTICS S Synchronous motor 1FT7, M0=20Nm (100K) NN=3000rpm, PN=4.55kW Naturally cooled Frame size IMB 5 (IM V1, IM V3) Conventional flange (1FT6/1FK7 compatible) POWER CONNECTOR ROTATABLE ABSOLUTE ENCODER 22 BITS MULTI TURN WITH DRIVE-CLIQ INTERFACE (ENCODER AM-22-DQ) CONNECTOR ROTATABLE PLAIN SHAFT, WITH HOLDING BRAKE; ACCURACY TOLERANCE N VIBRATION SEVERITY GRADE A, DEGREE OF PROTECTION IP 67 Q13: Customer-specific additional seal encoder flange No encoder replacement in the field possible | - | 0 | 0
1FT7084-5AF71-1LH2 |  | 1FT7084-5AF71-1LH2 | 1 | UN | 1 | 15 | C | D | N | N | 85015220 | 1 |  | 24.003 | KG | 4601.21 | 4601.21 | MC05 | MC05 | SIMOTICS S Synchronous motor 1FT7, M0=20Nm (100K) NN=3000rpm, PN=4.55kW Naturally cooled Frame size IMB 5 (IM V1, IM V3) Conventional flange (1FT6/1FK7 compatible) POWER CONNECTOR ROTATABLE ABSOLUTE ENCODER 24 BITS + 12 BIT MULTITURN WITH DRIVE-CLIQ INTERFACE (ENCODER AM24DQI) AND M17-CONNECTOR PLAIN SHAFT, WITH HOLDING BRAKE; ACCURACY TOLERANCE N VIBRATION SEVERITY GRADE A, DEGREE OF PROTECTION IP 67 | - | 0 | 0
1FT7084-5AF71-1NA2 |  | 1FT7084-5AF71-1NA2 | 1 | UN | 1 | 15 | C | D | N | N | 85015220 | 1 |  | 20.904 | KG | 3065.5 | 3065.5 | MC05 | MC05 | SIMOTICS S Synchronous motor 1FT7, M0=20Nm (100K) NN=3000rpm, PN=4.55kW Naturally cooled Frame size IMB 5 (IM V1, IM V3) Conventional flange (1FT6/1FK7 compatible), with KTY temperature sensor POWER CONNECTOR ROTATABLE INCREM. ENCODER SIN/COS 1VSS 2048 S/R (ENCODER I-2048) CONNECTOR ROTATABLE WITH FITTED KEY, ACCURACY TOLERANCE N, W/O HOLDING BRAKE VIBRATION SEVERITY GRADE A, DEGREE OF PROTECTION IP 67 | - | 0 | 0
1FT7084-5AF74-1MB2-Z | N16 | 1FT7084-5AF74-1MB2-ZN16 | 1 | UN | 1 | 15 | C | D | N | N | 85015220 | 1 |  | 24.004 | KG | 4503.95 | 4503.95 | MC05 | MC05 | SIMOTICS S Synchronous motor 1FT7, M0=20Nm (100K) NN=3000rpm, PN=4.55kW Naturally cooled Frame size IMB 5 (IM V1, IM V3) Conventional flange (1FT6/1FK7 compatible), with Pt1000 temperature sensor POWER CONNECTOR ROTATABLE ABSOLUTE ENCODER ENDAT 2048 S/R (ENCODER A-2048) CONNECTOR ROTATABLE SHAFT WITH FITTED KEY; WITH HOLDING BRAKE; ACC. TOLERANCE N VIBRATION SEVERITY GRADE A, DEGREE OF PROTECTION IP 67 N16: EXECUTION FOR INCREASED CHEMICAL RESISTANCE | - | 0 | 0
1FT7084-5AF74-1MG1 |  | 1FT7084-5AF74-1MG1 | 1 | UN | 1 | 15 | C | D | N | N | 85015220 | 1 |  | 20.904 | KG | 3515.09 | 3515.09 | MC05 | MC05 | SIMOTICS S Synchronous motor 1FT7, M0=20Nm (100K) NN=3000rpm, PN=4.55kW Naturally cooled Frame size IMB 5 (IM V1, IM V3) Conventional flange (1FT6/1FK7 compatible), with Pt1000 temperature sensor POWER CONNECTOR ROTATABLE ABSOLUTE ENCODER ENDAT 2048 S/R (ENCODER A-2048) CONNECTOR ROTATABLE PLAIN SHAFT, W/O HOLDING BRAKE; ACC. TOLERANCE N VIBRATION SEVERITY GRADE A, DEGREE OF PROTECTION IP 65 | - | 0 | 0
1FT7084-5AF74-1NA2 |  | 1FT7084-5AF74-1NA2 | 1 | UN | 1 | 15 | C | D | N | N | 85015220 | 1 |  | 20.904 | KG | 3065.5 | 3065.5 | MC05 | MC05 | SIMOTICS S Synchronous motor 1FT7, M0=20Nm (100K) NN=3000rpm, PN=4.55kW Naturally cooled Frame size IMB 5 (IM V1, IM V3) Conventional flange (1FT6/1FK7 compatible), with Pt1000 temperature sensor POWER CONNECTOR ROTATABLE INCREM. ENCODER SIN/COS 1VSS 2048 S/R (ENCODER I-2048) CONNECTOR ROTATABLE WITH FITTED KEY, ACCURACY TOLERANCE N, W/O HOLDING BRAKE VIBRATION SEVERITY GRADE A, DEGREE OF PROTECTION IP 67 | - | 0 | 0
1FT7084-5AH71-1BG1-Z | J09 | 1FT7084-5AH71-1BG1-ZJ09 | 1 | UN | 1 | 25 | D | D | N | N | 85015220 | 1 |  | 38.104 | KG | 5244.29 | 5244.29 | MC05 | MC05 | SIMOTICS S Synchronous motor 1FT7, M0=20Nm (100K) NN=4500rpm, PN=4.82kW Naturally cooled Frame size IMB 5 (IM V1, IM V3) Conventional flange (1FT6/1FK7 compatible) POWER CONNECTOR ROTATABLE ABSOLUTE VALUE ENCODER SINGLETURN 24 BIT WITH DRIVE-CLIQ INTERFACE (ENCODER AS24DQI) PLAIN SHAFT, W/O HOLDING BRAKE; ACC. TOLERANCE N VIBRATION SEVERITY GRADE A, DEGREE OF PROTECTION IP 65 J09: ALPHA SP+, SP 140S - MF1 PLANETARY GEARING, 1-STAGE, I=10, WITH FEATHER KEY | - | 0 | 0
1FT7084-5AH71-1BH1-Z | J09 | 1FT7084-5AH71-1BH1-ZJ09 | 1 | UN | 1 | 25 | D | D | N | N | 85015220 | 1 |  | 41.203 | KG | 5842.8 | 5842.8 | MC05 | MC05 | SIMOTICS S Synchronous motor 1FT7, M0=20Nm (100K) NN=4500rpm, PN=4.82kW Naturally cooled Frame size IMB 5 (IM V1, IM V3) Conventional flange (1FT6/1FK7 compatible) POWER CONNECTOR ROTATABLE ABSOLUTE VALUE ENCODER SINGLETURN 24 BIT WITH DRIVE-CLIQ INTERFACE (ENCODER AS24DQI) PLAIN SHAFT, WITH HOLDING BRAKE; ACCURACY TOLERANCE N VIBRATION SEVERITY GRADE A, DEGREE OF PROTECTION IP 65 J09: ALPHA SP+, SP 140S - MF1 PLANETARY GEARING, 1-STAGE, I=10, WITH FEATHER KEY | - | 0 | 0
1FT7084-5AH71-1CH1 |  | 1FT7084-5AH71-1CH1 | 1 | UN | 1 | 15 | C | D | N | N | 85015220 | 1 |  | 24.003 | KG | 4348.03 | 4348.03 | MC05 | MC05 | SIMOTICS S Synchronous motor 1FT7, M0=20Nm (100K) NN=4500rpm, PN=4.82kW Naturally cooled Frame size IMB 5 (IM V1, IM V3) Conventional flange (1FT6/1FK7 compatible) POWER CONNECTOR ROTATABLE ABSOLUTE ENCODER 24 BITS + 12 BIT MULTITURN WITH DRIVE-CLIQ INTERFACE (ENCODER AM24DQI) PLAIN SHAFT, WITH HOLDING BRAKE; ACCURACY TOLERANCE N VIBRATION SEVERITY GRADE A, DEGREE OF PROTECTION IP 65 | - | 0 | 0
1FT7084-5SC70-1BA0 |  | 1FT7084-5SC70-1BA0 | 1 | UN | 1 | 15 | C | D | N | N | 85015220 | 1 |  | 25.004 | KG | 3602.83 | 3602.83 | MC05 | MC05 | SIMOTICS S Synchronous motor 1FT7, M0=27Nm (100K) NN=2000rpm, PN=5.00kW Forced ventilation Frame size IMB 5 (IM V1, IM V3) recessed flange (more compact) POWER CONNECTOR ROTATABLE ABSOLUTE VALUE ENCODER SINGLETURN 24 BIT WITH DRIVE-CLIQ INTERFACE (ENCODER AS24DQI) WITH FITTED KEY, ACCURACY TOLERANCE N, W/O HOLDING BRAKE VIBRATION SEVERITY GRADE A, DEGREE OF PROTECTION IP 64 | - | 0 | 0
1FT7084-5SF70-1BG0-Z | X01 | 1FT7084-5SF70-1BG0-ZX01 | 1 | UN | 1 | 15 | C | D | N | N | 85015220 | 1 |  | 25.005 | KG | 3672.56 | 3672.56 | MC05 | MC05 | SIMOTICS S Synchronous motor 1FT7, M0=27Nm (100K) NN=3000rpm, PN=7.20kW Forced ventilation Frame size IMB 5 (IM V1, IM V3) recessed flange (more compact) POWER CONNECTOR ROTATABLE ABSOLUTE VALUE ENCODER SINGLETURN 24 BIT WITH DRIVE-CLIQ INTERFACE (ENCODER AS24DQI) PLAIN SHAFT, W/O HOLDING BRAKE; ACC. TOLERANCE N VIBRATION SEVERITY GRADE A, DEGREE OF PROTECTION IP 64 X01: Paint finish matt black RAL9005 | - | 0 | 0
1FT7084-5SF71-1BG1-Z | J17 | 1FT7084-5SF71-1BG1-ZJ17 | 1 | UN | 1 | 25 | D | D | N | N | 85015220 | 1 |  | 84.404 | KG | 9460.38 | 9460.38 | MC05 | MC05 | SIMOTICS S Synchronous motor 1FT7, M0=27Nm (100K) NN=3000rpm, PN=7.20kW Forced ventilation Frame size IMB 5 (IM V1, IM V3) Conventional flange (1FT6/1FK7 compatible) POWER CONNECTOR ROTATABLE ABSOLUTE VALUE ENCODER SINGLETURN 24 BIT WITH DRIVE-CLIQ INTERFACE (ENCODER AS24DQI) PLAIN SHAFT, W/O HOLDING BRAKE; ACC. TOLERANCE N VIBRATION SEVERITY GRADE A, DEGREE OF PROTECTION IP 65 J17: ALPHA SP+, SP 210S - MF2 PLANETARY GEARING, 2-STAGE, I=50, WITH FEATHER KEY | - | 0 | 0
1FT7084-5SH71-1BH0 |  | 1FT7084-5SH71-1BH0 | 1 | UN | 1 | 15 | C | D | N | N | 85015230 | 1 |  | 28.103 | KG | 4201.34 | 4201.34 | MC05 | MC05 | SIMOTICS S Synchronous motor 1FT7, M0=27Nm (100K) NN=4500rpm, PN=9.90kW Forced ventilation Frame size IMB 5 (IM V1, IM V3) Conventional flange (1FT6/1FK7 compatible) POWER CONNECTOR ROTATABLE ABSOLUTE VALUE ENCODER SINGLETURN 24 BIT WITH DRIVE-CLIQ INTERFACE (ENCODER AS24DQI) PLAIN SHAFT, WITH HOLDING BRAKE; ACCURACY TOLERANCE N VIBRATION SEVERITY GRADE A, DEGREE OF PROTECTION IP 64 | - | 0 | 0
1FT7084-5SH71-1CG1 |  | 1FT7084-5SH71-1CG1 | 1 | UN | 1 | 15 | C | D | N | N | 85015230 | 1 |  | 25.104 | KG | 4177.02 | 4177.02 | MC05 | MC05 | SIMOTICS S Synchronous motor 1FT7, M0=27Nm (100K) NN=4500rpm, PN=9.90kW Forced ventilation Frame size IMB 5 (IM V1, IM V3) Conventional flange (1FT6/1FK7 compatible) POWER CONNECTOR ROTATABLE ABSOLUTE ENCODER 24 BITS + 12 BIT MULTITURN WITH DRIVE-CLIQ INTERFACE (ENCODER AM24DQI) PLAIN SHAFT, W/O HOLDING BRAKE; ACC. TOLERANCE N VIBRATION SEVERITY GRADE A, DEGREE OF PROTECTION IP 65 | - | 0 | 0
1FT7084-5WF70-1DA2 |  | 1FT7084-5WF70-1DA2 | 1 | UN | 1 | 15 | C | D | N | N | 85015230 | 1 |  | 27.604 | KG | 3773.45 | 3773.45 | MC05 | MC05 | SIMOTICS S Synchronous motor 1FT7, M0=35Nm (100K) NN=3000rpm, PN=11.00kW water-cooled Frame size IMB 5 (IM V1, IM V3) recessed flange (more compact) POWER CONNECTOR ROTATABLE INCREMENTAL ENCODER 2048 S/R WITH DRIVE-CLIQ INTERFACE (ENCODER I-2048) CONNECTOR ROTATABLE WITH FITTED KEY, ACCURACY TOLERANCE N, W/O HOLDING BRAKE VIBRATION SEVERITY GRADE A, DEGREE OF PROTECTION IP 67 | - | 0 | 0
1FT7084-5WF70-1FG1 |  | 1FT7084-5WF70-1FG1 | 1 | UN | 1 | 15 | C | D | N | N | 85015230 | 1 |  | 27.604 | KG | 4230.45 | 4230.45 | MC05 | MC05 | SIMOTICS S Synchronous motor 1FT7, M0=35Nm (100K) NN=3000rpm, PN=11.00kW water-cooled Frame size IMB 5 (IM V1, IM V3) recessed flange (more compact) POWER CONNECTOR ROTATABLE ABSOLUTE ENCODER 22 BITS MULTI TURN WITH DRIVE-CLIQ INTERFACE (ENCODER AM-22-DQ) CONNECTOR ROTATABLE PLAIN SHAFT, W/O HOLDING BRAKE; ACC. TOLERANCE N VIBRATION SEVERITY GRADE A, DEGREE OF PROTECTION IP 65 | - | 0 | 0
1FT7084-5WF70-1FH1 |  | 1FT7084-5WF70-1FH1 | 1 | UN | 1 | 15 | C | D | N | N | 85015230 | 1 |  | 30.703 | KG | 4828.96 | 4828.96 | MC05 | MC05 | SIMOTICS S Synchronous motor 1FT7, M0=35Nm (100K) NN=3000rpm, PN=11.00kW water-cooled Frame size IMB 5 (IM V1, IM V3) recessed flange (more compact) POWER CONNECTOR ROTATABLE ABSOLUTE ENCODER 22 BITS MULTI TURN WITH DRIVE-CLIQ INTERFACE (ENCODER AM-22-DQ) CONNECTOR ROTATABLE PLAIN SHAFT, WITH HOLDING BRAKE; ACCURACY TOLERANCE N VIBRATION SEVERITY GRADE A, DEGREE OF PROTECTION IP 65 | - | 0 | 0
1FT7084-5WF71-1CB3 |  | 1FT7084-5WF71-1CB3 | 1 | UN | 1 | 15 | C | D | N | N | 85015230 | 1 |  | 30.703 | KG | 4814.6 | 4814.6 | MC05 | MC05 | SIMOTICS S Synchronous motor 1FT7, M0=35Nm (100K) NN=3000rpm, PN=11.00kW water-cooled Frame size IMB 5 (IM V1, IM V3) Conventional flange (1FT6/1FK7 compatible) POWER CONNECTOR ROTATABLE ABSOLUTE ENCODER 24 BITS + 12 BIT MULTITURN WITH DRIVE-CLIQ INTERFACE (ENCODER AM24DQI) SHAFT WITH FITTED KEY; WITH HOLDING BRAKE; ACC. TOLERANCE N VIBRATION SEVERITY GRADE A+R, DEGREE OF PROTECTION IP 64 | - | 0 | 0
1FT7084-5WF75-1MG1 |  | 1FT7084-5WF75-1MG1 | 1 | UN | 1 | 15 | C | D | N | N | 85015230 | 1 |  | 27.604 | KG | 3942.59 | 3942.59 | MC05 | MC05 | SIMOTICS S Synchronous motor 1FT7, M0=35Nm (100K) NN=3000rpm, PN=11.00kW water-cooled Frame size IMB 5 (IM V1, IM V3) recessed flange (more compact), with Pt1000 temperature sensor POWER CONNECTOR ROTATABLE ABSOLUTE ENCODER ENDAT 2048 S/R (ENCODER A-2048) CONNECTOR ROTATABLE PLAIN SHAFT, W/O HOLDING BRAKE; ACC. TOLERANCE N VIBRATION SEVERITY GRADE A, DEGREE OF PROTECTION IP 65 | - | 0 | 0
1FT7084-5WF75-1MH1 |  | 1FT7084-5WF75-1MH1 | 1 | UN | 1 | 15 | C | D | N | N | 85015230 | 1 |  | 30.703 | KG | 4541.1 | 4541.1 | MC05 | MC05 | SIMOTICS S Synchronous motor 1FT7, M0=35Nm (100K) NN=3000rpm, PN=11.00kW water-cooled Frame size IMB 5 (IM V1, IM V3) recessed flange (more compact), with Pt1000 temperature sensor POWER CONNECTOR ROTATABLE ABSOLUTE ENCODER ENDAT 2048 S/R (ENCODER A-2048) CONNECTOR ROTATABLE PLAIN SHAFT, WITH HOLDING BRAKE; ACCURACY TOLERANCE N VIBRATION SEVERITY GRADE A, DEGREE OF PROTECTION IP 65 | - | 0 | 0
1FT7084-5WH70-1BG1 |  | 1FT7084-5WH70-1BG1 | 1 | UN | 1 | 15 | C | D | N | N | 85015230 | 1 |  | 27.604 | KG | 3666.95 | 3666.95 | MC05 | MC05 | SIMOTICS S Synchronous motor 1FT7, M0=35Nm (100K) NN=4500rpm, PN=14.60kW water-cooled Frame size IMB 5 (IM V1, IM V3) recessed flange (more compact) POWER CONNECTOR ROTATABLE ABSOLUTE VALUE ENCODER SINGLETURN 24 BIT WITH DRIVE-CLIQ INTERFACE (ENCODER AS24DQI) PLAIN SHAFT, W/O HOLDING BRAKE; ACC. TOLERANCE N VIBRATION SEVERITY GRADE A, DEGREE OF PROTECTION IP 65 | - | 0 | 0
1FT7084-5WH71-1BA0 |  | 1FT7084-5WH71-1BA0 | 1 | UN | 1 | 15 | C | D | N | N | 85015230 | 1 |  | 27.604 | KG | 3602.83 | 3602.83 | MC05 | MC05 | SIMOTICS S Synchronous motor 1FT7, M0=35Nm (100K) NN=4500rpm, PN=14.60kW water-cooled Frame size IMB 5 (IM V1, IM V3) Conventional flange (1FT6/1FK7 compatible) POWER CONNECTOR ROTATABLE ABSOLUTE VALUE ENCODER SINGLETURN 24 BIT WITH DRIVE-CLIQ INTERFACE (ENCODER AS24DQI) WITH FITTED KEY, ACCURACY TOLERANCE N, W/O HOLDING BRAKE VIBRATION SEVERITY GRADE A, DEGREE OF PROTECTION IP 64 | - | 0 | 0
1FT7084-5WH71-1BB0 |  | 1FT7084-5WH71-1BB0 | 1 | UN | 1 | 15 | C | D | N | N | 85015230 | 1 |  | 30.703 | KG | 4201.34 | 4201.34 | MC05 | MC05 | SIMOTICS S Synchronous motor 1FT7, M0=35Nm (100K) NN=4500rpm, PN=14.60kW water-cooled Frame size IMB 5 (IM V1, IM V3) Conventional flange (1FT6/1FK7 compatible) POWER CONNECTOR ROTATABLE ABSOLUTE VALUE ENCODER SINGLETURN 24 BIT WITH DRIVE-CLIQ INTERFACE (ENCODER AS24DQI) SHAFT WITH FITTED KEY; WITH HOLDING BRAKE; ACC. TOLERANCE N VIBRATION SEVERITY GRADE A, DEGREE OF PROTECTION IP 64 | - | 0 | 0
1FT7084-5WH71-1CB0 |  | 1FT7084-5WH71-1CB0 | 1 | UN | 1 | 15 | C | D | N | N | 85015230 | 1 |  | 30.703 | KG | 4711.41 | 4711.41 | MC05 | MC05 | SIMOTICS S Synchronous motor 1FT7, M0=35Nm (100K) NN=4500rpm, PN=14.60kW water-cooled Frame size IMB 5 (IM V1, IM V3) Conventional flange (1FT6/1FK7 compatible) POWER CONNECTOR ROTATABLE ABSOLUTE ENCODER 24 BITS + 12 BIT MULTITURN WITH DRIVE-CLIQ INTERFACE (ENCODER AM24DQI) SHAFT WITH FITTED KEY; WITH HOLDING BRAKE; ACC. TOLERANCE N VIBRATION SEVERITY GRADE A, DEGREE OF PROTECTION IP 64 | - | 0 | 0
1FT7084-5WH71-1FB0 |  | 1FT7084-5WH71-1FB0 | 1 | UN | 1 | 15 | C | D | N | N | 85015230 | 1 |  | 30.703 | KG | 4764.84 | 4764.84 | MC05 | MC05 | SIMOTICS S Synchronous motor 1FT7, M0=35Nm (100K) NN=4500rpm, PN=14.60kW water-cooled Frame size IMB 5 (IM V1, IM V3) Conventional flange (1FT6/1FK7 compatible) POWER CONNECTOR ROTATABLE ABSOLUTE ENCODER 22 BITS MULTI TURN WITH DRIVE-CLIQ INTERFACE (ENCODER AM-22-DQ) CONNECTOR ROTATABLE SHAFT WITH FITTED KEY; WITH HOLDING BRAKE; ACC. TOLERANCE N VIBRATION SEVERITY GRADE A, DEGREE OF PROTECTION IP 64 | - | 0 | 0
1FT7084-5WH71-1FH1-Z | J02 | 1FT7084-5WH71-1FH1-ZJ02 | 1 | UN | 1 | 25 | D | D | N | N | 85015230 | 1 |  | 47.903 | KG | 6833.8 | 6833.8 | MC05 | MC05 | SIMOTICS S Synchronous motor 1FT7, M0=35Nm (100K) NN=4500rpm, PN=14.60kW water-cooled Frame size IMB 5 (IM V1, IM V3) Conventional flange (1FT6/1FK7 compatible) POWER CONNECTOR ROTATABLE ABSOLUTE ENCODER 22 BITS MULTI TURN WITH DRIVE-CLIQ INTERFACE (ENCODER AM-22-DQ) CONNECTOR ROTATABLE PLAIN SHAFT, WITH HOLDING BRAKE; ACCURACY TOLERANCE N VIBRATION SEVERITY GRADE A, DEGREE OF PROTECTION IP 65 J02: ALPHA SP+, SP 140S - MF1 PLANETARY GEARING, 1-STAGE, I=4, WITH FEATHER KEY | - | 0 | 0
1FT7085-7SF70-1BB0 |  | 1FT7085-7SF70-1BB0 | 1 | UN | 1 | 15 | C | D | N | N | 85015220 | 1 |  | 37.103 | KG | 4847.68 | 4847.68 | MC05 | MC05 | SIMOTICS S Synchronous motor 1FT7, M0=34Nm (100K) NN=3000rpm, PN=7.20kW Forced ventilation Frame size IMB 5 (IM V1, IM V3) recessed flange (more compact) POWER CONNECTOR ROTATABLE ABSOLUTE VALUE ENCODER SINGLETURN 24 BIT WITH DRIVE-CLIQ INTERFACE (ENCODER AS24DQI) SHAFT WITH FITTED KEY; WITH HOLDING BRAKE; ACC. TOLERANCE N VIBRATION SEVERITY GRADE A, DEGREE OF PROTECTION IP 64 | - | 0 | 0
1FT7085-7SF70-1CB1 |  | 1FT7085-7SF70-1CB1 | 1 | UN | 1 | 15 | C | D | N | N | 85015220 | 1 |  | 37.203 | KG | 5421.87 | 5421.87 | MC05 | MC05 | SIMOTICS S Synchronous motor 1FT7, M0=34Nm (100K) NN=3000rpm, PN=7.20kW Forced ventilation Frame size IMB 5 (IM V1, IM V3) recessed flange (more compact) POWER CONNECTOR ROTATABLE ABSOLUTE ENCODER 24 BITS + 12 BIT MULTITURN WITH DRIVE-CLIQ INTERFACE (ENCODER AM24DQI) SHAFT WITH FITTED KEY; WITH HOLDING BRAKE; ACC. TOLERANCE N VIBRATION SEVERITY GRADE A, DEGREE OF PROTECTION IP 65 | - | 0 | 0
1FT7085-7SH70-1BG0 |  | 1FT7085-7SH70-1BG0 | 1 | UN | 1 | 15 | C | D | N | N | 85015230 | 1 |  | 34.004 | KG | 4249.17 | 4249.17 | MC05 | MC05 | SIMOTICS S Synchronous motor 1FT7, M0=34Nm (100K) NN=4500rpm, PN=8.20kW Forced ventilation Frame size IMB 5 (IM V1, IM V3) recessed flange (more compact) POWER CONNECTOR ROTATABLE ABSOLUTE VALUE ENCODER SINGLETURN 24 BIT WITH DRIVE-CLIQ INTERFACE (ENCODER AS24DQI) PLAIN SHAFT, W/O HOLDING BRAKE; ACC. TOLERANCE N VIBRATION SEVERITY GRADE A, DEGREE OF PROTECTION IP 64 | - | 0 | 0
1FT7085-7WF71-1CG1 |  | 1FT7085-7WF71-1CG1 | 1 | UN | 1 | 15 | C | D | N | N | 85015230 | 1 |  | 32.104 | KG | 4823.36 | 4823.36 | MC05 | MC05 | SIMOTICS S Synchronous motor 1FT7, M0=43Nm (100K) NN=3000rpm, PN=11.90kW water-cooled Frame size IMB 5 (IM V1, IM V3) Conventional flange (1FT6/1FK7 compatible) POWER CONNECTOR OUTGOING CONNECTOR DIRECTIONTRAVERSE RIGHT ABSOLUTE ENCODER 24 BITS + 12 BIT MULTITURN WITH DRIVE-CLIQ INTERFACE (ENCODER AM24DQI) PLAIN SHAFT, W/O HOLDING BRAKE; ACC. TOLERANCE N VIBRATION SEVERITY GRADE A, DEGREE OF PROTECTION IP 65 | - | 0 | 0
1FT7085-7WH70-1DG0 |  | 1FT7085-7WH70-1DG0 | 1 | UN | 1 | 15 | C | D | N | N | 85015230 | 1 |  | 32.104 | KG | 4302.61 | 4302.61 | MC05 | MC05 | SIMOTICS S Synchronous motor 1FT7, M0=43Nm (100K) NN=4500rpm, PN=15.60kW water-cooled Frame size IMB 5 (IM V1, IM V3) recessed flange (more compact) POWER CONNECTOR OUTGOING CONNECTOR DIRECTIONTRAVERSE RIGHT INCREMENTAL ENCODER 2048 S/R WITH DRIVE-CLIQ INTERFACE (ENCODER I-2048) CONNECTOR ROTATABLE PLAIN SHAFT, W/O HOLDING BRAKE; ACC. TOLERANCE N VIBRATION SEVERITY GRADE A, DEGREE OF PROTECTION IP 64 | - | 0 | 0
1FT7085-7WH70-2DA1 |  | 1FT7085-7WH70-2DA1 | 1 | UN | 1 | 15 | C | D | N | N | 85015230 | 1 |  | 32.104 | KG | 4366.73 | 4366.73 | MC05 | MC05 | SIMOTICS S Synchronous motor 1FT7, M0=43Nm (100K) NN=4500rpm, PN=15.60kW water-cooled Frame size IMB 5 (IM V1, IM V3) recessed flange (more compact) POWER CONNECTOR OUTGOING CONNECTOR DIRECTIONTRAVERSE LEFT INCREMENTAL ENCODER 2048 S/R WITH DRIVE-CLIQ INTERFACE (ENCODER I-2048) CONNECTOR ROTATABLE WITH FITTED KEY, ACCURACY TOLERANCE N, W/O HOLDING BRAKE VIBRATION SEVERITY GRADE A, DEGREE OF PROTECTION IP 65 | - | 0 | 0
1FT7086-1AF71-1BG1-Z | J09 | 1FT7086-1AF71-1BG1-ZJ09 | 1 | UN | 1 | 25 | D | D | N | N | 85015220 | 1 |  | 61.5 | KG | 5283.35 | 5283.35 | MC05 | MC05 | SIMOTICS S Synchronous motor 1FT7, M0=28Nm (100K) NN=3000rpm, PN=5.65kW naturally cooled; Power connector rotatable; Vibration severity A Degree of protection IP65 Frame size IMB 5 (IM V1, IM V3) Conventional flange (1FT6/1FK7 compatible) ABSOLUTE VALUE ENCODER SINGLETURN 24 BIT WITH DRIVE-CLIQ INTERFACE (ENCODER AS24DQI) PLAIN SHAFT, W/O HOLDING BRAKE; ACCURACY TOLERANCE N J09: ALPHA SP+, SP 180S - MF1 PLANETARY GEARING, 1-STAGE, I=10, WITH FEATHER KEY | - | 0 | 0
1FT7086-1AF71-1CG1-Z | J09 | 1FT7086-1AF71-1CG1-ZJ09 | 1 | UN | 1 | 25 | D | D | N | N | 85015220 | 1 |  | 61.6 | KG | 5793.42 | 5793.42 | MC05 | MC05 | SIMOTICS S Synchronous motor 1FT7, M0=28Nm (100K) NN=3000rpm, PN=5.65kW naturally cooled; Power connector rotatable; Vibration severity A Degree of protection IP65 Frame size IMB 5 (IM V1, IM V3) Conventional flange (1FT6/1FK7 compatible) ABSOLUTE ENCODER 24 BITS + 12 BIT MULTITURN WITH DRIVE-CLIQ INTERFACE (ENCODER AM24DQI) PLAIN SHAFT, W/O HOLDING BRAKE; ACCURACY TOLERANCE N J09: ALPHA SP+, SP 180S - MF1 PLANETARY GEARING, 1-STAGE, I=10, WITH FEATHER KEY | - | 0 | 0
1FT7086-1AF71-1FG1 |  | 1FT7086-1AF71-1FG1 | 1 | UN | 1 | 15 | C | D | N | N | 85015220 | 1 | 4042948662434 | 27.5 | KG | 3488.22 | 3488.22 | MC05 | MC05 | SIMOTICS S Synchronous motor 1FT7, M0=28Nm (100K) NN=3000rpm, PN=5.65kW naturally cooled; Power connector rotatable; Vibration severity A Degree of protection IP65 Frame size IMB 5 (IM V1, IM V3) Conventional flange (1FT6/1FK7 compatible) ABSOLUTE ENCODER 22 BITS MULTI TURN WITH DRIVE-CLIQ INTERFACE (ENCODER AM-22-DQ) CONNECTOR ROTATABLE PLAIN SHAFT, W/O HOLDING BRAKE; ACCURACY TOLERANCE N | - | 0 | 0
1FT7086-1AF71-1FH1 |  | 1FT7086-1AF71-1FH1 | 1 | UN | 1 | 15 | C | D | N | N | 85015220 | 1 | 4042948662441 | 30.6 | KG | 3949.62 | 3949.62 | MC05 | MC05 | SIMOTICS S Synchronous motor 1FT7, M0=28Nm (100K) NN=3000rpm, PN=5.65kW naturally cooled; Power connector rotatable; Vibration severity A Degree of protection IP65 Frame size IMB 5 (IM V1, IM V3) Conventional flange (1FT6/1FK7 compatible) ABSOLUTE ENCODER 22 BITS MULTI TURN WITH DRIVE-CLIQ INTERFACE (ENCODER AM-22-DQ) CONNECTOR ROTATABLE PLAIN SHAFT, WITH HOLDING BRAKE, ACCURACY TOLERANCE N | - | 0 | 0
1FT7086-1AF71-1MG1-Z | Q13 | 1FT7086-1AF71-1MG1-ZQ13 | 1 | UN | 1 | 15 | C | D | N | N | 85015220 | 1 |  | 27.501 | KG | 3293.99 | 3293.99 | MC05 | MC05 | SIMOTICS S Synchronous motor 1FT7, M0=28Nm (100K) NN=3000rpm, PN=5.65kW naturally cooled; Power connector rotatable; Vibration severity A Degree of protection IP65 Frame size IMB 5 (IM V1, IM V3) Conventional flange (1FT6/1FK7 compatible), with KTY temperature sensor ABSOLUTE ENCODER ENDAT 2048 S/R (ENCODER A-2048) CONNECTOR ROTATABLE PLAIN SHAFT, W/O HOLDING BRAKE; ACCURACY TOLERANCE N Q13: Customer-specific additional seal encoder flange No encoder replacement in the field possible | - | 0 | 0
1FT7086-1AH70-1CG1 |  | 1FT7086-1AH70-1CG1 | 1 | UN | 1 | 15 | C | D | N | N | 85015220 | 1 |  | 31.9 | KG | 3434.79 | 3434.79 | MC05 | MC05 | SIMOTICS S Synchronous motor 1FT7, M0=28Nm (100K) NN=4500rpm, PN=4.71kW naturally cooled; Power connector rotatable; Vibration severity A Degree of protection IP65 Frame size IMB 5 (IM V1, IM V3) recessed flange (more compact) ABSOLUTE ENCODER 24 BITS + 12 BIT MULTITURN WITH DRIVE-CLIQ INTERFACE (ENCODER AM24DQI) PLAIN SHAFT, W/O HOLDING BRAKE; ACCURACY TOLERANCE N | - | 0 | 0
1FT7086-1AH71-1FG1 |  | 1FT7086-1AH71-1FG1 | 1 | UN | 1 | 15 | C | D | N | N | 85015220 | 1 | 4042948662458 | 31.8 | KG | 3488.22 | 3488.22 | MC05 | MC05 | SIMOTICS S Synchronous motor 1FT7, M0=28Nm (100K) NN=4500rpm, PN=4.71kW naturally cooled; Power connector rotatable; Vibration severity A Degree of protection IP65 Frame size IMB 5 (IM V1, IM V3) Conventional flange (1FT6/1FK7 compatible) ABSOLUTE ENCODER 22 BITS MULTI TURN WITH DRIVE-CLIQ INTERFACE (ENCODER AM-22-DQ) CONNECTOR ROTATABLE PLAIN SHAFT, W/O HOLDING BRAKE; ACCURACY TOLERANCE N | - | 0 | 0
1FT7086-1AH71-1FH1 |  | 1FT7086-1AH71-1FH1 | 1 | UN | 1 | 15 | C | D | N | N | 85015220 | 1 | 4042948662465 | 34.9 | KG | 3949.62 | 3949.62 | MC05 | MC05 | SIMOTICS S Synchronous motor 1FT7, M0=28Nm (100K) NN=4500rpm, PN=4.71kW naturally cooled; Power connector rotatable; Vibration severity A Degree of protection IP65 Frame size IMB 5 (IM V1, IM V3) Conventional flange (1FT6/1FK7 compatible) ABSOLUTE ENCODER 22 BITS MULTI TURN WITH DRIVE-CLIQ INTERFACE (ENCODER AM-22-DQ) CONNECTOR ROTATABLE PLAIN SHAFT, WITH HOLDING BRAKE, ACCURACY TOLERANCE N | - | 0 | 0
1FT7086-5AC70-1DB1 |  | 1FT7086-5AC70-1DB1 | 1 | UN | 1 | 15 | C | D | N | N | 85015220 | 1 |  | 30.703 | KG | 4540 | 4540 | MC05 | MC05 | SIMOTICS S Synchronous motor 1FT7, M0=28Nm (100K) NN=2000rpm, PN=4.71kW Naturally cooled Frame size IMB 5 (IM V1, IM V3) recessed flange (more compact) POWER CONNECTOR ROTATABLE INCREMENTAL ENCODER 2048 S/R WITH DRIVE-CLIQ INTERFACE (ENCODER I-2048) CONNECTOR ROTATABLE SHAFT WITH FITTED KEY; WITH HOLDING BRAKE; ACC. TOLERANCE N VIBRATION SEVERITY GRADE A, DEGREE OF PROTECTION IP 65 | - | 0 | 0
1FT7086-5AF70-1BG1 |  | 1FT7086-5AF70-1BG1 | 1 | UN | 1 | 15 | C | D | N | N | 85015220 | 1 |  | 27.604 | KG | 3888.05 | 3888.05 | MC05 | MC05 | SIMOTICS S Synchronous motor 1FT7, M0=28Nm (100K) NN=3000rpm, PN=5.65kW Naturally cooled Frame size IMB 5 (IM V1, IM V3) recessed flange (more compact) POWER CONNECTOR ROTATABLE ABSOLUTE VALUE ENCODER SINGLETURN 24 BIT WITH DRIVE-CLIQ INTERFACE (ENCODER AS24DQI) PLAIN SHAFT, W/O HOLDING BRAKE; ACC. TOLERANCE N VIBRATION SEVERITY GRADE A, DEGREE OF PROTECTION IP 65 | - | 0 | 0
1FT7086-5AF70-1BG2 |  | 1FT7086-5AF70-1BG2 | 1 | UN | 1 | 15 | C | D | N | N | 85015220 | 1 |  | 27.604 | KG | 3941.11 | 3941.11 | MC05 | MC05 | SIMOTICS S Synchronous motor 1FT7, M0=28Nm (100K) NN=3000rpm, PN=5.65kW Naturally cooled Frame size IMB 5 (IM V1, IM V3) recessed flange (more compact) POWER CONNECTOR ROTATABLE ABSOLUTE VALUE ENCODER SINGLETURN 24 BIT WITH DRIVE-CLIQ INTERFACE (ENCODER AS24DQI) PLAIN SHAFT, W/O HOLDING BRAKE; ACC. TOLERANCE N VIBRATION SEVERITY GRADE A, DEGREE OF PROTECTION IP 67 | - | 0 | 0
1FT7086-5AF70-1BH0 |  | 1FT7086-5AF70-1BH0 | 1 | UN | 1 | 15 | C | D | N | N | 85015220 | 1 |  | 30.703 | KG | 4422.44 | 4422.44 | MC05 | MC05 | SIMOTICS S Synchronous motor 1FT7, M0=28Nm (100K) NN=3000rpm, PN=5.65kW Naturally cooled Frame size IMB 5 (IM V1, IM V3) recessed flange (more compact) POWER CONNECTOR ROTATABLE ABSOLUTE VALUE ENCODER SINGLETURN 24 BIT WITH DRIVE-CLIQ INTERFACE (ENCODER AS24DQI) PLAIN SHAFT, WITH HOLDING BRAKE; ACCURACY TOLERANCE N VIBRATION SEVERITY GRADE A, DEGREE OF PROTECTION IP 64 | - | 0 | 0
1FT7086-5AF70-1BH1 |  | 1FT7086-5AF70-1BH1 | 1 | UN | 1 | 15 | C | D | N | N | 85015220 | 1 |  | 30.703 | KG | 4486.56 | 4486.56 | MC05 | MC05 | SIMOTICS S Synchronous motor 1FT7, M0=28Nm (100K) NN=3000rpm, PN=5.65kW Naturally cooled Frame size IMB 5 (IM V1, IM V3) recessed flange (more compact) POWER CONNECTOR ROTATABLE ABSOLUTE VALUE ENCODER SINGLETURN 24 BIT WITH DRIVE-CLIQ INTERFACE (ENCODER AS24DQI) PLAIN SHAFT, WITH HOLDING BRAKE; ACCURACY TOLERANCE N VIBRATION SEVERITY GRADE A, DEGREE OF PROTECTION IP 65 | - | 0 | 0
1FT7086-5AF71-1BH5 |  | 1FT7086-5AF71-1BH5 | 1 | UN | 1 | 15 | C | D | N | N | 85015220 | 1 |  | 30.703 | KG | 4643.56 | 4643.56 | MC05 | MC05 | SIMOTICS S Synchronous motor 1FT7, M0=28Nm (100K) NN=3000rpm, PN=5.65kW Naturally cooled Frame size IMB 5 (IM V1, IM V3) Conventional flange (1FT6/1FK7 compatible) POWER CONNECTOR ROTATABLE ABSOLUTE VALUE ENCODER SINGLETURN 24 BIT WITH DRIVE-CLIQ INTERFACE (ENCODER AS24DQI) PLAIN SHAFT, WITH HOLDING BRAKE; ACCURACY TOLERANCE N VIBRATION SEVERITY GRADE A+R, DEGREE OF PROTECTION IP 67 | - | 0 | 0
1FT7086-5AF71-1BH5-Z | Q12 | 1FT7086-5AF71-1BH5-ZQ12 | 1 | UN | 1 | 15 | C | D | N | N | 85015220 | 1 |  | 30.704 | KG | 4643.56 | 4643.56 | MC05 | MC05 | SIMOTICS S Synchronous motor 1FT7, M0=28Nm (100K) NN=3000rpm, PN=5.65kW Naturally cooled Frame size IMB 5 (IM V1, IM V3) Conventional flange (1FT6/1FK7 compatible) POWER CONNECTOR ROTATABLE ABSOLUTE VALUE ENCODER SINGLETURN 24 BIT WITH DRIVE-CLIQ INTERFACE (ENCODER AS24DQI) PLAIN SHAFT, WITH HOLDING BRAKE; ACCURACY TOLERANCE N VIBRATION SEVERITY GRADE A+R, DEGREE OF PROTECTION IP 67 Q12: BLOCKED AIR CONNECTION ON POWER CONNECTOR | - | 0 | 0
1FT7086-5AF71-1CG1-Z | J25 | 1FT7086-5AF71-1CG1-ZJ25 | 1 | UN | 1 | 25 | D | D | N | N | 85015220 | 1 |  | 44.804 | KG | 6402.96 | 6402.96 | MC05 | MC05 | SIMOTICS S Synchronous motor 1FT7, M0=28Nm (100K) NN=3000rpm, PN=5.65kW Naturally cooled Frame size IMB 5 (IM V1, IM V3) Conventional flange (1FT6/1FK7 compatible) POWER CONNECTOR ROTATABLE ABSOLUTE ENCODER 24 BITS + 12 BIT MULTITURN WITH DRIVE-CLIQ INTERFACE (ENCODER AM24DQI) PLAIN SHAFT, W/O HOLDING BRAKE; ACC. TOLERANCE N VIBRATION SEVERITY GRADE A, DEGREE OF PROTECTION IP 65 J25: ALPHA SP+, SP 140S - MF1 PLANETARY GEARING, 1-STAGE, I=7, W/O FEATHER KEY | - | 0 | 0
1FT7086-5AF71-1CH0-Z | N05 | 1FT7086-5AF71-1CH0-ZN05 | 1 | UN | 1 | 15 | C | D | N | N | 85015220 | 1 |  | 30.704 | KG | 5196.53 | 5196.53 | MC05 | MC05 | SIMOTICS S Synchronous motor 1FT7, M0=28Nm (100K) NN=3000rpm, PN=5.65kW Naturally cooled Frame size IMB 5 (IM V1, IM V3) Conventional flange (1FT6/1FK7 compatible) POWER CONNECTOR ROTATABLE ABSOLUTE ENCODER 24 BITS + 12 BIT MULTITURN WITH DRIVE-CLIQ INTERFACE (ENCODER AM24DQI) PLAIN SHAFT, WITH HOLDING BRAKE; ACCURACY TOLERANCE N VIBRATION SEVERITY GRADE A, DEGREE OF PROTECTION IP 64 N05: SHAFT END COMPATIBLE WITH 1FT507; | - | 0 | 0
1FT7086-5AF71-1FH1-Z | J02X09 | 1FT7086-5AF71-1FH1-ZJ02X09 | 1 | UN | 1 | 25 | D | D | N | N | 85015220 | 1 |  | 47.904 | KG | 7054.9 | 7054.9 | MC05 | MC05 | SIMOTICS S Synchronous motor 1FT7, M0=28Nm (100K) NN=3000rpm, PN=5.65kW Naturally cooled Frame size IMB 5 (IM V1, IM V3) Conventional flange (1FT6/1FK7 compatible) POWER CONNECTOR ROTATABLE ABSOLUTE ENCODER 22 BITS MULTI TURN WITH DRIVE-CLIQ INTERFACE (ENCODER AM-22-DQ) CONNECTOR ROTATABLE PLAIN SHAFT, WITH HOLDING BRAKE; ACCURACY TOLERANCE N VIBRATION SEVERITY GRADE A, DEGREE OF PROTECTION IP 65 J02: ALPHA SP+, SP 140S - MF1 PLANETARY GEARING, 1-STAGE, I=4, WITH FEATHER KEY X09: paint finish anthracite similar to RAL7016 | - | 0 | 0
1FT7086-5AF71-1LH2 |  | 1FT7086-5AF71-1LH2 | 1 | UN | 1 | 15 | C | D | N | N | 85015220 | 1 |  | 30.703 | KG | 5249.81 | 5249.81 | MC05 | MC05 | SIMOTICS S Synchronous motor 1FT7, M0=28Nm (100K) NN=3000rpm, PN=5.65kW Naturally cooled Frame size IMB 5 (IM V1, IM V3) Conventional flange (1FT6/1FK7 compatible) POWER CONNECTOR ROTATABLE ABSOLUTE ENCODER 24 BITS + 12 BIT MULTITURN WITH DRIVE-CLIQ INTERFACE (ENCODER AM24DQI) AND M17-CONNECTOR PLAIN SHAFT, WITH HOLDING BRAKE; ACCURACY TOLERANCE N VIBRATION SEVERITY GRADE A, DEGREE OF PROTECTION IP 67 | - | 0 | 0
1FT7086-5AF74-1MB2-Z | N16 | 1FT7086-5AF74-1MB2-ZN16 | 1 | UN | 1 | 15 | C | D | N | N | 85015220 | 1 |  | 30.704 | KG | 5152.55 | 5152.55 | MC05 | MC05 | SIMOTICS S Synchronous motor 1FT7, M0=28Nm (100K) NN=3000rpm, PN=5.65kW Naturally cooled Frame size IMB 5 (IM V1, IM V3) Conventional flange (1FT6/1FK7 compatible), with Pt1000 temperature sensor POWER CONNECTOR ROTATABLE ABSOLUTE ENCODER ENDAT 2048 S/R (ENCODER A-2048) CONNECTOR ROTATABLE SHAFT WITH FITTED KEY; WITH HOLDING BRAKE; ACC. TOLERANCE N VIBRATION SEVERITY GRADE A, DEGREE OF PROTECTION IP 67 N16: EXECUTION FOR INCREASED CHEMICAL RESISTANCE | - | 0 | 0
1FT7086-5AH70-1BA0 |  | 1FT7086-5AH70-1BA0 | 1 | UN | 1 | 15 | C | D | N | N | 85015220 | 1 |  | 31.904 | KG | 3823.93 | 3823.93 | MC05 | MC05 | SIMOTICS S Synchronous motor 1FT7, M0=28Nm (100K) NN=4500rpm, PN=4.71kW Naturally cooled Frame size IMB 5 (IM V1, IM V3) recessed flange (more compact) POWER CONNECTOR ROTATABLE ABSOLUTE VALUE ENCODER SINGLETURN 24 BIT WITH DRIVE-CLIQ INTERFACE (ENCODER AS24DQI) WITH FITTED KEY, ACCURACY TOLERANCE N, W/O HOLDING BRAKE VIBRATION SEVERITY GRADE A, DEGREE OF PROTECTION IP 64 | - | 0 | 0
1FT7086-5AH70-1CA1 |  | 1FT7086-5AH70-1CA1 | 1 | UN | 1 | 15 | C | D | N | N | 85015220 | 1 |  | 31.904 | KG | 4398.12 | 4398.12 | MC05 | MC05 | SIMOTICS S Synchronous motor 1FT7, M0=28Nm (100K) NN=4500rpm, PN=4.71kW Naturally cooled Frame size IMB 5 (IM V1, IM V3) recessed flange (more compact) POWER CONNECTOR ROTATABLE ABSOLUTE ENCODER 24 BITS + 12 BIT MULTITURN WITH DRIVE-CLIQ INTERFACE (ENCODER AM24DQI) WITH FITTED KEY, ACCURACY TOLERANCE N, W/O HOLDING BRAKE VIBRATION SEVERITY GRADE A, DEGREE OF PROTECTION IP 65 | - | 0 | 0
1FT7086-5AH70-1CB1 |  | 1FT7086-5AH70-1CB1 | 1 | UN | 1 | 15 | C | D | N | N | 85015220 | 1 |  | 35.003 | KG | 4996.63 | 4996.63 | MC05 | MC05 | SIMOTICS S Synchronous motor 1FT7, M0=28Nm (100K) NN=4500rpm, PN=4.71kW Naturally cooled Frame size IMB 5 (IM V1, IM V3) recessed flange (more compact) POWER CONNECTOR ROTATABLE ABSOLUTE ENCODER 24 BITS + 12 BIT MULTITURN WITH DRIVE-CLIQ INTERFACE (ENCODER AM24DQI) SHAFT WITH FITTED KEY; WITH HOLDING BRAKE; ACC. TOLERANCE N VIBRATION SEVERITY GRADE A, DEGREE OF PROTECTION IP 65 | - | 0 | 0
1FT7086-5AH70-1CG0-Z | K24 | 1FT7086-5AH70-1CG0-ZK24 | 1 | UN | 1 | 15 | C | D | N | N | 85015220 | 1 |  | 31.905 | KG | 4403.73 | 4403.73 | MC05 | MC05 | SIMOTICS S Synchronous motor 1FT7, M0=28Nm (100K) NN=4500rpm, PN=4.71kW Naturally cooled Frame size IMB 5 (IM V1, IM V3) recessed flange (more compact) POWER CONNECTOR ROTATABLE ABSOLUTE ENCODER 24 BITS + 12 BIT MULTITURN WITH DRIVE-CLIQ INTERFACE (ENCODER AM24DQI) PLAIN SHAFT, W/O HOLDING BRAKE; ACC. TOLERANCE N VIBRATION SEVERITY GRADE A, DEGREE OF PROTECTION IP 64 K24: Without paint finish but with primer coat | - | 0 | 0
1FT7086-5AH70-1CL1 |  | 1FT7086-5AH70-1CL1 | 1 | UN | 1 | 15 | C | D | N | N | 85015220 | 1 |  | 35.003 | KG | 5101.26 | 5101.26 | MC05 | MC05 | SIMOTICS S Synchronous motor 1FT7, M0=28Nm (100K) NN=4500rpm, PN=4.71kW Naturally cooled Frame size IMB 5 (IM V1, IM V3) recessed flange (more compact) POWER CONNECTOR ROTATABLE ABSOLUTE ENCODER 24 BITS + 12 BIT MULTITURN WITH DRIVE-CLIQ INTERFACE (ENCODER AM24DQI) PLAIN SHAFT, WITH HOLDING BRAKE; ACCURACY TOLERANCE R VIBRATION SEVERITY GRADE A, DEGREE OF PROTECTION IP 65 | - | 0 | 0
1FT7086-5AH71-1BH0 |  | 1FT7086-5AH71-1BH0 | 1 | UN | 1 | 15 | C | D | N | N | 85015220 | 1 |  | 35.003 | KG | 4422.44 | 4422.44 | MC05 | MC05 | SIMOTICS S Synchronous motor 1FT7, M0=28Nm (100K) NN=4500rpm, PN=4.71kW Naturally cooled Frame size IMB 5 (IM V1, IM V3) Conventional flange (1FT6/1FK7 compatible) POWER CONNECTOR ROTATABLE ABSOLUTE VALUE ENCODER SINGLETURN 24 BIT WITH DRIVE-CLIQ INTERFACE (ENCODER AS24DQI) PLAIN SHAFT, WITH HOLDING BRAKE; ACCURACY TOLERANCE N VIBRATION SEVERITY GRADE A, DEGREE OF PROTECTION IP 64 | - | 0 | 0
1FT7086-5AH71-1DA1 |  | 1FT7086-5AH71-1DA1 | 1 | UN | 1 | 15 | C | D | N | N | 85015220 | 1 |  | 31.904 | KG | 3941.49 | 3941.49 | MC05 | MC05 | SIMOTICS S Synchronous motor 1FT7, M0=28Nm (100K) NN=4500rpm, PN=4.71kW Naturally cooled Frame size IMB 5 (IM V1, IM V3) Conventional flange (1FT6/1FK7 compatible) POWER CONNECTOR ROTATABLE INCREMENTAL ENCODER 2048 S/R WITH DRIVE-CLIQ INTERFACE (ENCODER I-2048) CONNECTOR ROTATABLE WITH FITTED KEY, ACCURACY TOLERANCE N, W/O HOLDING BRAKE VIBRATION SEVERITY GRADE A, DEGREE OF PROTECTION IP 65 | - | 0 | 0
1FT7086-5AH71-1FH1-Z | Y84 | 1FT7086-5AH71-1FH1-ZY84 | 1 | UN | 1 | 15 | C | D | N | N | 85015220 | 1 |  | 35.003 | KG | 5050.06 | 5050.06 | MC05 | MC05 | SIMOTICS S Synchronous motor 1FT7, M0=28Nm (100K) NN=4500rpm, PN=4.71kW Naturally cooled Frame size IMB 5 (IM V1, IM V3) Conventional flange (1FT6/1FK7 compatible) POWER CONNECTOR ROTATABLE ABSOLUTE ENCODER 22 BITS MULTI TURN WITH DRIVE-CLIQ INTERFACE (ENCODER AM-22-DQ) CONNECTOR ROTATABLE PLAIN SHAFT, WITH HOLDING BRAKE; ACCURACY TOLERANCE N VIBRATION SEVERITY GRADE A, DEGREE OF PROTECTION IP 65 Y84: Customer specifications on the rating plate Ordering notes see Notification number 22370783 | - | 0 | 0
1FT7086-5AH71-1NH1 |  | 1FT7086-5AH71-1NH1 | 1 | UN | 1 | 15 | C | D | N | N | 85015220 | 1 |  | 35.003 | KG | 4259.55 | 4259.55 | MC05 | MC05 | SIMOTICS S Synchronous motor 1FT7, M0=28Nm (100K) NN=4500rpm, PN=4.71kW Naturally cooled Frame size IMB 5 (IM V1, IM V3) Conventional flange (1FT6/1FK7 compatible), with KTY temperature sensor POWER CONNECTOR ROTATABLE INCREM. ENCODER SIN/COS 1VSS 2048 S/R (ENCODER I-2048) CONNECTOR ROTATABLE PLAIN SHAFT, WITH HOLDING BRAKE; ACCURACY TOLERANCE N VIBRATION SEVERITY GRADE A, DEGREE OF PROTECTION IP 65 | - | 0 | 0
1FT7086-5SC70-1BG0 |  | 1FT7086-5SC70-1BG0 | 1 | UN | 1 | 15 | C | D | N | N | 85015220 | 1 |  | 36.004 | KG | 4251.46 | 4251.46 | MC05 | MC05 | SIMOTICS S Synchronous motor 1FT7, M0=36Nm (100K) NN=2000rpm, PN=6.70kW Forced ventilation Frame size IMB 5 (IM V1, IM V3) recessed flange (more compact) POWER CONNECTOR ROTATABLE ABSOLUTE VALUE ENCODER SINGLETURN 24 BIT WITH DRIVE-CLIQ INTERFACE (ENCODER AS24DQI) PLAIN SHAFT, W/O HOLDING BRAKE; ACC. TOLERANCE N VIBRATION SEVERITY GRADE A, DEGREE OF PROTECTION IP 64 | - | 0 | 0
1FT7086-5SF70-1CA1 |  | 1FT7086-5SF70-1CA1 | 1 | UN | 1 | 15 | C | D | N | N | 85015230 | 1 |  | 36.104 | KG | 4825.65 | 4825.65 | MC05 | MC05 | SIMOTICS S Synchronous motor 1FT7, M0=36Nm (100K) NN=3000rpm, PN=9.10kW Forced ventilation Frame size IMB 5 (IM V1, IM V3) recessed flange (more compact) POWER CONNECTOR ROTATABLE ABSOLUTE ENCODER 24 BITS + 12 BIT MULTITURN WITH DRIVE-CLIQ INTERFACE (ENCODER AM24DQI) WITH FITTED KEY, ACCURACY TOLERANCE N, W/O HOLDING BRAKE VIBRATION SEVERITY GRADE A, DEGREE OF PROTECTION IP 65 | - | 0 | 0
1FT7086-5SF71-1CE1 |  | 1FT7086-5SF71-1CE1 | 1 | UN | 1 | 15 | C | D | N | N | 85015230 | 1 |  | 39.203 | KG | 5528.79 | 5528.79 | MC05 | MC05 | SIMOTICS S Synchronous motor 1FT7, M0=36Nm (100K) NN=3000rpm, PN=9.10kW Forced ventilation Frame size IMB 5 (IM V1, IM V3) Conventional flange (1FT6/1FK7 compatible) POWER CONNECTOR ROTATABLE ABSOLUTE ENCODER 24 BITS + 12 BIT MULTITURN WITH DRIVE-CLIQ INTERFACE (ENCODER AM24DQI) SHAFT WITH FITTED KEY; WITH HOLDING BRAKE; ACC. TOLERANCE R VIBRATION SEVERITY GRADE A, DEGREE OF PROTECTION IP 65 | - | 0 | 0
1FT7086-5SH70-1BB0 |  | 1FT7086-5SH70-1BB0 | 1 | UN | 1 | 15 | C | D | N | N | 85015230 | 1 |  | 39.103 | KG | 4849.97 | 4849.97 | MC05 | MC05 | SIMOTICS S Synchronous motor 1FT7, M0=36Nm (100K) NN=4500rpm, PN=11.80kW Forced ventilation Frame size IMB 5 (IM V1, IM V3) recessed flange (more compact) POWER CONNECTOR ROTATABLE ABSOLUTE VALUE ENCODER SINGLETURN 24 BIT WITH DRIVE-CLIQ INTERFACE (ENCODER AS24DQI) SHAFT WITH FITTED KEY; WITH HOLDING BRAKE; ACC. TOLERANCE N VIBRATION SEVERITY GRADE A, DEGREE OF PROTECTION IP 64 | - | 0 | 0
1FT7086-5SH70-1CA1 |  | 1FT7086-5SH70-1CA1 | 1 | UN | 1 | 15 | C | D | N | N | 85015230 | 1 |  | 36.104 | KG | 4825.65 | 4825.65 | MC05 | MC05 | SIMOTICS S Synchronous motor 1FT7, M0=36Nm (100K) NN=4500rpm, PN=11.80kW Forced ventilation Frame size IMB 5 (IM V1, IM V3) recessed flange (more compact) POWER CONNECTOR ROTATABLE ABSOLUTE ENCODER 24 BITS + 12 BIT MULTITURN WITH DRIVE-CLIQ INTERFACE (ENCODER AM24DQI) WITH FITTED KEY, ACCURACY TOLERANCE N, W/O HOLDING BRAKE VIBRATION SEVERITY GRADE A, DEGREE OF PROTECTION IP 65 | - | 0 | 0
1FT7086-5SH71-1CA0 |  | 1FT7086-5SH71-1CA0 | 1 | UN | 1 | 15 | C | D | N | N | 85015230 | 1 |  | 36.104 | KG | 4761.53 | 4761.53 | MC05 | MC05 | SIMOTICS S Synchronous motor 1FT7, M0=36Nm (100K) NN=4500rpm, PN=11.80kW Forced ventilation Frame size IMB 5 (IM V1, IM V3) Conventional flange (1FT6/1FK7 compatible) POWER CONNECTOR ROTATABLE ABSOLUTE ENCODER 24 BITS + 12 BIT MULTITURN WITH DRIVE-CLIQ INTERFACE (ENCODER AM24DQI) WITH FITTED KEY, ACCURACY TOLERANCE N, W/O HOLDING BRAKE VIBRATION SEVERITY GRADE A, DEGREE OF PROTECTION IP 64 | - | 0 | 0
1FT7086-5WF71-0BL0 |  | 1FT7086-5WF71-0BL0 | 1 | UN | 1 | 15 | C | D | N | N | 85015230 | 1 |  | 37.303 | KG | 4954.6 | 4954.6 | MC05 | MC05 | SIMOTICS S Synchronous motor 1FT7, M0=50Nm (100K) NN=3000rpm, PN=15.40kW water-cooled Frame size IMB 5 (IM V1, IM V3) Conventional flange (1FT6/1FK7 compatible) POWER CONNECTOR TIGHT CROSSWISE RIGHT (ONLY IN CONNECTION WITH OPTION L03) ABSOLUTE VALUE ENCODER SINGLETURN 24 BIT WITH DRIVE-CLIQ INTERFACE (ENCODER AS24DQI) PLAIN SHAFT, WITH HOLDING BRAKE; ACCURACY TOLERANCE R VIBRATION SEVERITY GRADE A, DEGREE OF PROTECTION IP 64 | - | 0 | 0
1FT7086-5WF71-1BG0 |  | 1FT7086-5WF71-1BG0 | 1 | UN | 1 | 15 | C | D | N | N | 85015230 | 1 |  | 34.204 | KG | 4251.46 | 4251.46 | MC05 | MC05 | SIMOTICS S Synchronous motor 1FT7, M0=50Nm (100K) NN=3000rpm, PN=15.40kW water-cooled Frame size IMB 5 (IM V1, IM V3) Conventional flange (1FT6/1FK7 compatible) POWER CONNECTOR ROTATABLE ABSOLUTE VALUE ENCODER SINGLETURN 24 BIT WITH DRIVE-CLIQ INTERFACE (ENCODER AS24DQI) PLAIN SHAFT, W/O HOLDING BRAKE; ACC. TOLERANCE N VIBRATION SEVERITY GRADE A, DEGREE OF PROTECTION IP 64 | - | 0 | 0
1FT7086-5WF71-9BL0-Z | N1AS07Y84 | 1FT7086-5WF71-9BL0-ZN1AS07Y84 | 1 | UN | 1 | 15 | C | D | N | N | 85015230 | 1 |  | 34.1 | KG | 5904.84 | 5904.84 | MC05 | MC05 | SIMOTICS S Synchronmotor 1FT7, 36Nm (100K), 4500rpm, 11.80kW Forced ventilation; IMB 5 design (IM V1, IM V3) Flange 1 (1FT6 compatible) Fixed connector Absolute encoder 24-bit +12-bit multi-turn with DRIVE-CLiQ interface (encoder AM24DQI) w. feather key, radial eccentricity tolerance N; without holding brake Vibration severity grade A Degree of protection IP 64 Y84: Customer specifications on rating plate, N1A: Fixed connector with connector outlet; axial DE and DQI signal connection S07: Customer-specific option | - | 0 | 0
1FT7086-5WH70-1CH1 |  | 1FT7086-5WH70-1CH1 | 1 | UN | 1 | 15 | C | D | N | N | 85015230 | 1 |  | 37.303 | KG | 5424.16 | 5424.16 | MC05 | MC05 | SIMOTICS S Synchronous motor 1FT7, M0=50Nm (100K) NN=4500rpm, PN=20.30kW water-cooled Frame size IMB 5 (IM V1, IM V3) recessed flange (more compact) POWER CONNECTOR ROTATABLE ABSOLUTE ENCODER 24 BITS + 12 BIT MULTITURN WITH DRIVE-CLIQ INTERFACE (ENCODER AM24DQI) PLAIN SHAFT, WITH HOLDING BRAKE; ACCURACY TOLERANCE N VIBRATION SEVERITY GRADE A, DEGREE OF PROTECTION IP 65 | - | 0 | 0
1FT7086-5WH70-1DG0 |  | 1FT7086-5WH70-1DG0 | 1 | UN | 1 | 15 | C | D | N | N | 85015230 | 1 |  | 34.204 | KG | 4304.9 | 4304.9 | MC05 | MC05 | SIMOTICS S Synchronous motor 1FT7, M0=50Nm (100K) NN=4500rpm, PN=20.30kW water-cooled Frame size IMB 5 (IM V1, IM V3) recessed flange (more compact) POWER CONNECTOR ROTATABLE INCREMENTAL ENCODER 2048 S/R WITH DRIVE-CLIQ INTERFACE (ENCODER I-2048) CONNECTOR ROTATABLE PLAIN SHAFT, W/O HOLDING BRAKE; ACC. TOLERANCE N VIBRATION SEVERITY GRADE A, DEGREE OF PROTECTION IP 64 | - | 0 | 0
1FT7086-5WH71-1CG1 |  | 1FT7086-5WH71-1CG1 | 1 | UN | 1 | 15 | C | D | N | N | 85015230 | 1 |  | 34.204 | KG | 4825.65 | 4825.65 | MC05 | MC05 | SIMOTICS S Synchronous motor 1FT7, M0=50Nm (100K) NN=4500rpm, PN=20.30kW water-cooled Frame size IMB 5 (IM V1, IM V3) Conventional flange (1FT6/1FK7 compatible) POWER CONNECTOR ROTATABLE ABSOLUTE ENCODER 24 BITS + 12 BIT MULTITURN WITH DRIVE-CLIQ INTERFACE (ENCODER AM24DQI) PLAIN SHAFT, W/O HOLDING BRAKE; ACC. TOLERANCE N VIBRATION SEVERITY GRADE A, DEGREE OF PROTECTION IP 65 | - | 0 | 0
1FT7087-7SF70-1BG1 |  | 1FT7087-7SF70-1BG1 | 1 | UN | 1 | 15 | C | D | N | N | 85015230 | 1 |  | 43.004 | KG | 4846.26 | 4846.26 | MC05 | MC05 | SIMOTICS S Synchronous motor 1FT7, M0=48Nm (100K) NN=3000rpm, PN=10.40kW Forced ventilation Frame size IMB 5 (IM V1, IM V3) recessed flange (more compact) POWER CONNECTOR OUTGOING CONNECTOR DIRECTIONTRAVERSE RIGHT ABSOLUTE VALUE ENCODER SINGLETURN 24 BIT WITH DRIVE-CLIQ INTERFACE (ENCODER AS24DQI) PLAIN SHAFT, W/O HOLDING BRAKE; ACC. TOLERANCE N VIBRATION SEVERITY GRADE A, DEGREE OF PROTECTION IP 65 | - | 0 | 0
1FT7087-7SF70-1BH1 |  | 1FT7087-7SF70-1BH1 | 1 | UN | 1 | 15 | C | D | N | N | 85015230 | 1 |  | 46.103 | KG | 5444.77 | 5444.77 | MC05 | MC05 | SIMOTICS S Synchronous motor 1FT7, M0=48Nm (100K) NN=3000rpm, PN=10.40kW Forced ventilation Frame size IMB 5 (IM V1, IM V3) recessed flange (more compact) POWER CONNECTOR OUTGOING CONNECTOR DIRECTIONTRAVERSE RIGHT ABSOLUTE VALUE ENCODER SINGLETURN 24 BIT WITH DRIVE-CLIQ INTERFACE (ENCODER AS24DQI) PLAIN SHAFT, WITH HOLDING BRAKE; ACCURACY TOLERANCE N VIBRATION SEVERITY GRADE A, DEGREE OF PROTECTION IP 65 | - | 0 | 0
1FT7087-7SF70-1MH3 |  | 1FT7087-7SF70-1MH3 | 1 | UN | 1 | 15 | C | D | N | N | 85015230 | 1 |  | 46.103 | KG | 5759.48 | 5759.48 | MC05 | MC05 | SIMOTICS S Synchronous motor 1FT7, M0=48Nm (100K) NN=3000rpm, PN=10.40kW Forced ventilation Frame size IMB 5 (IM V1, IM V3) recessed flange (more compact), with KTY temperature sensor POWER CONNECTOR OUTGOING CONNECTOR DIRECTIONTRAVERSE RIGHT ABSOLUTE ENCODER ENDAT 2048 S/R (ENCODER A-2048) CONNECTOR ROTATABLE PLAIN SHAFT, WITH HOLDING BRAKE; ACCURACY TOLERANCE N VIBRATION SEVERITY GRADE A+R, DEGREE OF PROTECTION IP 64 | - | 0 | 0
1FT7087-7SF71-1CL1 |  | 1FT7087-7SF71-1CL1 | 1 | UN | 1 | 15 | C | D | N | N | 85015230 | 1 |  | 46.203 | KG | 6059.47 | 6059.47 | MC05 | MC05 | SIMOTICS S Synchronous motor 1FT7, M0=48Nm (100K) NN=3000rpm, PN=10.40kW Forced ventilation Frame size IMB 5 (IM V1, IM V3) Conventional flange (1FT6/1FK7 compatible) POWER CONNECTOR OUTGOING CONNECTOR DIRECTIONTRAVERSE RIGHT ABSOLUTE ENCODER 24 BITS + 12 BIT MULTITURN WITH DRIVE-CLIQ INTERFACE (ENCODER AM24DQI) PLAIN SHAFT, WITH HOLDING BRAKE; ACCURACY TOLERANCE R VIBRATION SEVERITY GRADE A, DEGREE OF PROTECTION IP 65 | - | 0 | 0
1FT7087-7SH70-4BA0 |  | 1FT7087-7SH70-4BA0 | 1 | UN | 1 | 15 | C | D | N | N | 85015230 | 1 |  | 43.004 | KG | 4782.14 | 4782.14 | MC05 | MC05 | SIMOTICS S Synchronous motor 1FT7, M0=48Nm (100K) NN=4500rpm, PN=10.80kW Forced ventilation Frame size IMB 5 (IM V1, IM V3) recessed flange (more compact) POWER CONNECTOR OUTGOING CONNECTOR DIRECTION AXIAL DE ABSOLUTE VALUE ENCODER SINGLETURN 24 BIT WITH DRIVE-CLIQ INTERFACE (ENCODER AS24DQI) WITH FITTED KEY, ACCURACY TOLERANCE N, W/O HOLDING BRAKE VIBRATION SEVERITY GRADE A, DEGREE OF PROTECTION IP 64 | - | 0 | 0
1FT7087-7SH71-1BH0-Z | N05N27X09 | 1FT7087-7SH71-1BH0-ZN05N27X09 | 1 | UN | 1 | 15 | C | D | N | N | 85015230 | 1 |  | 46.103 | KG | 5583.9 | 5583.9 | MC05 | MC05 | SIMOTICS S Synchronmotor 1FT7, 48Nm (100K), 4500rpm, 10.80kW Forced ventilation; IMB 5 design (IM V1, IM V3) Flange 1 (1FT6 compatible) Power connector Connector outlet direction Transverse right absolute encoder Single-turn 24-bit with Drive -CLiQ interface (encoder AS24DQI); smooth shaft, with holding brake, radial eccentricity tolerance N; Vibration severity level A,; Degree of protection IP 64 N05: 1FT5-compatible shaft extension X09: Paint finish anthracite RAL7016 N27: Brake with reduced Moment of intertia Customer-specific motor: SMR-8-2014 | - | 0 | 0
1FT7087-7SH71-1BH0-Z | N27 | 1FT7087-7SH71-1BH0-ZN27 | 1 | UN | 1 | 15 | C | D | N | N | 85015230 | 1 |  | 46.103 | KG | 5380.63 | 5380.63 | MC05 | MC05 | SIMOTICS S Synchronmotor 1FT7, 48Nm (100K), 4500rpm, 10.80kW Forced ventilation; IMB 5 design (IM V1, IM V3) Flange 1 (1FT6 compatible) Power connector Connector outlet direction Transverse right absolute encoder Single-turn 24-bit with DRIVE-CLiQ interface (encoder AS24DQI) smooth shaft, with holding brake, circular runout tolerance N Vibration severity grade A Degree of protection IP 64 N27: Brake with reduced moment of intertia Customer-specific motor: SMR-8-2014 | - | 0 | 0
1FT7087-7SH71-4BH0-Z | N05N27X09 | 1FT7087-7SH71-4BH0-ZN05N27X09 | 1 | UN | 1 | 15 | C | D | N | N | 85015230 | 1 |  | 46.103 | KG | 5583.9 | 5583.9 | MC05 | MC05 | SIMOTICS S Synchronmotor 1FT7, 48Nm (100K), 4500rpm, 10.80kW Forced ventilation; IMB 5 design (IM V1, IM V3) Flange 1 (1FT6 compatible) Power connector Connector outlet direction axial DE absolute encoder; Single-turn 24-bit with Drive -CLiQ; interface (encoder AS24DQI); smooth shaft, with holding brake, radial eccentricity tolerance N; Vibration severity level A,; Degree of protection IP 64 N05: 1FT5-compatible shaft extension X09: Paint finish anthracite RAL7016 N27: Brake with reduced Moment of intertia Customer-specific motor: SMR-8-2014 | - | 0 | 0
1FT7087-7WF70-4CB0 |  | 1FT7087-7WF70-4CB0 | 1 | UN | 1 | 15 | C | D | N | N | 85015230 | 1 |  | 44.203 | KG | 5890.72 | 5890.72 | MC05 | MC05 | SIMOTICS S Synchronous motor 1FT7, M0=61Nm (100K) NN=3000rpm, PN=16.00kW water-cooled Frame size IMB 5 (IM V1, IM V3) recessed flange (more compact) POWER CONNECTOR OUTGOING CONNECTOR DIRECTION AXIAL DE ABSOLUTE ENCODER 24 BITS + 12 BIT MULTITURN WITH DRIVE-CLIQ INTERFACE (ENCODER AM24DQI) SHAFT WITH FITTED KEY; WITH HOLDING BRAKE; ACC. TOLERANCE N VIBRATION SEVERITY GRADE A, DEGREE OF PROTECTION IP 64 | - | 0 | 0
1FT7087-7WH70-1BH1 |  | 1FT7087-7WH70-1BH1 | 1 | UN | 1 | 15 | C | D | N | N | 85015230 | 1 |  | 44.203 | KG | 5444.77 | 5444.77 | MC05 | MC05 | SIMOTICS S Synchronous motor 1FT7, M0=61Nm (100K) NN=4500rpm, PN=21.70kW water-cooled Frame size IMB 5 (IM V1, IM V3) recessed flange (more compact) POWER CONNECTOR OUTGOING CONNECTOR DIRECTIONTRAVERSE RIGHT ABSOLUTE VALUE ENCODER SINGLETURN 24 BIT WITH DRIVE-CLIQ INTERFACE (ENCODER AS24DQI) PLAIN SHAFT, WITH HOLDING BRAKE; ACCURACY TOLERANCE N VIBRATION SEVERITY GRADE A, DEGREE OF PROTECTION IP 65 | - | 0 | 0
1FT7087-7WH70-1CH0 |  | 1FT7087-7WH70-1CH0 | 1 | UN | 1 | 15 | C | D | N | N | 85015230 | 1 |  | 44.203 | KG | 5890.72 | 5890.72 | MC05 | MC05 | SIMOTICS S Synchronous motor 1FT7, M0=61Nm (100K) NN=4500rpm, PN=21.70kW water-cooled Frame size IMB 5 (IM V1, IM V3) recessed flange (more compact) POWER CONNECTOR OUTGOING CONNECTOR DIRECTIONTRAVERSE RIGHT ABSOLUTE ENCODER 24 BITS + 12 BIT MULTITURN WITH DRIVE-CLIQ INTERFACE (ENCODER AM24DQI) PLAIN SHAFT, WITH HOLDING BRAKE; ACCURACY TOLERANCE N VIBRATION SEVERITY GRADE A, DEGREE OF PROTECTION IP 64 | - | 0 | 0
1FT7087-7WH70-3CB0 |  | 1FT7087-7WH70-3CB0 | 1 | UN | 1 | 15 | C | D | N | N | 85015230 | 1 |  | 44.203 | KG | 5890.72 | 5890.72 | MC05 | MC05 | SIMOTICS S Synchronous motor 1FT7, M0=61Nm (100K) NN=4500rpm, PN=21.70kW water-cooled Frame size IMB 5 (IM V1, IM V3) recessed flange (more compact) POWER CONNECTOR OUTGOING CONNECTOR DIRECTIONAXIAL NON-DRIVE END ABSOLUTE ENCODER 24 BITS + 12 BIT MULTITURN WITH DRIVE-CLIQ INTERFACE (ENCODER AM24DQI) SHAFT WITH FITTED KEY; WITH HOLDING BRAKE; ACC. TOLERANCE N VIBRATION SEVERITY GRADE A, DEGREE OF PROTECTION IP 64 | - | 0 | 0
1FT7087-7WH71-1BG0 |  | 1FT7087-7WH71-1BG0 | 1 | UN | 1 | 15 | C | D | N | N | 85015230 | 1 |  | 41.104 | KG | 4782.14 | 4782.14 | MC05 | MC05 | SIMOTICS S Synchronous motor 1FT7, M0=61Nm (100K) NN=4500rpm, PN=21.70kW water-cooled Frame size IMB 5 (IM V1, IM V3) Conventional flange (1FT6/1FK7 compatible) POWER CONNECTOR OUTGOING CONNECTOR DIRECTIONTRAVERSE RIGHT ABSOLUTE VALUE ENCODER SINGLETURN 24 BIT WITH DRIVE-CLIQ INTERFACE (ENCODER AS24DQI) PLAIN SHAFT, W/O HOLDING BRAKE; ACC. TOLERANCE N VIBRATION SEVERITY GRADE A, DEGREE OF PROTECTION IP 64 | - | 0 | 0
1FT7087-7WH71-1MA2-Z | N16X08 | 1FT7087-7WH71-1MA2-ZN16X08 | 1 | UN | 1 | 15 | C | D | N | N | 85015230 | 1 |  | 41.106 | KG | 5581.98 | 5581.98 | MC05 | MC05 | SIMOTICS S Synchronous motor 1FT7, M0=61Nm (100K) NN=4500rpm, PN=21.70kW water-cooled Frame size IMB 5 (IM V1, IM V3) Conventional flange (1FT6/1FK7 compatible), with KTY temperature sensor POWER CONNECTOR OUTGOING CONNECTOR DIRECTIONTRAVERSE RIGHT ABSOLUTE ENCODER ENDAT 2048 S/R (ENCODER A-2048) CONNECTOR ROTATABLE WITH FITTED KEY, ACCURACY TOLERANCE N, W/O HOLDING BRAKE VIBRATION SEVERITY GRADE A, DEGREE OF PROTECTION IP 67 N16: EXECUTION FOR INCREASED CHEMICAL RESISTANCE X08: Paint finish white aluminum RAL9006 | - | 0 | 0
1FT7102-1AC70-1CH1 |  | 1FT7102-1AC70-1CH1 | 1 | UN | 1 | 15 | C | D | N | N | 85015220 | 1 |  | 30.7 | KG | 3810.73 | 3810.73 | MC05 | MC05 | SIMOTICS S Synchronous motor 1FT7, M0=30Nm (100K) NN=2000rpm, PN=5.03kW naturally cooled; Power connector rotatable; Vibration severity A Degree of protection IP65 Frame size IMB 5 (IM V1, IM V3) recessed flange (more compact) ABSOLUTE ENCODER 24 BITS + 12 BIT MULTITURN WITH DRIVE-CLIQ INTERFACE (ENCODER AM24DQI) PLAIN SHAFT, WITH HOLDING BRAKE; ACCURACY TOLERANCE N | - | 0 | 0
1FT7102-5AB70-1BD2 |  | 1FT7102-5AB70-1BD2 | 1 | UN | 1 | 15 | C | D | N | N | 85015220 | 1 |  | 26.204 | KG | 3841.04 | 3841.04 | MC05 | MC05 | SIMOTICS S Synchronous motor 1FT7, M0=30Nm (100K) NN=1500rpm, PN=4.08kW Naturally cooled Frame size IMB 5 (IM V1, IM V3) recessed flange (more compact) POWER CONNECTOR ROTATABLE ABSOLUTE VALUE ENCODER SINGLETURN 24 BIT WITH DRIVE-CLIQ INTERFACE (ENCODER AS24DQI) SHAFT WITH FITTED KEY; W/O HOLDING BRAKE; ACC. TOLERANCE R VIBRATION SEVERITY GRADE A, DEGREE OF PROTECTION IP 67 | - | 0 | 0
1FT7102-5AB70-1LA2 |  | 1FT7102-5AB70-1LA2 | 1 | UN | 1 | 15 | C | D | N | N | 85015220 | 1 |  | 26.204 | KG | 4444.94 | 4444.94 | MC05 | MC05 | SIMOTICS S Synchronous motor 1FT7, M0=30Nm (100K) NN=1500rpm, PN=4.08kW Naturally cooled Frame size IMB 5 (IM V1, IM V3) recessed flange (more compact) POWER CONNECTOR ROTATABLE ABSOLUTE ENCODER 24 BITS + 12 BIT MULTITURN WITH DRIVE-CLIQ INTERFACE (ENCODER AM24DQI) AND M17-CONNECTOR SHAFT WITH FITTED KEY; W/O HOLDING BRAKE; ACC. TOLERANCE N VIBRATION SEVERITY GRADE A, DEGREE OF PROTECTION IP 67 | - | 0 | 0
1FT7102-5AB71-1CG1-Z | J32 | 1FT7102-5AB71-1CG1-ZJ32 | 1 | UN | 1 | 25 | D | D | N | N | 85015220 | 1 |  | 62.604 | KG | 7921.35 | 7921.35 | MC05 | MC05 | SIMOTICS S Synchronous motor 1FT7, M0=30Nm (100K) NN=1500rpm, PN=4.08kW Naturally cooled Frame size IMB 5 (IM V1, IM V3) Conventional flange (1FT6/1FK7 compatible) POWER CONNECTOR ROTATABLE ABSOLUTE ENCODER 24 BITS + 12 BIT MULTITURN WITH DRIVE-CLIQ INTERFACE (ENCODER AM24DQI) PLAIN SHAFT, W/O HOLDING BRAKE; ACC. TOLERANCE N VIBRATION SEVERITY GRADE A, DEGREE OF PROTECTION IP 65 J32: ALPHA SP+, SP 180S - MF2 PLANETARY GEARING, 2-STAGE, I=16, W/O FEATHER KEY | - | 0 | 0
1FT7102-5AB71-1CH1-Z | J33 | 1FT7102-5AB71-1CH1-ZJ33 | 1 | UN | 1 | 25 | D | D | N | N | 85015220 | 1 |  | 67.103 | KG | 8596.51 | 8596.51 | MC05 | MC05 | SIMOTICS S Synchronous motor 1FT7, M0=30Nm (100K) NN=1500rpm, PN=4.08kW Naturally cooled Frame size IMB 5 (IM V1, IM V3) Conventional flange (1FT6/1FK7 compatible) POWER CONNECTOR ROTATABLE ABSOLUTE ENCODER 24 BITS + 12 BIT MULTITURN WITH DRIVE-CLIQ INTERFACE (ENCODER AM24DQI) PLAIN SHAFT, WITH HOLDING BRAKE; ACCURACY TOLERANCE N VIBRATION SEVERITY GRADE A, DEGREE OF PROTECTION IP 65 J33: ALPHA SP+, SP 180S - MF2 PLANETARY GEARING, 2-STAGE, I=20, W/O FEATHER KEY | - | 0 | 0
1FT7102-5AB71-1FH2-Z | Q12 | 1FT7102-5AB71-1FH2-ZQ12 | 1 | UN | 1 | 15 | C | D | N | N | 85015220 | 1 |  | 30.704 | KG | 4973.41 | 4973.41 | MC05 | MC05 | SIMOTICS S Synchronous motor 1FT7, M0=30Nm (100K) NN=1500rpm, PN=4.08kW Naturally cooled Frame size IMB 5 (IM V1, IM V3) Conventional flange (1FT6/1FK7 compatible) POWER CONNECTOR ROTATABLE ABSOLUTE ENCODER 22 BITS MULTI TURN WITH DRIVE-CLIQ INTERFACE (ENCODER AM-22-DQ) CONNECTOR ROTATABLE PLAIN SHAFT, WITH HOLDING BRAKE; ACCURACY TOLERANCE N VIBRATION SEVERITY GRADE A, DEGREE OF PROTECTION IP 67 Q12: BLOCKED AIR CONNECTION ON POWER CONNECTOR | - | 0 | 0
1FT7102-5AC70-1CA1 |  | 1FT7102-5AC70-1CA1 | 1 | UN | 1 | 15 | C | D | N | N | 85015220 | 1 |  | 26.204 | KG | 4191.76 | 4191.76 | MC05 | MC05 | SIMOTICS S Synchronous motor 1FT7, M0=30Nm (100K) NN=2000rpm, PN=5.03kW Naturally cooled Frame size IMB 5 (IM V1, IM V3) recessed flange (more compact) POWER CONNECTOR ROTATABLE ABSOLUTE ENCODER 24 BITS + 12 BIT MULTITURN WITH DRIVE-CLIQ INTERFACE (ENCODER AM24DQI) SHAFT WITH FITTED KEY; W/O HOLDING BRAKE; ACC. TOLERANCE N VIBRATION SEVERITY GRADE A, DEGREE OF PROTECTION IP 65 | - | 0 | 0
1FT7102-5AC70-1CG1 |  | 1FT7102-5AC70-1CG1 | 1 | UN | 1 | 15 | C | D | N | N | 85015220 | 1 |  | 26.204 | KG | 4191.76 | 4191.76 | MC05 | MC05 | SIMOTICS S Synchronous motor 1FT7, M0=30Nm (100K) NN=2000rpm, PN=5.03kW Naturally cooled Frame size IMB 5 (IM V1, IM V3) recessed flange (more compact) POWER CONNECTOR ROTATABLE ABSOLUTE ENCODER 24 BITS + 12 BIT MULTITURN WITH DRIVE-CLIQ INTERFACE (ENCODER AM24DQI) PLAIN SHAFT, W/O HOLDING BRAKE; ACC. TOLERANCE N VIBRATION SEVERITY GRADE A, DEGREE OF PROTECTION IP 65 | - | 0 | 0
1FT7102-5AC70-1CH0 |  | 1FT7102-5AC70-1CH0 | 1 | UN | 1 | 15 | C | D | N | N | 85015220 | 1 |  | 30.703 | KG | 4802.8 | 4802.8 | MC05 | MC05 | SIMOTICS S Synchronous motor 1FT7, M0=30Nm (100K) NN=2000rpm, PN=5.03kW Naturally cooled Frame size IMB 5 (IM V1, IM V3) recessed flange (more compact) POWER CONNECTOR ROTATABLE ABSOLUTE ENCODER 24 BITS + 12 BIT MULTITURN WITH DRIVE-CLIQ INTERFACE (ENCODER AM24DQI) PLAIN SHAFT, WITH HOLDING BRAKE; ACCURACY TOLERANCE N VIBRATION SEVERITY GRADE A, DEGREE OF PROTECTION IP 64 | - | 0 | 0
1FT7102-5AC70-1NB0 |  | 1FT7102-5AC70-1NB0 | 1 | UN | 1 | 15 | C | D | N | N | 85015220 | 1 |  | 30.703 | KG | 4065.72 | 4065.72 | MC05 | MC05 | SIMOTICS S Synchronous motor 1FT7, M0=30Nm (100K) NN=2000rpm, PN=5.03kW Naturally cooled Frame size IMB 5 (IM V1, IM V3) recessed flange (more compact), with KTY temperature sensor POWER CONNECTOR ROTATABLE INCREM. ENCODER SIN/COS 1VSS 2048 S/R (ENCODER I-2048) CONNECTOR ROTATABLE SHAFT WITH FITTED KEY; WITH HOLDING BRAKE; ACC. TOLERANCE N VIBRATION SEVERITY GRADE A, DEGREE OF PROTECTION IP 64 | - | 0 | 0
1FT7102-5AC71-1CA1 |  | 1FT7102-5AC71-1CA1 | 1 | UN | 1 | 15 | C | D | N | N | 85015220 | 1 |  | 26.204 | KG | 4191.76 | 4191.76 | MC05 | MC05 | SIMOTICS S Synchronous motor 1FT7, M0=30Nm (100K) NN=2000rpm, PN=5.03kW Naturally cooled Frame size IMB 5 (IM V1, IM V3) Conventional flange (1FT6/1FK7 compatible) POWER CONNECTOR ROTATABLE ABSOLUTE ENCODER 24 BITS + 12 BIT MULTITURN WITH DRIVE-CLIQ INTERFACE (ENCODER AM24DQI) SHAFT WITH FITTED KEY; W/O HOLDING BRAKE; ACC. TOLERANCE N VIBRATION SEVERITY GRADE A, DEGREE OF PROTECTION IP 65 | - | 0 | 0
1FT7102-5AC71-1CA2-Z | Q13 | 1FT7102-5AC71-1CA2-ZQ13 | 1 | UN | 1 | 15 | C | D | N | N | 85015220 | 1 |  | 26.205 | KG | 4338.45 | 4338.45 | MC05 | MC05 | SIMOTICS S Synchronous motor 1FT7, M0=30Nm (100K) NN=2000rpm, PN=5.03kW Naturally cooled Frame size IMB 5 (IM V1, IM V3) Conventional flange (1FT6/1FK7 compatible) POWER CONNECTOR ROTATABLE ABSOLUTE ENCODER 24 BITS + 12 BIT MULTITURN WITH DRIVE-CLIQ INTERFACE (ENCODER AM24DQI) SHAFT WITH FITTED KEY; W/O HOLDING BRAKE; ACC. TOLERANCE N VIBRATION SEVERITY GRADE A, DEGREE OF PROTECTION IP 67 Q13: Customer-specific additional seal encoder flange No encoder replacement in the field possible | - | 0 | 0
1FT7102-5AC71-1DB3 |  | 1FT7102-5AC71-1DB3 | 1 | UN | 1 | 15 | C | D | N | N | 85015220 | 1 |  | 30.703 | KG | 4449.36 | 4449.36 | MC05 | MC05 | SIMOTICS S Synchronous motor 1FT7, M0=30Nm (100K) NN=2000rpm, PN=5.03kW Naturally cooled Frame size IMB 5 (IM V1, IM V3) Conventional flange (1FT6/1FK7 compatible) POWER CONNECTOR ROTATABLE INCREMENTAL ENCODER 2048 S/R WITH DRIVE-CLIQ INTERFACE (ENCODER I-2048) CONNECTOR ROTATABLE SHAFT WITH FITTED KEY; WITH HOLDING BRAKE; ACC. TOLERANCE N VIBRATION SEVERITY GRADE A+R, DEGREE OF PROTECTION IP 64 | - | 0 | 0
1FT7102-5AF70-1CA2 |  | 1FT7102-5AF70-1CA2 | 1 | UN | 1 | 15 | C | D | N | N | 85015220 | 1 |  | 26.204 | KG | 4244.82 | 4244.82 | MC05 | MC05 | SIMOTICS S Synchronous motor 1FT7, M0=30Nm (100K) NN=3000rpm, PN=6.28kW Naturally cooled Frame size IMB 5 (IM V1, IM V3) recessed flange (more compact) POWER CONNECTOR ROTATABLE ABSOLUTE ENCODER 24 BITS + 12 BIT MULTITURN WITH DRIVE-CLIQ INTERFACE (ENCODER AM24DQI) SHAFT WITH FITTED KEY; W/O HOLDING BRAKE; ACC. TOLERANCE N VIBRATION SEVERITY GRADE A, DEGREE OF PROTECTION IP 67 | - | 0 | 0
1FT7102-5AF70-1CB2 |  | 1FT7102-5AF70-1CB2 | 1 | UN | 1 | 15 | C | D | N | N | 85015220 | 1 |  | 30.703 | KG | 4919.98 | 4919.98 | MC05 | MC05 | SIMOTICS S Synchronous motor 1FT7, M0=30Nm (100K) NN=3000rpm, PN=6.28kW Naturally cooled Frame size IMB 5 (IM V1, IM V3) recessed flange (more compact) POWER CONNECTOR ROTATABLE ABSOLUTE ENCODER 24 BITS + 12 BIT MULTITURN WITH DRIVE-CLIQ INTERFACE (ENCODER AM24DQI) SHAFT WITH FITTED KEY; WITH HOLDING BRAKE; ACC. TOLERANCE N VIBRATION SEVERITY GRADE A, DEGREE OF PROTECTION IP 67 | - | 0 | 0
1FT7102-5AF71-1BA1 |  | 1FT7102-5AF71-1BA1 | 1 | UN | 1 | 15 | C | D | N | N | 85015220 | 1 |  | 26.204 | KG | 3681.69 | 3681.69 | MC05 | MC05 | SIMOTICS S Synchronous motor 1FT7, M0=30Nm (100K) NN=3000rpm, PN=6.28kW Naturally cooled Frame size IMB 5 (IM V1, IM V3) Conventional flange (1FT6/1FK7 compatible) POWER CONNECTOR ROTATABLE ABSOLUTE VALUE ENCODER SINGLETURN 24 BIT WITH DRIVE-CLIQ INTERFACE (ENCODER AS24DQI) SHAFT WITH FITTED KEY; W/O HOLDING BRAKE; ACC. TOLERANCE N VIBRATION SEVERITY GRADE A, DEGREE OF PROTECTION IP 65 | - | 0 | 0
1FT7102-5AF71-1BA1-Z | K20 | 1FT7102-5AF71-1BA1-ZK20 | 1 | UN | 1 | 15 | C | D | N | N | 85015220 | 1 |  | 26.204 | KG | 4400.37 | 4400.37 | MC05 | MC05 | SIMOTICS S Synchronous motor 1FT7, M0=30Nm (100K) NN=3000rpm, PN=6.28kW Naturally cooled Frame size IMB 5 (IM V1, IM V3) Conventional flange (1FT6/1FK7 compatible) POWER CONNECTOR ROTATABLE ABSOLUTE VALUE ENCODER SINGLETURN 24 BIT WITH DRIVE-CLIQ INTERFACE (ENCODER AS24DQI) SHAFT WITH FITTED KEY; W/O HOLDING BRAKE; ACC. TOLERANCE N VIBRATION SEVERITY GRADE A, DEGREE OF PROTECTION IP 65 K20: Reinforced bearings | - | 0 | 0
1FT7102-5AF71-1MH2-Z | X08 | 1FT7102-5AF71-1MH2-ZX08 | 1 | UN | 1 | 15 | C | D | N | N | 85015220 | 1 |  | 30.704 | KG | 4755.28 | 4755.28 | MC05 | MC05 | SIMOTICS S Synchronous motor 1FT7, M0=30Nm (100K) NN=3000rpm, PN=6.28kW Naturally cooled Frame size IMB 5 (IM V1, IM V3) Conventional flange (1FT6/1FK7 compatible), with KTY temperature sensor POWER CONNECTOR ROTATABLE ABSOLUTE ENCODER ENDAT 2048 S/R (ENCODER A-2048) CONNECTOR ROTATABLE PLAIN SHAFT, WITH HOLDING BRAKE; ACCURACY TOLERANCE N VIBRATION SEVERITY GRADE A, DEGREE OF PROTECTION IP 67 X08: Paint finish white aluminum RAL9006 | - | 0 | 0
1FT7102-5AF71-1NA2 |  | 1FT7102-5AF71-1NA2 | 1 | UN | 1 | 15 | C | D | N | N | 85015220 | 1 |  | 26.204 | KG | 3507.74 | 3507.74 | MC05 | MC05 | SIMOTICS S Synchronous motor 1FT7, M0=30Nm (100K) NN=3000rpm, PN=6.28kW Naturally cooled Frame size IMB 5 (IM V1, IM V3) Conventional flange (1FT6/1FK7 compatible), with KTY temperature sensor POWER CONNECTOR ROTATABLE INCREM. ENCODER SIN/COS 1VSS 2048 S/R (ENCODER I-2048) CONNECTOR ROTATABLE SHAFT WITH FITTED KEY; W/O HOLDING BRAKE; ACC. TOLERANCE N VIBRATION SEVERITY GRADE A, DEGREE OF PROTECTION IP 67 | - | 0 | 0
1FT7105-1AC71-1BG1-Z | J05 | 1FT7105-1AC71-1BG1-ZJ05 | 1 | UN | 1 | 25 | D | D | N | N | 85015230 | 1 |  | 78.3 | KG | 5902.49 | 5902.49 | MC05 | MC05 | SIMOTICS S Synchronous motor 1FT7, M0=50Nm (100K) NN=2000rpm, PN=7.96kW naturally cooled; Power connector rotatable; Vibration severity A Degree of protection IP65 Frame size IMB 5 (IM V1, IM V3) Conventional flange (1FT6/1FK7 compatible) ABSOLUTE VALUE ENCODER SINGLETURN 24 BIT WITH DRIVE-CLIQ INTERFACE (ENCODER AS24DQI) PLAIN SHAFT, W/O HOLDING BRAKE; ACCURACY TOLERANCE N J05: ALPHA SP+, SP 180S - MF1 PLANETARY GEARING, 1-STAGE, I=7, WITH FEATHER KEY | - | 0 | 0
1FT7105-1AC71-1BG1-Z | J16 | 1FT7105-1AC71-1BG1-ZJ16 | 1 | UN | 1 | 25 | D | D | N | N | 85015230 | 1 |  | 124.9 | KG | 10590.3 | 10590.3 | MC05 | MC05 | SIMOTICS S Synchronous motor 1FT7, M0=50Nm (100K) NN=2000rpm, PN=7.96kW naturally cooled; Power connector rotatable; Vibration severity A Degree of protection IP65 Frame size IMB 5 (IM V1, IM V3) Conventional flange (1FT6/1FK7 compatible) ABSOLUTE VALUE ENCODER SINGLETURN 24 BIT WITH DRIVE-CLIQ INTERFACE (ENCODER AS24DQI) PLAIN SHAFT, W/O HOLDING BRAKE; ACCURACY TOLERANCE N J16: ALPHA SP+, SP 240S - MF2 PLANETARY GEARING, 2-STAGE, I=40, WITH FEATHER KEY | - | 0 | 0
1FT7105-5AB70-1CH1 |  | 1FT7105-5AB70-1CH1 | 1 | UN | 1 | 15 | C | D | N | N | 85015220 | 1 |  | 48.803 | KG | 5884.07 | 5884.07 | MC05 | MC05 | SIMOTICS S Synchronous motor 1FT7, M0=50Nm (100K) NN=1500rpm, PN=6.60kW Naturally cooled Frame size IMB 5 (IM V1, IM V3) recessed flange (more compact) POWER CONNECTOR ROTATABLE ABSOLUTE ENCODER 24 BITS + 12 BIT MULTITURN WITH DRIVE-CLIQ INTERFACE (ENCODER AM24DQI) PLAIN SHAFT, WITH HOLDING BRAKE; ACCURACY TOLERANCE N VIBRATION SEVERITY GRADE A, DEGREE OF PROTECTION IP 65 | - | 0 | 0
1FT7105-5AB71-1BG1-Z | J16 | 1FT7105-5AB71-1BG1-ZJ16 | 1 | UN | 1 | 25 | D | D | N | N | 85015220 | 1 |  | 124.904 | KG | 11745.28 | 11745.28 | MC05 | MC05 | SIMOTICS S Synchronous motor 1FT7, M0=50Nm (100K) NN=1500rpm, PN=6.60kW Naturally cooled Frame size IMB 5 (IM V1, IM V3) Conventional flange (1FT6/1FK7 compatible) POWER CONNECTOR ROTATABLE ABSOLUTE VALUE ENCODER SINGLETURN 24 BIT WITH DRIVE-CLIQ INTERFACE (ENCODER AS24DQI) PLAIN SHAFT, W/O HOLDING BRAKE; ACC. TOLERANCE N VIBRATION SEVERITY GRADE A, DEGREE OF PROTECTION IP 65 J16: ALPHA SP+, SP 240S - MF2 PLANETARY GEARING, 2-STAGE, I=40, WITH FEATHER KEY | - | 0 | 0
1FT7105-5AC70-1BG2 |  | 1FT7105-5AC70-1BG2 | 1 | UN | 1 | 15 | C | D | N | N | 85015230 | 1 |  | 44.304 | KG | 4751.9 | 4751.9 | MC05 | MC05 | SIMOTICS S Synchronous motor 1FT7, M0=50Nm (100K) NN=2000rpm, PN=7.96kW Naturally cooled Frame size IMB 5 (IM V1, IM V3) recessed flange (more compact) POWER CONNECTOR ROTATABLE ABSOLUTE VALUE ENCODER SINGLETURN 24 BIT WITH DRIVE-CLIQ INTERFACE (ENCODER AS24DQI) PLAIN SHAFT, W/O HOLDING BRAKE; ACC. TOLERANCE N VIBRATION SEVERITY GRADE A, DEGREE OF PROTECTION IP 67 | - | 0 | 0
1FT7105-5AC70-1BH2 |  | 1FT7105-5AC70-1BH2 | 1 | UN | 1 | 15 | C | D | N | N | 85015230 | 1 |  | 48.803 | KG | 5427.06 | 5427.06 | MC05 | MC05 | SIMOTICS S Synchronous motor 1FT7, M0=50Nm (100K) NN=2000rpm, PN=7.96kW Naturally cooled Frame size IMB 5 (IM V1, IM V3) recessed flange (more compact) POWER CONNECTOR ROTATABLE ABSOLUTE VALUE ENCODER SINGLETURN 24 BIT WITH DRIVE-CLIQ INTERFACE (ENCODER AS24DQI) PLAIN SHAFT, WITH HOLDING BRAKE; ACCURACY TOLERANCE N VIBRATION SEVERITY GRADE A, DEGREE OF PROTECTION IP 67 | - | 0 | 0
1FT7105-5AC70-1CA2 |  | 1FT7105-5AC70-1CA2 | 1 | UN | 1 | 15 | C | D | N | N | 85015230 | 1 |  | 44.304 | KG | 5261.97 | 5261.97 | MC05 | MC05 | SIMOTICS S Synchronous motor 1FT7, M0=50Nm (100K) NN=2000rpm, PN=7.96kW Naturally cooled Frame size IMB 5 (IM V1, IM V3) recessed flange (more compact) POWER CONNECTOR ROTATABLE ABSOLUTE ENCODER 24 BITS + 12 BIT MULTITURN WITH DRIVE-CLIQ INTERFACE (ENCODER AM24DQI) SHAFT WITH FITTED KEY; W/O HOLDING BRAKE; ACC. TOLERANCE N VIBRATION SEVERITY GRADE A, DEGREE OF PROTECTION IP 67 | - | 0 | 0
1FT7105-5AC70-1CH1 |  | 1FT7105-5AC70-1CH1 | 1 | UN | 1 | 15 | C | D | N | N | 85015230 | 1 |  | 48.803 | KG | 5884.07 | 5884.07 | MC05 | MC05 | SIMOTICS S Synchronous motor 1FT7, M0=50Nm (100K) NN=2000rpm, PN=7.96kW Naturally cooled Frame size IMB 5 (IM V1, IM V3) recessed flange (more compact) POWER CONNECTOR ROTATABLE ABSOLUTE ENCODER 24 BITS + 12 BIT MULTITURN WITH DRIVE-CLIQ INTERFACE (ENCODER AM24DQI) PLAIN SHAFT, WITH HOLDING BRAKE; ACCURACY TOLERANCE N VIBRATION SEVERITY GRADE A, DEGREE OF PROTECTION IP 65 | - | 0 | 0
1FT7105-5AC71-1BB2 |  | 1FT7105-5AC71-1BB2 | 1 | UN | 1 | 15 | C | D | N | N | 85015230 | 1 |  | 48.803 | KG | 5427.06 | 5427.06 | MC05 | MC05 | SIMOTICS S Synchronous motor 1FT7, M0=50Nm (100K) NN=2000rpm, PN=7.96kW Naturally cooled Frame size IMB 5 (IM V1, IM V3) Conventional flange (1FT6/1FK7 compatible) POWER CONNECTOR ROTATABLE ABSOLUTE VALUE ENCODER SINGLETURN 24 BIT WITH DRIVE-CLIQ INTERFACE (ENCODER AS24DQI) SHAFT WITH FITTED KEY; WITH HOLDING BRAKE; ACC. TOLERANCE N VIBRATION SEVERITY GRADE A, DEGREE OF PROTECTION IP 67 | - | 0 | 0
1FT7105-5AC71-1CK1 |  | 1FT7105-5AC71-1CK1 | 1 | UN | 1 | 15 | C | D | N | N | 85015230 | 1 |  | 44.304 | KG | 5315.2 | 5315.2 | MC05 | MC05 | SIMOTICS S Synchronous motor 1FT7, M0=50Nm (100K) NN=2000rpm, PN=7.96kW Naturally cooled Frame size IMB 5 (IM V1, IM V3) Conventional flange (1FT6/1FK7 compatible) POWER CONNECTOR ROTATABLE ABSOLUTE ENCODER 24 BITS + 12 BIT MULTITURN WITH DRIVE-CLIQ INTERFACE (ENCODER AM24DQI) PLAIN SHAFT, W/O HOLDING BRAKE; ACC. TOLERANCE R VIBRATION SEVERITY GRADE A, DEGREE OF PROTECTION IP 65 | - | 0 | 0
1FT7105-5AC71-1FH1-Z | K23X12 | 1FT7105-5AC71-1FH1-ZK23X12 | 1 | UN | 1 | 15 | C | D | N | N | 85015230 | 1 |  | 48.805 | KG | 6076.96 | 6076.96 | MC05 | MC05 | SIMOTICS S Synchronous motor 1FT7, M0=50Nm (100K) NN=2000rpm, PN=7.96kW Naturally cooled Frame size IMB 5 (IM V1, IM V3) Conventional flange (1FT6/1FK7 compatible) POWER CONNECTOR ROTATABLE ABSOLUTE ENCODER 22 BITS MULTI TURN WITH DRIVE-CLIQ INTERFACE (ENCODER AM-22-DQ) CONNECTOR ROTATABLE PLAIN SHAFT, WITH HOLDING BRAKE; ACCURACY TOLERANCE N VIBRATION SEVERITY GRADE A, DEGREE OF PROTECTION IP 65 K23: Primer and paint finish standard color X12: Paint finish gentian blue RAL 5010 | - | 0 | 0
1FT7105-5AC71-1NH1-Z | P98R72 | 1FT7105-5AC71-1NH1-ZP98R72 | 1 | UN | 1 | 15 | C | D | N | N | 85015230 | 1 |  | 48.804 | KG | 5398.14 | 5398.14 | MC05 | MC05 | SIMOTICS S Synchronous motor 1FT7, M0=50Nm (100K) NN=2000rpm, PN=7.96kW Naturally cooled Frame size IMB 5 (IM V1, IM V3) Conventional flange (1FT6/1FK7 compatible), with KTY temperature sensor POWER CONNECTOR ROTATABLE INCREM. ENCODER SIN/COS 1VSS 2048 S/R (ENCODER I-2048) CONNECTOR ROTATABLE PLAIN SHAFT, WITH HOLDING BRAKE; ACCURACY TOLERANCE N VIBRATION SEVERITY GRADE A, DEGREE OF PROTECTION IP 65 P98: Packaging half wooden stacking frame R72: Incremental encoder | - | 0 | 0
1FT7105-5AF70-1BB2 |  | 1FT7105-5AF70-1BB2 | 1 | UN | 1 | 15 | C | D | N | N | 85015230 | 1 |  | 48.803 | KG | 5427.06 | 5427.06 | MC05 | MC05 | SIMOTICS S Synchronous motor 1FT7, M0=50Nm (100K) NN=3000rpm, PN=8.80kW Naturally cooled Frame size IMB 5 (IM V1, IM V3) recessed flange (more compact) POWER CONNECTOR ROTATABLE ABSOLUTE VALUE ENCODER SINGLETURN 24 BIT WITH DRIVE-CLIQ INTERFACE (ENCODER AS24DQI) SHAFT WITH FITTED KEY; WITH HOLDING BRAKE; ACC. TOLERANCE N VIBRATION SEVERITY GRADE A, DEGREE OF PROTECTION IP 67 | - | 0 | 0
1FT7105-5AF70-1BH2 |  | 1FT7105-5AF70-1BH2 | 1 | UN | 1 | 15 | C | D | N | N | 85015230 | 1 |  | 48.803 | KG | 5427.06 | 5427.06 | MC05 | MC05 | SIMOTICS S Synchronous motor 1FT7, M0=50Nm (100K) NN=3000rpm, PN=8.80kW Naturally cooled Frame size IMB 5 (IM V1, IM V3) recessed flange (more compact) POWER CONNECTOR ROTATABLE ABSOLUTE VALUE ENCODER SINGLETURN 24 BIT WITH DRIVE-CLIQ INTERFACE (ENCODER AS24DQI) PLAIN SHAFT, WITH HOLDING BRAKE; ACCURACY TOLERANCE N VIBRATION SEVERITY GRADE A, DEGREE OF PROTECTION IP 67 | - | 0 | 0
1FT7105-5AF70-1CA2 |  | 1FT7105-5AF70-1CA2 | 1 | UN | 1 | 15 | C | D | N | N | 85015230 | 1 |  | 44.304 | KG | 5261.97 | 5261.97 | MC05 | MC05 | SIMOTICS S Synchronous motor 1FT7, M0=50Nm (100K) NN=3000rpm, PN=8.80kW Naturally cooled Frame size IMB 5 (IM V1, IM V3) recessed flange (more compact) POWER CONNECTOR ROTATABLE ABSOLUTE ENCODER 24 BITS + 12 BIT MULTITURN WITH DRIVE-CLIQ INTERFACE (ENCODER AM24DQI) SHAFT WITH FITTED KEY; W/O HOLDING BRAKE; ACC. TOLERANCE N VIBRATION SEVERITY GRADE A, DEGREE OF PROTECTION IP 67 | - | 0 | 0
1FT7105-5AF70-1CG5 |  | 1FT7105-5AF70-1CG5 | 1 | UN | 1 | 15 | C | D | N | N | 85015230 | 1 |  | 44.304 | KG | 5365.91 | 5365.91 | MC05 | MC05 | SIMOTICS S Synchronous motor 1FT7, M0=50Nm (100K) NN=3000rpm, PN=8.80kW Naturally cooled Frame size IMB 5 (IM V1, IM V3) recessed flange (more compact) POWER CONNECTOR ROTATABLE ABSOLUTE ENCODER 24 BITS + 12 BIT MULTITURN WITH DRIVE-CLIQ INTERFACE (ENCODER AM24DQI) PLAIN SHAFT, W/O HOLDING BRAKE; ACC. TOLERANCE N VIBRATION SEVERITY GRADE A+R, DEGREE OF PROTECTION IP 67 | - | 0 | 0
1FT7105-5AF70-1CH5 |  | 1FT7105-5AF70-1CH5 | 1 | UN | 1 | 15 | C | D | N | N | 85015230 | 1 |  | 48.803 | KG | 6041.07 | 6041.07 | MC05 | MC05 | SIMOTICS S Synchronous motor 1FT7, M0=50Nm (100K) NN=3000rpm, PN=8.80kW Naturally cooled Frame size IMB 5 (IM V1, IM V3) recessed flange (more compact) POWER CONNECTOR ROTATABLE ABSOLUTE ENCODER 24 BITS + 12 BIT MULTITURN WITH DRIVE-CLIQ INTERFACE (ENCODER AM24DQI) PLAIN SHAFT, WITH HOLDING BRAKE; ACCURACY TOLERANCE N VIBRATION SEVERITY GRADE A+R, DEGREE OF PROTECTION IP 67 | - | 0 | 0
1FT7105-5AF71-1BG1-Z | J02 | 1FT7105-5AF71-1BG1-ZJ02 | 1 | UN | 1 | 25 | D | D | N | N | 85015230 | 1 |  | 78.304 | KG | 7057.47 | 7057.47 | MC05 | MC05 | SIMOTICS S Synchronous motor 1FT7, M0=50Nm (100K) NN=3000rpm, PN=8.80kW Naturally cooled Frame size IMB 5 (IM V1, IM V3) Conventional flange (1FT6/1FK7 compatible) POWER CONNECTOR ROTATABLE ABSOLUTE VALUE ENCODER SINGLETURN 24 BIT WITH DRIVE-CLIQ INTERFACE (ENCODER AS24DQI) PLAIN SHAFT, W/O HOLDING BRAKE; ACC. TOLERANCE N VIBRATION SEVERITY GRADE A, DEGREE OF PROTECTION IP 65 J02: ALPHA SP+, SP 180S - MF1 PLANETARY GEARING, 1-STAGE, I=4, WITH FEATHER KEY | - | 0 | 0
1FT7105-5AF71-1CB2 |  | 1FT7105-5AF71-1CB2 | 1 | UN | 1 | 15 | C | D | N | N | 85015230 | 1 |  | 48.803 | KG | 5937.13 | 5937.13 | MC05 | MC05 | SIMOTICS S Synchronous motor 1FT7, M0=50Nm (100K) NN=3000rpm, PN=8.80kW Naturally cooled Frame size IMB 5 (IM V1, IM V3) Conventional flange (1FT6/1FK7 compatible) POWER CONNECTOR ROTATABLE ABSOLUTE ENCODER 24 BITS + 12 BIT MULTITURN WITH DRIVE-CLIQ INTERFACE (ENCODER AM24DQI) SHAFT WITH FITTED KEY; WITH HOLDING BRAKE; ACC. TOLERANCE N VIBRATION SEVERITY GRADE A, DEGREE OF PROTECTION IP 67 | - | 0 | 0
1FT7105-5AF71-1CG1-Z | J02 | 1FT7105-5AF71-1CG1-ZJ02 | 1 | UN | 1 | 25 | D | D | N | N | 85015230 | 1 |  | 78.304 | KG | 7567.54 | 7567.54 | MC05 | MC05 | SIMOTICS S Synchronous motor 1FT7, M0=50Nm (100K) NN=3000rpm, PN=8.80kW Naturally cooled Frame size IMB 5 (IM V1, IM V3) Conventional flange (1FT6/1FK7 compatible) POWER CONNECTOR ROTATABLE ABSOLUTE ENCODER 24 BITS + 12 BIT MULTITURN WITH DRIVE-CLIQ INTERFACE (ENCODER AM24DQI) PLAIN SHAFT, W/O HOLDING BRAKE; ACC. TOLERANCE N VIBRATION SEVERITY GRADE A, DEGREE OF PROTECTION IP 65 J02: ALPHA SP+, SP 180S - MF1 PLANETARY GEARING, 1-STAGE, I=4, WITH FEATHER KEY | - | 0 | 0
1FT7105-5AF71-1DH1-Z | J02 | 1FT7105-5AF71-1DH1-ZJ02 | 1 | UN | 1 | 25 | D | D | N | N | 85015230 | 1 |  | 82.803 | KG | 7786.07 | 7786.07 | MC05 | MC05 | SIMOTICS S Synchronous motor 1FT7, M0=50Nm (100K) NN=3000rpm, PN=8.80kW Naturally cooled Frame size IMB 5 (IM V1, IM V3) Conventional flange (1FT6/1FK7 compatible) POWER CONNECTOR ROTATABLE INCREMENTAL ENCODER 2048 S/R WITH DRIVE-CLIQ INTERFACE (ENCODER I-2048) CONNECTOR ROTATABLE PLAIN SHAFT, WITH HOLDING BRAKE; ACCURACY TOLERANCE N VIBRATION SEVERITY GRADE A, DEGREE OF PROTECTION IP 65 J02: ALPHA SP+, SP 180S - MF1 PLANETARY GEARING, 1-STAGE, I=4, WITH FEATHER KEY | - | 0 | 0
1FT7105-5AF71-1LH2 |  | 1FT7105-5AF71-1LH2 | 1 | UN | 1 | 15 | C | D | N | N | 85015230 | 1 |  | 48.803 | KG | 6137.25 | 6137.25 | MC05 | MC05 | SIMOTICS S Synchronous motor 1FT7, M0=50Nm (100K) NN=3000rpm, PN=8.80kW Naturally cooled Frame size IMB 5 (IM V1, IM V3) Conventional flange (1FT6/1FK7 compatible) POWER CONNECTOR ROTATABLE ABSOLUTE ENCODER 24 BITS + 12 BIT MULTITURN WITH DRIVE-CLIQ INTERFACE (ENCODER AM24DQI) AND M17-CONNECTOR PLAIN SHAFT, WITH HOLDING BRAKE; ACCURACY TOLERANCE N VIBRATION SEVERITY GRADE A, DEGREE OF PROTECTION IP 67 | - | 0 | 0
1FT7105-5AF74-1MA0 |  | 1FT7105-5AF74-1MA0 | 1 | UN | 1 | 15 | C | D | N | N | 85015230 | 1 |  | 44.304 | KG | 4910.36 | 4910.36 | MC05 | MC05 | SIMOTICS S Synchronous motor 1FT7, M0=50Nm (100K) NN=3000rpm, PN=8.80kW Naturally cooled Frame size IMB 5 (IM V1, IM V3) Conventional flange (1FT6/1FK7 compatible), with Pt1000 temperature sensor POWER CONNECTOR ROTATABLE ABSOLUTE ENCODER ENDAT 2048 S/R (ENCODER A-2048) CONNECTOR ROTATABLE SHAFT WITH FITTED KEY; W/O HOLDING BRAKE; ACC. TOLERANCE N VIBRATION SEVERITY GRADE A, DEGREE OF PROTECTION IP 64 | - | 0 | 0
1FT7105-5AF75-1NA0 |  | 1FT7105-5AF75-1NA0 | 1 | UN | 1 | 15 | C | D | N | N | 85015230 | 1 |  | 44.304 | KG | 4407.71 | 4407.71 | MC05 | MC05 | SIMOTICS S Synchronous motor 1FT7, M0=50Nm (100K) NN=3000rpm, PN=8.80kW Naturally cooled Frame size IMB 5 (IM V1, IM V3) recessed flange (more compact), with Pt1000 temperature sensor POWER CONNECTOR ROTATABLE INCREM. ENCODER SIN/COS 1VSS 2048 S/R (ENCODER I-2048) CONNECTOR ROTATABLE SHAFT WITH FITTED KEY; W/O HOLDING BRAKE; ACC. TOLERANCE N VIBRATION SEVERITY GRADE A, DEGREE OF PROTECTION IP 64 | - | 0 | 0
1FT7105-5SF70-1CG0 |  | 1FT7105-5SF70-1CG0 | 1 | UN | 1 | 15 | C | D | N | N | 85015230 | 1 |  | 50.104 | KG | 5572.31 | 5572.31 | MC05 | MC05 | SIMOTICS S Synchronous motor 1FT7, M0=65Nm (100K) NN=3000rpm, PN=15.10kW Forced ventilation Frame size IMB 5 (IM V1, IM V3) recessed flange (more compact) POWER CONNECTOR OUTGOING CONNECTOR DIRECTIONTRAVERSE RIGHT ABSOLUTE ENCODER 24 BITS + 12 BIT MULTITURN WITH DRIVE-CLIQ INTERFACE (ENCODER AM24DQI) PLAIN SHAFT, W/O HOLDING BRAKE; ACC. TOLERANCE N VIBRATION SEVERITY GRADE A, DEGREE OF PROTECTION IP 64 | - | 0 | 0
1FT7105-5SF71-1BG1-Z | J05 | 1FT7105-5SF71-1BG1-ZJ05 | 1 | UN | 1 | 25 | D | D | N | N | 85015230 | 1 |  | 84.004 | KG | 7484.99 | 7484.99 | MC05 | MC05 | SIMOTICS S Synchronous motor 1FT7, M0=65Nm (100K) NN=3000rpm, PN=15.10kW Forced ventilation Frame size IMB 5 (IM V1, IM V3) Conventional flange (1FT6/1FK7 compatible) POWER CONNECTOR OUTGOING CONNECTOR DIRECTIONTRAVERSE RIGHT ABSOLUTE VALUE ENCODER SINGLETURN 24 BIT WITH DRIVE-CLIQ INTERFACE (ENCODER AS24DQI) PLAIN SHAFT, W/O HOLDING BRAKE; ACC. TOLERANCE N VIBRATION SEVERITY GRADE A, DEGREE OF PROTECTION IP 65 J05: ALPHA SP+, SP 180S - MF1 PLANETARY GEARING, 1-STAGE, I=7, WITH FEATHER KEY | - | 0 | 0
1FT7105-5SF71-1CB1-Z | N05 | 1FT7105-5SF71-1CB1-ZN05 | 1 | UN | 1 | 15 | C | D | N | N | 85015230 | 1 |  | 54.6 | KG | 6575.59 | 6575.59 | MC05 | MC05 | SIMOTICS S Synchronous motor 1FT7, M0=65Nm (100K) NN=3000rpm, PN=15.10kW Forced ventilation IMB 5 design (IM V1, IM V3) Flange 1 (1FT6 compatible) Power connector connector outlet direction transverse right Absolute encoder 24-bit +12-bit multi-turn with Drive-CLiQ interface (encoder AM24DQI) Shaft with feather key with holding brake circular runout tolerance N Vibration severity grade A Degree of protection IP65, N05: shaft end compatible with 1FT510 | - | 0 | 7
1FT7105-5SF71-3CG1-Z | J05 | 1FT7105-5SF71-3CG1-ZJ05 | 1 | UN | 1 | 25 | D | D | N | N | 85015230 | 1 |  | 84.104 | KG | 7995.06 | 7995.06 | MC05 | MC05 | SIMOTICS S Synchronous motor 1FT7, M0=65Nm (100K) NN=3000rpm, PN=15.10kW Forced ventilation Frame size IMB 5 (IM V1, IM V3) Conventional flange (1FT6/1FK7 compatible) POWER CONNECTOR OUTGOING CONNECTOR DIRECTIONAXIAL NON-DRIVE END ABSOLUTE ENCODER 24 BITS + 12 BIT MULTITURN WITH DRIVE-CLIQ INTERFACE (ENCODER AM24DQI) PLAIN SHAFT, W/O HOLDING BRAKE; ACC. TOLERANCE N VIBRATION SEVERITY GRADE A, DEGREE OF PROTECTION IP 65 J05: ALPHA SP+, SP 180S - MF1 PLANETARY GEARING, 1-STAGE, I=7, WITH FEATHER KEY | - | 0 | 0
1FT7105-5WF71-4NG1-Z | P80 | 1FT7105-5WF71-4NG1-ZP80 | 1 | UN | 1 | 15 | C | D | N | N | 85015230 | 1 |  | 54.904 | KG | 4899.34 | 4899.34 | MC05 | MC05 | SIMOTICS S Synchronous motor 1FT7, M0=90Nm (100K) NN=3000rpm, PN=24.80kW Water-cooled; IMB 5 design (IM V1, IM V3) Flange 1 (1FT6 compatible) Power connector connector outlet direction axial DE incremental encoder SIN/COS 1VSS 2048 S/R (encoder I-2048) Rotatable connector Smooth shaft without holding brake circular runout tolerance N Vibration severity grade A Degree of protection IP65 P80: Special packaging Customer-specific version | - | 0 | 7
1FT7105-9AC71-1ZG1 | H1AP3A | 1FT7105-9AC71-1ZG1H1AP3A | 1 | UN | 1 | 15 | C | D | N | N | 85015220 | 1 |  | 44.3 | KG | 5053.08 | 5053.08 | MC05 | MC05 | SIMOTICS S Synchronmotor 1FT7, 50Nm (100K), 2000rpm, 7.96kW naturally cooled; IMB 5 design (IM V1, IM V3) Flange 1 (1FT6 compatible) Power connector rotatable Rotatable connector smooth shaft, without holding brake, circular runout tolerance N Vibration severity grade A Degree of protection IP65 H1A: abnormal moment of inertia HI P3A: IC22DQ with cone direct mounting with SMI customer-specific version SMR-121-2013 | - | 0 | 7
1FT7105-9AC71-1ZG1-Z | H1AL13P3A | 1FT7105-9AC71-1ZG1-ZH1AL13P3A | 1 | UN | 1 | 15 | C | D | N | N | 85015220 | 1 |  | 44.3 | KG | 5079.29 | 5079.29 | MC05 | MC05 | SIMOTICS S Synchronous motor 1FT7, 50Nm (100K), 2000rpm, 7.96kW naturally cooled; IMB 5 design (IM V1, IM V3) Flange 1 (1FT6 compatible) Power connector rotatable Rotatable connector smooth shaft, without holding brake, circular runout tolerance N Vibration severity grade A Degree of protection IP65 H1A: abnormal moment of inertia HI P3A: IC22DQ with cone direct mounting with SMI L13: External ground connection Customer-specific version SMR-121-2013 | - | 0 | 7
1FT7108-5AB70-1BB0 |  | 1FT7108-5AB70-1BB0 | 1 | UN | 1 | 15 | C | D | N | N | 85015230 | 1 |  | 63.603 | KG | 6651.35 | 6651.35 | MC05 | MC05 | SIMOTICS S Synchronous motor 1FT7, M0=70Nm (100K) NN=1500rpm, PN=9.58kW Naturally cooled Frame size IMB 5 (IM V1, IM V3) recessed flange (more compact) POWER CONNECTOR ROTATABLE ABSOLUTE VALUE ENCODER SINGLETURN 24 BIT WITH DRIVE-CLIQ INTERFACE (ENCODER AS24DQI) SHAFT WITH FITTED KEY; WITH HOLDING BRAKE; ACC. TOLERANCE N VIBRATION SEVERITY GRADE A, DEGREE OF PROTECTION IP 64 | - | 0 | 0
1FT7108-5AB70-1CB1 |  | 1FT7108-5AB70-1CB1 | 1 | UN | 1 | 15 | C | D | N | N | 85015230 | 1 |  | 63.603 | KG | 7225.54 | 7225.54 | MC05 | MC05 | SIMOTICS S Synchronous motor 1FT7, M0=70Nm (100K) NN=1500rpm, PN=9.58kW Naturally cooled Frame size IMB 5 (IM V1, IM V3) recessed flange (more compact) POWER CONNECTOR ROTATABLE ABSOLUTE ENCODER 24 BITS + 12 BIT MULTITURN WITH DRIVE-CLIQ INTERFACE (ENCODER AM24DQI) SHAFT WITH FITTED KEY; WITH HOLDING BRAKE; ACC. TOLERANCE N VIBRATION SEVERITY GRADE A, DEGREE OF PROTECTION IP 65 | - | 0 | 0
1FT7108-5AB70-1MA1 |  | 1FT7108-5AB70-1MA1 | 1 | UN | 1 | 15 | C | D | N | N | 85015230 | 1 |  | 59.104 | KG | 6315.95 | 6315.95 | MC05 | MC05 | SIMOTICS S Synchronous motor 1FT7, M0=70Nm (100K) NN=1500rpm, PN=9.58kW Naturally cooled Frame size IMB 5 (IM V1, IM V3) recessed flange (more compact), with KTY temperature sensor POWER CONNECTOR ROTATABLE ABSOLUTE ENCODER ENDAT 2048 S/R (ENCODER A-2048) CONNECTOR ROTATABLE SHAFT WITH FITTED KEY; W/O HOLDING BRAKE; ACC. TOLERANCE N VIBRATION SEVERITY GRADE A, DEGREE OF PROTECTION IP 65 | - | 0 | 0
1FT7108-5AB71-1CA2 |  | 1FT7108-5AB71-1CA2 | 1 | UN | 1 | 15 | C | D | N | N | 85015230 | 1 |  | 59.104 | KG | 6603.44 | 6603.44 | MC05 | MC05 | SIMOTICS S Synchronous motor 1FT7, M0=70Nm (100K) NN=1500rpm, PN=9.58kW Naturally cooled Frame size IMB 5 (IM V1, IM V3) Conventional flange (1FT6/1FK7 compatible) POWER CONNECTOR ROTATABLE ABSOLUTE ENCODER 24 BITS + 12 BIT MULTITURN WITH DRIVE-CLIQ INTERFACE (ENCODER AM24DQI) SHAFT WITH FITTED KEY; W/O HOLDING BRAKE; ACC. TOLERANCE N VIBRATION SEVERITY GRADE A, DEGREE OF PROTECTION IP 67 | - | 0 | 0
1FT7108-5AB71-1CA5 |  | 1FT7108-5AB71-1CA5 | 1 | UN | 1 | 15 | C | D | N | N | 85015230 | 1 |  | 59.104 | KG | 6707.38 | 6707.38 | MC05 | MC05 | SIMOTICS S Synchronous motor 1FT7, M0=70Nm (100K) NN=1500rpm, PN=9.58kW Naturally cooled Frame size IMB 5 (IM V1, IM V3) Conventional flange (1FT6/1FK7 compatible) POWER CONNECTOR ROTATABLE ABSOLUTE ENCODER 24 BITS + 12 BIT MULTITURN WITH DRIVE-CLIQ INTERFACE (ENCODER AM24DQI) SHAFT WITH FITTED KEY; W/O HOLDING BRAKE; ACC. TOLERANCE N VIBRATION SEVERITY GRADE A+R, DEGREE OF PROTECTION IP 67 | - | 0 | 0
1FT7108-5AB71-1CG0-Z | L13 | 1FT7108-5AB71-1CG0-ZL13 | 1 | UN | 1 | 15 | C | D | N | N | 85015230 | 1 |  | 59.104 | KG | 6771.52 | 6771.52 | MC05 | MC05 | SIMOTICS S Synchronous motor 1FT7, 70Nm (100K), 1500rpm, 9.58kW naturally cooled; IMB 5 design (IM V1, IM V3) Flange 1 (1FT6 compatible) Power connector rotatable Absolute encoder 24-bit +12-bit multi-turn with Drive-CLiQ interface (encoder AM24DQI) Smooth shaft without holding brake circular runout tolerance N Vibration severity grade A Degree of protection IP 64 L13=external grounding customer-specific motor according to SMR-104-2013 POS.1 | - | 0 | 7
1FT7108-5AB71-1CG1-Z | J33 | 1FT7108-5AB71-1CG1-ZJ33 | 1 | UN | 1 | 25 | D | D | N | N | 85015230 | 1 |  | 139.704 | KG | 13596.82 | 13596.82 | MC05 | MC05 | SIMOTICS S Synchronous motor 1FT7, M0=70Nm (100K) NN=1500rpm, PN=9.58kW Naturally cooled Frame size IMB 5 (IM V1, IM V3) Conventional flange (1FT6/1FK7 compatible) POWER CONNECTOR ROTATABLE ABSOLUTE ENCODER 24 BITS + 12 BIT MULTITURN WITH DRIVE-CLIQ INTERFACE (ENCODER AM24DQI) PLAIN SHAFT, W/O HOLDING BRAKE; ACC. TOLERANCE N VIBRATION SEVERITY GRADE A, DEGREE OF PROTECTION IP 65 J33: ALPHA SP+, SP 240S - MF2 PLANETARY GEARING, 2-STAGE, I=20, W/O FEATHER KEY | - | 0 | 0
1FT7108-5AC70-1BG1 |  | 1FT7108-5AC70-1BG1 | 1 | UN | 1 | 15 | C | D | N | N | 85015230 | 1 |  | 59.104 | KG | 6040.31 | 6040.31 | MC05 | MC05 | SIMOTICS S Synchronous motor 1FT7, M0=70Nm (100K) NN=2000rpm, PN=10.50kW Naturally cooled Frame size IMB 5 (IM V1, IM V3) recessed flange (more compact) POWER CONNECTOR ROTATABLE ABSOLUTE VALUE ENCODER SINGLETURN 24 BIT WITH DRIVE-CLIQ INTERFACE (ENCODER AS24DQI) PLAIN SHAFT, W/O HOLDING BRAKE; ACC. TOLERANCE N VIBRATION SEVERITY GRADE A, DEGREE OF PROTECTION IP 65 | - | 0 | 0
1FT7108-5AC70-1BH1 |  | 1FT7108-5AC70-1BH1 | 1 | UN | 1 | 15 | C | D | N | N | 85015230 | 1 |  | 63.603 | KG | 6715.47 | 6715.47 | MC05 | MC05 | SIMOTICS S Synchronous motor 1FT7, M0=70Nm (100K) NN=2000rpm, PN=10.50kW Naturally cooled Frame size IMB 5 (IM V1, IM V3) recessed flange (more compact) POWER CONNECTOR ROTATABLE ABSOLUTE VALUE ENCODER SINGLETURN 24 BIT WITH DRIVE-CLIQ INTERFACE (ENCODER AS24DQI) PLAIN SHAFT, WITH HOLDING BRAKE; ACCURACY TOLERANCE N VIBRATION SEVERITY GRADE A, DEGREE OF PROTECTION IP 65 | - | 0 | 0
1FT7108-5AC70-1FB1 |  | 1FT7108-5AC70-1FB1 | 1 | UN | 1 | 15 | C | D | N | N | 85015230 | 1 |  | 63.603 | KG | 7278.97 | 7278.97 | MC05 | MC05 | SIMOTICS S Synchronous motor 1FT7, M0=70Nm (100K) NN=2000rpm, PN=10.50kW Naturally cooled Frame size IMB 5 (IM V1, IM V3) recessed flange (more compact) POWER CONNECTOR ROTATABLE ABSOLUTE ENCODER 22 BITS MULTI TURN WITH DRIVE-CLIQ INTERFACE (ENCODER AM-22-DQ) CONNECTOR ROTATABLE SHAFT WITH FITTED KEY; WITH HOLDING BRAKE; ACC. TOLERANCE N VIBRATION SEVERITY GRADE A, DEGREE OF PROTECTION IP 65 | - | 0 | 0
1FT7108-5AC71-1CG1-Z | J02 | 1FT7108-5AC71-1CG1-ZJ02 | 1 | UN | 1 | 25 | D | D | N | N | 85015230 | 1 |  | 93.104 | KG | 8909.01 | 8909.01 | MC05 | MC05 | SIMOTICS S Synchronous motor 1FT7, M0=70Nm (100K) NN=2000rpm, PN=10.50kW Naturally cooled Frame size IMB 5 (IM V1, IM V3) Conventional flange (1FT6/1FK7 compatible) POWER CONNECTOR ROTATABLE ABSOLUTE ENCODER 24 BITS + 12 BIT MULTITURN WITH DRIVE-CLIQ INTERFACE (ENCODER AM24DQI) PLAIN SHAFT, W/O HOLDING BRAKE; ACC. TOLERANCE N VIBRATION SEVERITY GRADE A, DEGREE OF PROTECTION IP 65 J02: ALPHA SP+, SP 180S - MF1 PLANETARY GEARING, 1-STAGE, I=4, WITH FEATHER KEY | - | 0 | 0
1FT7108-5AF70-1CG5 |  | 1FT7108-5AF70-1CG5 | 1 | UN | 1 | 15 | C | D | N | N | 85015220 | 1 |  | 59.104 | KG | 6707.38 | 6707.38 | MC05 | MC05 | SIMOTICS S Synchronous motor 1FT7, M0=70Nm (100K) NN=3000rpm, PN=6.28kW Naturally cooled Frame size IMB 5 (IM V1, IM V3) recessed flange (more compact) POWER CONNECTOR ROTATABLE ABSOLUTE ENCODER 24 BITS + 12 BIT MULTITURN WITH DRIVE-CLIQ INTERFACE (ENCODER AM24DQI) PLAIN SHAFT, W/O HOLDING BRAKE; ACC. TOLERANCE N VIBRATION SEVERITY GRADE A+R, DEGREE OF PROTECTION IP 67 | - | 0 | 0
1FT7108-5AF70-1CH2 |  | 1FT7108-5AF70-1CH2 | 1 | UN | 1 | 15 | C | D | N | N | 85015220 | 1 |  | 63.603 | KG | 7278.6 | 7278.6 | MC05 | MC05 | SIMOTICS S Synchronous motor 1FT7, M0=70Nm (100K) NN=3000rpm, PN=6.28kW Naturally cooled Frame size IMB 5 (IM V1, IM V3) recessed flange (more compact) POWER CONNECTOR ROTATABLE ABSOLUTE ENCODER 24 BITS + 12 BIT MULTITURN WITH DRIVE-CLIQ INTERFACE (ENCODER AM24DQI) PLAIN SHAFT, WITH HOLDING BRAKE; ACCURACY TOLERANCE N VIBRATION SEVERITY GRADE A, DEGREE OF PROTECTION IP 67 | - | 0 | 0
1FT7108-5AF71-1CH2 |  | 1FT7108-5AF71-1CH2 | 1 | UN | 1 | 15 | C | D | N | N | 85015220 | 1 |  | 63.603 | KG | 7278.6 | 7278.6 | MC05 | MC05 | SIMOTICS S Synchronous motor 1FT7, M0=70Nm (100K) NN=3000rpm, PN=6.28kW Naturally cooled Frame size IMB 5 (IM V1, IM V3) Conventional flange (1FT6/1FK7 compatible) POWER CONNECTOR ROTATABLE ABSOLUTE ENCODER 24 BITS + 12 BIT MULTITURN WITH DRIVE-CLIQ INTERFACE (ENCODER AM24DQI) PLAIN SHAFT, WITH HOLDING BRAKE; ACCURACY TOLERANCE N VIBRATION SEVERITY GRADE A, DEGREE OF PROTECTION IP 67 | - | 0 | 0
1FT7108-5AY71-1FG0 |  | 1FT7108-5AY71-1FG0 | 1 | UN | 1 | 15 | C | D | N | N | 85015230 | 1 |  | 59 | KG | 6679.12 | 6679.12 | MC05 | MC05 | SIMOTICS S Synchronous motor 1FT7 (100K) Customer-specific winding naturally cooled; IMB 5 design (IM V1, IM V3) Flange 1 (1FT6 compatible) Power connector rotatable Absolute encoder 22-bit Multi-turn with Drive-CLiQ interface (encoder am-22-DQ) Rotatable connector smooth shaft, without holding brake, circular runout tolerance N Vibration severity grade A Degree of protection IP 64 | - | 0 | 7
1FT7108-5AY71-7FG0 |  | 1FT7108-5AY71-7FG0 | 1 | UN | 1 | 15 | C | D | N | N | 85015230 | 1 |  | 59 | KG | 6679.12 | 6679.12 | MC05 | MC05 | SIMOTICS S Synchronous motor 1FT7 (100K) Customer-specific winding naturally cooled; IMB 5 design (IM V1, IM V3) Flange 1 (1FT6-compatible) for terminal box Connection and signal connector Terminal box axial NDE Absolute encoder 22-bit Multi-turn with Drive-CLiQ interface (encoder am-22-DQ) Rotatable connector smooth shaft, without holding brake, radial runout tolerance N Vibration severity grade A Degree of protection IP 64 | - | 0 | 7
1FT7108-5SC70-1CG0 |  | 1FT7108-5SC70-1CG0 | 1 | UN | 1 | 15 | C | D | N | N | 85015230 | 1 |  | 64.104 | KG | 6913.78 | 6913.78 | MC05 | MC05 | SIMOTICS S Synchronous motor 1FT7, M0=91Nm (100K) NN=2000rpm, PN=15.30kW Forced ventilation Frame size IMB 5 (IM V1, IM V3) recessed flange (more compact) POWER CONNECTOR OUTGOING CONNECTOR DIRECTIONTRAVERSE RIGHT ABSOLUTE ENCODER 24 BITS + 12 BIT MULTITURN WITH DRIVE-CLIQ INTERFACE (ENCODER AM24DQI) PLAIN SHAFT, W/O HOLDING BRAKE; ACC. TOLERANCE N VIBRATION SEVERITY GRADE A, DEGREE OF PROTECTION IP 64 | - | 0 | 0
1FT7108-5SC70-1MB0 |  | 1FT7108-5SC70-1MB0 | 1 | UN | 1 | 15 | C | D | N | N | 85015230 | 1 |  | 68.503 | KG | 7354.51 | 7354.51 | MC05 | MC05 | SIMOTICS S Synchronous motor 1FT7, M0=91Nm (100K) NN=2000rpm, PN=15.30kW Forced ventilation Frame size IMB 5 (IM V1, IM V3) recessed flange (more compact), with KTY temperature sensor POWER CONNECTOR OUTGOING CONNECTOR DIRECTIONTRAVERSE RIGHT ABSOLUTE ENCODER ENDAT 2048 S/R (ENCODER A-2048) CONNECTOR ROTATABLE SHAFT WITH FITTED KEY; WITH HOLDING BRAKE; ACC. TOLERANCE N VIBRATION SEVERITY GRADE A, DEGREE OF PROTECTION IP 64 | - | 0 | 0
1FT7108-5SC70-3CB1 |  | 1FT7108-5SC70-3CB1 | 1 | UN | 1 | 15 | C | D | N | N | 85015230 | 1 |  | 68.603 | KG | 7653.06 | 7653.06 | MC05 | MC05 | SIMOTICS S Synchronous motor 1FT7, M0=91Nm (100K) NN=2000rpm, PN=15.30kW Forced ventilation Frame size IMB 5 (IM V1, IM V3) recessed flange (more compact) POWER CONNECTOR OUTGOING CONNECTOR DIRECTIONAXIAL NON-DRIVE END ABSOLUTE ENCODER 24 BITS + 12 BIT MULTITURN WITH DRIVE-CLIQ INTERFACE (ENCODER AM24DQI) SHAFT WITH FITTED KEY; WITH HOLDING BRAKE; ACC. TOLERANCE N VIBRATION SEVERITY GRADE A, DEGREE OF PROTECTION IP 65 | - | 0 | 0
1FT7108-5SC70-3CB1-Z | L03 | 1FT7108-5SC70-3CB1-ZL03 | 1 | UN | 1 | 15 | C | D | N | N | 85015230 | 1 |  | 68.604 | KG | 8045.96 | 8045.96 | MC05 | MC05 | SIMOTICS S Synchronous motor 1FT7, M0=91Nm (100K) NN=2000rpm, PN=15.30kW Forced ventilation Frame size IMB 5 (IM V1, IM V3) recessed flange (more compact) POWER CONNECTOR OUTGOING CONNECTOR DIRECTIONAXIAL NON-DRIVE END ABSOLUTE ENCODER 24 BITS + 12 BIT MULTITURN WITH DRIVE-CLIQ INTERFACE (ENCODER AM24DQI) SHAFT WITH FITTED KEY; WITH HOLDING BRAKE; ACC. TOLERANCE N VIBRATION SEVERITY GRADE A, DEGREE OF PROTECTION IP 65 L03: Version for increased vibration stressing Fixed connector axial NDE | - | 0 | 0
1FT7108-5SC70-8BA0 |  | 1FT7108-5SC70-8BA0 | 1 | UN | 1 | 15 | C | D | N | N | 85015230 | 1 |  | 64.503 | KG | 6403.71 | 6403.71 | MC05 | MC05 | SIMOTICS S Synchronous motor 1FT7, M0=91Nm (100K) NN=2000rpm, PN=15.30kW Forced ventilation Frame size IMB 5 (IM V1, IM V3) recessed flange (more compact) FOR CONNECT. OF TERMINAL BOXAND SIGNAL CONNECTOR, TERMINALBOX AXIAL DRIVE END ABSOLUTE VALUE ENCODER SINGLETURN 24 BIT WITH DRIVE-CLIQ INTERFACE (ENCODER AS24DQI) SHAFT WITH FITTED KEY; W/O HOLDING BRAKE; ACC. TOLERANCE N VIBRATION SEVERITY GRADE A, DEGREE OF PROTECTION IP 64 | - | 0 | 0
1FT7108-5SC70-8BB0 |  | 1FT7108-5SC70-8BB0 | 1 | UN | 1 | 15 | C | D | N | N | 85015230 | 1 |  | 69.002 | KG | 7078.87 | 7078.87 | MC05 | MC05 | SIMOTICS S Synchronous motor 1FT7, M0=91Nm (100K) NN=2000rpm, PN=15.30kW Forced ventilation Frame size IMB 5 (IM V1, IM V3) recessed flange (more compact) FOR CONNECT. OF TERMINAL BOXAND SIGNAL CONNECTOR, TERMINALBOX AXIAL DRIVE END ABSOLUTE VALUE ENCODER SINGLETURN 24 BIT WITH DRIVE-CLIQ INTERFACE (ENCODER AS24DQI) SHAFT WITH FITTED KEY; WITH HOLDING BRAKE; ACC. TOLERANCE N VIBRATION SEVERITY GRADE A, DEGREE OF PROTECTION IP 64 | - | 0 | 0
1FT7108-5SC71-1CH1-Z | J35 | 1FT7108-5SC71-1CH1-ZJ35 | 1 | UN | 1 | 25 | D | D | N | N | 85015230 | 1 |  | 149.203 | KG | 14699.5 | 14699.5 | MC05 | MC05 | SIMOTICS S Synchronous motor 1FT7, M0=91Nm (100K) NN=2000rpm, PN=15.30kW Forced ventilation Frame size IMB 5 (IM V1, IM V3) Conventional flange (1FT6/1FK7 compatible) POWER CONNECTOR OUTGOING CONNECTOR DIRECTIONTRAVERSE RIGHT ABSOLUTE ENCODER 24 BITS + 12 BIT MULTITURN WITH DRIVE-CLIQ INTERFACE (ENCODER AM24DQI) PLAIN SHAFT, WITH HOLDING BRAKE; ACCURACY TOLERANCE N VIBRATION SEVERITY GRADE A, DEGREE OF PROTECTION IP 65 J35: ALPHA SP+, SP 240S - MF2 PLANETARY GEARING, 2-STAGE, I=28, W/O FEATHER KEY | - | 0 | 0
1FT7108-5SF70-1BG0 |  | 1FT7108-5SF70-1BG0 | 1 | UN | 1 | 15 | C | D | N | N | 85015230 | 1 |  | 64.004 | KG | 6403.71 | 6403.71 | MC05 | MC05 | SIMOTICS S Synchronous motor 1FT7, M0=91Nm (100K) NN=3000rpm, PN=18.80kW Forced ventilation Frame size IMB 5 (IM V1, IM V3) recessed flange (more compact) POWER CONNECTOR OUTGOING CONNECTOR DIRECTIONTRAVERSE RIGHT ABSOLUTE VALUE ENCODER SINGLETURN 24 BIT WITH DRIVE-CLIQ INTERFACE (ENCODER AS24DQI) PLAIN SHAFT, W/O HOLDING BRAKE; ACC. TOLERANCE N VIBRATION SEVERITY GRADE A, DEGREE OF PROTECTION IP 64 | - | 0 | 0
1FT7108-5SF70-1BG1 |  | 1FT7108-5SF70-1BG1 | 1 | UN | 1 | 15 | C | D | N | N | 85015230 | 1 |  | 64.004 | KG | 6467.83 | 6467.83 | MC05 | MC05 | SIMOTICS S Synchronous motor 1FT7, M0=91Nm (100K) NN=3000rpm, PN=18.80kW Forced ventilation Frame size IMB 5 (IM V1, IM V3) recessed flange (more compact) POWER CONNECTOR OUTGOING CONNECTOR DIRECTIONTRAVERSE RIGHT ABSOLUTE VALUE ENCODER SINGLETURN 24 BIT WITH DRIVE-CLIQ INTERFACE (ENCODER AS24DQI) PLAIN SHAFT, W/O HOLDING BRAKE; ACC. TOLERANCE N VIBRATION SEVERITY GRADE A, DEGREE OF PROTECTION IP 65 | - | 0 | 0
1FT7108-5SF70-1BH0 |  | 1FT7108-5SF70-1BH0 | 1 | UN | 1 | 15 | C | D | N | N | 85015230 | 1 |  | 68.503 | KG | 7078.87 | 7078.87 | MC05 | MC05 | SIMOTICS S Synchronous motor 1FT7, M0=91Nm (100K) NN=3000rpm, PN=18.80kW Forced ventilation Frame size IMB 5 (IM V1, IM V3) recessed flange (more compact) POWER CONNECTOR OUTGOING CONNECTOR DIRECTIONTRAVERSE RIGHT ABSOLUTE VALUE ENCODER SINGLETURN 24 BIT WITH DRIVE-CLIQ INTERFACE (ENCODER AS24DQI) PLAIN SHAFT, WITH HOLDING BRAKE; ACCURACY TOLERANCE N VIBRATION SEVERITY GRADE A, DEGREE OF PROTECTION IP 64 | - | 0 | 0
1FT7108-5SF70-1BH1 |  | 1FT7108-5SF70-1BH1 | 1 | UN | 1 | 15 | C | D | N | N | 85015230 | 1 |  | 68.503 | KG | 7142.99 | 7142.99 | MC05 | MC05 | SIMOTICS S Synchronous motor 1FT7, M0=91Nm (100K) NN=3000rpm, PN=18.80kW Forced ventilation Frame size IMB 5 (IM V1, IM V3) recessed flange (more compact) POWER CONNECTOR OUTGOING CONNECTOR DIRECTIONTRAVERSE RIGHT ABSOLUTE VALUE ENCODER SINGLETURN 24 BIT WITH DRIVE-CLIQ INTERFACE (ENCODER AS24DQI) PLAIN SHAFT, WITH HOLDING BRAKE; ACCURACY TOLERANCE N VIBRATION SEVERITY GRADE A, DEGREE OF PROTECTION IP 65 | - | 0 | 0
1FT7108-5SF70-1CA0 |  | 1FT7108-5SF70-1CA0 | 1 | UN | 1 | 15 | C | D | N | N | 85015230 | 1 |  | 64.104 | KG | 6913.78 | 6913.78 | MC05 | MC05 | SIMOTICS S Synchronous motor 1FT7, M0=91Nm (100K) NN=3000rpm, PN=18.80kW Forced ventilation Frame size IMB 5 (IM V1, IM V3) recessed flange (more compact) POWER CONNECTOR OUTGOING CONNECTOR DIRECTIONTRAVERSE RIGHT ABSOLUTE ENCODER 24 BITS + 12 BIT MULTITURN WITH DRIVE-CLIQ INTERFACE (ENCODER AM24DQI) SHAFT WITH FITTED KEY; W/O HOLDING BRAKE; ACC. TOLERANCE N VIBRATION SEVERITY GRADE A, DEGREE OF PROTECTION IP 64 | - | 0 | 0
1FT7108-5SF70-1CB0 |  | 1FT7108-5SF70-1CB0 | 1 | UN | 1 | 15 | C | D | N | N | 85015230 | 1 |  | 68.603 | KG | 7588.94 | 7588.94 | MC05 | MC05 | SIMOTICS S Synchronous motor 1FT7, M0=91Nm (100K) NN=3000rpm, PN=18.80kW Forced ventilation Frame size IMB 5 (IM V1, IM V3) recessed flange (more compact) POWER CONNECTOR OUTGOING CONNECTOR DIRECTIONTRAVERSE RIGHT ABSOLUTE ENCODER 24 BITS + 12 BIT MULTITURN WITH DRIVE-CLIQ INTERFACE (ENCODER AM24DQI) SHAFT WITH FITTED KEY; WITH HOLDING BRAKE; ACC. TOLERANCE N VIBRATION SEVERITY GRADE A, DEGREE OF PROTECTION IP 64 | - | 0 | 0
1FT7108-5SF70-1CB1 |  | 1FT7108-5SF70-1CB1 | 1 | UN | 1 | 15 | C | D | N | N | 85015230 | 1 |  | 68.603 | KG | 7653.06 | 7653.06 | MC05 | MC05 | SIMOTICS S Synchronous motor 1FT7, M0=91Nm (100K) NN=3000rpm, PN=18.80kW Forced ventilation Frame size IMB 5 (IM V1, IM V3) recessed flange (more compact) POWER CONNECTOR OUTGOING CONNECTOR DIRECTIONTRAVERSE RIGHT ABSOLUTE ENCODER 24 BITS + 12 BIT MULTITURN WITH DRIVE-CLIQ INTERFACE (ENCODER AM24DQI) SHAFT WITH FITTED KEY; WITH HOLDING BRAKE; ACC. TOLERANCE N VIBRATION SEVERITY GRADE A, DEGREE OF PROTECTION IP 65 | - | 0 | 0
1FT7108-5SF70-1CH1 |  | 1FT7108-5SF70-1CH1 | 1 | UN | 1 | 15 | C | D | N | N | 85015230 | 1 |  | 68.603 | KG | 7653.06 | 7653.06 | MC05 | MC05 | SIMOTICS S Synchronous motor 1FT7, M0=91Nm (100K) NN=3000rpm, PN=18.80kW Forced ventilation Frame size IMB 5 (IM V1, IM V3) recessed flange (more compact) POWER CONNECTOR OUTGOING CONNECTOR DIRECTIONTRAVERSE RIGHT ABSOLUTE ENCODER 24 BITS + 12 BIT MULTITURN WITH DRIVE-CLIQ INTERFACE (ENCODER AM24DQI) PLAIN SHAFT, WITH HOLDING BRAKE; ACCURACY TOLERANCE N VIBRATION SEVERITY GRADE A, DEGREE OF PROTECTION IP 65 | - | 0 | 0
1FT7108-5SF70-3BG0 |  | 1FT7108-5SF70-3BG0 | 1 | UN | 1 | 15 | C | D | N | N | 85015230 | 1 |  | 64.004 | KG | 6403.71 | 6403.71 | MC05 | MC05 | SIMOTICS S Synchronous motor 1FT7, M0=91Nm (100K) NN=3000rpm, PN=18.80kW Forced ventilation Frame size IMB 5 (IM V1, IM V3) recessed flange (more compact) POWER CONNECTOR OUTGOING CONNECTOR DIRECTIONAXIAL NON-DRIVE END ABSOLUTE VALUE ENCODER SINGLETURN 24 BIT WITH DRIVE-CLIQ INTERFACE (ENCODER AS24DQI) PLAIN SHAFT, W/O HOLDING BRAKE; ACC. TOLERANCE N VIBRATION SEVERITY GRADE A, DEGREE OF PROTECTION IP 64 | - | 0 | 0
1FT7108-5SF70-3NK4-Z | N01 | 1FT7108-5SF70-3NK4-ZN01 | 1 | UN | 1 | 15 | C | D | N | N | 85015230 | 1 |  | 64 | KG | 7150.62 | 7150.62 | MC05 | MC05 | SIMOTICS S Synchronmotor 1FT7 Forced ventilation IMB 5 design (IM V1, IM V3) Flange 0 Power connector Connector outlet direction Axial NDE Incremental encoder SIN/COS 1VSS 2048 S/R (encoder I-2048) Rotatable connector Smooth shaft without holding brake circular runout tolerance R Vibration severity grade A+R Degree of protection IP65 N01: Turbine-type rotor Customer-specific motor acc. to SMR-43-2014 | - | 0 | 7
1FT7108-5SF70-4NB0 |  | 1FT7108-5SF70-4NB0 | 1 | UN | 1 | 15 | C | D | N | N | 85015230 | 1 |  | 68.503 | KG | 6851.86 | 6851.86 | MC05 | MC05 | SIMOTICS S Synchronous motor 1FT7, M0=91Nm (100K) NN=3000rpm, PN=18.80kW Forced ventilation Frame size IMB 5 (IM V1, IM V3) recessed flange (more compact), with KTY temperature sensor POWER CONNECTOR OUTGOING CONNECTOR DIRECTIONAXIAL DRIVE END INCREM. ENCODER SIN/COS 1VSS 2048 S/R (ENCODER I-2048) CONNECTOR ROTATABLE SHAFT WITH FITTED KEY; WITH HOLDING BRAKE; ACC. TOLERANCE N VIBRATION SEVERITY GRADE A, DEGREE OF PROTECTION IP 64 | - | 0 | 0
1FT7108-5SF71-1BA1-Z | K20 | 1FT7108-5SF71-1BA1-ZK20 | 1 | UN | 1 | 15 | C | D | N | N | 85015230 | 1 |  | 64.004 | KG | 7186.51 | 7186.51 | MC05 | MC05 | SIMOTICS S Synchronous motor 1FT7, M0=91Nm (100K) NN=3000rpm, PN=18.80kW Forced ventilation Frame size IMB 5 (IM V1, IM V3) Conventional flange (1FT6/1FK7 compatible) POWER CONNECTOR OUTGOING CONNECTOR DIRECTIONTRAVERSE RIGHT ABSOLUTE VALUE ENCODER SINGLETURN 24 BIT WITH DRIVE-CLIQ INTERFACE (ENCODER AS24DQI) SHAFT WITH FITTED KEY; W/O HOLDING BRAKE; ACC. TOLERANCE N VIBRATION SEVERITY GRADE A, DEGREE OF PROTECTION IP 65 K20: Reinforced bearings | - | 0 | 0
1FT7108-5SF71-1BA4 |  | 1FT7108-5SF71-1BA4 | 1 | UN | 1 | 15 | C | D | N | N | 85015230 | 1 |  | 64.004 | KG | 6571.76 | 6571.76 | MC05 | MC05 | SIMOTICS S Synchronous motor 1FT7, M0=91Nm (100K) NN=3000rpm, PN=18.80kW Forced ventilation Frame size IMB 5 (IM V1, IM V3) Conventional flange (1FT6/1FK7 compatible) POWER CONNECTOR OUTGOING CONNECTOR DIRECTIONTRAVERSE RIGHT ABSOLUTE VALUE ENCODER SINGLETURN 24 BIT WITH DRIVE-CLIQ INTERFACE (ENCODER AS24DQI) SHAFT WITH FITTED KEY; W/O HOLDING BRAKE; ACC. TOLERANCE N VIBRATION SEVERITY GRADE A+R, DEGREE OF PROTECTION IP 65 | - | 0 | 0
1FT7108-5SF71-1CB1 |  | 1FT7108-5SF71-1CB1 | 1 | UN | 1 | 15 | C | D | N | N | 85015230 | 1 |  | 68.603 | KG | 7653.06 | 7653.06 | MC05 | MC05 | SIMOTICS S Synchronous motor 1FT7, M0=91Nm (100K) NN=3000rpm, PN=18.80kW Forced ventilation Frame size IMB 5 (IM V1, IM V3) Conventional flange (1FT6/1FK7 compatible) POWER CONNECTOR OUTGOING CONNECTOR DIRECTIONTRAVERSE RIGHT ABSOLUTE ENCODER 24 BITS + 12 BIT MULTITURN WITH DRIVE-CLIQ INTERFACE (ENCODER AM24DQI) SHAFT WITH FITTED KEY; WITH HOLDING BRAKE; ACC. TOLERANCE N VIBRATION SEVERITY GRADE A, DEGREE OF PROTECTION IP 65 | - | 0 | 0
1FT7108-5SF71-3CG1-Z | J23 | 1FT7108-5SF71-3CG1-ZJ23 | 1 | UN | 1 | 25 | D | D | N | N | 85015230 | 1 |  | 98.104 | KG | 9336.53 | 9336.53 | MC05 | MC05 | SIMOTICS S Synchronous motor 1FT7, M0=91Nm (100K) NN=3000rpm, PN=18.80kW Forced ventilation Frame size IMB 5 (IM V1, IM V3) Conventional flange (1FT6/1FK7 compatible) POWER CONNECTOR OUTGOING CONNECTOR DIRECTIONAXIAL NON-DRIVE END ABSOLUTE ENCODER 24 BITS + 12 BIT MULTITURN WITH DRIVE-CLIQ INTERFACE (ENCODER AM24DQI) PLAIN SHAFT, W/O HOLDING BRAKE; ACC. TOLERANCE N VIBRATION SEVERITY GRADE A, DEGREE OF PROTECTION IP 65 J23: ALPHA SP+, SP 180S - MF1 PLANETARY GEARING, 1 STAGE, I=5, W/O FEATHER KEY | - | 0 | 0
1FT7108-5SF71-4BG1 |  | 1FT7108-5SF71-4BG1 | 1 | UN | 1 | 15 | C | D | N | N | 85015230 | 1 |  | 64.004 | KG | 6467.83 | 6467.83 | MC05 | MC05 | SIMOTICS S Synchronous motor 1FT7, M0=91Nm (100K) NN=3000rpm, PN=18.80kW Forced ventilation Frame size IMB 5 (IM V1, IM V3) Conventional flange (1FT6/1FK7 compatible) POWER CONNECTOR OUTGOING CONNECTOR DIRECTIONAXIAL DRIVE END ABSOLUTE VALUE ENCODER SINGLETURN 24 BIT WITH DRIVE-CLIQ INTERFACE (ENCODER AS24DQI) PLAIN SHAFT, W/O HOLDING BRAKE; ACC. TOLERANCE N VIBRATION SEVERITY GRADE A, DEGREE OF PROTECTION IP 65 | - | 0 | 0
1FT7108-5SY71-1MG0 |  | 1FT7108-5SY71-1MG0 | 1 | UN | 1 | 15 | C | D | N | N | 85015230 | 1 |  | 64 | KG | 6679.35 | 6679.35 | MC05 | MC05 | SIMOTICS S Synchronous motor 1FT7 (100K) Customer-specific winding Forced ventilation IMB 5 design (IM V1, IM V3) Flange 1 (1FT6 compatible) Power connector connector outlet direction transverse right Absolute encoder EnDat 2048 S/R (encoder A-2048) Rotatable connector smooth shaft, without holding brake, circular runout tolerance N Vibration severity grade A Degree of protection IP 64 | - | 0 | 7
1FT7108-5WB71-1CH1 |  | 1FT7108-5WB71-1CH1 | 1 | UN | 1 | 15 | C | D | N | N | 85015230 | 1 |  | 73.203 | KG | 7653.06 | 7653.06 | MC05 | MC05 | SIMOTICS S Synchronous motor 1FT7, M0=125Nm (100K) NN=1500rpm, PN=19.60kW water-cooled Frame size IMB 5 (IM V1, IM V3) Conventional flange (1FT6/1FK7 compatible) POWER CONNECTOR ROTATABLE ABSOLUTE ENCODER 24 BITS + 12 BIT MULTITURN WITH DRIVE-CLIQ INTERFACE (ENCODER AM24DQI) PLAIN SHAFT, WITH HOLDING BRAKE; ACCURACY TOLERANCE N VIBRATION SEVERITY GRADE A, DEGREE OF PROTECTION IP 65 | - | 0 | 0
1FT7108-5WB71-1NL4 |  | 1FT7108-5WB71-1NL4 | 1 | UN | 1 | 15 | C | D | N | N | 85015230 | 1 |  | 73.203 | KG | 7126.04 | 7126.04 | MC05 | MC05 | SIMOTICS S Synchronous motor 1FT7, M0=125Nm (100K) NN=1500rpm, PN=19.60kW water-cooled Frame size IMB 5 (IM V1, IM V3) Conventional flange (1FT6/1FK7 compatible), with KTY temperature sensor POWER CONNECTOR ROTATABLE INCREM. ENCODER SIN/COS 1VSS 2048 S/R (ENCODER I-2048) CONNECTOR ROTATABLE PLAIN SHAFT, WITH HOLDING BRAKE; ACCURACY TOLERANCE R VIBRATION SEVERITY GRADE A+R, DEGREE OF PROTECTION IP 65 | - | 0 | 0
1FT7108-5WF70-1BG0 |  | 1FT7108-5WF70-1BG0 | 1 | UN | 1 | 15 | C | D | N | N | 85015230 | 1 |  | 68.704 | KG | 6403.71 | 6403.71 | MC05 | MC05 | SIMOTICS S Synchronous motor 1FT7, M0=125Nm (100K) NN=3000rpm, PN=34.20kW water-cooled Frame size IMB 5 (IM V1, IM V3) recessed flange (more compact) POWER CONNECTOR OUTGOING CONNECTOR DIRECTIONTRAVERSE RIGHT ABSOLUTE VALUE ENCODER SINGLETURN 24 BIT WITH DRIVE-CLIQ INTERFACE (ENCODER AS24DQI) PLAIN SHAFT, W/O HOLDING BRAKE; ACC. TOLERANCE N VIBRATION SEVERITY GRADE A, DEGREE OF PROTECTION IP 64 | - | 0 | 0
1FT7108-5WF71-1BG0 |  | 1FT7108-5WF71-1BG0 | 1 | UN | 1 | 15 | C | D | N | N | 85015230 | 1 |  | 68.704 | KG | 6403.71 | 6403.71 | MC05 | MC05 | SIMOTICS S Synchronous motor 1FT7, M0=125Nm (100K) NN=3000rpm, PN=34.20kW water-cooled Frame size IMB 5 (IM V1, IM V3) Conventional flange (1FT6/1FK7 compatible) POWER CONNECTOR OUTGOING CONNECTOR DIRECTIONTRAVERSE RIGHT ABSOLUTE VALUE ENCODER SINGLETURN 24 BIT WITH DRIVE-CLIQ INTERFACE (ENCODER AS24DQI) PLAIN SHAFT, W/O HOLDING BRAKE; ACC. TOLERANCE N VIBRATION SEVERITY GRADE A, DEGREE OF PROTECTION IP 64 | - | 0 | 0
1FT7108-5WF71-8BG0 |  | 1FT7108-5WF71-8BG0 | 1 | UN | 1 | 15 | C | D | N | N | 85015230 | 1 |  | 69.203 | KG | 6403.71 | 6403.71 | MC05 | MC05 | SIMOTICS S Synchronous motor 1FT7, M0=125Nm (100K) NN=3000rpm, PN=34.20kW water-cooled Frame size IMB 5 (IM V1, IM V3) Conventional flange (1FT6/1FK7 compatible) FOR CONNECT. OF TERMINAL BOXAND SIGNAL CONNECTOR, TERMINALBOX AXIAL DRIVE END ABSOLUTE VALUE ENCODER SINGLETURN 24 BIT WITH DRIVE-CLIQ INTERFACE (ENCODER AS24DQI) PLAIN SHAFT, W/O HOLDING BRAKE; ACC. TOLERANCE N VIBRATION SEVERITY GRADE A, DEGREE OF PROTECTION IP 64 | - | 0 | 0
1FT7108-9AB71-1ZG1 | H1AP3A | 1FT7108-9AB71-1ZG1H1AP3A | 1 | UN | 1 | 15 | C | D | N | N | 85015230 | 1 |  | 59 | KG | 6183.05 | 6183.05 | MC05 | MC05 | SIMOTICS S Synchronmotor 1FT7, 70Nm (100K), 1500rpm, 9.58kW naturally cooled; IMB 5 design (IM V1, IM V3) Flange 1 (1FT6 compatible) Power connector rotatable Rotatable connector smooth shaft, without holding brake, circular runout tolerance N Vibration severity grade A Degree of protection IP65 H1A: abnormal moment of inertia HI P3A: IC22DQ with cone direct mounting with SMI customer-specific version SMR-121-2013 | - | 0 | 7
1FT7108-9AB71-1ZG1-Z | H1AL13P3A | 1FT7108-9AB71-1ZG1-ZH1AL13P3A | 1 | UN | 1 | 15 | C | D | N | N | 85015230 | 1 |  | 59 | KG | 6209.27 | 6209.27 | MC05 | MC05 | SIMOTICS S Synchronous motor 1FT7, 70Nm (100K), 1500rpm, 9.58kW naturally cooled; IMB 5 design (IM V1, IM V3) Flange 1 (1FT6 compatible) Power connector rotatable Rotatable connector smooth shaft, without holding brake, circular runout tolerance N Vibration severity grade A Degree of protection IP65 H1A: abnormal moment of inertia HI P3A: IC22DQ with cone direct mounting with SMI L13: External ground connection Customer-specific version SMR-121-2013 | - | 0 | 7
1FT7108-9AC71-1ZG1 | H1AP2A | 1FT7108-9AC71-1ZG1H1AP2A | 1 | UN | 1 | 15 | C | D | N | N | 85015230 | 1 |  | 59 | KG | 6562.48 | 6562.48 | MC05 | MC05 | SIMOTICS S Synchronmotor 1FT7, 70Nm (100K), 2000rpm, 10.47kW naturally cooled; IMB 5 design (IM V1, IM V3) Flange 1 (1FT6 compatible) Power connector rotatable Rotatable connector smooth shaft, without holding brake, circular runout tolerance N Vibration severity grade A Degree of protection IP65 H1A: abnormal moment of inertia HI P2A: AM22DQ with cone direct mounting with SMI customer-specific version SMR-121-2013 | - | 0 | 7
1FT7108-9AC71-1ZG1 | H1AP3A | 1FT7108-9AC71-1ZG1H1AP3A | 1 | UN | 1 | 15 | C | D | N | N | 85015230 | 1 |  | 59 | KG | 6183.05 | 6183.05 | MC05 | MC05 | SIMOTICS S Synchronmotor 1FT7, 70Nm (100K), 2000rpm, 10.47kW naturally cooled; IMB 5 design (IM V1, IM V3) Flange 1 (1FT6 compatible) Power connector rotatable Rotatable connector smooth shaft, without holding brake, circular runout tolerance N Vibration severity grade A Degree of protection IP65 H1A: abnormal moment of inertia HI P3A: IC22DQ with cone direct mounting with SMI Customer-specific version SMR-121-2013 | - | 0 | 7
1FT7108-9AC71-1ZG1-Z | H1AL13P2A | 1FT7108-9AC71-1ZG1-ZH1AL13P2A | 1 | UN | 1 | 15 | C | D | N | N | 85015230 | 1 |  | 59 | KG | 6588.67 | 6588.67 | MC05 | MC05 | SIMOTICS S Synchronous motor 1FT7, 70Nm (100K), 2000rpm, 10.47kW naturally cooled; IMB 5 design (IM V1, IM V3) Flange 1 (1FT6 compatible) Power connector rotatable Rotatable connector smooth shaft, without holding brake, circular runout tolerance N Vibration severity grade A Degree of protection IP65 H1A: abnormal moment of inertia HI P2A: AM22DQ with cone direct mounting with SMI L13: External ground connection Customer-specific version SMR-121-2013 | - | 0 | 7
1FT7108-9AC71-1ZG1-Z | H1AL13P3A | 1FT7108-9AC71-1ZG1-ZH1AL13P3A | 1 | UN | 1 | 15 | C | D | N | N | 85015230 | 1 |  | 59 | KG | 6209.27 | 6209.27 | MC05 | MC05 | SIMOTICS S Synchronous motor 1FT7, 70Nm (100K), 2000rpm, 10.47kW naturally cooled; IMB 5 design (IM V1, IM V3) Flange 1 (1FT6 compatible) Power connector rotatable Rotatable connector smooth shaft, without holding brake, circular runout tolerance N Vibration severity grade A Degree of protection IP65 H1A: abnormal moment of inertia HI P3A: IC22DQ with cone direct mounting with SMI L13: External ground connection Customer-specific version SMR-121-2013 | - | 0 | 7
1FT7117-7AF71-3LB0-Z | L06N27 | 1FT7117-7AF71-3LB0-ZL06N27 | 1 | UN | 1 | 50 | X | D | N | N | 85015230 | 1 |  | 64.002 | KG | 11507.61 | 11507.61 | MC05 | MC05 | SIMOTICS S Synchronous motor 1FT7, M0=81 Nm (100K) NN=3000 rpm, PN=9.4 kW Naturally cooled IMB 5 design (IM V1, IM V3) Flange 1 (1FT6-compatible), Absolute encoder 24-bit +12-bit multi-turn with Drive-CLiQ interface (encoder AM24DQI) and M17 connector, Shaft with feather key, with holding brake circular runout tolerance N Vibration severity grade A Degree of protection IP 64 POWER CONNECTOR OUTGOING CONNECTOR DIRECTION AXIAL NON-DRIVE END L06: Version for increased shock stress Fixed connector (Size 3) N27: Holding brake with reduced moment of inertia and lower holding torque | - | 0 | 0
1FT7117-7SC71-1LH0 |  | 1FT7117-7SC71-1LH0 | 1 | UN | 1 | 50 | X | D | N | N | 85015230 | 1 |  | 72.001 | KG | 11486.24 | 11486.24 | MC05 | MC05 | SIMOTICS S Synchronous motor 1FT7, M0=105 Nm (100K) NN=2000 rpm,PN= 17.2 kW Forced ventilation, IMB 5 design (IM V1, IM V3) flange 1 (1FT6-compatible), Absolute encoder 24-bit +12-bit multi-turn With DRIVE-CLiQ interface (encoder AM24DQI) and M17 connector, smooth shaft, With holding brake Circular runout tolerance N Vibration severity grade A Degree of protection IP64 POWER CONNECTOR OUTGOING CONNECTOR DIRECTION TRAVERSE RIGHT | - | 0 | 0
1FT7132-5AB71-1BB0 |  | 1FT7132-5AB71-1BB0 | 1 | UN | 1 | 30 | D | D | N | N | 85015230 | 1 |  | 87.002 | KG | 7825.2 | 7825.2 | MC05 | MC05 | SIMOTICS S Synchronous motor 1FT7, M0=90Nm (100K) NN=1500rpm, PN=10.5kW naturally cooled; Power connector rotatable Frame size IMB 5 (IM V1, IM V3) Conventional flange (1FT6/1FK7 compatible) ABSOLUTE VALUE ENCODER SINGLETURN 24 BIT WITH DRIVE-CLIQ INTERFACE (ENCODER AS24DQI) SHAFT WITH FITTED KEY; WITH HOLDING BRAKE; ACC. TOLERANCE N VIBRATION SEVERITY GRADE A, DEGREE OF PROTECTION IP 64 | - | 0 | 0
1FT7132-5AB71-1CB1 |  | 1FT7132-5AB71-1CB1 | 1 | UN | 1 | 30 | D | D | N | N | 85015230 | 1 |  | 87.002 | KG | 8399.39 | 8399.39 | MC05 | MC05 | SIMOTICS S Synchronous motor 1FT7, M0=90Nm (100K) NN=1500rpm, PN=10.5kW naturally cooled; Power connector rotatable Frame size IMB 5 (IM V1, IM V3) Conventional flange (1FT6/1FK7 compatible) ABSOLUTE ENCODER 24 BITS + 12 BIT MULTITURN WITH DRIVE-CLIQ INTERFACE (ENCODER AM24DQI) SHAFT WITH FITTED KEY; WITH HOLDING BRAKE; ACC. TOLERANCE N VIBRATION SEVERITY GRADE A, DEGREE OF PROTECTION IP 65 | - | 0 | 0
1FT7132-5AB71-1CB4 |  | 1FT7132-5AB71-1CB4 | 1 | UN | 1 | 30 | D | D | N | N | 85015230 | 1 |  | 87.002 | KG | 8503.32 | 8503.32 | MC05 | MC05 | SIMOTICS S Synchronous motor 1FT7, M0=90Nm (100K) NN=1500rpm, PN=10.5kW naturally cooled; Power connector rotatable Frame size IMB 5 (IM V1, IM V3) Conventional flange (1FT6/1FK7 compatible) ABSOLUTE ENCODER 24 BITS + 12 BIT MULTITURN WITH DRIVE-CLIQ INTERFACE (ENCODER AM24DQI) SHAFT WITH FITTED KEY; WITH HOLDING BRAKE; ACC. TOLERANCE N VIBRATION SEVERITY GRADE A+R, DEGREE OF PROTECTION IP 65 | - | 0 | 0
1FT7132-5AB71-1CG0 |  | 1FT7132-5AB71-1CG0 | 1 | UN | 1 | 30 | D | D | N | N | 85015230 | 1 |  | 76.002 | KG | 7175.34 | 7175.34 | MC05 | MC05 | SIMOTICS S Synchronous motor 1FT7, M0=90Nm (100K) NN=1500rpm, PN=10.5kW naturally cooled; Power connector rotatable Frame size IMB 5 (IM V1, IM V3) Conventional flange (1FT6/1FK7 compatible) ABSOLUTE ENCODER 24 BITS + 12 BIT MULTITURN WITH DRIVE-CLIQ INTERFACE (ENCODER AM24DQI) PLAIN SHAFT, W/O HOLDING BRAKE; ACC. TOLERANCE N VIBRATION SEVERITY GRADE A, DEGREE OF PROTECTION IP 64 | - | 0 | 0
1FT7132-5AB71-1CH0 |  | 1FT7132-5AB71-1CH0 | 1 | UN | 1 | 30 | D | D | N | N | 85015230 | 1 |  | 87.002 | KG | 8335.27 | 8335.27 | MC05 | MC05 | SIMOTICS S Synchronous motor 1FT7, M0=90Nm (100K) NN=1500rpm, PN=10.5kW naturally cooled; Power connector rotatable Frame size IMB 5 (IM V1, IM V3) Conventional flange (1FT6/1FK7 compatible) ABSOLUTE ENCODER 24 BITS + 12 BIT MULTITURN WITH DRIVE-CLIQ INTERFACE (ENCODER AM24DQI) PLAIN SHAFT, WITH HOLDING BRAKE; ACCURACY TOLERANCE N VIBRATION SEVERITY GRADE A, DEGREE OF PROTECTION IP 64 | - | 0 | 0
1FT7132-5AC71-1BG0 |  | 1FT7132-5AC71-1BG0 | 1 | UN | 1 | 30 | D | D | N | N | 85015230 | 1 |  | 76.002 | KG | 6665.27 | 6665.27 | MC05 | MC05 | SIMOTICS S Synchronous motor 1FT7, M0=90Nm (100K) NN=2000rpm, PN=11.50kW naturally cooled; Power connector rotatable Frame size IMB 5 (IM V1, IM V3) Conventional flange (1FT6/1FK7 compatible) ABSOLUTE VALUE ENCODER SINGLETURN 24 BIT WITH DRIVE-CLIQ INTERFACE (ENCODER AS24DQI) PLAIN SHAFT, W/O HOLDING BRAKE; ACC. TOLERANCE N VIBRATION SEVERITY GRADE A, DEGREE OF PROTECTION IP 64 | - | 0 | 0
1FT7132-5AC71-1BH0 |  | 1FT7132-5AC71-1BH0 | 1 | UN | 1 | 30 | D | D | N | N | 85015230 | 1 |  | 87.002 | KG | 7825.2 | 7825.2 | MC05 | MC05 | SIMOTICS S Synchronous motor 1FT7, M0=90Nm (100K) NN=2000rpm, PN=11.50kW naturally cooled; Power connector rotatable Frame size IMB 5 (IM V1, IM V3) Conventional flange (1FT6/1FK7 compatible) ABSOLUTE VALUE ENCODER SINGLETURN 24 BIT WITH DRIVE-CLIQ INTERFACE (ENCODER AS24DQI) PLAIN SHAFT, WITH HOLDING BRAKE; ACCURACY TOLERANCE N VIBRATION SEVERITY GRADE A, DEGREE OF PROTECTION IP 64 | - | 0 | 0
1FT7132-5AC71-1CA0 |  | 1FT7132-5AC71-1CA0 | 1 | UN | 1 | 30 | D | D | N | N | 85015230 | 1 |  | 76.002 | KG | 7175.34 | 7175.34 | MC05 | MC05 | SIMOTICS S Synchronous motor 1FT7, M0=90Nm (100K) NN=2000rpm, PN=11.50kW naturally cooled; Power connector rotatable Frame size IMB 5 (IM V1, IM V3) Conventional flange (1FT6/1FK7 compatible) ABSOLUTE ENCODER 24 BITS + 12 BIT MULTITURN WITH DRIVE-CLIQ INTERFACE (ENCODER AM24DQI) SHAFT WITH FITTED KEY; W/O HOLDING BRAKE; ACC. TOLERANCE N VIBRATION SEVERITY GRADE A, DEGREE OF PROTECTION IP 64 | - | 0 | 0
1FT7132-5AC71-1CG0 |  | 1FT7132-5AC71-1CG0 | 1 | UN | 1 | 30 | D | D | N | N | 85015230 | 1 |  | 76.002 | KG | 7175.34 | 7175.34 | MC05 | MC05 | SIMOTICS S Synchronous motor 1FT7, M0=90Nm (100K) NN=2000rpm, PN=11.50kW naturally cooled; Power connector rotatable Frame size IMB 5 (IM V1, IM V3) Conventional flange (1FT6/1FK7 compatible) ABSOLUTE ENCODER 24 BITS + 12 BIT MULTITURN WITH DRIVE-CLIQ INTERFACE (ENCODER AM24DQI) PLAIN SHAFT, W/O HOLDING BRAKE; ACC. TOLERANCE N VIBRATION SEVERITY GRADE A, DEGREE OF PROTECTION IP 64 | - | 0 | 0
1FT7132-5AC71-1CG1 |  | 1FT7132-5AC71-1CG1 | 1 | UN | 1 | 30 | D | D | N | N | 85015230 | 1 |  | 76.002 | KG | 7239.46 | 7239.46 | MC05 | MC05 | SIMOTICS S Synchronous motor 1FT7, M0=90Nm (100K) NN=2000rpm, PN=11.50kW naturally cooled; Power connector rotatable Frame size IMB 5 (IM V1, IM V3) Conventional flange (1FT6/1FK7 compatible) ABSOLUTE ENCODER 24 BITS + 12 BIT MULTITURN WITH DRIVE-CLIQ INTERFACE (ENCODER AM24DQI) PLAIN SHAFT, W/O HOLDING BRAKE; ACC. TOLERANCE N VIBRATION SEVERITY GRADE A, DEGREE OF PROTECTION IP 65 | - | 0 | 0
1FT7132-5AC71-1CG2 |  | 1FT7132-5AC71-1CG2 | 1 | UN | 1 | 30 | D | D | N | N | 85015230 | 1 |  | 76.002 | KG | 7292.52 | 7292.52 | MC05 | MC05 | SIMOTICS S Synchronous motor 1FT7, M0=90Nm (100K) NN=2000rpm, PN=11.50kW naturally cooled; Power connector rotatable Frame size IMB 5 (IM V1, IM V3) Conventional flange (1FT6/1FK7 compatible) ABSOLUTE ENCODER 24 BITS + 12 BIT MULTITURN WITH DRIVE-CLIQ INTERFACE (ENCODER AM24DQI) PLAIN SHAFT, W/O HOLDING BRAKE; ACC. TOLERANCE N VIBRATION SEVERITY GRADE A, DEGREE OF PROTECTION IP 67 | - | 0 | 0
1FT7132-5AC71-1CH0 |  | 1FT7132-5AC71-1CH0 | 1 | UN | 1 | 30 | D | D | N | N | 85015230 | 1 |  | 87.002 | KG | 8335.27 | 8335.27 | MC05 | MC05 | SIMOTICS S Synchronous motor 1FT7, M0=90Nm (100K) NN=2000rpm, PN=11.50kW naturally cooled; Power connector rotatable Frame size IMB 5 (IM V1, IM V3) Conventional flange (1FT6/1FK7 compatible) ABSOLUTE ENCODER 24 BITS + 12 BIT MULTITURN WITH DRIVE-CLIQ INTERFACE (ENCODER AM24DQI) PLAIN SHAFT, WITH HOLDING BRAKE; ACCURACY TOLERANCE N VIBRATION SEVERITY GRADE A, DEGREE OF PROTECTION IP 64 | - | 0 | 0
1FT7132-5AC71-1CH1 |  | 1FT7132-5AC71-1CH1 | 1 | UN | 1 | 30 | D | D | N | N | 85015230 | 1 |  | 87.002 | KG | 8399.39 | 8399.39 | MC05 | MC05 | SIMOTICS S Synchronous motor 1FT7, M0=90Nm (100K) NN=2000rpm, PN=11.50kW naturally cooled; Power connector rotatable Frame size IMB 5 (IM V1, IM V3) Conventional flange (1FT6/1FK7 compatible) ABSOLUTE ENCODER 24 BITS + 12 BIT MULTITURN WITH DRIVE-CLIQ INTERFACE (ENCODER AM24DQI) PLAIN SHAFT, WITH HOLDING BRAKE; ACCURACY TOLERANCE N VIBRATION SEVERITY GRADE A, DEGREE OF PROTECTION IP 65 | - | 0 | 0
1FT7132-5AC74-1MA0 |  | 1FT7132-5AC74-1MA0 | 1 | UN | 1 | 30 | D | D | N | N | 85015230 | 1 |  | 76.002 | KG | 6940.91 | 6940.91 | MC05 | MC05 | SIMOTICS S Synchronous motor 1FT7, M0=90Nm (100K) NN=2000rpm, PN=11.50kW naturally cooled; Power connector rotatable Frame size IMB 5 (IM V1, IM V3) Conventional flange (1FT6/1FK7 compatible), with Pt1000 temperature sensor ABSOLUTE ENCODER ENDAT 2048 S/R (ENCODER A-2048) CONNECTOR ROTATABLE SHAFT WITH FITTED KEY; W/O HOLDING BRAKE; ACC. TOLERANCE N VIBRATION SEVERITY GRADE A, DEGREE OF PROTECTION IP 64 | - | 0 | 0
1FT7132-5AC74-1MG0 |  | 1FT7132-5AC74-1MG0 | 1 | UN | 1 | 30 | D | D | N | N | 85015230 | 1 |  | 76.002 | KG | 6940.91 | 6940.91 | MC05 | MC05 | SIMOTICS S Synchronous motor 1FT7, M0=90Nm (100K) NN=2000rpm, PN=11.50kW naturally cooled; Power connector rotatable Frame size IMB 5 (IM V1, IM V3) Conventional flange (1FT6/1FK7 compatible), with Pt1000 temperature sensor ABSOLUTE ENCODER ENDAT 2048 S/R (ENCODER A-2048) CONNECTOR ROTATABLE PLAIN SHAFT, W/O HOLDING BRAKE; ACC. TOLERANCE N VIBRATION SEVERITY GRADE A, DEGREE OF PROTECTION IP 64 | - | 0 | 0
1FT7132-5AF71-1BG0 |  | 1FT7132-5AF71-1BG0 | 1 | UN | 1 | 30 | D | D | N | N | 85015230 | 1 |  | 77.003 | KG | 6665.27 | 6665.27 | MC05 | MC05 | SIMOTICS S Synchronous motor 1FT7, M0=90Nm (100K) NN=3000rpm, PN=8.48kW Naturally cooled Frame size IMB 5 (IM V1, IM V3) Conventional flange (1FT6/1FK7 compatible) POWER CONNECTOR OUTGOING CONNECTOR DIRECTIONTRAVERSE RIGHT ABSOLUTE VALUE ENCODER SINGLETURN 24 BIT WITH DRIVE-CLIQ INTERFACE (ENCODER AS24DQI) PLAIN SHAFT, W/O HOLDING BRAKE; ACC. TOLERANCE N VIBRATION SEVERITY GRADE A, DEGREE OF PROTECTION IP 64 | - | 0 | 0
1FT7132-5AF71-1CA1 |  | 1FT7132-5AF71-1CA1 | 1 | UN | 1 | 30 | D | D | N | N | 85015230 | 1 |  | 77.003 | KG | 7239.46 | 7239.46 | MC05 | MC05 | SIMOTICS S Synchronous motor 1FT7, M0=90Nm (100K) NN=3000rpm, PN=8.48kW Naturally cooled Frame size IMB 5 (IM V1, IM V3) Conventional flange (1FT6/1FK7 compatible) POWER CONNECTOR OUTGOING CONNECTOR DIRECTIONTRAVERSE RIGHT ABSOLUTE ENCODER 24 BITS + 12 BIT MULTITURN WITH DRIVE-CLIQ INTERFACE (ENCODER AM24DQI) SHAFT WITH FITTED KEY; W/O HOLDING BRAKE; ACC. TOLERANCE N VIBRATION SEVERITY GRADE A, DEGREE OF PROTECTION IP 65 | - | 0 | 0
1FT7132-5AF71-1CG0 |  | 1FT7132-5AF71-1CG0 | 1 | UN | 1 | 30 | D | D | N | N | 85015230 | 1 |  | 77.003 | KG | 7175.34 | 7175.34 | MC05 | MC05 | SIMOTICS S Synchronous motor 1FT7, M0=90Nm (100K) NN=3000rpm, PN=8.48kW Naturally cooled Frame size IMB 5 (IM V1, IM V3) Conventional flange (1FT6/1FK7 compatible) POWER CONNECTOR OUTGOING CONNECTOR DIRECTIONTRAVERSE RIGHT ABSOLUTE ENCODER 24 BITS + 12 BIT MULTITURN WITH DRIVE-CLIQ INTERFACE (ENCODER AM24DQI) PLAIN SHAFT, W/O HOLDING BRAKE; ACC. TOLERANCE N VIBRATION SEVERITY GRADE A, DEGREE OF PROTECTION IP 64 | - | 0 | 0
1FT7132-5AF71-1CG1 |  | 1FT7132-5AF71-1CG1 | 1 | UN | 1 | 30 | D | D | N | N | 85015230 | 1 |  | 77.003 | KG | 7239.46 | 7239.46 | MC05 | MC05 | SIMOTICS S Synchronous motor 1FT7, M0=90Nm (100K) NN=3000rpm, PN=8.48kW Naturally cooled Frame size IMB 5 (IM V1, IM V3) Conventional flange (1FT6/1FK7 compatible) POWER CONNECTOR OUTGOING CONNECTOR DIRECTIONTRAVERSE RIGHT ABSOLUTE ENCODER 24 BITS + 12 BIT MULTITURN WITH DRIVE-CLIQ INTERFACE (ENCODER AM24DQI) PLAIN SHAFT, W/O HOLDING BRAKE; ACC. TOLERANCE N VIBRATION SEVERITY GRADE A, DEGREE OF PROTECTION IP 65 | - | 0 | 0
1FT7132-5AF71-2BG0 |  | 1FT7132-5AF71-2BG0 | 1 | UN | 1 | 30 | D | D | N | N | 85015230 | 1 |  | 78.002 | KG | 6665.27 | 6665.27 | MC05 | MC05 | SIMOTICS S Synchronous motor 1FT7, M0=90Nm (100K) NN=3000rpm, PN=8.48kW Naturally cooled Frame size IMB 5 (IM V1, IM V3) Conventional flange (1FT6/1FK7 compatible) POWER CONNECTOR OUTGOING CONNECTOR DIRECTIONTRAVERSE LEFT ABSOLUTE VALUE ENCODER SINGLETURN 24 BIT WITH DRIVE-CLIQ INTERFACE (ENCODER AS24DQI) PLAIN SHAFT, W/O HOLDING BRAKE; ACC. TOLERANCE N VIBRATION SEVERITY GRADE A, DEGREE OF PROTECTION IP 64 | - | 0 | 0
1FT7132-5AF71-4BG2 |  | 1FT7132-5AF71-4BG2 | 1 | UN | 1 | 30 | D | D | N | N | 85015230 | 1 |  | 78.002 | KG | 6782.45 | 6782.45 | MC05 | MC05 | SIMOTICS S Synchronous motor 1FT7, M0=90Nm (100K) NN=3000rpm, PN=8.48kW Naturally cooled Frame size IMB 5 (IM V1, IM V3) Conventional flange (1FT6/1FK7 compatible) POWER CONNECTOR OUTGOING CONNECTOR DIRECTION AXIAL DE ABSOLUTE VALUE ENCODER SINGLETURN 24 BIT WITH DRIVE-CLIQ INTERFACE (ENCODER AS24DQI) PLAIN SHAFT, W/O HOLDING BRAKE; ACC. TOLERANCE N VIBRATION SEVERITY GRADE A, DEGREE OF PROTECTION IP 67 | - | 0 | 0
1FT7132-5AF71-4BH1 |  | 1FT7132-5AF71-4BH1 | 1 | UN | 1 | 30 | D | D | N | N | 85015230 | 1 |  | 89.002 | KG | 7889.32 | 7889.32 | MC05 | MC05 | SIMOTICS S Synchronous motor 1FT7, M0=90Nm (100K) NN=3000rpm, PN=8.48kW Naturally cooled Frame size IMB 5 (IM V1, IM V3) Conventional flange (1FT6/1FK7 compatible) POWER CONNECTOR OUTGOING CONNECTOR DIRECTION AXIAL DE ABSOLUTE VALUE ENCODER SINGLETURN 24 BIT WITH DRIVE-CLIQ INTERFACE (ENCODER AS24DQI) PLAIN SHAFT, WITH HOLDING BRAKE; ACCURACY TOLERANCE N VIBRATION SEVERITY GRADE A, DEGREE OF PROTECTION IP 65 | - | 0 | 0
1FT7132-5AF71-4BH2 |  | 1FT7132-5AF71-4BH2 | 1 | UN | 1 | 30 | D | D | N | N | 85015230 | 1 |  | 89.002 | KG | 7942.38 | 7942.38 | MC05 | MC05 | SIMOTICS S Synchronous motor 1FT7, M0=90Nm (100K) NN=3000rpm, PN=8.48kW Naturally cooled Frame size IMB 5 (IM V1, IM V3) Conventional flange (1FT6/1FK7 compatible) POWER CONNECTOR OUTGOING CONNECTOR DIRECTION AXIAL DE ABSOLUTE VALUE ENCODER SINGLETURN 24 BIT WITH DRIVE-CLIQ INTERFACE (ENCODER AS24DQI) PLAIN SHAFT, WITH HOLDING BRAKE; ACCURACY TOLERANCE N VIBRATION SEVERITY GRADE A, DEGREE OF PROTECTION IP 67 | - | 0 | 0
1FT7132-5AF71-4CA2 |  | 1FT7132-5AF71-4CA2 | 1 | UN | 1 | 30 | D | D | N | N | 85015230 | 1 |  | 78.002 | KG | 7292.52 | 7292.52 | MC05 | MC05 | SIMOTICS S Synchronous motor 1FT7, M0=90Nm (100K) NN=3000rpm, PN=8.48kW Naturally cooled Frame size IMB 5 (IM V1, IM V3) Conventional flange (1FT6/1FK7 compatible) POWER CONNECTOR OUTGOING CONNECTOR DIRECTION AXIAL DE ABSOLUTE ENCODER 24 BITS + 12 BIT MULTITURN WITH DRIVE-CLIQ INTERFACE (ENCODER AM24DQI) SHAFT WITH FITTED KEY; W/O HOLDING BRAKE; ACC. TOLERANCE N VIBRATION SEVERITY GRADE A, DEGREE OF PROTECTION IP 67 | - | 0 | 0
1FT7132-5AF71-4CG1 |  | 1FT7132-5AF71-4CG1 | 1 | UN | 1 | 30 | D | D | N | N | 85015230 | 1 |  | 78.002 | KG | 7239.46 | 7239.46 | MC05 | MC05 | SIMOTICS S Synchronous motor 1FT7, M0=90Nm (100K) NN=3000rpm, PN=8.48kW Naturally cooled Frame size IMB 5 (IM V1, IM V3) Conventional flange (1FT6/1FK7 compatible) POWER CONNECTOR OUTGOING CONNECTOR DIRECTION AXIAL DE ABSOLUTE ENCODER 24 BITS + 12 BIT MULTITURN WITH DRIVE-CLIQ INTERFACE (ENCODER AM24DQI) PLAIN SHAFT, W/O HOLDING BRAKE; ACC. TOLERANCE N VIBRATION SEVERITY GRADE A, DEGREE OF PROTECTION IP 65 | - | 0 | 0
1FT7132-5AF71-4CH2 |  | 1FT7132-5AF71-4CH2 | 1 | UN | 1 | 30 | D | D | N | N | 85015230 | 1 |  | 89.002 | KG | 8452.45 | 8452.45 | MC05 | MC05 | SIMOTICS S Synchronous motor 1FT7, M0=90Nm (100K) NN=3000rpm, PN=8.48kW Naturally cooled Frame size IMB 5 (IM V1, IM V3) Conventional flange (1FT6/1FK7 compatible) POWER CONNECTOR OUTGOING CONNECTOR DIRECTION AXIAL DE ABSOLUTE ENCODER 24 BITS + 12 BIT MULTITURN WITH DRIVE-CLIQ INTERFACE (ENCODER AM24DQI) PLAIN SHAFT, WITH HOLDING BRAKE; ACCURACY TOLERANCE N VIBRATION SEVERITY GRADE A, DEGREE OF PROTECTION IP 67 | - | 0 | 0
1FT7132-5AF71-7CA2 |  | 1FT7132-5AF71-7CA2 | 1 | UN | 1 | 30 | D | D | N | N | 85015230 | 1 |  | 78.502 | KG | 7292.52 | 7292.52 | MC05 | MC05 | SIMOTICS S Synchronous motor 1FT7, M0=90Nm (100K) NN=3000rpm, PN=8.48kW Naturally cooled Frame size IMB 5 (IM V1, IM V3) Conventional flange (1FT6/1FK7 compatible) FOR CONNECT. OF TERMINAL BOXAND SIGNAL CONNECTOR, TERMINALBOX AXIAL NON-DRIVE END NOT IN COMBINATION WITH DEGREE OF PROTECTION IP67 ABSOLUTE ENCODER 24 BITS + 12 BIT MULTITURN WITH DRIVE-CLIQ INTERFACE (ENCODER AM24DQI) SHAFT WITH FITTED KEY; W/O HOLDING BRAKE; ACC. TOLERANCE N VIBRATION SEVERITY GRADE A, DEGREE OF PROTECTION IP 67 | - | 0 | 0
1FT7132-5SC71-1CB1 |  | 1FT7132-5SC71-1CB1 | 1 | UN | 1 | 30 | D | D | N | N | 85015230 | 1 |  | 92.003 | KG | 8889.23 | 8889.23 | MC05 | MC05 | SIMOTICS S Synchronous motor 1FT7, M0=140Nm (100K) NN=2000rpm, PN=26.5 kW Forced ventilation Frame size IMB 5 (IM V1, IM V3) Conventional flange (1FT6/1FK7 compatible) POWER CONNECTOR OUTGOING CONNECTOR DIRECTIONTRAVERSE RIGHT ABSOLUTE ENCODER 24 BITS + 12 BIT MULTITURN WITH DRIVE-CLIQ INTERFACE (ENCODER AM24DQI) SHAFT WITH FITTED KEY; WITH HOLDING BRAKE; ACC. TOLERANCE N VIBRATION SEVERITY GRADE A, DEGREE OF PROTECTION IP 65 | - | 0 | 0
1FT7132-5SC71-4BA0 |  | 1FT7132-5SC71-4BA0 | 1 | UN | 1 | 30 | D | D | N | N | 85015230 | 1 |  | 82.002 | KG | 7155.11 | 7155.11 | MC05 | MC05 | SIMOTICS S Synchronous motor 1FT7, M0=140Nm (100K) NN=2000rpm, PN=26.5 kW Forced ventilation Frame size IMB 5 (IM V1, IM V3) Conventional flange (1FT6/1FK7 compatible) POWER CONNECTOR OUTGOING CONNECTOR DIRECTION AXIAL DE ABSOLUTE VALUE ENCODER SINGLETURN 24 BIT WITH DRIVE-CLIQ INTERFACE (ENCODER AS24DQI) SHAFT WITH FITTED KEY; W/O HOLDING BRAKE; ACC. TOLERANCE N VIBRATION SEVERITY GRADE A, DEGREE OF PROTECTION IP 64 | - | 0 | 0
1FT7132-5SC71-4BB0 |  | 1FT7132-5SC71-4BB0 | 1 | UN | 1 | 30 | D | D | N | N | 85015230 | 1 |  | 93.002 | KG | 8315.04 | 8315.04 | MC05 | MC05 | SIMOTICS S Synchronous motor 1FT7, M0=140Nm (100K) NN=2000rpm, PN=26.5 kW Forced ventilation Frame size IMB 5 (IM V1, IM V3) Conventional flange (1FT6/1FK7 compatible) POWER CONNECTOR OUTGOING CONNECTOR DIRECTION AXIAL DE ABSOLUTE VALUE ENCODER SINGLETURN 24 BIT WITH DRIVE-CLIQ INTERFACE (ENCODER AS24DQI) SHAFT WITH FITTED KEY; WITH HOLDING BRAKE; ACC. TOLERANCE N VIBRATION SEVERITY GRADE A, DEGREE OF PROTECTION IP 64 | - | 0 | 0
1FT7132-5SF71-3BG1 |  | 1FT7132-5SF71-3BG1 | 1 | UN | 1 | 30 | D | D | N | N | 85015230 | 1 |  | 82.002 | KG | 7219.23 | 7219.23 | MC05 | MC05 | SIMOTICS S Synchronous motor 1FT7, M0=140Nm (100K) NN=3000rpm, PN=35.5 kW Forced ventilation Frame size IMB 5 (IM V1, IM V3) Conventional flange (1FT6/1FK7 compatible) POWER CONNECTOR OUTGOING CONNECTOR DIRECTIONAXIAL NON-DRIVE END ABSOLUTE VALUE ENCODER SINGLETURN 24 BIT WITH DRIVE-CLIQ INTERFACE (ENCODER AS24DQI) PLAIN SHAFT, W/O HOLDING BRAKE; ACC. TOLERANCE N VIBRATION SEVERITY GRADE A, DEGREE OF PROTECTION IP 65 | - | 0 | 0
1FT7132-5SF71-4BB1 |  | 1FT7132-5SF71-4BB1 | 1 | UN | 1 | 30 | D | D | N | N | 85015230 | 1 |  | 93.002 | KG | 8379.16 | 8379.16 | MC05 | MC05 | SIMOTICS S Synchronous motor 1FT7, M0=140Nm (100K) NN=3000rpm, PN=35.5 kW Forced ventilation Frame size IMB 5 (IM V1, IM V3) Conventional flange (1FT6/1FK7 compatible) POWER CONNECTOR OUTGOING CONNECTOR DIRECTION AXIAL DE ABSOLUTE VALUE ENCODER SINGLETURN 24 BIT WITH DRIVE-CLIQ INTERFACE (ENCODER AS24DQI) SHAFT WITH FITTED KEY; WITH HOLDING BRAKE; ACC. TOLERANCE N VIBRATION SEVERITY GRADE A, DEGREE OF PROTECTION IP 65 | - | 0 | 0
1FT7134-5AB71-1CA1 |  | 1FT7134-5AB71-1CA1 | 1 | UN | 1 | 30 | D | D | N | N | 85015230 | 1 |  | 92.002 | KG | 8097.5 | 8097.5 | MC05 | MC05 | SIMOTICS S Synchronous motor 1FT7, M0=118Nm (100K) NN=1500rpm, PN=12.9kW naturally cooled; Power connector rotatable Frame size IMB 5 (IM V1, IM V3) Conventional flange (1FT6/1FK7 compatible) ABSOLUTE ENCODER 24 BITS + 12 BIT MULTITURN WITH DRIVE-CLIQ INTERFACE (ENCODER AM24DQI) SHAFT WITH FITTED KEY; W/O HOLDING BRAKE; ACC. TOLERANCE N VIBRATION SEVERITY GRADE A, DEGREE OF PROTECTION IP 65 | - | 0 | 0
1FT7134-5AB71-1CG1-Z | J02 | 1FT7134-5AB71-1CG1-ZJ02 | 1 | UN | 1 | 30 | D | D | N | N | 85015230 | 1 |  | 148.002 | KG | 12830.77 | 12830.77 | MC05 | MC05 | SIMOTICS S Synchronous motor 1FT7, M0=118Nm (100K) NN=1500rpm, PN=12.9kW naturally cooled; Power connector rotatable Frame size IMB 5 (IM V1, IM V3) Conventional flange (1FT6/1FK7 compatible) ABSOLUTE ENCODER 24 BITS + 12 BIT MULTITURN WITH DRIVE-CLIQ INTERFACE (ENCODER AM24DQI) PLAIN SHAFT, W/O HOLDING BRAKE; ACC. TOLERANCE N VIBRATION SEVERITY GRADE A, DEGREE OF PROTECTION IP 65 J02: ALPHA SP, SP 210 - MF1 PLANETARY GEARING, 1-STAGE, I=4, WITH FEATHER KEY | - | 0 | 0
1FT7134-5AC71-1BA1 |  | 1FT7134-5AC71-1BA1 | 1 | UN | 1 | 30 | D | D | N | N | 85015230 | 1 |  | 92.002 | KG | 7587.43 | 7587.43 | MC05 | MC05 | SIMOTICS S Synchronous motor 1FT7, M0=118Nm (100K) NN=2000rpm, PN=13.8kW naturally cooled; Power connector rotatable Frame size IMB 5 (IM V1, IM V3) Conventional flange (1FT6/1FK7 compatible) ABSOLUTE VALUE ENCODER SINGLETURN 24 BIT WITH DRIVE-CLIQ INTERFACE (ENCODER AS24DQI) SHAFT WITH FITTED KEY; W/O HOLDING BRAKE; ACC. TOLERANCE N VIBRATION SEVERITY GRADE A, DEGREE OF PROTECTION IP 65 | - | 0 | 0
1FT7134-5AC71-1BA2 |  | 1FT7134-5AC71-1BA2 | 1 | UN | 1 | 30 | D | D | N | N | 85015230 | 1 |  | 92.002 | KG | 7640.49 | 7640.49 | MC05 | MC05 | SIMOTICS S Synchronous motor 1FT7, M0=118Nm (100K) NN=2000rpm, PN=13.8kW naturally cooled; Power connector rotatable Frame size IMB 5 (IM V1, IM V3) Conventional flange (1FT6/1FK7 compatible) ABSOLUTE VALUE ENCODER SINGLETURN 24 BIT WITH DRIVE-CLIQ INTERFACE (ENCODER AS24DQI) SHAFT WITH FITTED KEY; W/O HOLDING BRAKE; ACC. TOLERANCE N VIBRATION SEVERITY GRADE A, DEGREE OF PROTECTION IP 67 | - | 0 | 0
1FT7134-5AC71-1CB1 |  | 1FT7134-5AC71-1CB1 | 1 | UN | 1 | 30 | D | D | N | N | 85015230 | 1 |  | 103.002 | KG | 9257.43 | 9257.43 | MC05 | MC05 | SIMOTICS S Synchronous motor 1FT7, M0=118Nm (100K) NN=2000rpm, PN=13.8kW naturally cooled; Power connector rotatable Frame size IMB 5 (IM V1, IM V3) Conventional flange (1FT6/1FK7 compatible) ABSOLUTE ENCODER 24 BITS + 12 BIT MULTITURN WITH DRIVE-CLIQ INTERFACE (ENCODER AM24DQI) SHAFT WITH FITTED KEY; WITH HOLDING BRAKE; ACC. TOLERANCE N VIBRATION SEVERITY GRADE A, DEGREE OF PROTECTION IP 65 | - | 0 | 0
1FT7134-5AC71-1CG0 |  | 1FT7134-5AC71-1CG0 | 1 | UN | 1 | 30 | D | D | N | N | 85015230 | 1 |  | 92.002 | KG | 8033.38 | 8033.38 | MC05 | MC05 | SIMOTICS S Synchronous motor 1FT7, M0=118Nm (100K) NN=2000rpm, PN=13.8kW naturally cooled; Power connector rotatable Frame size IMB 5 (IM V1, IM V3) Conventional flange (1FT6/1FK7 compatible) ABSOLUTE ENCODER 24 BITS + 12 BIT MULTITURN WITH DRIVE-CLIQ INTERFACE (ENCODER AM24DQI) PLAIN SHAFT, W/O HOLDING BRAKE; ACC. TOLERANCE N VIBRATION SEVERITY GRADE A, DEGREE OF PROTECTION IP 64 | - | 0 | 0
1FT7134-5AC71-1CH0 |  | 1FT7134-5AC71-1CH0 | 1 | UN | 1 | 30 | D | D | N | N | 85015230 | 1 |  | 103.002 | KG | 9193.31 | 9193.31 | MC05 | MC05 | SIMOTICS S Synchronous motor 1FT7, M0=118Nm (100K) NN=2000rpm, PN=13.8kW naturally cooled; Power connector rotatable Frame size IMB 5 (IM V1, IM V3) Conventional flange (1FT6/1FK7 compatible) ABSOLUTE ENCODER 24 BITS + 12 BIT MULTITURN WITH DRIVE-CLIQ INTERFACE (ENCODER AM24DQI) PLAIN SHAFT, WITH HOLDING BRAKE; ACCURACY TOLERANCE N VIBRATION SEVERITY GRADE A, DEGREE OF PROTECTION IP 64 | - | 0 | 0
1FT7134-5SC71-1LB0 |  | 1FT7134-5SC71-1LB0 | 1 | UN | 1 | 30 | D | D | N | N | 85015230 | 1 |  | 108.102 | KG | 9820.93 | 9820.93 | MC05 | MC05 | SIMOTICS S Synchronous motor 1FT7, M0=190 Nm (100K) NN=2000rpm, PN=33.5 kW Forced ventilation Frame size IMB 5 (IM V1, IM V3) Conventional flange (1FT6/1FK7 compatible) POWER CONNECTOR OUTGOING CONNECTOR DIRECTIONTRAVERSE RIGHT ABSOLUTE ENCODER 24 BITS + 12 BIT MULTITURN WITH DRIVE-CLIQ INTERFACE (ENCODER AM24DQI) AND M17-CONNECTOR SHAFT WITH FITTED KEY; WITH HOLDING BRAKE; ACC. TOLERANCE N VIBRATION SEVERITY GRADE A, DEGREE OF PROTECTION IP 64 | - | 0 | 0
1FT7134-5SC71-3BB1 |  | 1FT7134-5SC71-3BB1 | 1 | UN | 1 | 30 | D | D | N | N | 85015230 | 1 |  | 109.002 | KG | 9174.86 | 9174.86 | MC05 | MC05 | SIMOTICS S Synchronous motor 1FT7, M0=190 Nm (100K) NN=2000rpm, PN=33.5 kW Forced ventilation Frame size IMB 5 (IM V1, IM V3) Conventional flange (1FT6/1FK7 compatible) POWER CONNECTOR OUTGOING CONNECTOR DIRECTIONAXIAL NON-DRIVE END ABSOLUTE VALUE ENCODER SINGLETURN 24 BIT WITH DRIVE-CLIQ INTERFACE (ENCODER AS24DQI) SHAFT WITH FITTED KEY; WITH HOLDING BRAKE; ACC. TOLERANCE N VIBRATION SEVERITY GRADE A, DEGREE OF PROTECTION IP 65 | - | 0 | 0
1FT7134-5SF71-5CB4 |  | 1FT7134-5SF71-5CB4 | 1 | UN | 1 | 30 | D | D | N | N | 85015290 | 1 |  | 109.502 | KG | 9788.86 | 9788.86 | MC05 | MC05 | SIMOTICS S Synchronous motor 1FT7, M0=190 Nm (100K) NN=3000rpm, PN=45.5 kW Forced ventilation Frame size IMB 5 (IM V1, IM V3) Conventional flange (1FT6/1FK7 compatible) For terminal box and signal Terminal box transverse right; Not in connection with degree of protection IP67 ABSOLUTE ENCODER 24 BITS + 12 BIT MULTITURN WITH DRIVE-CLIQ INTERFACE (ENCODER AM24DQI) SHAFT WITH FITTED KEY; WITH HOLDING BRAKE; ACC. TOLERANCE N VIBRATION SEVERITY GRADE A+R, DEGREE OF PROTECTION IP 65 | - | 0 | 0
1FT7136-5AB71-1BA3 |  | 1FT7136-5AB71-1BA3 | 1 | UN | 1 | 30 | D | D | N | N | 85015230 | 1 |  | 108.002 | KG | 8303.89 | 8303.89 | MC05 | MC05 | SIMOTICS S Synchronous motor 1FT7, M0=140Nm (100K) NN=1500rpm, PN=14.5kW naturally cooled; Power connector rotatable Frame size IMB 5 (IM V1, IM V3) Conventional flange (1FT6/1FK7 compatible) ABSOLUTE VALUE ENCODER SINGLETURN 24 BIT WITH DRIVE-CLIQ INTERFACE (ENCODER AS24DQI) SHAFT WITH FITTED KEY; W/O HOLDING BRAKE; ACC. TOLERANCE N VIBRATION SEVERITY GRADE A+R, DEGREE OF PROTECTION IP 64 | - | 0 | 0
1FT7136-5AC71-1BG0 |  | 1FT7136-5AC71-1BG0 | 1 | UN | 1 | 30 | D | D | N | N | 85015230 | 1 |  | 108.003 | KG | 8200.7 | 8200.7 | MC05 | MC05 | SIMOTICS S Synchronous motor 1FT7, M0=140Nm (100K) NN=2000rpm, PN=14.9kW Naturally cooled Frame size IMB 5 (IM V1, IM V3) Conventional flange (1FT6/1FK7 compatible) POWER CONNECTOR OUTGOING CONNECTOR DIRECTIONTRAVERSE RIGHT ABSOLUTE VALUE ENCODER SINGLETURN 24 BIT WITH DRIVE-CLIQ INTERFACE (ENCODER AS24DQI) PLAIN SHAFT, W/O HOLDING BRAKE; ACC. TOLERANCE N VIBRATION SEVERITY GRADE A, DEGREE OF PROTECTION IP 64 | - | 0 | 0
1FT7136-5AC71-1CG0 |  | 1FT7136-5AC71-1CG0 | 1 | UN | 1 | 30 | D | D | N | N | 85015230 | 1 |  | 108.003 | KG | 8710.77 | 8710.77 | MC05 | MC05 | SIMOTICS S Synchronous motor 1FT7, M0=140Nm (100K) NN=2000rpm, PN=14.9kW Naturally cooled Frame size IMB 5 (IM V1, IM V3) Conventional flange (1FT6/1FK7 compatible) POWER CONNECTOR OUTGOING CONNECTOR DIRECTIONTRAVERSE RIGHT ABSOLUTE ENCODER 24 BITS + 12 BIT MULTITURN WITH DRIVE-CLIQ INTERFACE (ENCODER AM24DQI) PLAIN SHAFT, W/O HOLDING BRAKE; ACC. TOLERANCE N VIBRATION SEVERITY GRADE A, DEGREE OF PROTECTION IP 64 | - | 0 | 0
1FT7136-5AC71-1CG1 |  | 1FT7136-5AC71-1CG1 | 1 | UN | 1 | 30 | D | D | N | N | 85015230 | 1 |  | 108.003 | KG | 8774.89 | 8774.89 | MC05 | MC05 | SIMOTICS S Synchronous motor 1FT7, M0=140Nm (100K) NN=2000rpm, PN=14.9kW Naturally cooled Frame size IMB 5 (IM V1, IM V3) Conventional flange (1FT6/1FK7 compatible) POWER CONNECTOR OUTGOING CONNECTOR DIRECTIONTRAVERSE RIGHT ABSOLUTE ENCODER 24 BITS + 12 BIT MULTITURN WITH DRIVE-CLIQ INTERFACE (ENCODER AM24DQI) PLAIN SHAFT, W/O HOLDING BRAKE; ACC. TOLERANCE N VIBRATION SEVERITY GRADE A, DEGREE OF PROTECTION IP 65 | - | 0 | 0
1FT7136-5AC71-4BA1 |  | 1FT7136-5AC71-4BA1 | 1 | UN | 1 | 30 | D | D | N | N | 85015230 | 1 |  | 109.002 | KG | 8264.82 | 8264.82 | MC05 | MC05 | SIMOTICS S Synchronous motor 1FT7, M0=140Nm (100K) NN=2000rpm, PN=14.9kW Naturally cooled Frame size IMB 5 (IM V1, IM V3) Conventional flange (1FT6/1FK7 compatible) POWER CONNECTOR OUTGOING CONNECTOR DIRECTION AXIAL DE ABSOLUTE VALUE ENCODER SINGLETURN 24 BIT WITH DRIVE-CLIQ INTERFACE (ENCODER AS24DQI) SHAFT WITH FITTED KEY; W/O HOLDING BRAKE; ACC. TOLERANCE N VIBRATION SEVERITY GRADE A, DEGREE OF PROTECTION IP 65 | - | 0 | 0
1FT7136-5AC71-4BB1 |  | 1FT7136-5AC71-4BB1 | 1 | UN | 1 | 30 | D | D | N | N | 85015230 | 1 |  | 120.002 | KG | 9424.75 | 9424.75 | MC05 | MC05 | SIMOTICS S Synchronous motor 1FT7, M0=140Nm (100K) NN=2000rpm, PN=14.9kW Naturally cooled Frame size IMB 5 (IM V1, IM V3) Conventional flange (1FT6/1FK7 compatible) POWER CONNECTOR OUTGOING CONNECTOR DIRECTION AXIAL DE ABSOLUTE VALUE ENCODER SINGLETURN 24 BIT WITH DRIVE-CLIQ INTERFACE (ENCODER AS24DQI) SHAFT WITH FITTED KEY; WITH HOLDING BRAKE; ACC. TOLERANCE N VIBRATION SEVERITY GRADE A, DEGREE OF PROTECTION IP 65 | - | 0 | 0
1FT7136-5AC71-4BB2 |  | 1FT7136-5AC71-4BB2 | 1 | UN | 1 | 30 | D | D | N | N | 85015230 | 1 |  | 120.002 | KG | 9477.81 | 9477.81 | MC05 | MC05 | SIMOTICS S Synchronous motor 1FT7, M0=140Nm (100K) NN=2000rpm, PN=14.9kW Naturally cooled Frame size IMB 5 (IM V1, IM V3) Conventional flange (1FT6/1FK7 compatible) POWER CONNECTOR OUTGOING CONNECTOR DIRECTION AXIAL DE ABSOLUTE VALUE ENCODER SINGLETURN 24 BIT WITH DRIVE-CLIQ INTERFACE (ENCODER AS24DQI) SHAFT WITH FITTED KEY; WITH HOLDING BRAKE; ACC. TOLERANCE N VIBRATION SEVERITY GRADE A, DEGREE OF PROTECTION IP 67 | - | 0 | 0
1FT7136-5AC71-4BH2 |  | 1FT7136-5AC71-4BH2 | 1 | UN | 1 | 30 | D | D | N | N | 85015230 | 1 |  | 120.002 | KG | 9477.81 | 9477.81 | MC05 | MC05 | SIMOTICS S Synchronous motor 1FT7, M0=140Nm (100K) NN=2000rpm, PN=14.9kW Naturally cooled Frame size IMB 5 (IM V1, IM V3) Conventional flange (1FT6/1FK7 compatible) POWER CONNECTOR OUTGOING CONNECTOR DIRECTION AXIAL DE ABSOLUTE VALUE ENCODER SINGLETURN 24 BIT WITH DRIVE-CLIQ INTERFACE (ENCODER AS24DQI) PLAIN SHAFT, WITH HOLDING BRAKE; ACCURACY TOLERANCE N VIBRATION SEVERITY GRADE A, DEGREE OF PROTECTION IP 67 | - | 0 | 0
1FT7136-5AC74-4MH1-Z | J09 | 1FT7136-5AC74-4MH1-ZJ09 | 1 | UN | 1 | 30 | D | D | N | N | 85015230 | 1 |  | 197.002 | KG | 16894.96 | 16894.96 | MC05 | MC05 | SIMOTICS S Synchronous motor 1FT7, M0=140Nm (100K) NN=2000rpm, PN=14.9kW Naturally cooled Frame size IMB 5 (IM V1, IM V3) Conventional flange (1FT6/1FK7 compatible), with Pt1000 temperature sensor POWER CONNECTOR OUTGOING CONNECTOR DIRECTION AXIAL DE ABSOLUTE ENCODER ENDAT 2048 S/R (ENCODER A-2048) CONNECTOR ROTATABLE PLAIN SHAFT, WITH HOLDING BRAKE; ACCURACY TOLERANCE N VIBRATION SEVERITY GRADE A, DEGREE OF PROTECTION IP 65 J09: ALPHA SP, SP 240-MF1 PLANETARY GEARING, 1-STAGE, I=10, WITH FEATHER KEY | - | 0 | 0
1FT7136-5SB71-4CG1 |  | 1FT7136-5SB71-4CG1 | 1 | UN | 1 | 30 | D | D | N | N | 85015230 | 1 |  | 114.002 | KG | 9202.41 | 9202.41 | MC05 | MC05 | SIMOTICS S Synchronous motor 1FT7, M0=235 Nm (100K) NN=1500rpm, PN=31.4 kW Forced ventilation Frame size IMB 5 (IM V1, IM V3) Conventional flange (1FT6/1FK7 compatible) POWER CONNECTOR OUTGOING CONNECTOR DIRECTION AXIAL DE ABSOLUTE ENCODER 24 BITS + 12 BIT MULTITURN WITH DRIVE-CLIQ INTERFACE (ENCODER AM24DQI) PLAIN SHAFT, W/O HOLDING BRAKE; ACC. TOLERANCE N VIBRATION SEVERITY GRADE A, DEGREE OF PROTECTION IP 65 | - | 0 | 0
1FT7136-5SC71-5BB0 |  | 1FT7136-5SC71-5BB0 | 1 | UN | 1 | 30 | D | D | N | N | 85015290 | 1 |  | 125.502 | KG | 9788.15 | 9788.15 | MC05 | MC05 | SIMOTICS S Synchronous motor 1FT7, M0=235 Nm (100K) NN=2000rpm, PN=39.8 kW Forced ventilation Frame size IMB 5 (IM V1, IM V3) Conventional flange (1FT6/1FK7 compatible) For terminal box and signal Terminal box transverse right; Not in connection with degree of protection IP67 ABSOLUTE VALUE ENCODER SINGLETURN 24 BIT WITH DRIVE-CLIQ INTERFACE (ENCODER AS24DQI) SHAFT WITH FITTED KEY; WITH HOLDING BRAKE; ACC. TOLERANCE N VIBRATION SEVERITY GRADE A, DEGREE OF PROTECTION IP 64 | - | 0 | 0
1FT7136-5SC71-5CB1 |  | 1FT7136-5SC71-5CB1 | 1 | UN | 1 | 30 | D | D | N | N | 85015290 | 1 |  | 125.502 | KG | 10362.34 | 10362.34 | MC05 | MC05 | SIMOTICS S Synchronous motor 1FT7, M0=235 Nm (100K) NN=2000rpm, PN=39.8 kW Forced ventilation Frame size IMB 5 (IM V1, IM V3) Conventional flange (1FT6/1FK7 compatible) For terminal box and signal Terminal box transverse right; Not in connection with degree of protection IP67 ABSOLUTE ENCODER 24 BITS + 12 BIT MULTITURN WITH DRIVE-CLIQ INTERFACE (ENCODER AM24DQI) SHAFT WITH FITTED KEY; WITH HOLDING BRAKE; ACC. TOLERANCE N VIBRATION SEVERITY GRADE A, DEGREE OF PROTECTION IP 65 | - | 0 | 0
1FT7138-5AB71-1BA2 |  | 1FT7138-5AB71-1BA2 | 1 | UN | 1 | 30 | D | D | N | N | 85015230 | 1 |  | 124.003 | KG | 9240.44 | 9240.44 | MC05 | MC05 | SIMOTICS S Synchronous motor 1FT7, M0=170Nm (100K) NN=1500rpm, PN=17kW Naturally cooled Frame size IMB 5 (IM V1, IM V3) Conventional flange (1FT6/1FK7 compatible) POWER CONNECTOR OUTGOING CONNECTOR DIRECTIONTRAVERSE RIGHT ABSOLUTE VALUE ENCODER SINGLETURN 24 BIT WITH DRIVE-CLIQ INTERFACE (ENCODER AS24DQI) SHAFT WITH FITTED KEY; W/O HOLDING BRAKE; ACC. TOLERANCE N VIBRATION SEVERITY GRADE A, DEGREE OF PROTECTION IP 67 | - | 0 | 0
1FT7138-5AB71-1BG0 |  | 1FT7138-5AB71-1BG0 | 1 | UN | 1 | 30 | D | D | N | N | 85015230 | 1 |  | 124.003 | KG | 9123.26 | 9123.26 | MC05 | MC05 | SIMOTICS S Synchronous motor 1FT7, M0=170Nm (100K) NN=1500rpm, PN=17kW Naturally cooled Frame size IMB 5 (IM V1, IM V3) Conventional flange (1FT6/1FK7 compatible) POWER CONNECTOR OUTGOING CONNECTOR DIRECTIONTRAVERSE RIGHT ABSOLUTE VALUE ENCODER SINGLETURN 24 BIT WITH DRIVE-CLIQ INTERFACE (ENCODER AS24DQI) PLAIN SHAFT, W/O HOLDING BRAKE; ACC. TOLERANCE N VIBRATION SEVERITY GRADE A, DEGREE OF PROTECTION IP 64 | - | 0 | 0
1FT7138-5AB71-1BH0 |  | 1FT7138-5AB71-1BH0 | 1 | UN | 1 | 30 | D | D | N | N | 85015230 | 1 |  | 135.003 | KG | 10283.19 | 10283.19 | MC05 | MC05 | SIMOTICS S Synchronous motor 1FT7, M0=170Nm (100K) NN=1500rpm, PN=17kW Naturally cooled Frame size IMB 5 (IM V1, IM V3) Conventional flange (1FT6/1FK7 compatible) POWER CONNECTOR OUTGOING CONNECTOR DIRECTIONTRAVERSE RIGHT ABSOLUTE VALUE ENCODER SINGLETURN 24 BIT WITH DRIVE-CLIQ INTERFACE (ENCODER AS24DQI) PLAIN SHAFT, WITH HOLDING BRAKE; ACCURACY TOLERANCE N VIBRATION SEVERITY GRADE A, DEGREE OF PROTECTION IP 64 | - | 0 | 0
1FT7138-5AB71-1CA0 |  | 1FT7138-5AB71-1CA0 | 1 | UN | 1 | 30 | D | D | N | N | 85015230 | 1 |  | 124.003 | KG | 9633.33 | 9633.33 | MC05 | MC05 | SIMOTICS S Synchronous motor 1FT7, M0=170Nm (100K) NN=1500rpm, PN=17kW Naturally cooled Frame size IMB 5 (IM V1, IM V3) Conventional flange (1FT6/1FK7 compatible) POWER CONNECTOR OUTGOING CONNECTOR DIRECTIONTRAVERSE RIGHT ABSOLUTE ENCODER 24 BITS + 12 BIT MULTITURN WITH DRIVE-CLIQ INTERFACE (ENCODER AM24DQI) SHAFT WITH FITTED KEY; W/O HOLDING BRAKE; ACC. TOLERANCE N VIBRATION SEVERITY GRADE A, DEGREE OF PROTECTION IP 64 | - | 0 | 0
1FT7138-5AB71-1CA2 |  | 1FT7138-5AB71-1CA2 | 1 | UN | 1 | 30 | D | D | N | N | 85015230 | 1 |  | 124.003 | KG | 9750.51 | 9750.51 | MC05 | MC05 | SIMOTICS S Synchronous motor 1FT7, M0=170Nm (100K) NN=1500rpm, PN=17kW Naturally cooled Frame size IMB 5 (IM V1, IM V3) Conventional flange (1FT6/1FK7 compatible) POWER CONNECTOR OUTGOING CONNECTOR DIRECTIONTRAVERSE RIGHT ABSOLUTE ENCODER 24 BITS + 12 BIT MULTITURN WITH DRIVE-CLIQ INTERFACE (ENCODER AM24DQI) SHAFT WITH FITTED KEY; W/O HOLDING BRAKE; ACC. TOLERANCE N VIBRATION SEVERITY GRADE A, DEGREE OF PROTECTION IP 67 | - | 0 | 0
1FT7138-5AB71-1CB0 |  | 1FT7138-5AB71-1CB0 | 1 | UN | 1 | 30 | D | D | N | N | 85015230 | 1 |  | 135.003 | KG | 10793.26 | 10793.26 | MC05 | MC05 | SIMOTICS S Synchronous motor 1FT7, M0=170Nm (100K) NN=1500rpm, PN=17kW Naturally cooled Frame size IMB 5 (IM V1, IM V3) Conventional flange (1FT6/1FK7 compatible) POWER CONNECTOR OUTGOING CONNECTOR DIRECTIONTRAVERSE RIGHT ABSOLUTE ENCODER 24 BITS + 12 BIT MULTITURN WITH DRIVE-CLIQ INTERFACE (ENCODER AM24DQI) SHAFT WITH FITTED KEY; WITH HOLDING BRAKE; ACC. TOLERANCE N VIBRATION SEVERITY GRADE A, DEGREE OF PROTECTION IP 64 | - | 0 | 0
1FT7138-5AB71-1CB1 |  | 1FT7138-5AB71-1CB1 | 1 | UN | 1 | 30 | D | D | N | N | 85015230 | 1 |  | 135.003 | KG | 10857.38 | 10857.38 | MC05 | MC05 | SIMOTICS S Synchronous motor 1FT7, M0=170Nm (100K) NN=1500rpm, PN=17kW Naturally cooled Frame size IMB 5 (IM V1, IM V3) Conventional flange (1FT6/1FK7 compatible) POWER CONNECTOR OUTGOING CONNECTOR DIRECTIONTRAVERSE RIGHT ABSOLUTE ENCODER 24 BITS + 12 BIT MULTITURN WITH DRIVE-CLIQ INTERFACE (ENCODER AM24DQI) SHAFT WITH FITTED KEY; WITH HOLDING BRAKE; ACC. TOLERANCE N VIBRATION SEVERITY GRADE A, DEGREE OF PROTECTION IP 65 | - | 0 | 0
1FT7138-5AB71-1CG1 |  | 1FT7138-5AB71-1CG1 | 1 | UN | 1 | 30 | D | D | N | N | 85015230 | 1 |  | 124.003 | KG | 9697.45 | 9697.45 | MC05 | MC05 | SIMOTICS S Synchronous motor 1FT7, M0=170Nm (100K) NN=1500rpm, PN=17kW Naturally cooled Frame size IMB 5 (IM V1, IM V3) Conventional flange (1FT6/1FK7 compatible) POWER CONNECTOR OUTGOING CONNECTOR DIRECTIONTRAVERSE RIGHT ABSOLUTE ENCODER 24 BITS + 12 BIT MULTITURN WITH DRIVE-CLIQ INTERFACE (ENCODER AM24DQI) PLAIN SHAFT, W/O HOLDING BRAKE; ACC. TOLERANCE N VIBRATION SEVERITY GRADE A, DEGREE OF PROTECTION IP 65 | - | 0 | 0
1FT7138-5AB71-1CH0 |  | 1FT7138-5AB71-1CH0 | 1 | UN | 1 | 30 | D | D | N | N | 85015230 | 1 |  | 135.003 | KG | 10793.26 | 10793.26 | MC05 | MC05 | SIMOTICS S Synchronous motor 1FT7, M0=170Nm (100K) NN=1500rpm, PN=17kW Naturally cooled Frame size IMB 5 (IM V1, IM V3) Conventional flange (1FT6/1FK7 compatible) POWER CONNECTOR OUTGOING CONNECTOR DIRECTIONTRAVERSE RIGHT ABSOLUTE ENCODER 24 BITS + 12 BIT MULTITURN WITH DRIVE-CLIQ INTERFACE (ENCODER AM24DQI) PLAIN SHAFT, WITH HOLDING BRAKE; ACCURACY TOLERANCE N VIBRATION SEVERITY GRADE A, DEGREE OF PROTECTION IP 64 | - | 0 | 0
1FW3150-1AP72-6AA0-Z | K40 | 1FW3150-1AP72-6AA0-ZK40 | 1 | UN | 1 | 30 | D | D | N | N | 85015230 | 1 |  | 87 | KG | 9431.72 | 9431.72 | MC05 | MC05 | SIMOTICS T Complete torque motor 1FW3 670rpm, 7.0kW, 100 Nm, 18A, 369V 750rpm, 7.9kW, 100 Nm, 18A, 410V 810rpm, 8.5kW, 100 Nm, 18A, 441V water cooling INCREM. ENCODER SIN/COS 1VPP 2048 S/R WITH C- AND D-TRACK (ENCODER IC2048S/R) ENCODER MOUNTING OVER BELT IMB 14 TERMINAL BOX ABOVE: CROSSSWISE LEFT Temperature sensor KTY HOLLOW-SHAFT DEGREE OF PROTECTION IP 54 STORAGE STANDARD K40: REGREASING DEVICE ON D-END AND ND-END | alterado Out19 | 0 | 0
1FW3150-1FH72-5AA0-Z | A11K40V07 | 1FW3150-1FH72-5AA0-ZA11K40V07 | 1 | UN | 1 | 30 | D | D | N | N | 85015230 | 1 |  | 87 | KG | 11271.17 | 11271.17 | MC05 | MC05 | SIMOTICS T Complete torque motor 1FW3 270rpm, 2.8kW, 100 Nm, 8A, 369V 300rpm, 3.1kW, 100 Nm, 8A, 403V 330rpm, 3.5kW, 100 Nm, 8A, 437V water cooling ABSOLUTE ENCODER 22 BIT + 12 BIT MULTITURN (AM22DQ) ENCODER MOUNTING OVER BELT IMB 14 TERMINAL BOX ABOVE: CROSSWISE RIGHT Temperature sensor via DRIVE CLiQ interface HOLLOW-SHAFT DEGREE OF PROTECTION IP 54 STORAGE STANDARD A11: MOTOR PROTECTION WITH PTC THERMISTOR (3XPTC) K40: REGREASING DEVICE ON D-END AND ND-END V07: SPECIAL GREASE FOR LOW SPEEDS REQUIRES ALWAYS K40: REGREASING DEVICE ON D-END AND ND-END | alterado Out19 | 0 | 0
1FW3150-1FH72-5AA0-Z | K40V07 | 1FW3150-1FH72-5AA0-ZK40V07 | 1 | UN | 1 | 30 | D | D | N | N | 85015230 | 1 |  | 87 | KG | 11052.4 | 11052.4 | MC05 | MC05 | SIMOTICS T Complete torque motor 1FW3 270rpm, 2.8kW, 100 Nm, 8A, 369V 300rpm, 3.1kW, 100 Nm, 8A, 403V 330rpm, 3.5kW, 100 Nm, 8A, 437V water cooling ABSOLUTE ENCODER 22 BIT + 12 BIT MULTITURN (AM22DQ) ENCODER MOUNTING OVER BELT IMB 14 TERMINAL BOX ABOVE: CROSSWISE RIGHT Temperature sensor via DRIVE CLiQ interface HOLLOW-SHAFT DEGREE OF PROTECTION IP 54 STORAGE STANDARD K40: REGREASING DEVICE ON D-END AND ND-END V07: SPECIAL GREASE FOR LOW SPEEDS REQUIRES ALWAYS K40: REGREASING DEVICE ON D-END AND ND-END | alterado Out19 | 0 | 0
1FW3150-1GV72-5CA4-Z | A11A25U03U10Y84 | 1FW3150-1GV72-5CA4-ZA11A25U03U10Y84 | 1 | UN | 1 | 40 | X | D | N | N | 85015230 | 1 |  | 87 | KG | 13952.45 | 13952.45 | MC05 | MC05 | SIMOTICS T Complete torque motor 1FW3 Customer-specific winding version water cooling EQI 1325 (multi-turn) A-32 K02; Encoder mounting via belt IMB 14 Terminal box on top traverse right MPM (top-top-top) hollow shaft, Degree of protection IP54 2x floating bearing A11: Motor protection through PTC thermistors (3x PTC) A25: 2nd KTY in terminal box U03: CU coil, cooling circuit Open without cover U10: End plate DE for aggregates Without complete finishing with grease slinger for closing Y84: Customer specifications on the rating plate | alterado Out19 | 0 | 0
1FW3150-1LH62-5AA0-Z | K40T20X02 | 1FW3150-1LH62-5AA0-ZK40T20X02 | 1 | UN | 1 | 30 | D | D | N | N | 85015220 | 1 |  | 87 | KG | 9848.5 | 9848.5 | MC05 | MC05 | SIMOTICS T Complete torque motor 1FW3 270rpm, 2.8kW, 100 Nm, 8A, 369V 300rpm, 3.1kW, 100 Nm, 8A, 403V 330rpm, 3.5kW, 100 Nm, 8A, 437V water cooling Incremental encoder SIN/COS 1 VPP 2048 S/R (encoder IN2048S/R) with Drive-CLiQ Availability on request Coaxial encoder mounting IMB 14; Terminal box on top Transverse right water connection Left; hollow shaft; degree of protection IP54; Standard bearing K40: Regreasing system on DE and NDE; X02: paint finish cream white RAL 9001; T20: shaft cover on NDE | alterado Out19 | 0 | 7
1FW3150-1MH62-7AE0-Z | K40N99T20X53Y84 | 1FW3150-1MH62-7AE0-ZK40N99T20X53Y84 | 1 | UN | 1 | 30 | D | D | N | N | 85015220 | 1 |  | 87 | KG | 10806.21 | 10806.21 | MC05 | MC05 | SIMOTICS T Complete torque motor 1FW3 330rpm, 3.5kW, 100 Nm, 8A, 437V Water cooling Incremental encoder sin/cos 1 Vpp 2048 S/R (encoder IN2048S/R) Coaxial encoder mounting IMB 14 Terminal box on top: NDE Special shaft Brueckner (higher accuracy) Degree of protection IP54 Standard bearing K40: Regreasing system N99: Specification on rating plate with/without water cooling T20: shaft cover on NDE (for coax. encoder mounting not req.) X53: RAL7035 (light gray) Y84: Customer specifications on the rating plate | alterado Out19 | 0 | 7
1FW3150-1ML62-7AE0-Z | K40N99T20Y84 | 1FW3150-1ML62-7AE0-ZK40N99T20Y84 | 1 | UN | 1 | 30 | D | D | N | N | 85015220 | 1 |  | 87 | KG | 10227.35 | 10227.35 | MC05 | MC05 | SIMOTICS T Complete torque motor 1FW3 550rpm, 5.8kW, 100 Nm, 12A, 448V Water cooling Incremental encoder sin/cos 1 Vpp 2048 S/R (encoder IN2048S/R) Coaxial encoder mounting IMB 14 Terminal box on top: NDE Special shaft Brueckner (higher accuracy) Degree of protection IP54 Standard bearing K40: Regreasing system N99: Specification on rating plate with/without water cooling T20: shaft cover on NDE (with coaxial encoder mounting not required) Y84: Customer specifications on the rating plate | alterado Out19 | 0 | 7
1FW3150-1MP62-6AA0-Z | K40T20 | 1FW3150-1MP62-6AA0-ZK40T20 | 1 | UN | 1 | 30 | D | D | N | N | 85015230 | 1 |  | 87 | KG | 9204.66 | 9204.66 | MC05 | MC05 | SIMOTICS T Complete torque motor 1FW3 670rpm, 7.0kW, 100 Nm, 18A, 369V 750rpm, 7.9kW, 100 Nm, 18A, 410V 810rpm, 8.5kW, 100 Nm, 18A, 441V water cooling INCREM. ENCODER SIN/COS 1VPP 2048 S/R (ENCODER IN2048S/R) ENCODER MOUNTING COAXIAL IMB 14 TERMINAL BOX ABOVE: CROSSSWISE LEFT Temperature sensor KTY HOLLOW-SHAFT DEGREE OF PROTECTION IP 54 STORAGE STANDARD K40: REGREASING DEVICE ON D-END AND ND-END T20: SHAFT COVER ON ND-END (WITH A COAXIAL ENCODER MOUNT NOT REQUIRED) | alterado Out19 | 0 | 0
1FW3151-1DQ72-5AA0-Z | K40 | 1FW3151-1DQ72-5AA0-ZK40 | 1 | UN | 1 | 30 | D | D | N | N | 85015220 | 1 |  | 107 | KG | 10539 | 10539 | MC05 | MC05 | SIMOTICS T Torque motor 150Nm, 900rpm, 14kW Customer-specific special version | alterado Out19 | 0 | 7
1FW3151-1EQ72-5AA0 |  | 1FW3151-1EQ72-5AA0 | 1 | UN | 1 | 30 | D | D | N | N | 85015220 | 1 |  | 107 | KG | 10092.33 | 10092.33 | MC05 | MC05 | SIMOTICS T torque motor 150Nm, 900rpm, 14kW Customer-specific special version | alterado Out19 | 0 | 7
1FW3151-1GL72-5CK0-Z | A11A25K24L00U03U11Y84 | 1FW3151-1GL72-5CK0-ZA11A25K24L00U03U11Y84 | 1 | UN | 1 | 40 | X | D | N | N | 85015220 | 1 |  | 87 | KG | 15732.32 | 15732.32 | MC05 | MC05 | SIMOTICS T Complete torque motor 1FW3 Customer-specific winding water cooling EQI 1325 (multi-turn) A-32 K02; Encoder mounting via belt IMB 14 Terminal box on top traverse right MPM (top-top-top) Special shaft DEMAG/ KMK aggregate motor Degree of protection IP54, bearings standard, A11: Motor protection through PTC thermistor (3x PTC); A25: 2nd KTY in terminal box; K24: only Primer coat RAL 6021 (green) without color: L00: Uniform terminal boxes U03: CU coil, cooling circuit Open without cover; U11: with complete finishing (for aggregate motor) Y84: Customer spec. on ratin(*) | alterado Out19 | 0 | 7
1FW3151-1GQ72-5CK4-Z | A11A25K24L00U03U11Y84 | 1FW3151-1GQ72-5CK4-ZA11A25K24L00U03U11Y84 | 1 | UN | 1 | 40 | X | D | N | N | 85015230 | 1 |  | 87 | KG | 16096.09 | 16096.09 | MC05 | MC05 | SIMOTICS T Complete torque motor 1FW3 Customer-specific winding water cooling EQI 1325 (multi-turn) A-32 K02; Encoder mounting via belt IMB 14 Terminal box on top traverse right MPM (top-top-top) Degree of protection IP54, 2x floating bearing A11: Motor protection through PTC thermistors (3x PTC) A25: 2nd KTY in terminal box K24: Only primer coat RAL 6021 (green) without color L00: Uniform terminal boxes U03: CU coil, cooling circuit Open without cover U11: With complete finishing (for aggregate motors) Y84: Customer spec. rating plate | alterado Out19 | 0 | 7
1FW3151-1GY72-5CK0-Z | A11K24N02U02U11 | 1FW3151-1GY72-5CK0-ZA11K24N02U02U11 | 1 | UN | 1 | 40 | X | D | N | N | 85015220 | 1 |  | 87 | KG | 17609.34 | 17609.34 | MC05 | MC05 | SIMOTICS T Complete torque motor 1FW3 Customer-specific winding Water cooling EQI 1325 (multi-turn) A-32 K02; Encoder mounting via belt IMB 14 Terminal box on top Transverse right MPM (top-top- top); Special shaft DEMAG/ KMK aggregate motor Degree of protection IP54 Standard bearing A11: Motor protection through PTC thermistor (3x PTC); K24: Primer coat RAL6021 (without color); N02: Special winding; U02: CU coil, cooling circuit open with cover U11: With complete finishing (for aggregate motors) | alterado Out19 | 0 | 7
1FW3151-1GY72-5CK4-Z | A11K24N03U02U11 | 1FW3151-1GY72-5CK4-ZA11K24N03U02U11 | 1 | UN | 1 | 40 | X | D | N | N | 85015230 | 1 |  | 87 | KG | 18031.14 | 18031.14 | MC05 | MC05 | SIMOTICS T Complete torque motor 1FW3 Customer-specific winding Water cooling EQI 1325 (multi-turn) A-32 K02; Encoder mounting via belt IMB 14 Terminal box Transverse right on top MPM (top-top-top) Degree of protection IP54 2x floating bearing A11: Motor protection through PTC thermistors (3x PTC) K24: Only primer coat RAL 6021 (green) without color N03: Special winding U02: CU coil, cooling circuit Open with cover U11: With complete finishing (for aggregate motors) | alterado Out19 | 0 | 7
1FW3151-1KY72-5CK0-Z | A11K24N02U03U09 | 1FW3151-1KY72-5CK0-ZA11K24N02U03U09 | 1 | UN | 1 | 40 | X | D | N | N | 85015220 | 1 |  | 87 | KG | 18245.04 | 18245.04 | MC05 | MC05 | SIMOTICS T Complete torque motor 1FW3 Customer-specific winding version Water cooling EQI 1325 SMI (multi-turn) A-32; Encoder mounting via belt IMB 14 Terminal box Transverse right on top MPM (top-top-top) Degree of protection IP54 Standard bearing A11: Motor protection 3x PTC K24: Only primer coat RAL 6021 (green) without color N02: Special winding U03: CU coil, cooling circuit Open without cover U09: Without complete finishing DE without grease slinger (aggregate motors) | alterado Out19 | 0 | 7
1FW3151-1KY72-5CK4-Z | A11K24N03U03U09 | 1FW3151-1KY72-5CK4-ZA11K24N03U03U09 | 1 | UN | 1 | 40 | X | D | N | N | 85015230 | 1 |  | 87 | KG | 18666.86 | 18666.86 | MC05 | MC05 | SIMOTICS T Complete torque motor 1FW3 Customer-specific winding version Water cooling EQI 1325 SMI (multi-turn) A-32; Encoder mounting via belt IMB 14 Terminal box Transverse right on top MPM (top-top-top) Degree of protection IP54 2x floating bearing A11: Motor protection 3x PTC K24: Only primer coat RAL 6021 (green) without color N03: Special winding U03: CU coil, cooling circuit Open without cover U09: Without complete finishing DE without grease slinger (aggregate motors) | alterado Out19 | 0 | 7
1FW3152-1AF72-5AY2-Z | S41 | 1FW3152-1AF72-5AY2-ZS41 | 1 | UN | 1 | 50 | X | D | N | N | 85015230 | 1 |  | 190 | KG | 20811.63 | 20811.63 | MC05 | MC05 | SIMOTICS T Complete torque motor 1FW3 200rpm, 200Nm; water cooling Incremental encoder sin/cos 1 Vpp 2048 S/R with C and D track (encoder IC2048S/R) Encoder mounting via belt IMB 14 terminal box Transverse right on top Water connection on the left S41: extruder motor max. axial force in KN: 50 Screw diameter in mm: 20 Screw intake: N 25x 1: 5X0x 15x 9H DIN5480 utilizable length 45mm Cylinder flange (centering): 25 Axial bearing type FAG: 29317E | alterado Out19 | 0 | 7
1FW3152-1AF72-6AY2-Z | S41 | 1FW3152-1AF72-6AY2-ZS41 | 1 | UN | 1 | 50 | X | D | N | N | 85015230 | 1 |  | 190 | KG | 20811.63 | 20811.63 | MC05 | MC05 | SIMOTICS T Complete torque motor 1FW3 200rpm, 200Nm; water cooling Incremental encoder sin/cos 1 Vpp 2048 S/R with C and D track (encoder IC2048S/R) Encoder mounting via belt IMB 14 terminal box Transverse left on top Water connection on the left S41: extruder motor max. axial force in KN: 50 Screw diameter in mm: 20 Screw intake: N 25x 1: 5X0x 15x 9H DIN5480 utilizable length 45mm Cylinder flange (centering): 25 Axial bearing type FAG: 29317E | alterado Out19 | 0 | 7
1FW3152-1AF72-6AY2-Z | S41X01 | 1FW3152-1AF72-6AY2-ZS41X01 | 1 | UN | 1 | 50 | X | D | N | N | 85015230 | 1 |  | 190 | KG | 21128.94 | 21128.94 | MC05 | MC05 | SIMOTICS T Complete torque motor 1FW3 200rpm, 200Nm; Water cooling Incremental encoder sin/cos 1 Vpp 2048 S/R with C and D track (encoder IC2048S/R) Encoder mounting via belt IMB 14 Terminal box on top traverse left Water connection on the left S41: extruder motor max. axial force in KN: 50 Screw diameter in mm: 20 Screw intake: N 25x 1: 5X0x 15x 9H DIN5480 utilizable length 45mm cylinder flange (centering): 25; Axial bearing type FAG: 29317E; X01: Color jet black matte (RAL 9005) | alterado Out19 | 0 | 7
1FW3152-1AF72-7AY2-Z | S41 | 1FW3152-1AF72-7AY2-ZS41 | 1 | UN | 1 | 50 | X | D | N | N | 85015230 | 1 |  | 190 | KG | 20811.63 | 20811.63 | MC05 | MC05 | SIMOTICS T Complete torque motor 1FW3 200rpm, 200Nm; water cooling Incremental encoder sin/cos 1 Vpp 2048 S/R with C and D track (encoder IC2048S/R) Encoder mounting via belt IMB 14 terminal box top: NDE, Water connection on the left S41: extruder motor max. axial force in KN: 50 Screw diameter in mm: 20 Screw intake: N 25x 1: 5X0x 15x 9H DIN5480 utilizable length 45mm Cylinder flange (centering): 25 Axial bearing type FAG: 29317E | alterado Out19 | 0 | 7
1FW3152-1AF72-8AY2-Z | S41 | 1FW3152-1AF72-8AY2-ZS41 | 1 | UN | 1 | 50 | X | D | N | N | 85015230 | 1 |  | 190 | KG | 20811.63 | 20811.63 | MC05 | MC05 | SIMOTICS T Complete torque motor 1FW3 200rpm, 200Nm; water cooling Incremental encoder sin/cos 1 Vpp 2048 S/R with C and D track (encoder IC2048S/R) Encoder mounting via belt IMB 14 terminal box top: DE Water connection on the left S41: extruder motor max. axial force in KN: 50 Screw diameter in mm: 20 Screw intake: N 25x 1: 5X0x 15x 9H DIN5480 utilizable length 45mm Cylinder flange (centering): 25 Axial bearing type FAG: 29317E | alterado Out19 | 0 | 7
1FW3152-1AP72-5AC0-Z | A11K40T20X01 | 1FW3152-1AP72-5AC0-ZA11K40T20X01 | 1 | UN | 1 | 30 | D | D | N | N | 85015230 | 1 |  | 108 | KG | 12553.05 | 12553.05 | MC05 | MC05 | SIMOTICS T Complete torque motor 1FW3 810rpm, 17kW, 200Nm, 32.5A, 448V; Water cooling Incremental encoder sin/cos 1 Vpp 2048 S/R with C and D track (encoder IC2048S/R) Encoder mounting via belt IMB 14; Terminal box on top Transverse right DI 145/250mm (ring span); Degree of protection IP54 Standard bearing A11: Motor protection through PTC thermistors (3x PTC) K40: Regreasing system T20: shaft cover on NDE (with coaxial encoder mounting not required) X01: Paint finish in RAL 9005 (jet black matte) | alterado Out19 | 0 | 7
1FW3152-1BH62-5AS0-Z | K40Q30V07 | 1FW3152-1BH62-5AS0-ZK40Q30V07 | 1 | UN | 1 | 30 | D | D | N | N | 85015230 | 1 |  | 131 | KG | 11625.79 | 11625.79 | MC05 | MC05 | SIMOTICS T Complete torque motor 1FW3 270rpm, 5.7kW, 200Nm, 14A, 368V 300rpm, 6.3kW, 200Nm, 14A, 404V 330rpm, 6.9kW, 200Nm, 14A, 441V water cooling ABSOLUTE ENCODER SINGLETURN 24 BIT (AS24DQI) ENCODER MOUNTING COAXIAL IMB 14 TERMINAL BOX ABOVE: CROSSWISE RIGHT Temperature sensor via DRIVE CLiQ interface PLUG-ON SHAFT WITH INTEGRATED SHAFT HOLDER DEGREE OF PROTECTION IP 55 STORAGE STANDARD K40: REGREASING DEVICE ON D-END AND ND-END Q30: CLAMPING ELEMENT ONE-PIECE WITH SLIP-ON SHAFT V07: SPECIAL GREASE FOR LOW SPEEDS REQUIRES ALWAYS K40: REGREASING DEVICE ON D-END AND ND-END | alterado Out19 | 0 | 0
1FW3152-1DH72-5AA0 |  | 1FW3152-1DH72-5AA0 | 1 | UN | 1 | 30 | D | D | N | N | 85015230 | 1 |  | 108 | KG | 10468.19 | 10468.19 | MC05 | MC05 | SIMOTICS T Complete torque motor 1FW3 270rpm, 5.7kW, 200Nm, 14A, 368V 300rpm, 6.3kW, 200Nm, 14A, 404V 330rpm, 6.9kW, 200Nm, 14A, 441V water cooling INCREM. ENCODER 22 BIT + COMMUTATING POSITION 11 BIT (ENCODER IC22DQ) ENCODER MOUNTING OVER BELT IMB 14 TERMINAL BOX ABOVE: CROSSWISE RIGHT Temperature sensor via DRIVE CLiQ interface HOLLOW-SHAFT DEGREE OF PROTECTION IP 54 STORAGE STANDARD | alterado Out19 | 0 | 0
1FW3152-1DH72-5AA0-Z | K40T32V07 | 1FW3152-1DH72-5AA0-ZK40T32V07 | 1 | UN | 1 | 30 | D | D | N | N | 85015230 | 1 |  | 124.6 | KG | 14020.75 | 14020.75 | MC05 | MC05 | SIMOTICS T Complete torque motor 1FW3 270rpm, 5.7kW, 200Nm, 14A, 368V 300rpm, 6.3kW, 200Nm, 14A, 404V 330rpm, 6.9kW, 200Nm, 14A, 441V water cooling INCREM. ENCODER 22 BIT + COMMUTATING POSITION 11 BIT (ENCODER IC22DQ) ENCODER MOUNTING OVER BELT IMB 14 TERMINAL BOX ABOVE: CROSSWISE RIGHT Temperature sensor via DRIVE CLiQ interface HOLLOW-SHAFT DEGREE OF PROTECTION IP 54 STORAGE STANDARD K40: REGREASING DEVICE ON D-END AND ND-END T32: TORQUE COUNTERACTING V07: SPECIAL GREASE FOR LOW SPEEDS REQUIRES ALWAYS K40: REGREASING DEVICE ON D-END AND ND-END | alterado Out19 | 0 | 0
1FW3152-1DL72-7AA0 |  | 1FW3152-1DL72-7AA0 | 1 | UN | 1 | 30 | D | D | N | N | 85015230 | 1 |  | 108 | KG | 10468.19 | 10468.19 | MC05 | MC05 | SIMOTICS T Complete torque motor 1FW3 450rpm, 9.4kW 200Nm, 22A, 370V 500rpm, 10.5kW 200Nm, 22A, 415 V 550rpm, 11.5kW 200Nm, 22A, 448V water cooling INCREM. ENCODER 22 BIT + COMMUTATING POSITION 11 BIT (ENCODER IC22DQ) ENCODER MOUNTING OVER BELT IMB 14 TERMINAL BOX ABOVE: NDE Temperature sensor via DRIVE CLiQ interface HOLLOW-SHAFT DEGREE OF PROTECTION IP 54 STORAGE STANDARD | alterado Out19 | 0 | 0
1FW3152-1FH72-5AA0 |  | 1FW3152-1FH72-5AA0 | 1 | UN | 1 | 30 | D | D | N | N | 85015230 | 1 |  | 108 | KG | 10839.2 | 10839.2 | MC05 | MC05 | SIMOTICS T Complete torque motor 1FW3 270rpm, 5.7kW, 200Nm, 14A, 368V 300rpm, 6.3kW, 200Nm, 14A, 404V 330rpm, 6.9kW, 200Nm, 14A, 441V water cooling ABSOLUTE ENCODER 22 BIT + 12 BIT MULTITURN (AM22DQ) ENCODER MOUNTING OVER BELT IMB 14 TERMINAL BOX ABOVE: CROSSWISE RIGHT Temperature sensor via DRIVE CLiQ interface HOLLOW-SHAFT DEGREE OF PROTECTION IP 54 STORAGE STANDARD | alterado Out19 | 0 | 0
1FW3152-1GP72-5CK4-Z | A11A25K24L00U03U11Y84 | 1FW3152-1GP72-5CK4-ZA11A25K24L00U03U11Y84 | 1 | UN | 1 | 40 | X | D | N | N | 85015230 | 1 |  | 108 | KG | 18889.5 | 18889.5 | MC05 | MC05 | SIMOTICS T Complete torque motor 1FW3 810rpm, 17kW, 200Nm, 32.5A, 448V Water cooling Encoder IC2048S/R Encoder mounting via belt IMB 14 MPM (top-top-top) KMK aggregate motor A11: 3x PTC A25: 2nd KTY in terminal box K24: Only primer coat RAL 6021 L00: Uniform terminal boxes GK420 on one aggregate U03: CU coil Open cooling circuit | alterado Out19 | 0 | 7
1FW3152-1GP72-5CK4-Z | A11A25K24U03U11Y84 | 1FW3152-1GP72-5CK4-ZA11A25K24U03U11Y84 | 1 | UN | 1 | 40 | X | D | N | N | 85015230 | 1 |  | 108 | KG | 18513.68 | 18513.68 | MC05 | MC05 | SIMOTICS T Complete torque motor 1FW3 810rpm, 17kW, 200Nm, 32.5A, 448V Water cooling Encoder IC2048S/R Encoder mounting via belt IMB 14 MPM (top-top-top) KMK aggregate motor A11: 3x PTC A25: 2nd KTY in terminal box K24: Only primer coat RAL 6021 U03: CU coil Circuit without cover U11: With complete processing Y84: Customer specifications on the rating plate | alterado Out19 | 0 | 7
1FW3152-1GP72-5CK4-Z | A11K24U02U11Y84 | 1FW3152-1GP72-5CK4-ZA11K24U02U11Y84 | 1 | UN | 1 | 40 | X | D | N | N | 85015230 | 1 |  | 108 | KG | 18195.43 | 18195.43 | MC05 | MC05 | SIMOTICS T Complete torque motor 1FW3 810rpm, 17kW, 200Nm, 32.5A, 448V Water cooling Encoder IC2048S/R Encoder mounting via belt IMB 14 MPM (top-top-top) KMK aggregate motor A11: 3x PTC K24: Only primer coat RAL 6021 U02: CU coil Cooling circuit with cover U11: With complete finishing (for aggregate motors) Y84: Customer specifications on the rating plate | alterado Out19 | 0 | 7
1FW3152-1LH62-5AA0-Z | K40T20X02 | 1FW3152-1LH62-5AA0-ZK40T20X02 | 1 | UN | 1 | 30 | D | D | N | N | 85015230 | 1 |  | 108 | KG | 10735.19 | 10735.19 | MC05 | MC05 | SIMOTICS T Complete torque motor 1FW3 270rpm, 5.7kW, 200Nm, 14A, 368V 300rpm, 6.3kW, 200Nm, 14A, 404V 330rpm, 6.9kW, 200Nm, 14A, 441V Water cooling Incremental encoder SIN/COS 1 VPP 2048 S/R (encoder IN2048S/R) with Drive-CLiQ Availability on request Coaxial encoder mounting IMB 14; Terminal box on top Transverse right water connection Left; hollow shaft; degree of protection IP54; Standard bearing K40: Regreasing system on DE and NDE; X02: paint finish cream white RAL 9001; T20: shaft cover on NDE | alterado Out19 | 0 | 7
1FW3152-1LH62-5AA0-Z | K40T20X02Y84 | 1FW3152-1LH62-5AA0-ZK40T20X02Y84 | 1 | UN | 1 | 30 | D | D | N | N | 85015220 | 1 |  | 108 | KG | 10867.41 | 10867.41 | MC05 | MC05 | SIMOTICS T Complete torque motor 1FW3 Customer-specific winding version Water cooling ERN 280 SMI Coaxial encoder mounting IMB 14 Terminal box on top Transverse right Water connection on the left Hollow shaft Degree of protection IP54 Standard bearing K40: Regreasing system T20: shaft cover on NDE (with coaxial encoder mounting not required) X02: Paint finish cream white RAL 9001 Y84: Customer specifications on the rating plate | alterado Out19 | 0 | 7
1FW3152-1LH62-5AA0-Z | K40X02 | 1FW3152-1LH62-5AA0-ZK40X02 | 1 | UN | 1 | 30 | D | D | N | N | 85015230 | 1 |  | 108 | KG | 10405.36 | 10405.36 | MC05 | MC05 | SIMOTICS T Complete torque motor 1FW3 270rpm, 5.7kW, 200Nm, 14A, 368V 300rpm, 6.3kW, 200Nm, 14A, 404V 330rpm, 6.9kW, 200Nm, 14A, 441V Water cooling Incremental encoder SIN/COS 1 VPP 2048 S/R (encoder IN2048S/R) with Drive-CLiQ Availability on request Coaxial encoder mounting IMB 14; Terminal box on top Transverse right water connection Left; hollow shaft; degree of protection IP54; Standard bearing K40: Regreasing system on DE and NDE X02: Paint finish cream white RAL 9001 | alterado Out19 | 0 | 7
1FW3152-1LH62-5AA0-Z | K40X02Y84 | 1FW3152-1LH62-5AA0-ZK40X02Y84 | 1 | UN | 1 | 30 | D | D | N | N | 85015220 | 1 |  | 108 | KG | 10537.57 | 10537.57 | MC05 | MC05 | SIMOTICS T Complete torque motor 1FW3 Customer-specific winding version Water cooling ERN 280 SMI Coaxial encoder mounting IMB 14 Terminal box on top Transverse right Water connection on the left Hollow shaft Degree of protection IP54 Standard bearing K40: Regreasing system X02: Paint finish cream white RAL 9001 Y84: Customer specifications on the rating plate | alterado Out19 | 0 | 7
1FW3152-1LL62-5AA0-Z | K40T20X02Y84 | 1FW3152-1LL62-5AA0-ZK40T20X02Y84 | 1 | UN | 1 | 30 | D | D | N | N | 85015230 | 1 |  | 108 | KG | 10867.41 | 10867.41 | MC05 | MC05 | SIMOTICS T Complete torque motor 1FW3 Customer-specific winding version Water cooling ERN 280 SMI Coaxial encoder mounting IMB 14 Terminal box on top Transverse right Water connection on the left Hollow shaft Degree of protection IP54 Standard bearing K40: Regreasing system T20: shaft cover on NDE (with coaxial encoder mounting not required) X02: Paint finish cream white RAL 9001 Y84: Customer specifications on the rating plate | alterado Out19 | 0 | 7
1FW3152-1MF62-7AE0-Z | K40M02N99T20X53Y84 | 1FW3152-1MF62-7AE0-ZK40M02N99T20X53Y84 | 1 | UN | 1 | 30 | D | D | N | N | 85015220 | 1 |  | 108 | KG | 12985.37 | 12985.37 | MC05 | MC05 | SIMOTICS T Complete torque motor 1FW3 Customer-specific winding version Water cooling; ERM 280 (incremental) I-2048 T01 Coaxial encoder mounting IMB 14 Terminal box on top: NDE Water connection on the left Special shaft Brueckner (higher accuracy) Degree of protection IP54 Standard bearing K40: Regreasing system M02: Cable gland M63x 1.5 Removable plate GK 630 N99: rating plate with/without water cooling T20: shaft cover on NDE X53: Paint finish in RAL7035 Y84: Customer spec. rating plate | alterado Out19 | 0 | 7
1FW3152-1MF62-7AE0-Z | K40N99T20X02Y84 | 1FW3152-1MF62-7AE0-ZK40N99T20X02Y84 | 1 | UN | 1 | 30 | D | D | N | N | 85015220 | 1 |  | 108 | KG | 11773.37 | 11773.37 | MC05 | MC05 | SIMOTICS T Complete torque motor 1FW3 Customer-specific winding version Water cooling; ERM 280 (incremental) I-2048 T01 Coaxial encoder mounting IMB 14 Terminal box on top: NDE Special shaft Brueckner (higher accuracy) Degree of protection IP54 Standard bearing K40: Regreasing system N99: Specification on rating plate with/without water cooling T20: shaft cover on NDE (with coaxial encoder mounting not required) X53: RAL 9001 (cream white) Y84: Customer specifications on the rating plate | alterado Out19 | 0 | 7
1FW3152-1MF62-7AE0-Z | K40N99T20X53 | 1FW3152-1MF62-7AE0-ZK40N99T20X53 | 1 | UN | 1 | 30 | D | D | N | N | 85015220 | 1 |  | 108 | KG | 12134.09 | 12134.09 | MC05 | MC05 | SIMOTICS T Complete torque motor 1FW3 Customer-specific winding version Water cooling ERM 280 (increment. I-2048 T01 Coaxial encoder mounting IMB 14 Terminal box on top: NDE Water connection on the left Special shaft (BRUECKNER) (higher accuracy) Degree of protection IP54 Standard bearing K40: Regreasing system N99: Specification on rating plate with/without water cooling T20: shaft cover on NDE (with coaxial encoder mounting not required) X53: Paint finish in RAL7035 (light gray) | alterado Out19 | 0 | 7
1FW3152-1MF62-7AE0-Z | K40N99T20X53Y84 | 1FW3152-1MF62-7AE0-ZK40N99T20X53Y84 | 1 | UN | 1 | 30 | D | D | N | N | 85015220 | 1 |  | 108 | KG | 12063.21 | 12063.21 | MC05 | MC05 | SIMOTICS T Complete torque motor 1FW3 Customer-specific winding version Water cooling; ERM 280 (incremental) I-2048 T01 Coaxial encoder mounting IMB 14 Terminal box on top: NDE Special shaft Brueckner (higher accuracy) Degree of protection IP54 Standard bearing K40: Regreasing system N99: Specification on rating plate with/without water cooling T20: shaft cover on NDE (with coaxial encoder mounting not required) X53: RAL7035 (light gray) Y84: Customer specifications on the rating plate | alterado Out19 | 0 | 7
1FW3152-1MH62-6AA0-Z | K40T20 | 1FW3152-1MH62-6AA0-ZK40T20 | 1 | UN | 1 | 30 | D | D | N | N | 85015220 | 1 |  | 108 | KG | 10242.53 | 10242.53 | MC05 | MC05 | SIMOTICS T Complete torque motor 1FW3 Customer-specific winding version Water cooling ERM 280 (incremental) I-2048 T01 Coaxial encoder mounting IMB 14 Terminal box on top transverse left Water connection on the left Hollow shaft Degree of protection IP54 Standard bearing K40: Regreasing system T20: shaft cover on NDE (with coaxial encoder mounting not required) | alterado Out19 | 0 | 7
1FW3152-1MH62-6AA0-Z | K40T20X02 | 1FW3152-1MH62-6AA0-ZK40T20X02 | 1 | UN | 1 | 30 | D | D | N | N | 85015220 | 1 |  | 108 | KG | 10531.53 | 10531.53 | MC05 | MC05 | SIMOTICS T Complete torque motor 1FW3 Customer-specific winding version Water cooling ERM 280 (incremental) I-2048 T01 Coaxial encoder mounting IMB 14 Terminal box on top transverse left Water connection on the left Hollow shaft Degree of protection IP54 Standard bearing K40: Regreasing system T20: shaft cover on NDE (with coaxial encoder mounting not required) X02: Paint finish cream white RAL 9001 | alterado Out19 | 0 | 7
1FW3152-1MH62-6AA0-Z | K40T20X06 | 1FW3152-1MH62-6AA0-ZK40T20X06 | 1 | UN | 1 | 30 | D | D | N | N | 85015220 | 1 |  | 108 | KG | 10531.53 | 10531.53 | MC05 | MC05 | SIMOTICS T Complete torque motor 1FW3 Customer-specific winding version Water cooling ERM 280 (incremental) I-2048 T01 Coaxial encoder mounting IMB 14 Terminal box on top transverse left Water connection on the left Hollow shaft Degree of protection IP54 Standard bearing K40: Regreasing system T20: shaft cover on NDE (with coaxial encoder mounting not required) X06: Color light ivory RAL 1015 | alterado Out19 | 0 | 7
1FW3152-1ML62-7AA0-Z | K40N99T20X02Y84 | 1FW3152-1ML62-7AA0-ZK40N99T20X02Y84 | 1 | UN | 1 | 30 | D | D | N | N | 85015230 | 1 |  | 108 | KG | 10460.64 | 10460.64 | MC05 | MC05 | SIMOTICS T Complete torque motor 1FW3 Customer-specific winding version water cooling ERM 280 (incremental) I-2048 T01 Coaxial encoder mounting IMB 14 Terminal box on top: NDE, Water connection on the left hollow shaft; Degree of protection IP54 Standard bearing K40: Regreasing system N99: Specification on rating plate with/without water cooling X02: Color cream white RAL 9001 Y84: Customer specifications on the rating plate T20: Shaft cover on NDE (for coaxial encoder mounting not required) | alterado Out19 | 0 | 7
1FW3152-1ML62-7AA0-Z | K40N99X02Y84 | 1FW3152-1ML62-7AA0-ZK40N99X02Y84 | 1 | UN | 1 | 30 | D | D | N | N | 85015230 | 1 |  | 108 | KG | 10195.25 | 10195.25 | MC05 | MC05 | SIMOTICS T Complete torque motor 1FW3 Customer-specific winding version Water cooling ERM 280 (incremental) I-2048 T01 Coaxial encoder mounting IMB 14 Terminal box on top: NDE Water connection on the left hollow shaft; Degree of protection IP54 Standard bearing K40: Regreasing system N99: Specification on rating plate with/without water cooling X02: Paint finish cream white RAL 9001 Y84: Customer specifications on the rating plate | alterado Out19 | 0 | 7
1FW3152-1ML62-7AA0-Z | K40T20 | 1FW3152-1ML62-7AA0-ZK40T20 | 1 | UN | 1 | 30 | D | D | N | N | 85015230 | 1 |  | 108 | KG | 10171.63 | 10171.63 | MC05 | MC05 | SIMOTICS T Complete torque motor 1FW3 500rpm, 200Nm, 11.5kW, 22A water cooling ERM 280 (incremental) I-2048 T01 Coaxial encoder mounting IMB 14 Terminal box on top transverse left Water connection on the left hollow shaft; Degree of protection IP54 Standard bearing K40: Regreasing system T20: Shaft cover on NDE (for coaxial encoder mounting not required) | alterado Out19 | 0 | 7
1FW3152-1ML62-7AE0-Z | K40N99T20X02Y84 | 1FW3152-1ML62-7AE0-ZK40N99T20X02Y84 | 1 | UN | 1 | 30 | D | D | N | N | 85015230 | 1 |  | 108 | KG | 11484.36 | 11484.36 | MC05 | MC05 | SIMOTICS T Complete torque motor 1FW3 550rpm, 11.5kW, 200Nm, 22A, 448V; Water cooling; ERM 280 (incremental) I-2048 T0 Coaxial encoder mounting IMB 14 Terminal box on top: NDE Special shaft Brueckner (higher accuracy) Degree of protection IP54 Standard bearing K40: Regreasing system N99: Specification on rating plate with/without water cooling T20: shaft cover on NDE (for coaxial encoder mounting not required) X02: cream white (RAL 9001) Y84: Customer specifications on the rating plate | alterado Out19 | 0 | 7
1FW3152-1ML62-7AE0-Z | K40N99T20X53Y84 | 1FW3152-1ML62-7AE0-ZK40N99T20X53Y84 | 1 | UN | 1 | 30 | D | D | N | N | 85015230 | 1 |  | 108 | KG | 11774.2 | 11774.2 | MC05 | MC05 | SIMOTICS T Complete torque motor 1FW3 500rpm, 200Nm, 11.5kW, 22A water cooling ERM 280 (incremental) I-2048 T0 Coaxial encoder mounting IMB 14 Terminal box on top: NDE, Special shaft Brueckner (higher accuracy) Degree of protection IP54 Standard bearing K40: regreasing system N99: Specification on rating plate with/without water cooling T20: Shaft cover on NDE (for coaxial encoder mounting not required) X53: RAL7035 (light gray) Y84: Customer specifications on the rating plate | alterado Out19 | 0 | 7
1FW3152-1ML62-7AE0-Z | K40N99T20Y84 | 1FW3152-1ML62-7AE0-ZK40N99T20Y84 | 1 | UN | 1 | 30 | D | D | N | N | 85015230 | 1 |  | 108 | KG | 11195.34 | 11195.34 | MC05 | MC05 | SIMOTICS T Complete torque motor 1FW3 Customer-specific winding version Water cooling ERM 280 (incremental) I-2048 T0 Coaxial encoder mounting IMB 14 Terminal box on top: NDE Special shaft Brueckner (higher accuracy) Degree of protection IP54 Standard bearing K40: Regreasing system N99: Specification on rating plate with/without water cooling T20: Shaft cover on NDE (for coaxial encoder mounting not required) Y84: Customer specifications on the rating plate | alterado Out19 | 0 | 7
1FW3152-1MP62-7AA0-Z | K40T20X02Y84 | 1FW3152-1MP62-7AA0-ZK40T20X02Y84 | 1 | UN | 1 | 30 | D | D | N | N | 85015230 | 1 |  | 108 | KG | 10531.53 | 10531.53 | MC05 | MC05 | SIMOTICS T Complete torque motor 1FW3 Customer-specific winding version Water cooling ERM 280 (incremental) I-2048 T01 Coaxial encoder mounting IMB 14 Terminal box on top: NDE Water connection on the left hollow shaft; Degree of protection IP54 Standard bearing K40: Regreasing system T20: shaft cover on NDE (with coaxial encoder mounting not required) X02: Paint finish cream white RAL 9001 Y84: Customer specifications on the rating plate | alterado Out19 | 0 | 7
1FW3152-1SL72-5HA0-Z | K40N97T20 | 1FW3152-1SL72-5HA0-ZK40N97T20 | 1 | UN | 1 | 30 | D | D | N | N | 85015220 | 1 |  | 108 | KG | 9668.57 | 9668.57 | MC05 | MC05 | SIMOTICS T Complete torque motor 1FW3 550rpm, 11.5kW, 200Nm, 22A, 448V Water cooling Resolver multi-pole Encoder mounting via belt IMB 14 Terminal box on top traverse right Cooling jacket without water cooling hollow shaft; Degree of protection IP54 Standard bearing K40: Regreasing system N97: Abnormal rating plate Naturally cooled T20: shaft cover on NDE (for coaxial encoder mounting not required) | alterado Out19 | 0 | 7
1FW3152-1UH72-5AA0-Z | K40T20 | 1FW3152-1UH72-5AA0-ZK40T20 | 1 | UN | 1 | 30 | D | D | N | N | 85015230 | 1 |  | 108 | KG | 10200.97 | 10200.97 | MC05 | MC05 | SIMOTICS T Complete torque motor 1FW3 270rpm, 5.7kW, 200Nm, 14A, 368V 300rpm, 6.3kW, 200Nm, 14A, 404V 330rpm, 6.9kW, 200Nm, 14A, 441V water cooling RESOLVER 15 BIT (RESOLVER R15DQ) ENCODER MOUNTING OVER BELT IMB 14 TERMINAL BOX ABOVE: CROSSWISE RIGHT Temperature sensor via DRIVE CLiQ interface HOLLOW-SHAFT DEGREE OF PROTECTION IP 54 STORAGE STANDARD K40: REGREASING DEVICE ON D-END AND ND-END T20: SHAFT COVER ON ND-END (WITH A COAXIAL ENCODER MOUNT NOT REQUIRED) | alterado Out19 | 0 | 0
1FW3152-1UH72-5HA0-Z | K40N97T20 | 1FW3152-1UH72-5HA0-ZK40N97T20 | 1 | UN | 1 | 30 | D | D | N | N | 85015220 | 1 |  | 108 | KG | 10217.16 | 10217.16 | MC05 | MC05 | SIMOTICS T Complete torque motor 1FW3 330rpm, 6.9kW, 200Nm, 14A, 441V Water cooling Resolver 15-bit (resolver R15DQ) Encoder mounting via belt IMB 14 Terminal box on top traverse right Cooling jacket without water cooling hollow shaft, Degree of protection IP54 Standard bearing K40: Regreasing system N97: Abnormal rating plate Naturally cooled T20: shaft cover on NDE (for coaxial encoder mounting not required) | alterado Out19 | 0 | 7
1FW3152-1UL72-5HA0-Z | K40N97T20 | 1FW3152-1UL72-5HA0-ZK40N97T20 | 1 | UN | 1 | 30 | D | D | N | N | 85015220 | 1 |  | 108 | KG | 10217.16 | 10217.16 | MC05 | MC05 | SIMOTICS T Complete torque motor 1FW3 Customer-specific winding version Water cooling Resolver 15-bit (Resolver R15DQ) Encoder mounting via belt IMB 14 terminal box Transverse right on top Cooling jacket without water cooling Hollow shaft Degree of protection IP54 Standard bearing K40: Regreasing system N97: Abnormal rating plate Naturally cooled T20: shaft cover on NDE (for coaxial encoder mounting not required) | alterado Out19 | 0 | 7
1FW3153-1GJ72-5CK0-Z | A11A25K24L00U03U11Y84 | 1FW3153-1GJ72-5CK0-ZA11A25K24L00U03U11Y84 | 1 | UN | 1 | 40 | X | D | N | N | 85015230 | 1 |  | 108 | KG | 19531.31 | 19531.31 | MC05 | MC05 | SIMOTICS T Complete torque motor 1FW3 Customer-specific winding version Water cooling EQI 1325 (multi-turn) A-32 K02; Encoder mounting via belt IMB 14 Terminal box Transverse right on top MPM (top-top-top) Degree of protection IP54 Standard bearing A11: Motor protection through 3x PTC A25: 2nd KTY in terminal box K24: Only primer coat RAL 6021 (green) without color U03: CU coil, cooling circuit Open without cover U11: Complete finishing Y84: Customer spec. rating plate L00: Uniform terminal boxes GK420 | alterado Out19 | 0 | 7
1FW3153-1GJ72-5CK0-Z | A11A25K24U03U11Y84 | 1FW3153-1GJ72-5CK0-ZA11A25K24U03U11Y84 | 1 | UN | 1 | 40 | X | D | N | N | 85015230 | 1 |  | 108 | KG | 19155.46 | 19155.46 | MC05 | MC05 | SIMOTICS T Complete torque motor 1FW3 Customer-specific winding version Water cooling EQI 1325 (multi-turn) A-32 K02; Encoder mounting via belt IMB 14 Terminal box Transverse right on top MPM (top-top-top) Degree of protection IP54 Standard bearing A11: Motor protection through 3x PTC A25: 2nd KTY in terminal box K24: Only primer coat RAL 6021 (green) without color U03: CU coil, cooling circuit Open without cover U11: Complete finishing Y84: Customer spec. rating plate | alterado Out19 | 0 | 7
1FW3153-1GJ72-5CK0-Z | A11K24U02U11Y84 | 1FW3153-1GJ72-5CK0-ZA11K24U02U11Y84 | 1 | UN | 1 | 40 | X | D | N | N | 85015230 | 1 |  | 108 | KG | 18837.24 | 18837.24 | MC05 | MC05 | SIMOTICS T Complete torque motor 1FW3 Customer-specific winding version Water cooling; EQI 1325 (multi-turn) A-32 K02; Encoder mounting via belt IMB 14 Terminal box on top traverse on the right; MPM (top-top-top) Special shaft DEMAG/ KMK aggregate motor Degree of protection IP54 Standard bearing A11: motor protection; through PTC thermistors (3x PTC); K24: Primer RAL6021 (without color) U02: CU coil, cooling circuit Open with cover; U11: With complete processing (for aggregate motors); Y84: Customer spec. on rating plate | alterado Out19 | 0 | 7
1FW3154-1AP72-7AA0-Z | K40K84T20X01 | 1FW3154-1AP72-7AA0-ZK40K84T20X01 | 1 | UN | 1 | 30 | D | D | N | N | 85015230 | 1 |  | 129 | KG | 12416.96 | 12416.96 | MC05 | MC05 | SIMOTICS T Complete torque motor 1FW3 670rpm, 21.0kW 300 Nm, 47.5A, 370V 750rpm, 23.6kW 300 Nm, 47.5A, 412V 810rpm, 25.4kW 300 Nm, 47.5A, 444V water cooling INCREM. ENCODER SIN/COS 1VPP 2048 S/R WITH C- AND D-TRACK (ENCODER IC2048S/R) ENCODER MOUNTING OVER BELT IMB 14 TERMINAL BOX ABOVE: NDE Temperature sensor KTY HOLLOW-SHAFT DEGREE OF PROTECTION IP 54 STORAGE STANDARD K40: REGREASING DEVICE ON D-END AND ND-END K84: OUTGOING CONNECTOR DIRECTION TURNED BY -90 DEG. T20: SHAFT COVER ON ND-END (WITH A COAXIAL ENCODER MOUNT NOT REQUIRED) X01: PAINT COLOUR JET BLACK RAL 9005 | alterado Out19 | 0 | 0
1FW3154-1BL62-7AS0 |  | 1FW3154-1BL62-7AS0 | 1 | UN | 1 | 30 | D | D | N | N | 85015230 | 1 |  | 143 | KG | 9817.13 | 9817.13 | MC05 | MC05 | SIMOTICS T Complete torque motor 1FW3 450rpm, 14.1kW 300 Nm, 32 A, 370V 500rpm, 15.7kW 300 Nm, 32 A, 415 V 550rpm, 17.3kW 300 Nm, 32 A, 448V water cooling ABSOLUTE ENCODER SINGLETURN 24 BIT (AS24DQI) ENCODER MOUNTING COAXIAL IMB 14 TERMINAL BOX ABOVE: NDE Temperature sensor via DRIVE CLiQ interface PLUG-ON SHAFT WITH INTEGRATED SHAFT HOLDER DEGREE OF PROTECTION IP 55 STORAGE STANDARD | alterado Out19 | 0 | 0
1FW3154-1CL62-8AS0 |  | 1FW3154-1CL62-8AS0 | 1 | UN | 1 | 30 | D | D | N | N | 85015230 | 1 |  | 143 | KG | 10133.19 | 10133.19 | MC05 | MC05 | SIMOTICS T Complete torque motor 1FW3 450rpm, 14.1kW 300 Nm, 32 A, 370V 500rpm, 15.7kW 300 Nm, 32 A, 415 V 550rpm, 17.3kW 300 Nm, 32 A, 448V water cooling ABSOLUTE ENCODER 24 BIT + 12 BIT MULTITURN (AM24DQI) ENCODER MOUNTING COAXIAL IMB 14 TERMINAL BOX ABOVE: DE Temperature sensor via DRIVE CLiQ interface PLUG-ON SHAFT WITH INTEGRATED SHAFT HOLDER DEGREE OF PROTECTION IP 55 STORAGE STANDARD | alterado Out19 | 0 | 0
1FW3154-1DL72-7AA0 |  | 1FW3154-1DL72-7AA0 | 1 | UN | 1 | 30 | D | D | N | N | 85015230 | 1 |  | 129 | KG | 11526 | 11526 | MC05 | MC05 | SIMOTICS T Complete torque motor 1FW3 450rpm, 14.1kW 300 Nm, 32 A, 370V 500rpm, 15.7kW 300 Nm, 32 A, 415 V 550rpm, 17.3kW 300 Nm, 32 A, 448V water cooling INCREM. ENCODER 22 BIT + COMMUTATING POSITION 11 BIT (ENCODER IC22DQ) ENCODER MOUNTING OVER BELT IMB 14 TERMINAL BOX ABOVE: NDE Temperature sensor via DRIVE CLiQ interface HOLLOW-SHAFT DEGREE OF PROTECTION IP 54 STORAGE STANDARD | alterado Out19 | 0 | 0
1FW3154-1EN72-5AA0 |  | 1FW3154-1EN72-5AA0 | 1 | UN | 1 | 30 | D | D | N | N | 85015230 | 1 |  | 129 | KG | 11476.69 | 11476.69 | MC05 | MC05 | SIMOTICS T Complete torque motor 1FW3 700rpm, 22kW, 300 Nm, 39.5A water cooling Absolute encoder 2048 S/R 4096 revolutions multi-turn (encoder AM2048S/R) Encoder mounting via belt IMB 14 terminal box Transverse right on top Water connection on the left Hollow shaft Degree of protection IP54 Standard bearing | alterado Out19 | 0 | 7
1FW3154-1FH62-6AA0 |  | 1FW3154-1FH62-6AA0 | 1 | UN | 1 | 30 | D | D | N | N | 85015230 | 1 |  | 129 | KG | 11362.99 | 11362.99 | MC05 | MC05 | SIMOTICS T Complete torque motor 1FW3 270rpm, 8.5kW 300 Nm, 20.5A, 368V 300rpm, 9.4kW 300 Nm, 20.5A, 404V 330rpm, 10.4kW 300 Nm, 20.5A, 442V water cooling ABSOLUTE ENCODER 22 BIT + 12 BIT MULTITURN (AM22DQ) ENCODER MOUNTING COAXIAL IMB 14 TERMINAL BOX ABOVE: CROSSSWISE LEFT Temperature sensor via DRIVE CLiQ interface HOLLOW-SHAFT DEGREE OF PROTECTION IP 54 STORAGE STANDARD | alterado Out19 | 0 | 0
1FW3154-1FH72-6AA0 |  | 1FW3154-1FH72-6AA0 | 1 | UN | 1 | 30 | D | D | N | N | 85015230 | 1 |  | 129 | KG | 11897.01 | 11897.01 | MC05 | MC05 | SIMOTICS T Complete torque motor 1FW3 270rpm, 8.5kW 300 Nm, 20.5A, 368V 300rpm, 9.4kW 300 Nm, 20.5A, 404V 330rpm, 10.4kW 300 Nm, 20.5A, 442V water cooling ABSOLUTE ENCODER 22 BIT + 12 BIT MULTITURN (AM22DQ) ENCODER MOUNTING OVER BELT IMB 14 TERMINAL BOX ABOVE: CROSSSWISE LEFT Temperature sensor via DRIVE CLiQ interface HOLLOW-SHAFT DEGREE OF PROTECTION IP 54 STORAGE STANDARD | alterado Out19 | 0 | 0
1FW3154-1GS72-5CA4-Z | A11A25U03U10Y84 | 1FW3154-1GS72-5CA4-ZA11A25U03U10Y84 | 1 | UN | 1 | 40 | X | D | N | N | 85015230 | 1 |  | 129 | KG | 19009.37 | 19009.37 | MC05 | MC05 | SIMOTICS T Complete torque motor 1FW3 standard winding Water cooling (encoder IC22DQ) Encoder mounting via belt IMB 14 Terminal box Transverse right on top Water connection on the left MPM (top-top-top) hollow shaft; Degree of protection IP54 2x floating bearing A11: Motor protection 3x PTC A25: 2nd KTY in terminal box U03: CU coil, cooling circuit Open without cover U10: End plate DE for aggregates Without complete finishing With grease slinger for closing Y84: Customer spec. rating plate | alterado Out19 | 0 | 7
1FW3154-1GS72-5CA4-Z | A11U02U10Y84 | 1FW3154-1GS72-5CA4-ZA11U02U10Y84 | 1 | UN | 1 | 40 | X | D | N | N | 85015230 | 1 |  | 129 | KG | 18691.13 | 18691.13 | MC05 | MC05 | SIMOTICS T Complete torque motor 1FW3 standard winding Water cooling EQI 1325 (multi-turn) A-32 K02 Commutation position 11-bit (encoder IC22DQ) Encoder mounting via belt IMB 14 Terminal box on top traverse right Water connection on the left MPM (top-top-top) hollow shaft, Degree of protection IP54 2x floating bearing; A11: Motor protection through PTC thermistors (3x PTC) U02: CU coil, cooling circuit Open with cover; U10: End plate DE for aggregates without complete finishing with grease slinger (for closing) Y84: Customer spec. on rating plate | alterado Out19 | 0 | 7
1FW3154-1MH62-6AA0-Z | K40T20 | 1FW3154-1MH62-6AA0-ZK40T20 | 1 | UN | 1 | 30 | D | D | N | N | 85015230 | 1 |  | 129 | KG | 11250.2 | 11250.2 | MC05 | MC05 | SIMOTICS T Complete torque motor 1FW3 330rpm, 10.4kW, 300 Nm, 20.5A, 442V water cooling ERM 280 (incremental) I-2048 T01 Coaxial encoder mounting IMB 14 Terminal box on top traverse left Hollow shaft Degree of protection IP54 Standard bearing K40: Regreasing system T20: shaft cover on NDE (with coaxial encoder mounting not required) | alterado Out19 | 0 | 7
1FW3154-1MH62-6AA0-Z | K40T20X02 | 1FW3154-1MH62-6AA0-ZK40T20X02 | 1 | UN | 1 | 30 | D | D | N | N | 85015230 | 1 |  | 129 | KG | 11539.18 | 11539.18 | MC05 | MC05 | SIMOTICS T Complete torque motor 1FW3 330rpm, 10.4kW, 300 Nm, 20.5A, 442V Water cooling ERM 280 (incremental) I-2048 T01 Coaxial encoder mounting IMB 14 Terminal box on top traverse left Hollow shaft Degree of protection IP54 Standard bearing K40: Regreasing system T20: shaft cover on NDE (with coaxial encoder mounting not required) X02: Paint finish cream white RAL 9001 | alterado Out19 | 0 | 7
1FW3154-1MH62-7AA0-Z | K40T20 | 1FW3154-1MH62-7AA0-ZK40T20 | 1 | UN | 1 | 30 | D | D | N | 9I999IR | 85015230 | 1 |  | 129 | KG | 11354.9 | 11354.9 | MC05 | MC05 | SIMOTICS T Complete torque motor 1FW3 Customer-specific winding version Water cooling ERM 280 (incremental) I-2048 T01 Coaxial encoder mounting IMB 14 Terminal box on top: NDE Water connection on the left Hollow shaft Degree of protection IP54 Standard bearing K40: Regreasing system T20: shaft cover on NDE (with coaxial encoder mounting not required) | alterado Out19 | 0 | 7
1FW3154-1MH62-7AA0-Z | K40T20X53 | 1FW3154-1MH62-7AA0-ZK40T20X53 | 1 | UN | 1 | 30 | D | D | N | N | 85015230 | 1 |  | 129 | KG | 11829.04 | 11829.04 | MC05 | MC05 | SIMOTICS T Complete torque motor 1FW3 330rpm, 300 Nm, 10.4kW, 20.5A water cooling ERM 280 (incremental) I-2048 T01 Coaxial encoder mounting IMB 14 Terminal box on top: NDE, Water connection on the left Hollow shaft Degree of protection IP54 Standard bearing K40: Regreasing system T20: shaft cover on NDE (with coaxial encoder mounting not required) X53: RAL7035 (light gray) | alterado Out19 | 0 | 7
1FW3154-1PL62-7AA0 |  | 1FW3154-1PL62-7AA0 | 1 | UN | 1 | 30 | D | D | N | N | 85015230 | 1 |  | 129 | KG | 10962.91 | 10962.91 | MC05 | MC05 | SIMOTICS T Complete torque motor 1FW3 450rpm, 14.1kW 300 Nm, 32 A, 370V 500rpm, 15.7kW 300 Nm, 32 A, 415 V 550rpm, 17.3kW 300 Nm, 32 A, 448V water cooling ABSOLUTE ENCODER SINGLETURN 22 BIT (ENCODER AS22DQ) HOLLOW SHAFT SEALED AT THE NDE ENCODER MOUNTING COAXIAL IMB 14 TERMINAL BOX ABOVE: NDE Temperature sensor via DRIVE CLiQ interface HOLLOW-SHAFT DEGREE OF PROTECTION IP 54 STORAGE STANDARD | alterado Out19 | 0 | 0
1FW3154-1PL62-8AA0 |  | 1FW3154-1PL62-8AA0 | 1 | UN | 1 | 30 | D | D | N | N | 85015230 | 1 |  | 129 | KG | 10962.91 | 10962.91 | MC05 | MC05 | SIMOTICS T Complete torque motor 1FW3 450rpm, 14.1kW 300 Nm, 32 A, 370V 500rpm, 15.7kW 300 Nm, 32 A, 415 V 550rpm, 17.3kW 300 Nm, 32 A, 448V water cooling ABSOLUTE ENCODER SINGLETURN 22 BIT (ENCODER AS22DQ) HOLLOW SHAFT SEALED AT THE NDE ENCODER MOUNTING COAXIAL IMB 14 TERMINAL BOX ABOVE: DE Temperature sensor via DRIVE CLiQ interface HOLLOW-SHAFT DEGREE OF PROTECTION IP 54 STORAGE STANDARD | alterado Out19 | 0 | 0
1FW3154-1WH62-6AA0-Z | A11K40V07 | 1FW3154-1WH62-6AA0-ZA11K40V07 | 1 | UN | 1 | 30 | D | D | N | N | 85015230 | 1 |  | 129 | KG | 10554.32 | 10554.32 | MC05 | MC05 | SIMOTICS T Complete torque motor 1FW3 270rpm, 8.5kW 300 Nm, 20.5A, 368V 300rpm, 9.4kW 300 Nm, 20.5A, 404V 330rpm, 10.4kW 300 Nm, 20.5A, 442V water cooling W/O ENCODER ENCODER MOUNTING COAXIAL IMB 14 TERMINAL BOX ABOVE: CROSSSWISE LEFT Temperature sensor KTY HOLLOW-SHAFT DEGREE OF PROTECTION IP 54 STORAGE STANDARD A11: MOTOR PROTECTION WITH PTC THERMISTOR (3XPTC) K40: REGREASING DEVICE ON D-END AND ND-END V07: SPECIAL GREASE FOR LOW SPEEDS REQUIRES ALWAYS K40: REGREASING DEVICE ON D-END AND ND-END | alterado Out19 | 0 | 0
1FW3155-1AF72-5AY2-Z | S41 | 1FW3155-1AF72-5AY2-ZS41 | 1 | UN | 1 | 50 | X | D | N | N | 85015230 | 1 |  | 234 | KG | 21955.75 | 21955.75 | MC05 | MC05 | SIMOTICS T Complete torque motor 1FW3 200rpm, 400Nm water cooling Incremental encoder sin/cos 1 Vpp 2048 S/R with C and D track (encoder IC2048S/R) Encoder mounting via belt IMB 14 terminal box Transverse right on top Water connection on the left S41: extruder motor max. axial force in KN: 50 Screw diameter in mm: 25 Screw intake: N 25x 1: 5X0x 15x 9H DIN5480 utilizable length 45mm Cylinder flange (centering): 25 Axial bearing type FAG: 29317E | alterado Out19 | 0 | 7
1FW3155-1AF72-6AY2-Z | S41 | 1FW3155-1AF72-6AY2-ZS41 | 1 | UN | 1 | 50 | X | D | N | N | 85015230 | 1 |  | 234 | KG | 21955.75 | 21955.75 | MC05 | MC05 | SIMOTICS T Complete torque motor 1FW3 200rpm, 400Nm water cooling Incremental encoder sin/cos 1 Vpp 2048 S/R with C and D track (encoder IC2048S/R) Encoder mounting via belt IMB 14 terminal box Transverse left on top Water connection on the left S41: extruder motor max. axial force in KN: 50 Screw diameter in mm: 25 Screw intake: N 25x 1: 5X0x 15x 9H DIN5480 utilizable length 45mm Cylinder flange (centering): 25 Axial bearing type FAG: 29317E | alterado Out19 | 0 | 7
1FW3155-1AF72-6AY2-Z | S41X01 | 1FW3155-1AF72-6AY2-ZS41X01 | 1 | UN | 1 | 50 | X | D | N | N | 85015230 | 1 |  | 234 | KG | 22301.3 | 22301.3 | MC05 | MC05 | SIMOTICS T Complete torque motor 1FW3 200rpm, 400Nm Water cooling Incremental encoder sin/cos 1 Vpp 2048 S/R with C and D track (encoder IC2048S/R) Encoder mounting via belt IMB 14 Terminal box on top traverse left Water connection on the left S41: extruder motor max. axial force in KN: 50 Screw diameter in mm: 25 Screw intake: N 25x 1: 5X0x 15x 9H DIN5480 utilizable length 45mm cylinder flange (CENTERING): 25 Axial bearing type FAG: 29317E X01: Paint finish in RAL 9005 (jet black matte) | alterado Out19 | 0 | 7
1FW3155-1AF72-7AY2-Z | S41 | 1FW3155-1AF72-7AY2-ZS41 | 1 | UN | 1 | 50 | X | D | N | N | 85015230 | 1 |  | 234 | KG | 21955.75 | 21955.75 | MC05 | MC05 | SIMOTICS T Complete torque motor 1FW3 200rpm, 400Nm water cooling Incremental encoder sin/cos 1 Vpp 2048 S/R with C and D track (encoder IC2048S/R) Encoder mounting via belt IMB 14 terminal box top: NDE, Water connection on the left S41: extruder motor max. axial force in KN: 50 Screw diameter in mm: 25 Screw intake: N 25x 1: 5X0x 15x 9H DIN5480 utilizable length 45mm Cylinder flange (centering): 25 Axial bearing type FAG: 29317E | alterado Out19 | 0 | 7
1FW3155-1AF72-8AY2-Z | S41 | 1FW3155-1AF72-8AY2-ZS41 | 1 | UN | 1 | 50 | X | D | N | N | 85015230 | 1 |  | 234 | KG | 21955.75 | 21955.75 | MC05 | MC05 | SIMOTICS T Complete torque motor 1FW3 200rpm, 400Nm water cooling Incremental encoder sin/cos 1 Vpp 2048 S/R with C and D track (encoder IC2048S/R) Encoder mounting via belt IMB 14 terminal box top: DE Water connection on the left S41: extruder motor max. axial force in KN: 50 Screw diameter in mm: 25 Screw intake: N 25x 1: 5X0x 15x 9H DIN5480 utilizable length 45mm Cylinder flange (centering): 25 Axial bearing type FAG: 29317E | alterado Out19 | 0 | 7
1FW3155-1BH62-5AH0 |  | 1FW3155-1BH62-5AH0 | 1 | UN | 1 | 30 | D | D | N | N | 85015230 | 1 |  | 164 | KG | 10429.51 | 10429.51 | MC05 | MC05 | SIMOTICS T Complete torque motor 1FW3 270rpm, 11.3kW 400 Nm, 28A, 358V 300rpm, 12.6 kW 400 Nm, 28A, 395V 330rpm, 13.8kW 400 Nm, 28A, 431V water cooling ABSOLUTE ENCODER SINGLETURN 24 BIT (AS24DQI) ENCODER MOUNTING COAXIAL IMB 14 TERMINAL BOX ABOVE: CROSSWISE RIGHT Temperature sensor via DRIVE CLiQ interface SOLID SHAFT HALF-KEY BALANCING DEGREE OF PROTECTION IP 55 STORAGE STANDARD | alterado Out19 | 0 | 0
1FW3155-1DH72-5AA0 |  | 1FW3155-1DH72-5AA0 | 1 | UN | 1 | 30 | D | D | N | N | 85015230 | 1 |  | 150 | KG | 12581.41 | 12581.41 | MC05 | MC05 | SIMOTICS T Complete torque motor 1FW3 270rpm, 11.3kW 400 Nm, 28A, 358V 300rpm, 12.6 kW 400 Nm, 28A, 395V 330rpm, 13.8kW 400 Nm, 28A, 431V water cooling INCREM. ENCODER 22 BIT + COMMUTATING POSITION 11 BIT (ENCODER IC22DQ) ENCODER MOUNTING OVER BELT IMB 14 TERMINAL BOX ABOVE: CROSSWISE RIGHT Temperature sensor via DRIVE CLiQ interface HOLLOW-SHAFT DEGREE OF PROTECTION IP 54 STORAGE STANDARD | alterado Out19 | 0 | 0
1FW3155-1DL72-5AA0 |  | 1FW3155-1DL72-5AA0 | 1 | UN | 1 | 30 | D | D | N | N | 85015230 | 1 |  | 150 | KG | 12581.41 | 12581.41 | MC05 | MC05 | SIMOTICS T Complete torque motor 1FW3 450rpm, 18.6kW 400 Nm, 43A, 370V 500rpm, 20.9 kW 400 Nm, 43A, 412V 550rpm, 23.0kW 400 Nm, 43A, 448V water cooling INCREM. ENCODER 22 BIT + COMMUTATING POSITION 11 BIT (ENCODER IC22DQ) ENCODER MOUNTING OVER BELT IMB 14 TERMINAL BOX ABOVE: CROSSWISE RIGHT Temperature sensor via DRIVE CLiQ interface HOLLOW-SHAFT DEGREE OF PROTECTION IP 54 STORAGE STANDARD | alterado Out19 | 0 | 0
1FW3155-1DP72-5AA0 |  | 1FW3155-1DP72-5AA0 | 1 | UN | 1 | 30 | D | D | N | N | 85015230 | 1 |  | 150 | KG | 12581.41 | 12581.41 | MC05 | MC05 | SIMOTICS T Complete torque motor 1FW3 670rpm, 28.1kW 400 Nm, 64A, 360V 750rpm, 31.4kW 400 Nm, 64A, 401V 810RPM, 33.9kW 400 Nm, 64A, 432V water cooling INCREM. ENCODER 22 BIT + COMMUTATING POSITION 11 BIT (ENCODER IC22DQ) ENCODER MOUNTING OVER BELT IMB 14 TERMINAL BOX ABOVE: CROSSWISE RIGHT Temperature sensor via DRIVE CLiQ interface HOLLOW-SHAFT DEGREE OF PROTECTION IP 54 STORAGE STANDARD | alterado Out19 | 0 | 0
1FW3155-1ES72-5AA0 |  | 1FW3155-1ES72-5AA0 | 1 | UN | 1 | 30 | D | D | N | N | 85015290 | 1 |  | 150 | KG | 12841.8 | 12841.8 | MC05 | MC05 | SIMOTICS T Complete torque motor 1FW3 Customer-specific winding version water cooling Absolute encoder 2048 S/R 4096 revolutions multi-turn (encoder AM2048S/R) Encoder mounting via belt Terminal box on top transverse right Hollow shaft Degree of protection IP54 Standard bearing | alterado Out19 | 0 | 7
1FW3155-1GR72-5CA4-Z | A11A25U03U10Y84 | 1FW3155-1GR72-5CA4-ZA11A25U03U10Y84 | 1 | UN | 1 | 40 | X | D | N | N | 85015230 | 1 |  | 150 | KG | 20298.57 | 20298.57 | MC05 | MC05 | SIMOTICS T Complete torque motor 1FW3 Customer-specific winding version Water cooling EQI 1325 (multi-turn) A-32 2048 S/R with C and D track (encoder IC2048S/R) Encoder mounting via belt IMB 14 Terminal box on top traverse right MPM (top-top-top) hollow shaft, Degree of protection IP54 2x floating bearing A11: Motor protection 3x PTC A25: 2nd KTY in terminal box U03: CU coil, cooling circuit Open without cover U10: End plate DE for aggregates without complete finishing with grease slinger for closing Y84: Customer spec. rating plate | alterado Out19 | 0 | 7
1FW3155-1GR72-5CA4-Z | A11U03U10Y84 | 1FW3155-1GR72-5CA4-ZA11U03U10Y84 | 1 | UN | 1 | 40 | X | D | N | N | 85015230 | 1 |  | 150 | KG | 19980.33 | 19980.33 | MC05 | MC05 | SIMOTICS T Complete torque motor 1FW3 Customer-specific winding version Water cooling EQI 1325 (multi-turn) A-32 K02 2048 S/R with C and D track (encoder IC2048S/R) Encoder mounting via belt IMB 14 Terminal box on top traverse right MPM (top-top-top) hollow shaft; Degree of protection IP54 2x floating bearing A11: Motor protection through PTC thermistors (3x PTC) U03: CU coil, cooling circuit Open without cover U10: End plate DE for aggregates without complete finishing with grease slinger (for closing) Y84: Customer spec. on rating plate | alterado Out19 | 0 | 7
1FW3155-1LH62-5AA0-Z | K40X02 | 1FW3155-1LH62-5AA0-ZK40X02 | 1 | UN | 1 | 30 | D | D | N | N | 85015230 | 1 |  | 150 | KG | 12541.42 | 12541.42 | MC05 | MC05 | SIMOTICS T Complete torque motor 1FW3 Customer-specific winding version Water cooling ERN 280 SMI Coaxial encoder mounting IMB 14 Terminal box on top Transverse right Water connection on the left Hollow shaft Degree of protection IP54 Standard bearing K40: Regreasing system X02: Paint finish cream white RAL 9001 | alterado Out19 | 0 | 7
1FW3155-1LH62-5AA0-Z | K40X02Y84 | 1FW3155-1LH62-5AA0-ZK40X02Y84 | 1 | UN | 1 | 30 | D | D | N | N | 85015230 | 1 |  | 150 | KG | 12720.29 | 12720.29 | MC05 | MC05 | SIMOTICS T Complete torque motor 1FW3 Customer-specific winding version Water cooling ERN 280 SMI Coaxial encoder mounting IMB 14 Terminal box on top Transverse right Water connection on the left Hollow shaft Degree of protection IP54 Standard bearing K40: Regreasing system X02: Paint finish cream white RAL 9001 Y84: Customer specifications on the rating plate | alterado Out19 | 0 | 7
1FW3155-1LH62-5AA0-Z | Y84 | 1FW3155-1LH62-5AA0-ZY84 | 1 | UN | 1 | 30 | D | D | N | N | 85015230 | 1 |  | 150 | KG | 11842.55 | 11842.55 | MC05 | MC05 | SIMOTICS T Complete torque motor 1FW3 Customer-specific winding version water cooling ERN 280 SMI Coaxial encoder mounting IMB 14 Terminal box on top Transverse right Water connection on the left Hollow shaft Degree of protection IP54 Standard bearing Y84: Customer specifications on the rating plate | alterado Out19 | 0 | 7
1FW3155-1MH62-5AA0-Z | K40T20 | 1FW3155-1MH62-5AA0-ZK40T20 | 1 | UN | 1 | 30 | D | D | N | N | 85015230 | 1 |  | 150 | KG | 12326.28 | 12326.28 | MC05 | MC05 | SIMOTICS T Complete torque motor 1FW3 300rpm, 400 Nm, 13.8kW, 28A water cooling ERM 280 (incremental) I-2048 T0 Coaxial encoder mounting IMB 14 Terminal box on top Transverse right Water connection on the left Hollow shaft Degree of protection IP54 Standard bearing K40: regreasing system T20: Shaft cover on NDE (for coaxial encoder mounting not required) | alterado Out19 | 0 | 7
1FW3156-1CP62-5AM0 |  | 1FW3156-1CP62-5AM0 | 1 | UN | 1 | 30 | D | D | N | N | 85015230 | 1 |  | 187 | KG | 11599.24 | 11599.24 | MC05 | MC05 | SIMOTICS T Complete torque motor 1FW3 670rpm, 35.1kW 500Nm, 76A, 370V 750rpm, 39.3kW 500Nm, 76A, 415 V 810rpm, 42.4kW 500Nm, 76A, 448V water cooling ABSOLUTE ENCODER 24 BIT + 12 BIT MULTITURN (AM24DQI) ENCODER MOUNTING COAXIAL IMB 14 TERMINAL BOX ABOVE: CROSSWISE RIGHT Temperature sensor via DRIVE CLiQ interface SOLID SHAFT DEGREE OF PROTECTION IP 55 STORAGE STANDARD | alterado Out19 | 0 | 0
1FW3156-1DL72-8AA0 |  | 1FW3156-1DL72-8AA0 | 1 | UN | 1 | 30 | D | D | N | N | 85015230 | 1 |  | 171 | KG | 13648.08 | 13648.08 | MC05 | MC05 | SIMOTICS T Complete torque motor 1FW3 450rpm, 23.6kW 500Nm, 53A, 370V 500rpm, 26.2kW 500Nm, 53A, 415 V 550rpm, 28.8kW 500Nm, 53A, 448V water cooling INCREM. ENCODER 22 BIT + COMMUTATING POSITION 11 BIT (ENCODER IC22DQ) ENCODER MOUNTING OVER BELT IMB 14 TERMINAL BOX ABOVE: DE Temperature sensor via DRIVE CLiQ interface HOLLOW-SHAFT DEGREE OF PROTECTION IP 54 STORAGE STANDARD | alterado Out19 | 0 | 0
1FW3156-1EH62-5AS0-Z | K40Q30T32V07 | 1FW3156-1EH62-5AS0-ZK40Q30T32V07 | 1 | UN | 1 | 30 | D | D | N | N | 85015230 | 1 |  | 207.6 | KG | 17735.75 | 17735.75 | MC05 | MC05 | SIMOTICS T Complete torque motor 1FW3 270rpm, 14.1kW 500Nm, 34A, 366V 300rpm, 15.7kW 500Nm, 34A, 403V 330rpm, 17.3kW 500Nm, 34A, 440 V water cooling ABSOLUTE ENCODER 2048 S/R, 4096 REV. MULTITURN (ENCODER AM2048S/R) ENCODER MOUNTING COAXIAL IMB 14 TERMINAL BOX ABOVE: CROSSWISE RIGHT Temperature sensor KTY PLUG-ON SHAFT WITH INTEGRATED SHAFT HOLDER DEGREE OF PROTECTION IP 55 STORAGE STANDARD K40: REGREASING DEVICE ON D-END AND ND-END Q30: CLAMPING ELEMENT ONE-PIECE WITH SLIP-ON SHAFT T32: TORQUE COUNTERACTING V07: SPECIAL GREASE FOR LOW SPEEDS REQUIRES ALWAYS K40: REGREASING DEVICE ON D-END AND ND-END | alterado Out19 | 0 | 0
1FW3156-1EP62-8CK0-Z | A11A25K84T20U03U21Y84 | 1FW3156-1EP62-8CK0-ZA11A25K84T20U03U21Y84 | 1 | UN | 1 | 40 | X | D | N | N | 85015230 | 1 |  | 171 | KG | 21390.85 | 21390.85 | MC05 | MC05 | SIMOTICS T Complete torque motor 1FW3 810rpm, 42.4kW, 500Nm, 76A, 448V; Water cooling EQN 1325 (multi-turn) A-2048 F Coaxial encoder mounting IMB 14 Terminal box on top: DE MPM (top-top-top) Special shaft DEMAG/ KMK aggregate motor A11: (3x PTC) A25: 2nd KTY in terminal box (customer-spec.) K84: Connector outlet direction Rotated by -90Â° T20: Shaft cover on NDE U03: CU coil, cooling circuit Open without cover U21: Protection bar Y84: Customer spec. rating plate | alterado Out19 | 0 | 7
1FW3156-1EP62-8CK0-Z | A11K84T20U03U21Y84 | 1FW3156-1EP62-8CK0-ZA11K84T20U03U21Y84 | 1 | UN | 1 | 40 | X | D | N | N | 85015230 | 1 |  | 171 | KG | 21072.64 | 21072.64 | MC05 | MC05 | SIMOTICS T Complete torque motor 1FW3 810rpm, 42.4kW, 500Nm, 76A, 448V Water cooling; EQN 1325 (multi-turn) A-2048 F20 Coaxial encoder mounting IMB 14 Terminal box on top: DE MPM (top-top-top) Special shaft DEMAG/ KMK aggregate motor Degree of protection IP54 Standard bearing | alterado Out19 | 0 | 7
1FW3156-1GQ72-5CA4-Z | A11A25U03U10Y84 | 1FW3156-1GQ72-5CA4-ZA11A25U03U10Y84 | 1 | UN | 1 | 40 | X | D | N | N | 85015230 | 1 |  | 171 | KG | 21600.91 | 21600.91 | MC05 | MC05 | SIMOTICS T Complete torque motor 1FW3 Customer-specific winding version Water cooling EQI 1325 (multi-turn) A-32 K02 2048 S/R with C and D track (encoder IC2048S/R) Encoder mounting via belt IMB 14 Terminal box on top traverse right MPM (top-top-top) hollow shaft, Degree of protection IP54 2x floating bearing A11: Motor protection 3x PTC A25: 2nd KTY in terminal box U03: CU coil, cooling circuit Open without cover U10: End plate DE for aggregates without complete finishing with grease slinger for closing Y84: Customer spec. rating plate | alterado Out19 | 0 | 7
1FW3156-1GQ72-5CA4-Z | A11U03U10Y84 | 1FW3156-1GQ72-5CA4-ZA11U03U10Y84 | 1 | UN | 1 | 40 | X | D | N | N | 85015230 | 1 |  | 171 | KG | 21282.68 | 21282.68 | MC05 | MC05 | SIMOTICS T Complete torque motor 1FW3 Customer-specific winding version Water cooling EQI 1325 (multi-turn) A-32 K02 2048 S/R with C and D track (encoder IC2048S/R) Encoder mounting via belt IMB 14 Terminal box on top traverse right MPM (top-top-top) hollow shaft, Degree of protection IP54 2x floating bearing A11: Motor protection through PTC thermistors (3x PTC) U03: CU coil, cooling circuit Open without cover U10: End plate DE for aggregates without complete finishing with grease slinger (for closing) Y84: Customer spec. on rating plate | alterado Out19 | 0 | 7
1FW3156-1KP72-5CK4-Z | A11K24U03U09 | 1FW3156-1KP72-5CK4-ZA11K24U03U09 | 1 | UN | 1 | 40 | X | D | N | N | 85015290 | 1 |  | 171 | KG | 19482.56 | 19482.56 | MC05 | MC05 | SIMOTICS T Complete torque motor 1FW3 Customer-specific winding version 750rpm, 39.3kW, 500Nm, 76A Water cooling; EQI 1325 SMI (multi-turn) A-32 K02 Coaxial encoder mounting IMB 14 Terminal box on top traverse right MPM (top-top-top) Special shaft DEMAG/ KMK aggregate motor Degree of protection IP54; 2x floating bearing A11: Motor protection through PTC thermistors (3x PTC) K24: Only primer coat RAL 6021 (green) without color U03: CU coil, cooling circuit Open without cover U09: Without complete finishing DE without grease slinger (aggreg. mot.) | alterado Out19 | 0 | 7
1FW3156-1ME62-7AE0-Z | K40M02N99T20X53Y84 | 1FW3156-1ME62-7AE0-ZK40M02N99T20X53Y84 | 1 | UN | 1 | 30 | D | D | N | N | 85015220 | 1 |  | 171 | KG | 16333.64 | 16333.64 | MC05 | MC05 | SIMOTICS T Complete torque motor 1FW3 Customer-specific winding version Water cooling ERM 280 (incremental) I-2048 Coaxial encoder mounting IM B14 Terminal box on top: NDE MPM (top-top-top) Hollow shaft Degree of protection IP54 2x floating bearing standard K40: Regreasing system N99: rating plate with/without water cooling T20: shaft cover on NDE Y84: Customer specifications on the rating plate X53: Paint finish in RAL7035 M02: Cable gland M63x 1.5 Removable plate for GK 630 | alterado Out19 | 0 | 7
1FW3156-1ME62-7AE0-Z | K40N99T20X02Y84 | 1FW3156-1ME62-7AE0-ZK40N99T20X02Y84 | 1 | UN | 1 | 30 | D | D | EAR99H | N | 85015220 | 1 |  | 171 | KG | 15192.51 | 15192.51 | MC05 | MC05 | SIMOTICS T Complete torque motor 1FW3 Customer-specific winding version Water cooling ERM 280 (incremental) I-2048 Coaxial encoder mounting IM B14 Terminal box on top: NDE MPM (top-top-top) Hollow shaft Degree of protection IP54 2x floating bearing standard K40: regreasing system N99: rating plate With/without water cooling T20: shaft cover on NDE Y84: Customer specifications on the rating plate X02: Paint finish cream white RAL 9001 | alterado Out19 | 0 | 7
1FW3156-1ME62-7AE0-Z | K40N99T20X53Y84 | 1FW3156-1ME62-7AE0-ZK40N99T20X53Y84 | 1 | UN | 1 | 30 | D | D | N | N | 85015220 | 1 |  | 171 | KG | 15482.38 | 15482.38 | MC05 | MC05 | SIMOTICS T Complete torque motor 1FW3 Customer-specific winding version Water cooling ERM 280 (incremental) I-2048 Coaxial encoder mounting IM B14 Terminal box on top: NDE MPM (top-top-top) Hollow shaft Degree of protection IP54 2x floating bearing standard K40: Regreasing system N99: rating plate with/without water cooling T20: shaft cover on NDE Y84: Customer specifications on the rating plate X53: Paint finish in RAL7035 | alterado Out19 | 0 | 7
1FW3156-1MH62-7AA0-Z | K40T20 | 1FW3156-1MH62-7AA0-ZK40T20 | 1 | UN | 1 | 30 | D | D | N | 9I999IR | 85015230 | 1 |  | 171 | KG | 13590.79 | 13590.79 | MC05 | MC05 | SIMOTICS T Complete torque motor 1FW3 Customer-specific winding version Water cooling ERM 280 (incremental) I-2048 T01 Coaxial encoder mounting IMB 14 Terminal box on top: NDE Water connection on the left Hollow shaft Degree of protection IP54 Standard bearing K40: Regreasing system T20: shaft cover on NDE (with coaxial encoder mounting not required) | alterado Out19 | 0 | 7
1FW3156-1ML62-7AA0-Z | K40T20X53 | 1FW3156-1ML62-7AA0-ZK40T20X53 | 1 | UN | 1 | 30 | D | D | N | N | 85015230 | 1 |  | 171 | KG | 13992.73 | 13992.73 | MC05 | MC05 | SIMOTICS T Complete torque motor 1FW3 550rpm, 28.8kW, 500Nm, 53A, 448V Water cooling ERM 280 (incremental) I-2048 T0 Coaxial encoder mounting IMB 14 Terminal box on top: NDE hollow shaft; Degree of protection IP54 Standard bearing K40: Regreasing system X53: Paint finish in RAL7035 (light gray) T20: shaft cover on NDE (with coaxial encoder mounting not required) | alterado Out19 | 0 | 7
1FW3156-1MP62-7AA0-Z | K23K40X18 | 1FW3156-1MP62-7AA0-ZK23K40X18 | 1 | UN | 1 | 30 | D | D | N | N | 85015230 | 1 |  | 171 | KG | 13945.86 | 13945.86 | MC05 | MC05 | SIMOTICS T Complete torque motor 1FW3 600rpm, 31.4kW, 500Nm water cooling ERM 280 (incremental) I-2048 T01 Coaxial encoder mounting IMB 14 Terminal box on top: NDE, Water connection on the left Hollow shaft Degree of protection IP54 Standard bearing K40: Regreasing system K23: Primer coat RAL 6021 X18: Paint finish RAL 9018 | alterado Out19 | 0 | 7
1FW3156-1MP62-7AA0-Z | K23K40X18Y84 | 1FW3156-1MP62-7AA0-ZK23K40X18Y84 | 1 | UN | 1 | 30 | D | D | N | N | 85015230 | 1 |  | 171 | KG | 13945.86 | 13945.86 | MC05 | MC05 | SIMOTICS T Complete torque motor 1FW3 600rpm, 31.4kW, 500Nm water cooling ERM 280 (incremental) I-2048 T01 Coaxial encoder mounting IMB 14 Terminal box on top: NDE, Water connection on the left Hollow shaft Degree of protection IP54 Standard bearing K40: Regreasing system K23: Primer coat RAL 6021 X18: Paint finish RAL 9018 Y84: Customer specifications on the rating plate | alterado Out19 | 0 | 7
1FW3156-1MP62-7AA0-Z | K40T20X02Y84 | 1FW3156-1MP62-7AA0-ZK40T20X02Y84 | 1 | UN | 1 | 30 | D | D | N | N | 85015230 | 1 |  | 171 | KG | 13879.81 | 13879.81 | MC05 | MC05 | SIMOTICS T Complete torque motor 1FW3 Customer-specific winding version Water cooling ERM 280 (incremental) I-2048 T01 Coaxial encoder mounting IMB 14 Terminal box on top: NDE Water connection on the left hollow shaft; Degree of protection IP54 Standard bearing K40: Regreasing system T20: shaft cover on NDE (with coaxial encoder mounting not required) X02: Paint finish cream white RAL 9001 Y84: Customer specifications on the rating plate | alterado Out19 | 0 | 7
1FW3156-1MP62-7AA0-Z | K40X02Y84 | 1FW3156-1MP62-7AA0-ZK40X02Y84 | 1 | UN | 1 | 30 | D | D | N | N | 85015230 | 1 |  | 171 | KG | 13366.59 | 13366.59 | MC05 | MC05 | SIMOTICS T Complete torque motor 1FW3 600rpm, 31.4kW, 500Nm water cooling ERM 280 (incremental) I-2048 T01 Coaxial encoder mounting IMB 14 Terminal box on top: NDE, Water connection on the left hollow shaft; Degree of protection IP54 Standard bearing K40: Regreasing system X02: Paint finish cream white RAL 9001 Y84: Customer specifications on the rating plate | alterado Out19 | 0 | 7
1FW3156-1MP62-7AE0-Z | K40T20X02Y84 | 1FW3156-1MP62-7AE0-ZK40T20X02Y84 | 1 | UN | 1 | 30 | D | D | N | N | 85015230 | 1 |  | 171 | KG | 14726.59 | 14726.59 | MC05 | MC05 | SIMOTICS T Complete torque motor 1FW3 810rpm, 42.4kW, 500Nm, 76A, 448V Water cooling; ERM 280 (incremental) I-2048 T01 Coaxial encoder mounting IMB 14 Terminal box on top: NDE Special shaft Brueckner (higher accuracy) Degree of protection IP54 Standard bearing K40: Regreasing system T20: shaft cover on NDE (for coaxial encoder mounting not required) X02: Paint finish cream white RAL 9001 Y84: Customer specifications on the rating plate | alterado Out19 | 0 | 7
1FW3158-1EM62-8CK0-Z | A11A25K84T20U03U21Y84 | 1FW3158-1EM62-8CK0-ZA11A25K84T20U03U21Y84 | 1 | UN | 1 | 40 | X | D | N | N | 85015230 | 1 |  | 171 | KG | 18670.19 | 18670.19 | MC05 | MC05 | SIMOTICS T Complete torque motor 1FW3 Customer-specific winding version (encoder AM2048S/R) Coaxial encoder mounting IMB 14 Terminal box on top: DE MPM (top-top-top) Special shaft DEMAG/ KMK aggregate motor A11: (3x PTC) A25: 2nd KTY in terminal box K84: Connector outlet direction rotated by 90Â° T20: Shaft cover on NDE U03: CU coil Open cooling circuit Without cover U21: Protection bar Y84: Customer specifications rating plate | alterado Out19 | 0 | 7
1FW3158-1EP72-6AA0 |  | 1FW3158-1EP72-6AA0 | 1 | UN | 1 | 30 | D | D | N | N | 85015290 | 1 |  | 171 | KG | 13660.03 | 13660.03 | MC05 | MC05 | SIMOTICS T Complete torque motor 1FW3 750rpm, 55.0kW, 700Nm, 124A (encoder AM2048S/R) Encoder mounting via belt IMB 14 Terminal box on top transverse left Hollow shaft Degree of protection IP54 Standard bearing | alterado Out19 | 0 | 7
1FW3201-1AL72-6AA0-Z | K40X06 | 1FW3201-1AL72-6AA0-ZK40X06 | 1 | UN | 1 | 30 | D | D | N | N | 85015230 | 1 |  | 127 | KG | 11995.08 | 11995.08 | MC05 | MC05 | SIMOTICS T Complete torque motor 1FW3 450rpm, 14.1kW 300 Nm, 37A, 349V 500rpm, 15.7kW 300 Nm, 37A, 386V 550rpm, 17.3kW 300 Nm, 37A, 424V water cooling INCREM. ENCODER SIN/COS 1VPP 2048 S/R WITH C- AND D-TRACK (ENCODER IC2048S/R) ENCODER MOUNTING OVER BELT IMB 14 TERMINAL BOX ABOVE: CROSSSWISE LEFT Temperature sensor KTY HOLLOW-SHAFT DEGREE OF PROTECTION IP 54 STORAGE STANDARD K40: REGREASING DEVICE ON D-END AND ND-END . | alterado Out19 | 0 | 0
1FW3201-1GL72-5CK0-Z | A11A25K24U03U11Y84 | 1FW3201-1GL72-5CK0-ZA11A25K24U03U11Y84 | 1 | UN | 1 | 40 | X | D | N | N | 85015230 | 1 |  | 127 | KG | 16832.33 | 16832.33 | MC05 | MC05 | SIMOTICS T Complete torque motor 1FW3 Customer-specific winding version water cooling Encoder IC2048S/R via belt IMB 14 Terminal box transverse right MPM (top-top-top) A11: Motor protection through PTC thermistors (3x PTC) A25: 2nd KTY in terminal box K24: Only primer coat RAL 6021 (green) without color U03: CU coil Open cooling circuit without cover U11: With complete processing Y84: Customer specifications on the rating plate | alterado Out19 | 0 | 7
1FW3201-1GY72-5CK0-Z | A11K24N02U02U11 | 1FW3201-1GY72-5CK0-ZA11K24N02U02U11 | 1 | UN | 1 | 40 | X | D | N | N | 85015230 | 1 |  | 127 | KG | 19534.48 | 19534.48 | MC05 | MC05 | SIMOTICS T Complete torque motor 1FW3 Customer-specific winding version Water cooling Encoder IC2048S/R via belt IMB 14 Terminal box transverse right MPM (top-top-top) A11: Motor protection through PTC thermistors (3x PTC) K24: Only primer coat RAL 6021 (green) without color N02: Special winding U02: CU coil Open cooling circuit with cover U11: With complete finishing (for aggregate motors) | alterado Out19 | 0 | 7
1FW3201-1KY72-5CK0-Z | A11K24N02U03U09 | 1FW3201-1KY72-5CK0-ZA11K24N02U03U09 | 1 | UN | 1 | 40 | X | D | N | N | 85015230 | 1 |  | 127 | KG | 20170.16 | 20170.16 | MC05 | MC05 | SIMOTICS T Complete torque motor 1FW3 Customer-specific winding version Water cooling Encoder IC2048S/R via belt IMB 14 Terminal box Transverse right MPM (top-top-top) A11: (3x PTC) K24: Only primer coat RAL 6021 N02: Special winding U03: CU coil Open cooling circuit U09: Without complete finishing DE without grease slinger | alterado Out19 | 0 | 7
1FW3201-1ME62-7AA0-Z | K40T20 | 1FW3201-1ME62-7AA0-ZK40T20 | 1 | UN | 1 | 30 | D | D | N | N | 85015220 | 1 |  | 127 | KG | 11188.48 | 11188.48 | MC05 | MC05 | SIMOTICS T Complete torque motor 1FW3 160rpm, 5.0kW, 300 Nm, 13 A, 395V water cooling ERM 280 (incremental) I-2048 T0 Coaxial encoder mounting IMB 14 Terminal box on top: NDE, Hollow shaft Degree of protection IP54 Standard bearing K40: regreasing system T20: shaft cover on NDE (with coaxial encoder mounting not required) | alterado Out19 | 0 | 7
1FW3201-1ME62-7AA0-Z | K40T20X56 | 1FW3201-1ME62-7AA0-ZK40T20X56 | 1 | UN | 1 | 30 | D | D | N | N | 85015220 | 1 |  | 127 | KG | 11425.84 | 11425.84 | MC05 | MC05 | SIMOTICS T Complete torque motor 1FW3 160rpm, 5.0kW, 300 Nm, 13 A, 395 V Water cooling ERM 280 (incremental) I-2048 T0 Coaxial encoder mounting IMB 14 Terminal box on top: NDE Hollow shaft Degree of protection IP54 Standard bearing K40: Regreasing system T20: shaft cover on NDE (with coaxial encoder mounting not required) X56: RAL 013 (oyster white) | alterado Out19 | 0 | 7
1FW3201-1MH62-7AA0-Z | K40N99X29 | 1FW3201-1MH62-7AA0-ZK40N99X29 | 1 | UN | 1 | 30 | D | D | N | N | 85015230 | 1 |  | 127 | KG | 11431.07 | 11431.07 | MC05 | MC05 | SIMOTICS T Complete torque motor 1FW3 330rpm, 10.4kW, 300 Nm, 23A, 412V Water cooling; ERM 280 (incremental) I-2048 T01 Coaxial encoder mounting IMB 14 Terminal box on top: NDE, hollow shaft; Degree of protection IP54 Standard bearing K40: Regreasing system N99: Specifications on the rating plate with/without water cooling X29: RAL 7005 (mouse gray) | alterado Out19 | 0 | 7
1FW3201-1MH62-7AE0-Z | K24K40N99T20Y84 | 1FW3201-1MH62-7AE0-ZK24K40N99T20Y84 | 1 | UN | 1 | 30 | D | D | N | N | 85015230 | 1 |  | 127 | KG | 12455.76 | 12455.76 | MC05 | MC05 | SIMOTICS T Complete torque motor 1FW3 Customer-specific winding version Water cooling; ERM 280 (incremental) I-2048 T01 Coaxial encoder mounting IMB 14 Terminal box on top: NDE Degree of protection IP54 Standard bearing K24: only primer coat; RAL 6021 (green) without color K40: Regreasing system N99: Specification on rating plate with/without water cooling T20: shaft cover on NDE for coaxial encoder mounting not required Y84: Customer specifications on the rating plate | alterado Out19 | 0 | 7
1FW3201-1MH62-7AE0-Z | K40N99T20X32 | 1FW3201-1MH62-7AE0-ZK40N99T20X32 | 1 | UN | 1 | 30 | D | D | N | N | 85015230 | 1 |  | 127 | KG | 12744.81 | 12744.81 | MC05 | MC05 | SIMOTICS T Complete torque motor 1FW3 330rpm, 10.4kW, 300 Nm, 23A, 412V; Water cooling; ERM 280 (incremental) I-2048 T01 Coaxial encoder mounting IMB 14 Terminal box on top: NDE Special shaft Brueckner (higher accuracy) Degree of protection IP54 Standard bearing K40: Regreasing system N99: Specification on rating plate with/without water cooling T20: shaft cover on NDE for coaxial encoder mounting not required X32: Color RAL 6021 (green) | alterado Out19 | 0 | 7
1FW3201-1MH62-7AE0-Z | K40N99T20X32Y84 | 1FW3201-1MH62-7AE0-ZK40N99T20X32Y84 | 1 | UN | 1 | 30 | D | D | N | N | 85015230 | 1 |  | 127 | KG | 12744.81 | 12744.81 | MC05 | MC05 | SIMOTICS T Complete torque motor 1FW3 Customer-specific winding version Water cooling; ERM 280 (incremental) I-2048 T01 Coaxial encoder mounting IMB 14 Terminal box on top: NDE Special shaft Brueckner (higher accuracy) Degree of protection IP54 Standard bearing K40: Regreasing system N99: Specification on rating plate with/without water cooling T20: shaft cover on NDE for coaxial encoder mounting not required X32: Color RAL 6021 (green) Y84: Customer specifications on the rating plate | alterado Out19 | 0 | 7
1FW3201-1ML62-6AA0-Z | K40T20 | 1FW3201-1ML62-6AA0-ZK40T20 | 1 | UN | 1 | 30 | D | D | N | N | 85015230 | 1 |  | 127 | KG | 11188.48 | 11188.48 | MC05 | MC05 | SIMOTICS T Complete torque motor 1FW3 550rpm, 17.3kW, 300 Nm, 37A, 424V Water cooling; ERM 280 (incremental) I-2048 T01 Coaxial encoder mounting IMB 14 Terminal box on top traverse left Hollow shaft Degree of protection IP54 Standard bearing K40: regreasing system T20: shaft cover on NDE for coaxial encoder mounting not required | alterado Out19 | 0 | 7
1FW3201-1ML62-6AA0-Z | K40T20X02 | 1FW3201-1ML62-6AA0-ZK40T20X02 | 1 | UN | 1 | 30 | D | D | N | N | 85015230 | 1 |  | 127 | KG | 11136.49 | 11136.49 | MC05 | MC05 | SIMOTICS T Complete torque motor 1FW3 550rpm, 17.3kW, 300 Nm, 37A, 424V Water cooling; ERM 280 (incremental) I-2048 T01 Coaxial encoder mounting IMB 14 Terminal box on top traverse left Hollow shaft Degree of protection IP54 Standard bearing K40: Regreasing system T20: shaft cover on NDE for coaxial encoder mounting not required X02: Paint finish cream white RAL 9001 | alterado Out19 | 0 | 7
1FW3201-1ML62-6AA0-Z | K40T20X06 | 1FW3201-1ML62-6AA0-ZK40T20X06 | 1 | UN | 1 | 30 | D | D | N | N | 85015230 | 1 |  | 127 | KG | 11136.49 | 11136.49 | MC05 | MC05 | SIMOTICS T Complete torque motor 1FW3 550rpm, 17.3kW, 300 Nm, 37A, 424V Water cooling; ERM 280 (incremental) I-2048 T01 Coaxial encoder mounting IMB 14 Terminal box on top traverse left Hollow shaft Degree of protection IP54 Standard bearing K40: Regreasing system T20: shaft cover on NDE for coaxial encoder mounting not required X06: Paint finish RAL 1015 light ivory | alterado Out19 | 0 | 7
1FW3201-1ML62-6AA0-Z | K40T20X53 | 1FW3201-1ML62-6AA0-ZK40T20X53 | 1 | UN | 1 | 30 | D | D | N | N | 85015230 | 1 |  | 127 | KG | 11426.34 | 11426.34 | MC05 | MC05 | SIMOTICS T Complete torque motor 1FW3 550rpm, 17.3kW, 300 Nm, 37A, 424V Water cooling; ERM 280 (incremental) I-2048 T01 Coaxial encoder mounting IMB 14 Terminal box on top traverse left Hollow shaft Degree of protection IP54 Standard bearing K40: Regreasing system T20: shaft cover on NDE for coaxial encoder mounting not required X53: Paint finish RAL7035 (light gray) | alterado Out19 | 0 | 7
1FW3201-1ML62-6AA0-Z | K40T20X56 | 1FW3201-1ML62-6AA0-ZK40T20X56 | 1 | UN | 1 | 30 | D | D | N | N | 85015230 | 1 |  | 127 | KG | 11425.84 | 11425.84 | MC05 | MC05 | SIMOTICS T Complete torque motor 1FW3 550rpm, 17.3kW, 300 Nm, 37A, 424V Water cooling; ERM 280 (incremental) I-2048 T01 Coaxial encoder mounting IMB 14 Terminal box on top traverse left Hollow shaft Degree of protection IP54 Standard bearing K40: Regreasing system T20: shaft cover on NDE for coaxial encoder mounting not required X56: Paint finish oyster white RAL 1013 | alterado Out19 | 0 | 7
1FW3201-1SK72-6AA0-Z | K40 | 1FW3201-1SK72-6AA0-ZK40 | 1 | UN | 1 | 30 | D | D | N | N | 85015230 | 1 |  | 127 | KG | 13013.78 | 13013.78 | MC05 | MC05 | SIMOTICS T Complete torque motor 1FW3 450rpm, 14.1kW, 300 Nm, 32A water cooling Resolver multi-pole Encoder mounting via belt IMB 14 terminal box Transverse left on top Water connection on the left Hollow shaft Degree of protection IP54 Standard bearing Only in connection with K40 K40: regreasing system | alterado Out19 | 0 | 7
1FW3201-1SL72-6AA0 |  | 1FW3201-1SL72-6AA0 | 1 | UN | 1 | 30 | D | D | N | N | 85015230 | 1 |  | 127 | KG | 10064.51 | 10064.51 | MC05 | MC05 | SIMOTICS T Complete torque motor 1FW3 450rpm, 14.1kW 300 Nm, 37A, 349V 500rpm, 15.7kW 300 Nm, 37A, 386V 550rpm, 17.3kW 300 Nm, 37A, 424V water cooling RESOLVER MULTI-POLE ENCODER MOUNTING OVER BELT IMB 14 TERMINAL BOX ABOVE: CROSSSWISE LEFT Temperature sensor KTY HOLLOW-SHAFT DEGREE OF PROTECTION IP 54 STORAGE STANDARD | alterado Out19 | 0 | 0
1FW3202-1AJ72-6AA0 |  | 1FW3202-1AJ72-6AA0 | 1 | UN | 1 | 30 | D | D | N | N | 85015230 | 1 |  | 156 | KG | 13512.63 | 13512.63 | MC05 | MC05 | SIMOTICS T Complete torque motor 1FW3 140rpm, 7.3kW, 500Nm, 21A, 329V 150rpm, 7.9kW, 500Nm, 21A, 350 V 160rpm, 8.4kW, 500Nm, 21A, 371V water cooling special winding: 400rpm Availability on request Incremental encoder sin/cos 1 Vpp 2048 S/R with C and D track (encoder IC2048S/R) Encoder mounting via belt IMB 14 Terminal box on top transverse left Water connection on the left Hollow shaft Degree of protection IP54 bearings standard | alterado Out19 | 0 | 7
1FW3202-1AL72-6AA0-Z | K40X06 | 1FW3202-1AL72-6AA0-ZK40X06 | 1 | UN | 1 | 30 | D | D | N | N | 85015230 | 1 |  | 156 | KG | 14116.79 | 14116.79 | MC05 | MC05 | SIMOTICS T Complete torque motor 1FW3 450rpm, 23.6kW 500Nm, 59A, 340V 500rpm, 26.2kW 500Nm, 59A, 376V 550rpm, 28.8kW 500Nm, 59A, 412V water cooling INCREM. ENCODER SIN/COS 1VPP 2048 S/R WITH C- AND D-TRACK (ENCODER IC2048S/R) ENCODER MOUNTING OVER BELT IMB 14 TERMINAL BOX ABOVE: CROSSSWISE LEFT Temperature sensor KTY HOLLOW-SHAFT DEGREE OF PROTECTION IP 54 STORAGE STANDARD K40: REGREASING DEVICE ON D-END AND ND-END . | alterado Out19 | 0 | 0
1FW3202-1FH72-6AA0-Z | K40 | 1FW3202-1FH72-6AA0-ZK40 | 1 | UN | 1 | 30 | D | D | N | N | 85015230 | 1 |  | 156 | KG | 14696.07 | 14696.07 | MC05 | MC05 | SIMOTICS T Complete torque motor 1FW3 270rpm, 14.1kW 500Nm, 37A, 330V 300rpm, 15.7kW 500Nm, 37A, 365V 330rpm, 17.3kW 500Nm, 37A, 399V water cooling ABSOLUTE ENCODER 22 BIT + 12 BIT MULTITURN (AM22DQ) ENCODER MOUNTING OVER BELT IMB 14 TERMINAL BOX ABOVE: CROSSSWISE LEFT Temperature sensor via DRIVE CLiQ interface HOLLOW-SHAFT DEGREE OF PROTECTION IP 54 STORAGE STANDARD K40: REGREASING DEVICE ON D-END AND ND-END | alterado Out19 | 0 | 0
1FW3202-1GP72-5CK4-Z | A11A25K24U03U11Y84 | 1FW3202-1GP72-5CK4-ZA11A25K24U03U11Y84 | 1 | UN | 1 | 40 | X | D | N | N | 85015230 | 1 |  | 156 | KG | 19648.42 | 19648.42 | MC05 | MC05 | SIMOTICS T Complete torque motor 1FW3 Customer-specific winding version water cooling EQI 1325 (multi-turn) A-32 Encoder mounting via belt IMB 14 Terminal box on top traverse right MPM (top-top-top) KMK aggregate motor A11: Motor protection through PTC thermistors (3x PTC) A25: 2nd KTY in terminal box K24: Only primer coat RAL 6021 U03: CU coil Open cooling circuit without cover U11: With complete processing Y84: Customer specifications on the rating plate | alterado Out19 | 0 | 7
1FW3202-1GY72-5CK0-Z | A11A25K24N04U03U11Y84 | 1FW3202-1GY72-5CK0-ZA11A25K24N04U03U11Y84 | 1 | UN | 1 | 40 | X | D | N | N | 85015230 | 1 |  | 156 | KG | 22361.11 | 22361.11 | MC05 | MC05 | SIMOTICS T Complete torque motor 1FW3 Customer-specific winding version Water cooling Encoder IC2048S/R via belt IMB 14 Terminal box Transverse right MPM (top-top-top) A11: (3x PTC) A25: 2nd KTY in terminal box K24: Only primer coat RAL 6021 N04: Special winding U03: CU coil Open cooling circuit U11: With complete processing | alterado Out19 | 0 | 7
1FW3202-1GY72-5CK0-Z | A11K24N04U02U11 | 1FW3202-1GY72-5CK0-ZA11K24N04U02U11 | 1 | UN | 1 | 40 | X | D | N | N | 85015230 | 1 |  | 156 | KG | 22042.89 | 22042.89 | MC05 | MC05 | SIMOTICS T Complete torque motor 1FW3 Customer-specific winding version Water cooling Encoder IC2048S/R via belt IMB 14 Terminal box Transverse right on top MPM (top-top-top) A11: Motor protection through PTC thermistors (3x PTC) K24: Only primer coat RAL 6021 N04: Special winding U02: CU coil Open cooling circuit with cover U11: With complete processing | alterado Out19 | 0 | 7
1FW3202-1GY72-5CK0-Z | A11K24N04U02U11Y84 | 1FW3202-1GY72-5CK0-ZA11K24N04U02U11Y84 | 1 | UN | 1 | 40 | X | D | N | N | 85015230 | 1 |  | 156 | KG | 22042.89 | 22042.89 | MC05 | MC05 | SIMOTICS T Complete torque motor 1FW3 Customer-specific winding version Water cooling Encoder IC2048S/R via belt IMB 14 Terminal box Transverse right on top MPM (top-top-top) A11: 3x PTC K24: Only primer coat RAL 6021 N04: Special winding U02: CU coil cooling circuit with cover U11: With complete processing Y84: Customer specifications on the rating plate | alterado Out19 | 0 | 7
1FW3202-1GY72-5CK0-Z | A11K24N04U03U11Y84 | 1FW3202-1GY72-5CK0-ZA11K24N04U03U11Y84 | 1 | UN | 1 | 40 | X | D | N | N | 85015230 | 1 |  | 156 | KG | 22042.89 | 22042.89 | MC05 | MC05 | SIMOTICS T Complete torque motor 1FW3 Customer-specific winding version Water cooling Encoder IC2048S/R via belt IMB 14 Terminal box Transverse right on top MPM (top-top-top) A11: 3x PTC K24: Only primer coat RAL 6021 N04: Special winding U03: CU coil cooling circuit Without cover U11: With complete processing Y84: Customer specifications on the rating plate | alterado Out19 | 0 | 7
1FW3202-1GY72-5CK4-Z | A11K24N06U02U11 | 1FW3202-1GY72-5CK4-ZA11K24N06U02U11 | 1 | UN | 1 | 40 | X | D | N | N | 85015230 | 1 |  | 156 | KG | 22464.71 | 22464.71 | MC05 | MC05 | SIMOTICS T Complete torque motor 1FW3 Customer-specific winding version Water cooling EQI 1325 (multi-turn) A-32 Encoder mounting via belt IMB 14 Terminal box on top traverse right MPM (top-top-top) KMK aggregate motor A11: Motor protection through PTC thermistors (3x PTC) K24: Only primer coat RAL 6021 N06: Special winding U02: CU coil Open cooling circuit U11: With complete processing | alterado Out19 | 0 | 7
1FW3202-1KY72-5CK0-Z | A11K24N04U03U09 | 1FW3202-1KY72-5CK0-ZA11K24N04U03U09 | 1 | UN | 1 | 40 | X | D | N | N | 85015230 | 1 |  | 156 | KG | 22678.58 | 22678.58 | MC05 | MC05 | SIMOTICS T Complete torque motor 1FW3 Customer-specific winding version Water cooling (encoder IC2048S/R) via belt IMB 14 Terminal box Transverse right MPM (top-top-top) A11: 3x PTC K24: Only primer coat RAL 6021 N04: Special winding U03: CU coil cooling circuit Without cover U09: Without complete finishing DE without grease slinger | alterado Out19 | 0 | 7
1FW3202-1KY72-5CK4-Z | A11K24N06U03U09 | 1FW3202-1KY72-5CK4-ZA11K24N06U03U09 | 1 | UN | 1 | 40 | X | D | N | N | 85015230 | 1 |  | 156 | KG | 23224.24 | 23224.24 | MC05 | MC05 | SIMOTICS T Complete torque motor 1FW3 Customer-specific winding version Water cooling EQI 1325 SMI (multi-turn) A-32 Encoder mounting via belt IMB 14 Terminal box Transverse right on top MPM (top-top-top) Degree of protection IP54 Standard bearing A11: Motor protection 3x PTC K24: Only primer coat RAL 6021 (green) without color N06: Special winding U03: CU coil, cooling circuit Open without cover U09: Without complete finishing DE without grease slinger (aggregate motors) | alterado Out19 | 0 | 7
1FW3202-1ME62-7AE0-Z | K40N99T20X02Y84 | 1FW3202-1ME62-7AE0-ZK40N99T20X02Y84 | 1 | UN | 1 | 30 | D | D | N | N | 85015220 | 1 |  | 156 | KG | 14618.26 | 14618.26 | MC05 | MC05 | SIMOTICS T Complete torque motor 1FW3 Customer-specific winding version Water cooling ERM 280 (incremental) I-2048 T0 Coaxial encoder mounting IMB 14 Terminal box on top: NDE Special shaft Brueckner (higher accuracy) Degree of protection IP54 Standard bearing K40: Regreasing system N99: Specification on rating plate with/without water cooling T20: shaft cover on NDE (for coax. encoder mounting not required) X02: Color cream white RAL 9001 Y84: Customer specifications on the rating plate | alterado Out19 | 0 | 7
1FW3202-1ME62-7AE0-Z | K40N99T20X53 | 1FW3202-1ME62-7AE0-ZK40N99T20X53 | 1 | UN | 1 | 30 | D | D | N | N | 85015220 | 1 |  | 156 | KG | 14908.11 | 14908.11 | MC05 | MC05 | SIMOTICS T Complete torque motor 1FW3 Customer-specific winding version Water cooling ERM 280 (incremental) I-2048 T0 Coaxial encoder mounting IMB 14 Special shaft Brueckner (higher accuracy) Degree of protection IP54 Standard bearing K40: Regreasing system N99: Specification on rating plate with/without water cooling T20: shaft cover on NDE (for coax. encoder mounting not required) X53: Paint finish RAL7035 (light gray) | alterado Out19 | 0 | 7
1FW3202-1ME62-7AE0-Z | K40N99T20X53Y84 | 1FW3202-1ME62-7AE0-ZK40N99T20X53Y84 | 1 | UN | 1 | 30 | D | D | N | N | 85015220 | 1 |  | 156 | KG | 14908.11 | 14908.11 | MC05 | MC05 | SIMOTICS T Complete torque motor 1FW3 160rpm, 8.4kW, 500Nm, 21A, 371V Water cooling ERM 280 (incremental) I-2048 T0 Coaxial encoder mounting IMB 14 Terminal box on top: NDE Special shaft Brueckner (higher accuracy) Degree of protection IP54 Standard bearing K40: Regreasing system N99: Specification on rating plate with/without water cooling T20: shaft cover on NDE (for coax. encoder mounting not required) X53: light gray (RAL7035) Y84: Customer specifications on the rating plate | alterado Out19 | 0 | 7
1FW3202-1MH62-7AE0-Z | K40N99T20X53Y84 | 1FW3202-1MH62-7AE0-ZK40N99T20X53Y84 | 1 | UN | 1 | 30 | D | D | N | N | 85015230 | 1 |  | 156 | KG | 14908.12 | 14908.12 | MC05 | MC05 | SIMOTICS T Complete torque motor 1FW3 300rpm, 15.7kW, 500Nm, 37A, 365V; Water cooling; ERM 280 (incremental) I-2048 T01 Coaxial encoder mounting IMB 14 Terminal box on top: NDE, Water connection on the left Special shaft Brueckner (higher accuracy); degree of protection IP54; Standard bearing K41: Regreasing system on DE+ NDE; N99: Specification on rating plate; with/without water cooling T20: Shaft cover on NDE (for coaxial encoder mounting not required) X53: RAL7035 (light gray) Y84: Customer specifications on the rating plate | alterado Out19 | 0 | 7
1FW3202-1MJ62-6AA0-Z | K40 | 1FW3202-1MJ62-6AA0-ZK40 | 1 | UN | 1 | 30 | D | D | N | N | 85015230 | 1 |  | 156 | KG | 13304.52 | 13304.52 | MC05 | MC05 | SIMOTICS T Complete torque motor 1FW3 Customer-specific winding version water cooling ERM 280 (incremental) I-2048 T01 Coaxial encoder mounting IMB 14 Terminal box on top traverse left Degree of protection IP54 Standard bearing K40: regreasing system | alterado Out19 | 0 | 7
1FW3202-1MJ62-7AA0-Z | K40 | 1FW3202-1MJ62-7AA0-ZK40 | 1 | UN | 1 | 30 | D | D | N | N | 85015230 | 1 |  | 156 | KG | 13304.52 | 13304.52 | MC05 | MC05 | SIMOTICS T Complete torque motor 1FW3 Customer-specific winding version water cooling ERM 280 (incremental) I-2048 T01 Coaxial encoder mounting IMB 14 Terminal box on top: NDE, Degree of protection IP54 Standard bearing K40: regreasing system | alterado Out19 | 0 | 7
1FW3202-1MJ62-7AA0-Z | K40N99 | 1FW3202-1MJ62-7AA0-ZK40N99 | 1 | UN | 1 | 30 | D | D | N | N | 85015230 | 1 |  | 156 | KG | 13304.52 | 13304.52 | MC05 | MC05 | SIMOTICS T Complete torque motor 1FW3 Customer-specific winding version water cooling ERM 280 (incremental) I-2048 T01 Coaxial encoder mounting IMB 14 Terminal box on top: NDE, Degree of protection IP54 Standard bearing K40: regreasing system N99: Specification on the rating plate with/without water cooling | alterado Out19 | 0 | 7
1FW3202-1MJ62-7AA0-Z | K40N99T20X02Y84 | 1FW3202-1MJ62-7AA0-ZK40N99T20X02Y84 | 1 | UN | 1 | 30 | D | D | N | N | 85015230 | 1 |  | 156 | KG | 14036.62 | 14036.62 | MC05 | MC05 | SIMOTICS T Complete torque motor 1FW3 Customer-specific winding version Water cooling; ERM 280 (incremental) I-2048 T01 Coaxial encoder mounting IMB 14 Terminal box on top: NDE Water connection on the left Hollow shaft Degree of protection IP54 Standard bearing K40: Regreasing system N99: Specification on rating plate with/without water cooling T20: shaft cover on NDE (for coaxial encoder mounting not required) X02: Color cream white RAL 9001 Y84: Customer specifications on the rating plate | alterado Out19 | 0 | 7
1FW3202-1MJ62-7AA0-Z | K40N99X02 | 1FW3202-1MJ62-7AA0-ZK40N99X02 | 1 | UN | 1 | 30 | D | D | N | N | 85015230 | 1 |  | 156 | KG | 13593.52 | 13593.52 | MC05 | MC05 | SIMOTICS T Complete torque motor 1FW3 Customer-specific winding version Water cooling ERM 280 (incremental) I-2048 T01 Coaxial encoder mounting IMB 14 Terminal box on top: NDE Degree of protection IP54 Standard bearing K40: Regreasing system N99: Specification on rating plate with/without water cooling X02: Color cream white RAL 9001 | alterado Out19 | 0 | 7
1FW3202-1MJ62-7AE0-Z | K23K40N99T20X18Y84 | 1FW3202-1MJ62-7AE0-ZK23K40N99T20X18Y84 | 1 | UN | 1 | 30 | D | D | N | N | 85015230 | 1 |  | 156 | KG | 15486.58 | 15486.58 | MC05 | MC05 | SIMOTICS T Complete torque motor 1FW3 Customer-specific winding version Water cooling ERM 280 (incremental) I-2048 T0 Coaxial encoder mounting IMB 14 Terminal box on top: NDE Special shaft Brueckner (higher accuracy) Degree of protection IP54 Standard bearing K23: Primer coat RAL 6021 K40: Regreasing system N99: Specification on rating plate with/without water cooling T20: shaft cover on NDE (for coax. encoder mounting not required) X18: Papyrus white RAL 9018 Y84: Customer spec. on rating plate | alterado Out19 | 0 | 7
1FW3202-1MJ62-7AE0-Z | K40M02N99T20X53Y84 | 1FW3202-1MJ62-7AE0-ZK40M02N99T20X53Y84 | 1 | UN | 1 | 30 | D | D | N | N | 85015230 | 1 |  | 156 | KG | 16048.4 | 16048.4 | MC05 | MC05 | SIMOTICS T Complete torque motor 1FW3 Customer-specific winding version Water cooling ERM 280 (incremental) I-2048 T0 Coaxial encoder mounting IMB 14 Terminal box on top: NDE Special shaft Brueckner (higher accuracy) Degree of protection IP54 Standard bearing K40: Regreasing system M02: Cable gland drilled M63x 1.5 Removable front plate for GK 630 N99: Specification on rating plate with/without water cooling T20: shaft cover on NDE (for coax. encoder mounting not req.) X53: RAL7035 (light gray) Y84: Customer spec. on rating plate | alterado Out19 | 0 | 7
1FW3202-1MJ62-7AE0-Z | K40N99T20X02Y84 | 1FW3202-1MJ62-7AE0-ZK40N99T20X02Y84 | 1 | UN | 1 | 30 | D | D | N | N | 85015230 | 1 |  | 156 | KG | 14907.28 | 14907.28 | MC05 | MC05 | SIMOTICS T Complete torque motor 1FW3 Customer-specific winding version Water cooling, ERM 280 (incremental) I-2048 T01 Coaxial encoder mounting IMB 14 Terminal box on top: NDE Special shaft Brueckner (higher accuracy) Degree of protection IP54 Standard bearing K40: Regreasing system N99: Specification on rating plate with/without water cooling T20: shaft cover on NDE (for coax. encoder mounting not required) X02: Color cream white RAL 9001 Y84: Customer specifications on the rating plate | alterado Out19 | 0 | 7
1FW3202-1MJ62-7AE0-Z | K40N99T20X53 | 1FW3202-1MJ62-7AE0-ZK40N99T20X53 | 1 | UN | 1 | 30 | D | D | N | N | 85015230 | 1 |  | 156 | KG | 15197.13 | 15197.13 | MC05 | MC05 | SIMOTICS T Complete torque motor 1FW3 Customer-specific winding version Water cooling ERM 280 (incremental) I-2048 T0 Coaxial encoder mounting IMB 14 Special shaft Brueckner (higher accuracy) Degree of protection IP54 Standard bearing K40: Regreasing system N99: Specification on rating plate with/without water cooling T20: shaft cover on NDE (for coax. encoder mounting not required) X53: Color RAL7035 (light gray) | alterado Out19 | 0 | 7
1FW3202-1MJ62-7AE0-Z | K40N99T20X53Y84 | 1FW3202-1MJ62-7AE0-ZK40N99T20X53Y84 | 1 | UN | 1 | 30 | D | D | N | N | 85015230 | 1 |  | 156 | KG | 15303.93 | 15303.93 | MC05 | MC05 | SIMOTICS T Complete torque motor 1FW3 Customer-specific winding version Water cooling; ERM 280 (incremental) I-2048 T01 Coaxial encoder mounting IMB 14 Terminal box on top: NDE Water connection on the left Special shaft Brueckner (higher accuracy) Degree of protection IP54 Standard bearing K40: Regreasing system N99: Specification on rating plate with/without water cooling T20: shaft cover on NDE (for coax. encoder mounting not req.) X53: RAL7035 (light gray) Y84: Customer specifications on the rating plate | alterado Out19 | 0 | 7
1FW3202-1MJ62-7AE0-Z | K40N99T20Y84 | 1FW3202-1MJ62-7AE0-ZK40N99T20Y84 | 1 | UN | 1 | 30 | D | D | N | N | 85015230 | 1 |  | 156 | KG | 14618.28 | 14618.28 | MC05 | MC05 | SIMOTICS T Complete torque motor 1FW3 Customer-specific winding version water cooling, ERM 280 (incremental) I-2048 T01 Coaxial encoder mounting IMB 14 Terminal box on top: NDE, Special shaft Brueckner (higher accuracy) Degree of protection IP54 Standard bearing K40: regreasing system N99: Specification on rating plate with/without water cooling T20: shaft cover on NDE (for coax. encoder mounting not required) Y84: Customer specifications on the rating plate | alterado Out19 | 0 | 7
1FW3202-1ML62-6AA0-Z | K40T20 | 1FW3202-1ML62-6AA0-ZK40T20 | 1 | UN | 1 | 30 | D | D | N | N | 85015230 | 1 |  | 156 | KG | 13351.81 | 13351.81 | MC05 | MC05 | SIMOTICS T Complete torque motor 1FW3 550rpm, 28.8kW, 500Nm, 59A, 412V water cooling, ERM 280 (incremental) I-2048 T01 Coaxial encoder mounting IMB 14 Terminal box on top traverse left Hollow shaft Degree of protection IP54 Standard bearing K40: regreasing system T20: shaft cover on NDE (with coaxial encoder mounting not required) | alterado Out19 | 0 | 7
1FW3202-1ML62-6AA0-Z | K40T20X02 | 1FW3202-1ML62-6AA0-ZK40T20X02 | 1 | UN | 1 | 30 | D | D | N | N | 85015230 | 1 |  | 156 | KG | 13640.78 | 13640.78 | MC05 | MC05 | SIMOTICS T Complete torque motor 1FW3 550rpm, 28.8kW, 500Nm, 59A, 412V Water cooling ERM 280 (incremental) I-2048 T01 Coaxial encoder mounting IMB 14 Terminal box on top traverse left Hollow shaft Degree of protection IP54 Standard bearing K40: Regreasing system T20: shaft cover on NDE (with coaxial encoder mounting not required) X02: Paint finish cream white RAL 9001 | alterado Out19 | 0 | 7
1FW3202-1ML62-6AA0-Z | K40T20X06 | 1FW3202-1ML62-6AA0-ZK40T20X06 | 1 | UN | 1 | 30 | D | D | N | N | 85015230 | 1 |  | 156 | KG | 13640.78 | 13640.78 | MC05 | MC05 | SIMOTICS T Complete torque motor 1FW3 550rpm, 28.8kW, 500Nm, 59A, 412V Water cooling ERM 280 (incremental) I-2048 T01 Coaxial encoder mounting IMB 14 Terminal box on top traverse left Hollow shaft Degree of protection IP54 Standard bearing K40: Regreasing system T20: shaft cover on NDE (with coaxial encoder mounting not required) X06: Color ivory light RAL 1015 | alterado Out19 | 0 | 7
1FW3202-1ML62-6AA0-Z | K40T20X53 | 1FW3202-1ML62-6AA0-ZK40T20X53 | 1 | UN | 1 | 30 | D | D | N | N | 85015230 | 1 |  | 156 | KG | 13930.65 | 13930.65 | MC05 | MC05 | SIMOTICS T Complete torque motor 1FW3 550rpm, 28.8kW, 500Nm, 59A, 412V Water cooling ERM 280 (incremental) I-2048 T01 Coaxial encoder mounting IMB 14 Terminal box on top traverse left Hollow shaft Degree of protection IP54 Standard bearing K40: Regreasing system T20: shaft cover on NDE (with coaxial encoder mounting not required) X53: Paint finish in RAL7035 (light gray) | alterado Out19 | 0 | 7
1FW3202-1ML62-6AA0-Z | K40T20X56 | 1FW3202-1ML62-6AA0-ZK40T20X56 | 1 | UN | 1 | 30 | D | D | N | N | 85015230 | 1 |  | 156 | KG | 13930.12 | 13930.12 | MC05 | MC05 | SIMOTICS T Complete torque motor 1FW3 550rpm, 28.8kW, 500Nm, 59A, 412V Water cooling ERM 280 (incremental) I-2048 T01 Coaxial encoder mounting IMB 14 Terminal box on top traverse left Hollow shaft Degree of protection IP54 Standard bearing K40: Regreasing system T20: shaft cover on NDE (with coaxial encoder mounting not required) X56: Paint finish in RAL 1013 (oyster white) | alterado Out19 | 0 | 7