1FW3202-1ML62-7AE0-Z | K40N99T20X53Y84 | 1FW3202-1ML62-7AE0-ZK40N99T20X53Y84 | 1 | UN | 1 | 30 | D | D | N | N | 85015220 | 1 |  | 156 | KG | 14908.11 | 14908.11 | MC05 | MC05 | SIMOTICS T Complete torque motor 1FW3 160rpm, 8.4kW, 500Nm, 21A, 371V Water cooling ERM 280 (incremental) I-2048 T0 Coaxial encoder mounting IMB 14 Terminal box on top: NDE Special shaft Brueckner (higher accuracy) Degree of protection IP54 Standard bearing K40: Regreasing system N99: Specification on rating plate with/without water cooling T20: shaft cover on NDE (for coax. encoder mounting not required) X53: light gray (RAL7035) Y84: Customer specifications on the rating plate | alterado Out19 | 0 | 7
1FW3202-1MP62-7AA0-Z | K40T20X02Y84 | 1FW3202-1MP62-7AA0-ZK40T20X02Y84 | 1 | UN | 1 | 30 | D | D | N | N | 85015230 | 1 |  | 156 | KG | 13929.82 | 13929.82 | MC05 | MC05 | SIMOTICS T Complete torque motor 1FW3 Customer-specific winding version Water cooling ERM 280 (incremental) I-2048 T01 Coaxial encoder mounting IMB 14 Terminal box on top: NDE Hollow shaft Degree of protection IP54 Standard bearing K40: Regreasing system T20: shaft cover on NDE for coaxial encoder mounting not required) X02: Paint finish cream white RAL 9001 Y84: Customer specifications on the rating plate | alterado Out19 | 0 | 7
1FW3202-1MP62-7AA0-Z | K40X02Y84 | 1FW3202-1MP62-7AA0-ZK40X02Y84 | 1 | UN | 1 | 30 | D | D | N | N | 85015230 | 1 |  | 156 | KG | 13700.33 | 13700.33 | MC05 | MC05 | SIMOTICS T Complete torque motor 1FW3 Customer-specific winding version Water cooling ERM 280 (incremental) I-2048 T01 Coaxial encoder mounting IMB 14 Terminal box on top: NDE Hollow shaft Degree of protection IP54 Standard bearing K40: Regreasing system X02: Paint finish cream white RAL 9001 Y84: Customer specifications on the rating plate . . . . | alterado Out19 | 0 | 7
1FW3202-1MP62-7AE0-Z | K40T20X02Y84 | 1FW3202-1MP62-7AE0-ZK40T20X02Y84 | 1 | UN | 1 | 30 | D | D | N | N | 85015230 | 1 |  | 156 | KG | 14907.28 | 14907.28 | MC05 | MC05 | SIMOTICS T Complete torque motor 1FW3 Customer-specific winding version Water cooling ERM 280 (incremental) I-2048 T0 Coaxial encoder mounting IMB 14 Terminal box on top: NDE Special shaft Brueckner (higher accuracy) Degree of protection IP54 Standard bearing K40: Regreasing system T20: shaft cover on NDE for coaxial encoder mounting not required X02: Paint finish cream white RAL 9001 Y84: Customer specifications on the rating plate | alterado Out19 | 0 | 7
1FW3202-1SH72-6AA0-Z | K40 | 1FW3202-1SH72-6AA0-ZK40 | 1 | UN | 1 | 30 | D | D | N | N | 85015230 | 1 |  | 156 | KG | 12665.34 | 12665.34 | MC05 | MC05 | SIMOTICS T Complete torque motor 1FW3 270rpm, 14.1kW 500Nm, 37A, 330V 300rpm, 15.7kW 500Nm, 37A, 365V 330rpm, 17.3kW 500Nm, 37A, 399V water cooling RESOLVER MULTI-POLE ENCODER MOUNTING OVER BELT IMB 14 TERMINAL BOX ABOVE: CROSSSWISE LEFT Temperature sensor KTY HOLLOW-SHAFT DEGREE OF PROTECTION IP 54 STORAGE STANDARD K40: REGREASING DEVICE ON D-END AND ND-END | alterado Out19 | 0 | 0
1FW3202-1SK72-6AA0-Z | K40 | 1FW3202-1SK72-6AA0-ZK40 | 1 | UN | 1 | 30 | D | D | N | N | 85015230 | 1 |  | 156 | KG | 13013.78 | 13013.78 | MC05 | MC05 | SIMOTICS T Complete torque motor 1FW3 450rpm, 23.6kW, 500Nm, 52A water cooling Resolver multi-pole Encoder mounting via belt IMB 14 Terminal box on top transverse left Hollow shaft Degree of protection IP54 Standard bearing | alterado Out19 | 0 | 7
1FW3202-1SM72-5AA0 |  | 1FW3202-1SM72-5AA0 | 1 | UN | 1 | 30 | D | D | N | N | 85015230 | 1 |  | 156 | KG | 12308.28 | 12308.28 | MC05 | MC05 | SIMOTICS T Complete torque motor 1FW3 Customer-specific winding version Water cooling Multi-pole resolver Encoder mounting via belt IMB 14 Terminal box on top Transverse right Hollow shaft Degree of protection IP54 standard bearing Customer-specific motor | alterado Out19 | 0 | 7
1FW3203-1AH72-5AY2-Z | S36 | 1FW3203-1AH72-5AY2-ZS36 | 1 | UN | 1 | 50 | X | D | N | N | 85015230 | 1 |  | 297 | KG | 25388.01 | 25388.01 | MC05 | MC05 | SIMOTICS T Complete torque motor 1FW3 300rpm, 750Nm water cooling Incremental encoder sin/cos 1 Vpp 2048 S/R with C and D track (encoder IC2048S/R) Encoder mounting via belt IMB 14 terminal box Transverse right on top S36: extruder motor max. axial force in KN: 100 Screw diameter in mm: 35 Screw intake: Diameter 35 H7/ 1x feather key 10x 8x 100 Cylinder flange (centering): 50 Axial bearing type FAG: 29324E | alterado Out19 | 0 | 7
1FW3203-1AH72-6AY2-Z | S06X01 | 1FW3203-1AH72-6AY2-ZS06X01 | 1 | UN | 1 | 50 | X | D | N | N | 85015230 | 1 |  | 182 | KG | 25388.88 | 25388.88 | MC05 | MC05 | SIMOTICS T Complete torque motor 1FW3 330rpm, 25.9 kW, 750Nm, 59A, 376V Water cooling Incremental encoder sin/cos 1 Vpp 2048 S/R with C and D track (encoder IC2048S/R) Encoder mounting via belt IMB 14 Terminal box on top traverse left Special version rotor Degree of protection IP54 Axial bearing integrated (RT) S06: Customer-specific version X01: Color jet black matte RAL 9005 | alterado Out19 | 0 | 7
1FW3203-1AH72-6AY2-Z | S36 | 1FW3203-1AH72-6AY2-ZS36 | 1 | UN | 1 | 50 | X | D | N | N | 85015230 | 1 |  | 297 | KG | 25388.01 | 25388.01 | MC05 | MC05 | SIMOTICS T Complete torque motor 1FW3 300rpm, 750Nm water cooling Incremental encoder sin/cos 1 Vpp 2048 S/R with C and D track (encoder IC2048S/R) Encoder mounting via belt IMB 14 terminal box Transverse left on top S36: extruder motor max. axial force in KN: 100 Screw diameter in mm: 35 Screw intake: Diameter 35 H7/ 1x feather key 10x 8x 100 Cylinder flange (centering): 50 Axial bearing type FAG: 29324E | alterado Out19 | 0 | 7
1FW3203-1AH72-7AY2-Z | S36 | 1FW3203-1AH72-7AY2-ZS36 | 1 | UN | 1 | 50 | X | D | N | N | 85015230 | 1 |  | 297 | KG | 25388.01 | 25388.01 | MC05 | MC05 | SIMOTICS T Complete torque motor 1FW3 300rpm, 750Nm water cooling Incremental encoder sin/cos 1 Vpp 2048 S/R with C and D track (encoder IC2048S/R) Encoder mounting via belt IMB 14 terminal box top: NDE, S36: extruder motor max. axial force in KN: 100 Screw diameter in mm: 35 Screw intake: Diameter 35 H7/ 1x feather key 10x 8x 100 Cylinder flange (centering): 50 Axial bearing type FAG: 29324E | alterado Out19 | 0 | 7
1FW3203-1AH72-8AY2-Z | S36 | 1FW3203-1AH72-8AY2-ZS36 | 1 | UN | 1 | 50 | X | D | N | N | 85015230 | 1 |  | 297 | KG | 25388.01 | 25388.01 | MC05 | MC05 | SIMOTICS T Complete torque motor 1FW3 300rpm, 750Nm water cooling Incremental encoder sin/cos 1 Vpp 2048 S/R with C and D track (encoder IC2048S/R) Encoder mounting via belt IMB 14 terminal box top: DE S36: extruder motor max. axial force in KN: 100 Screw diameter in mm: 35 Screw intake: Diameter 35 H7/ 1x feather key 10x 8x 100 Cylinder flange (centering): 50 Axial bearing type FAG: 29324E | alterado Out19 | 0 | 7
1FW3203-1CH62-5AM8-Z | K40T56V07 | 1FW3203-1CH62-5AM8-ZK40T56V07 | 1 | UN | 1 | 40 | X | D | N | N | 85015230 | 1 |  | 240 | KG | 15785.53 | 15785.53 | MC05 | MC05 | SIMOTICS T Complete torque motor 1FW3 330rpm, 25.9 kW, 750Nm, 59A, 376 V; Water cooling Absolute encoder 24-bit +12-bit multi-turn (AM24DQI) Coaxial encoder mounting IMB 14 Terminal box Transverse right on top Water connection on the left Solid shaft Degree of protection IP55 Special bearings K40: Regreasing system on DE and NDE V07: Grease for lower speeds (SKF-LGHB 2) T56: Reinforced bearings Special shaft end shield = request; SMR-26-2012 | alterado Out19 | 0 | 7
1FW3203-1CL62-5AM8-Z | K40T56V07 | 1FW3203-1CL62-5AM8-ZK40T56V07 | 1 | UN | 1 | 40 | X | D | N | N | 85015230 | 1 |  | 240 | KG | 15785.53 | 15785.53 | MC05 | MC05 | SIMOTICS T Complete torque motor 1FW3 550rpm, 43.2 kW, 750Nm, 92A, 401 V; Water cooling Absolute encoder 24-bit +12-bit multi-turn (AM24DQI) Coaxial encoder mounting IMB 14 Terminal box Transverse right on top Water connection on the left Solid shaft Degree of protection IP55 Special bearings K40: Regreasing system on DE and NDE V07: Grease for lower speeds (SKF-LGHB 2) T56: Reinforced bearings Special shaft end shield = request; SMR-26-2012 | alterado Out19 | 0 | 7
1FW3203-1FL72-5AA0 |  | 1FW3203-1FL72-5AA0 | 1 | UN | 1 | 30 | D | D | N | N | 85015230 | 1 |  | 182 | KG | 16553.22 | 16553.22 | MC05 | MC05 | SIMOTICS T Complete torque motor 1FW3 450rpm, 35.3kW 750Nm, 92A, 330V 500rpm, 39.3kW 750Nm, 92A, 366V 550rpm, 43.2kW 750Nm, 92A, 401V water cooling ABSOLUTE ENCODER 22 BIT + 12 BIT MULTITURN (AM22DQ) ENCODER MOUNTING OVER BELT IMB 14 TERMINAL BOX ABOVE: CROSSSWISE RIGHT Temperature sensor via DRIVE CLiQ interface HOLLOW-SHAFT DEGREE OF PROTECTION IP 54 STORAGE STANDARD | alterado Out19 | 0 | 0
1FW3203-1GP72-5CK4-Z | A11A25K24U03U11Y84 | 1FW3203-1GP72-5CK4-ZA11A25K24U03U11Y84 | 1 | UN | 1 | 40 | X | D | N | N | 85015290 | 1 |  | 182 | KG | 25718.38 | 25718.38 | MC05 | MC05 | SIMOTICS T Complete torque motor 1FW3 Customer-specific winding version Water cooling EQI 1325 (multi-turn) A-32 K02 Encoder mounting via belt IMB 14 Terminal box Transverse right on top MPM (top-top-top) Degree of protection IP54 2x floating bearing A11: Motor protection 3x PTC A25: 2nd KTY in terminal box K24: Primer coat RAL 6021 (green) without color U03: CU coil, cooling circuit Open without cover U11: With complete finishing (for aggregate motors) Y84: Customer spec. rating plate | alterado Out19 | 0 | 7
1FW3203-1GP72-5CK4-Z | A11K24U02U11Y84 | 1FW3203-1GP72-5CK4-ZA11K24U02U11Y84 | 1 | UN | 1 | 40 | X | D | N | N | 85015290 | 1 |  | 182 | KG | 25400.16 | 25400.16 | MC05 | MC05 | SIMOTICS T Complete torque motor 1FW3 Customer-specific winding version Water cooling EQI 1325 (multi-turn) A-32 K02 Encoder mounting via belt IMB 14 Terminal box Transverse right on top MPM (top-top-top) Degree of protection IP54 2x floating bearing A11: Motor protection 3x PTC K24: Only primer coat RAL 6021 (green) without color U02: CU coil, cooling circuit Open with cover U11: With complete finishing (for aggregate motors) Y84: Customer specifications on the rating plate | alterado Out19 | 0 | 7
1FW3203-1GP72-5CK4-Z | A11K24U03U09 | 1FW3203-1GP72-5CK4-ZA11K24U03U09 | 1 | UN | 1 | 40 | X | D | N | N | 85015290 | 1 |  | 182 | KG | 25400.16 | 25400.16 | MC05 | MC05 | SIMOTICS T Complete torque motor 1FW3 Customer-specific winding version Water cooling EQI 1325 (multi-turn) A-32 K02 Encoder mounting via belt IMB 14 Terminal box on top traverse right MPM (top-top-top) Special shaft DEMAG/ KMK aggregate motor Degree of protection IP54; 2x floating bearing A11: Motor protection through PTC thermistors (3x PTC) K24: Only primer coat RAL 6021 (green) without color U03: CU coil, cooling circuit Open without cover U09: Without complete finishing DE without grease slinger (aggregate motors) | alterado Out19 | 0 | 7
1FW3203-1GP72-5CK4-Z | A11K24U03U11Y84 | 1FW3203-1GP72-5CK4-ZA11K24U03U11Y84 | 1 | UN | 1 | 40 | X | D | N | N | 85015290 | 1 |  | 182 | KG | 25400.16 | 25400.16 | MC05 | MC05 | SIMOTICS T Complete torque motor 1FW3 Customer-specific winding version Water cooling EQI 1325 (multi-turn) A-32 Encoder mounting via belt IMB 14 Terminal box Transverse right on top MPM (top-top-top) Degree of protection IP54 2x floating bearing A11: Motor protection 3x PTC K24: Only primer coat RAL 6021 (green) without color U03: CU coil, cooling circuit Open without cover U11: With complete finishing (for aggregate motors) Y84: Customer specifications on the rating plate | alterado Out19 | 0 | 7
1FW3203-1GY72-5CK0-Z | A11A25K24N03U03U11Y84 | 1FW3203-1GY72-5CK0-ZA11A25K24N03U03U11Y84 | 1 | UN | 1 | 40 | X | D | N | N | 85015230 | 1 |  | 182 | KG | 19852.69 | 19852.69 | MC05 | MC05 | SIMOTICS T Complete torque motor 1FW3 Customer-specific winding version Water cooling EQI 1325 (multi-turn) A-32 K02 2048 S/R with C and D track (encoder IC2048S/R) Encoder mounting via belt IMB 14 Terminal box on top traverse right MPM (top-top-top) Special shaft DEMAG/ KMK aggregate motor Degree of protection IP54 Standard bearing | alterado Out19 | 0 | 7
1FW3203-1GY72-5CK0-Z | A11K24N03U02U11Y84 | 1FW3203-1GY72-5CK0-ZA11K24N03U02U11Y84 | 1 | UN | 1 | 40 | X | D | N | N | 85015230 | 1 |  | 182 | KG | 19534.48 | 19534.48 | MC05 | MC05 | SIMOTICS T Complete torque motor 1FW3 Customer-specific winding version Water cooling EQI 1325 (multi-turn) A-32 K02 2048 S/R with C and D track (encoder IC2048S/R) Encoder mounting via belt IMB 14 Terminal box on top traverse right MPM (top-top-top) Special shaft DEMAG/ KMK aggregate motor Degree of protection IP54 Standard bearing | alterado Out19 | 0 | 7
1FW3203-1GY72-5CK0-Z | A11K24N03U03U11Y84 | 1FW3203-1GY72-5CK0-ZA11K24N03U03U11Y84 | 1 | UN | 1 | 40 | X | D | N | N | 85015230 | 1 |  | 182 | KG | 19534.48 | 19534.48 | MC05 | MC05 | SIMOTICS T Complete torque motor 1FW3 Customer-specific winding version Water cooling EQI 1325 (multi-turn) A-32 K02 2048 S/R with C and D track (encoder IC2048S/R) Encoder mounting via belt IMB 14 Terminal box on top traverse right MPM (top-top-top) Special shaft DEMAG/ KMK aggregate motor Degree of protection IP54 Standard bearing | alterado Out19 | 0 | 7
1FW3203-1GY72-5CK4-Z | A11K24N04U02U11 | 1FW3203-1GY72-5CK4-ZA11K24N04U02U11 | 1 | UN | 1 | 40 | X | D | N | N | 85015290 | 1 |  | 182 | KG | 20129.65 | 20129.65 | MC05 | MC05 | SIMOTICS T Complete torque motor 1FW3 Customer-specific winding version Water cooling EQI 1325 (multi-turn) A-32 K02 Encoder mounting via belt IMB 14 Terminal box Transverse right on top MPM (top-top-top) Degree of protection IP54 2x floating bearing A11: Motor protection 3x PTC K24: Only primer coat RAL 6021 (green) without color N04: Special winding U02: CU coil, cooling circuit Open with cover U11: With complete finishing (for aggregate motors) | alterado Out19 | 0 | 7
1FW3203-1KH72-5CK0-Z | A11K24U03U09 | 1FW3203-1KH72-5CK0-ZA11K24U03U09 | 1 | UN | 1 | 40 | X | D | N | N | 85015230 | 1 |  | 182 | KG | 21651.54 | 21651.54 | MC05 | MC05 | SIMOTICS T Complete torque motor 1FW3 23.6kW, 750Nm, 300rpm water cooling EQI 1325 (multi-turn) A-32 K02 Encoder mounting via belt IMB 14 Terminal box on top traverse right MPM (top-top-top) Special shaft DEMAG/ KMK aggregate motor Degree of protection IP54 Standard bearing A11: Motor protection 3x PTC K24: Only primer coat RAL 6021 (green) without color U03: CU coil, cooling circuit Open without cover U09: Without complete finishing DE without grease slinger (aggregate motors) | alterado Out19 | 0 | 7
1FW3203-1KY72-5CK4-Z | A11K24N04U03U09 | 1FW3203-1KY72-5CK4-ZA11K24N04U03U09 | 1 | UN | 1 | 40 | X | D | N | N | 85015290 | 1 |  | 182 | KG | 20765.35 | 20765.35 | MC05 | MC05 | SIMOTICS T Complete torque motor 1FW3 Customer-specific winding version Water cooling EQI 1325 (multi-turn) A-32 K02 Encoder mounting via belt IMB 14 Terminal box Transverse right on top MPM (top-top-top) Degree of protection IP54 2x floating bearing A11: Motor protection 3x PTC K24: Only primer coat RAL 6021 (green) without color N04: Special winding U03: CU coil, cooling circuit Open without cover U09: Without complete finishing DE without grease slinger (aggregate motors) | alterado Out19 | 0 | 7
1FW3203-1ME62-7AA0-Z | K23K40N99X18Y84 | 1FW3203-1ME62-7AA0-ZK23K40N99X18Y84 | 1 | UN | 1 | 30 | D | D | N | N | 85015230 | 1 |  | 182 | KG | 18156.63 | 18156.63 | MC05 | MC05 | SIMOTICS T Complete torque motor 1FW3 160 rpm, 12.6 kW, 750 Nm, 31 A, 378 V; Water cooling ERM 280 (incremental) I-2048 T01 Coaxial encoder mounting IMB 14 Terminal box on top: NDE Water connection on the left hollow shaft; Degree of protection IP54 Standard bearing K23: Primer coat RAL 6021 K40: Regreasing system N99: Specification on rating plate with/without water cooling X18: Paint finish papyrus white RAL 9018 Y84: Customer specifications on the rating plate | alterado Out19 | 0 | 7
1FW3203-1ME62-7AA0-Z | K40N99T20X02Y84 | 1FW3203-1ME62-7AA0-ZK40N99T20X02Y84 | 1 | UN | 1 | 30 | D | D | N | N | 85015230 | 1 |  | 182 | KG | 16022.88 | 16022.88 | MC05 | MC05 | SIMOTICS T Complete torque motor 1FW3 Customer-specific winding version Water cooling ERM 280 (incremental) I-2048 T01 Coaxial encoder mounting IMB 14 Terminal box on top: NDE hollow shaft; Degree of protection IP54 Standard bearing K40: Regreasing system N99: Specification with/without Water cooling X02: Paint finish RAL 9001 (cream white) Y84: Customer specifications on the rating plate T20: shaft cover on NDE | alterado Out19 | 0 | 7
1FW3203-1ME62-7AA0-Z | K40N99X02Y84 | 1FW3203-1ME62-7AA0-ZK40N99X02Y84 | 1 | UN | 1 | 30 | D | D | N | N | 85015230 | 1 |  | 182 | KG | 15686.6 | 15686.6 | MC05 | MC05 | SIMOTICS T Complete torque motor 1FW3 Customer-specific winding version Water cooling ERM 280 (incremental) I-2048 T01 Coaxial encoder mounting IMB 14 Terminal box on top: NDE Water connection on the left hollow shaft; Degree of protection IP54 Standard bearing K40: Regreasing system N99: Specification on rating plate with/without water cooling X02: paint finish cream white RAL 9001 Y84: Customer specifications on the rating plate | alterado Out19 | 0 | 7
1FW3203-1ME62-7AE0-Z | K40M02N99T20X53Y84 | 1FW3203-1ME62-7AE0-ZK40M02N99T20X53Y84 | 1 | UN | 1 | 30 | D | D | N | N | 85015230 | 1 |  | 182 | KG | 18141.49 | 18141.49 | MC05 | MC05 | SIMOTICS T Complete torque motor 1FW3 160rpm, 12.6kW, 750Nm, 31A, 378V; Water cooling; ERM 280 (incremental) I-2048 T01 Coaxial encoder mounting IMB 14 Terminal box on top: NDE Special shaft Brueckner (higher accuracy) Degree of protection IP54 Standard bearing K40: Regreasing system; M02: Cable gland drilled M63x 1.5 Removable front plate for GK 630 N99: Specification on rating plate with/without water cooling T20: shaft cover on NDE (for coax. encoder mounting not req.) X53: RAL7035 (light gray) Y84: Customer spec. on rating plate | alterado Out19 | 0 | 7
1FW3203-1ME62-7AE0-Z | K40N99T20X02Y84 | 1FW3203-1ME62-7AE0-ZK40N99T20X02Y84 | 1 | UN | 1 | 30 | D | D | N | N | 85015230 | 1 |  | 182 | KG | 17000.35 | 17000.35 | MC05 | MC05 | SIMOTICS T Complete torque motor 1FW3 160rpm, 12.6kW, 750Nm, 31A, 378V; Water cooling; ERM 280 (incremental) I-2048 T01 Coaxial encoder mounting IMB 14 Terminal box on top: NDE Special shaft Brueckner (higher accuracy) Degree of protection IP54 Standard bearing K40: Regreasing system N99: Specification on rating plate with/without water cooling T20: shaft cover on NDE (for coaxial encoder mounting not required) X02: cream white RAL 9001 Y84: Customer specifications on the rating plate | alterado Out19 | 0 | 7
1FW3203-1ME62-7AE0-Z | K40N99T20X53 | 1FW3203-1ME62-7AE0-ZK40N99T20X53 | 1 | UN | 1 | 30 | D | D | N | N | 85015290 | 1 |  | 182 | KG | 17290.22 | 17290.22 | MC05 | MC05 | SIMOTICS T Complete torque motor 1FW3 160rpm, 12.6kW, 750Nm, 31A, 378V; Water cooling; ERM 280 (incremental) I-2048 T01 Coaxial encoder mounting IMB 14 Terminal box on top: NDE Special shaft Brueckner (higher accuracy) Degree of protection IP54 Standard bearing K40: Regreasing system N99: Specification on rating plate with/without water cooling T20: shaft cover on NDE (for coaxial encoder mounting not required) X53: Paint finish RAL7035 (light gray) | alterado Out19 | 0 | 7
1FW3203-1ME62-7AE0-Z | K40N99T20X53Y84 | 1FW3203-1ME62-7AE0-ZK40N99T20X53Y84 | 1 | UN | 1 | 30 | D | D | N | N | 85015230 | 1 |  | 182 | KG | 17290.22 | 17290.22 | MC05 | MC05 | SIMOTICS T Complete torque motor 1FW3 160rpm, 12.6kW, 750Nm, 31A, 378V; Water cooling; ERM 280 (incremental) I-2048 T01 Coaxial encoder mounting IMB 14 Terminal box on top: NDE Special shaft Brueckner (higher accuracy) Degree of protection IP54 Standard bearing K40: Regreasing system N99: Specification on the rating plate with/without water cooling T20: shaft cover on NDE (for coaxial encoder mounting not required) X53: RAL7035 (light gray) Y84: Customer spec. on rating plate | alterado Out19 | 0 | 7
1FW3203-1ME62-7DA0-Z | K23K40N99X18Y84 | 1FW3203-1ME62-7DA0-ZK23K40N99X18Y84 | 1 | UN | 1 | 30 | D | D | N | N | 85015230 | 1 |  | 182 | KG | 18156.63 | 18156.63 | MC05 | MC05 | SIMOTICS T 1FW3 complete torque motor 160 rpm, 12.6 kW, 750 Nm, 31 A, 378 V; water cooling ERM 280 (incremental) I-2048 T01 IMB 14 coaxial encoder mounting Terminal box on top: NDE Temperature sensor Pt1000 Water connection on the left Hollow shaft; degree of protection IP54 Standard bearing K23: Primer coat RAL 6021 K40: Regreasing system N99: Specification on rating plate With/without water cooling X18: Paint finish papyrus white RAL 9018 Y84: Customer specifications on the rating plate | alterado Out19 | 0 | 7
1FW3203-1ME62-7DA0-Z | K40N99X02Y84 | 1FW3203-1ME62-7DA0-ZK40N99X02Y84 | 1 | UN | 1 | 30 | D | D | N | N | 85015230 | 1 |  | 182 | KG | 15384.94 | 15384.94 | MC05 | MC05 | SIMOTICS T Complete torque motor 1FW3 Customer-specific winding version water cooling ERM 280 (incremental) I-2048 T01 Coaxial encoder mounting IMB 14 Terminal box on top: NDE, Water connection on the left hollow shaft; Degree of protection IP54 Standard bearing K40: Regreasing system N99: Specification on rating plate with/without water cooling X02: paint finish cream white RAL 9001 Y84: Customer specifications on the rating plate | alterado Out19 | 0 | 7
1FW3203-1MH62-7AE0-Z | K40N99T20X02 | 1FW3203-1MH62-7AE0-ZK40N99T20X02 | 1 | UN | 1 | 30 | D | D | N | N | 85015230 | 1 |  | 182 | KG | 17000.35 | 17000.35 | MC05 | MC05 | SIMOTICS T Complete torque motor 1FW3 23.6kW, 750Nm, 300rpm Water cooling ERM 280 (incremental) I-2048 T01 Coaxial encoder mounting IMB 14 Terminal box on top: NDE Special shaft Brueckner (higher accuracy) Degree of protection IP54 Standard bearing K40: Regreasing system N99: Specification on rating plate with/without water cooling T20: shaft cover on NDE (with coaxial encoder mounting not required) X02: cream white RAL 9001 | alterado Out19 | 0 | 7
1FW3203-1MH62-7AE0-Z | K40N99T20X02Y84 | 1FW3203-1MH62-7AE0-ZK40N99T20X02Y84 | 1 | UN | 1 | 30 | D | D | N | N | 85015230 | 1 |  | 182 | KG | 17000.36 | 17000.36 | MC05 | MC05 | SIMOTICS T Complete torque motor 1FW3 23.6kW, 750Nm, 300rpm Water cooling; ERM 280 (incremental) I-2048 T01 Coaxial encoder mounting IMB 14 Terminal box on top: NDE Special shaft Brueckner (higher accuracy) Degree of protection IP54 Standard bearing K40: Regreasing system N99: Specification on rating plate with/without water cooling T20: shaft cover on NDE (for coaxial encoder mounting not required) X02: cream white RAL 9001 Y84: Customer specifications on the rating plate | alterado Out19 | 0 | 7
1FW3203-1MH62-7AE0-Z | K40N99T20X53Y84 | 1FW3203-1MH62-7AE0-ZK40N99T20X53Y84 | 1 | UN | 1 | 30 | D | D | N | N | 85015230 | 1 |  | 182 | KG | 17290.22 | 17290.22 | MC05 | MC05 | SIMOTICS T Complete torque motor 1FW3 23.6kW, 750Nm, 300rpm Water cooling; ERM 280 (incremental) I-2048 T01 Coaxial encoder mounting IMB 14 Terminal box on top: NDE Special shaft Brueckner (higher accuracy) Degree of protection IP54 Standard bearing K40: Regreasing system N99: Specification on rating plate with/without water cooling T20: shaft cover on NDE (for coaxial encoder mounting not required) X53: RAL7035 (light gray) Y84: Customer specifications on the rating plate | alterado Out19 | 0 | 7
1FW3203-1MP62-7AE0-Z | K40T20X02Y84 | 1FW3203-1MP62-7AE0-ZK40T20X02Y84 | 1 | UN | 1 | 30 | D | D | N | N | 85015290 | 1 |  | 182 | KG | 17289.38 | 17289.38 | MC05 | MC05 | SIMOTICS T Complete torque motor 1FW3 Customer-specific winding version Water cooling; ERM 280 (incremental) I-2048 T01 Coaxial encoder mounting IMB 14 Terminal box on top: NDE Special shaft Brueckner (higher accuracy) Degree of protection IP54 Standard bearing K40: Regreasing system T20: shaft cover on NDE (for coaxial encoder mounting not required) X02: Paint finish cream white RAL 9001 Y84: Customer specifications on the rating plate | alterado Out19 | 0 | 7
1FW3203-1MP62-7AE0-Z | K40T20X04Y84 | 1FW3203-1MP62-7AE0-ZK40T20X04Y84 | 1 | UN | 1 | 30 | D | D | N | N | 85015290 | 1 |  | 182 | KG | 17289.38 | 17289.38 | MC05 | MC05 | SIMOTICS T Complete torque motor 1FW3 Customer-specific winding version Water cooling; ERM 280 (incremental) I-2048 T01 Coaxial encoder mounting IMB 14 Terminal box on top: NDE Special shaft Brueckner (higher accuracy) Degree of protection IP54 Standard bearing K40: Regreasing system T20: shaft cover on NDE (for coaxial encoder mounting not required) X02: Paint finish pebble gray RAL 7032 Y84: Customer specifications on the rating plate | alterado Out19 | 0 | 7
1FW3203-1MP62-7AE0-Z | K40T20X53Y84 | 1FW3203-1MP62-7AE0-ZK40T20X53Y84 | 1 | UN | 1 | 30 | D | D | N | N | 85015290 | 1 |  | 182 | KG | 17579.23 | 17579.23 | MC05 | MC05 | SIMOTICS T Complete torque motor 1FW3 Customer-specific winding version Water cooling; ERM 280 (incremental) I-2048 T01 Coaxial encoder mounting IMB 14 Terminal box on top: NDE Special shaft Brueckner (higher accuracy) Degree of protection IP54 Standard bearing K40: Regreasing system T20: shaft cover on NDE (for coaxial encoder mounting not required) X02: Paint finish light gray RAL7035 Y84: Customer specifications on the rating plate | alterado Out19 | 0 | 7
1FW3203-3ES62-5DH0-Z | A11 | 1FW3203-3ES62-5DH0-ZA11 | 1 | UN | 1 | 30 | D | D | N | N | 85015381 | 1 |  | 240 | KG | 16597.79 | 16597.79 | MC05 | MC05 | SIMOTICS T Complete torque motor 1FW3 1050rpm, 71 kW 650Nm, 135A, 330V 1200rpm, 79kW 630 Nm, 131A, 377V 1300rpm, 83kW 610Nm, 127A, 408V 1450rpm, 88kW 580Nm, 121A, 456V water cooling ABSOLUTE ENCODER 2048 S/R, 4096 REV. MULTITURN (ENCODER AM2048S/R) ENCODER MOUNTING COAXIAL IMB 14 TERMINAL BOX ABOVE: CROSSSWISE RIGHT Pt1000 temperature sensor SOLID SHAFT HALF-KEY BALANCING DEGREE OF PROTECTION IP 55 STORAGE STANDARD A11: MOTOR PROTECTION WITH PTC THERMISTOR (3XPTC) | alterado Out19 | 0 | 0
1FW3203-3LS62-5AA0 |  | 1FW3203-3LS62-5AA0 | 1 | UN | 1 | 30 | D | D | EAR99H | 9I999IR | 85015290 | 1 |  | 182 | KG | 18822.06 | 18822.06 | MC05 | MC05 | SIMOTICS T Complete torque motor 1FW3 Customer-specific winding version water cooling Coaxial encoder mounting IN22DQ - hollow shaft encoder (SMI 2048); IMB 14 terminal box Transverse right on top Water connection on the left Hollow shaft Standard bearing | alterado Out19 | 0 | 0
1FW3203-3LS62-5AA0-Z | Q30 | 1FW3203-3LS62-5AA0-ZQ30 | 1 | UN | 1 | 30 | D | D | N | N | 85015290 | 1 |  | 182 | KG | 21390.92 | 21390.92 | MC05 | MC05 | SIMOTICS T Complete torque motor 1FW3 950rpm, 66 kW, 950Nm, 93A, 437V Water cooling ERN 280 SMI Coaxial encoder mounting IM B14 Terminal box on top traverse right Hollow shaft Degree of protection IP54 Standard bearing Q30: clamping element | alterado Out19 | 0 | 7
1FW3204-1AH72-5AY2-Z | S36 | 1FW3204-1AH72-5AY2-ZS36 | 1 | UN | 1 | 50 | X | D | N | N | 85015230 | 1 |  | 339 | KG | 27322.08 | 27322.08 | MC05 | MC05 | SIMOTICS T Complete torque motor 1FW3 300rpm, 1000Nm water cooling Incremental encoder sin/cos 1 Vpp 2048 S/R with C and D track (encoder IC2048S/R) Encoder mounting via belt IMB 14 terminal box Transverse right on top Water connection on the left S36: extruder motor max. axial force in KN: 100 Screw diameter in mm: 35 Screw intake: Diameter 35 H7/ 1x feather key 10x 8x 100 Cylinder flange (centering): 50 Axial bearing type FAG: 29324E | alterado Out19 | 0 | 7
1FW3204-1AH72-6AY2-Z | S36 | 1FW3204-1AH72-6AY2-ZS36 | 1 | UN | 1 | 50 | X | D | N | N | 85015230 | 1 |  | 339 | KG | 27322.08 | 27322.08 | MC05 | MC05 | SIMOTICS T Complete torque motor 1FW3 300rpm, 1000Nm water cooling Incremental encoder sin/cos 1 Vpp 2048 S/R with C and D track (encoder IC2048S/R) Encoder mounting via belt IMB 14 terminal box Transverse left on top Water connection on the left S36: extruder motor max. axial force in KN: 100 Screw diameter in mm: 35 Screw intake: Diameter 35 H7/ 1x feather key 10x 8x 100 Cylinder flange (centering): 50 Axial bearing type FAG: 29324E | alterado Out19 | 0 | 7
1FW3204-1AH72-6AY2-Z | S36X01 | 1FW3204-1AH72-6AY2-ZS36X01 | 1 | UN | 1 | 50 | X | D | N | N | 85015230 | 1 |  | 339 | KG | 27696.55 | 27696.55 | MC05 | MC05 | SIMOTICS T Complete torque motor 1FW3 300rpm, 1000Nm Water cooling Incremental encoder sin/cos 1 Vpp 2048 S/R with C and D track (encoder IC2048S/R) Encoder mounting via belt IMB 14 Terminal box on top traverse left Water connection on the left S36: extruder motor max. axial force in KN: 100 Screw diameter in mm: 35 Screw intake: Diameter 35 H7/ 1x feather key 10x 8x 100 cylinder flange (centering): 50 Axial bearing type FAG: 29324E X01: jet black matte (RAL9005) | alterado Out19 | 0 | 7
1FW3204-1AH72-7AY2-Z | S36 | 1FW3204-1AH72-7AY2-ZS36 | 1 | UN | 1 | 50 | X | D | N | N | 85015230 | 1 |  | 339 | KG | 27322.08 | 27322.08 | MC05 | MC05 | SIMOTICS T Complete torque motor 1FW3 300rpm, 1000Nm water cooling Incremental encoder sin/cos 1 Vpp 2048 S/R with C and D track (encoder IC2048S/R) Encoder mounting via belt IMB 14 terminal box top: NDE, Water connection on the left S36: extruder motor max. axial force in KN: 100 Screw diameter in mm: 35 Screw intake: Diameter 35 H7/ 1x feather key 10x 8x 100 Cylinder flange (centering): 50 Axial bearing type FAG: 29324E | alterado Out19 | 0 | 7
1FW3204-1AH72-8AY2-Z | S36 | 1FW3204-1AH72-8AY2-ZS36 | 1 | UN | 1 | 50 | X | D | N | N | 85015230 | 1 |  | 339 | KG | 27322.08 | 27322.08 | MC05 | MC05 | SIMOTICS T Complete torque motor 1FW3 300rpm, 1000Nm water cooling Incremental encoder sin/cos 1 Vpp 2048 S/R with C and D track (encoder IC2048S/R) Encoder mounting via belt IMB 14 terminal box top: DE Water connection on the left S36: extruder motor max. axial force in KN: 100 Screw diameter in mm: 35 Screw intake: Diameter 35 H7/ 1x feather key 10x 8x 100 Cylinder flange (centering): 50 Axial bearing type FAG: 29324E | alterado Out19 | 0 | 7
1FW3204-1AJ72-5AA0 |  | 1FW3204-1AJ72-5AA0 | 1 | UN | 1 | 30 | D | D | N | N | 85015220 | 1 |  | 225 | KG | 18737.57 | 18737.57 | MC05 | MC05 | SIMOTICS T Complete torque motor 1FW3 Special speed, 1000Nm water cooling Incremental encoder sin/cos 1 Vpp 2048 S/R with C and D track (encoder IC2048S/R) Encoder mounting via belt IMB 14 Terminal box on top Transverse right Water connection on the left Hollow shaft Degree of protection IP54 bearings standard | alterado Out19 | 0 | 7
1FW3204-1BG62-4AS0 |  | 1FW3204-1BG62-4AS0 | 1 | UN | 1 | 30 | D | D | N | N | 85015230 | 1 |  | 275 | KG | 17216.51 | 17216.51 | MC05 | MC05 | SIMOTICS T Complete torque motor 1FW3 1000 mm, 250rpm water cooling Special winding absolute encoder Single-turn 24-bit (AS24DQI) Coaxial encoder mounting IMB 14 terminal box transverse right Water connection on the left Plug-on shaft with integrated shaft mount Degree of protection IP55 Standard bearing | alterado Out19 | 0 | 0
1FW3204-1CH62-5AM8-Z | K40T56V07 | 1FW3204-1CH62-5AM8-ZK40T56V07 | 1 | UN | 1 | 40 | X | D | N | N | 85015230 | 1 |  | 285 | KG | 18405.6 | 18405.6 | MC05 | MC05 | SIMOTICS T Complete torque motor 1FW3 330rpm, 34.6 kW, 1000 Nm, 74A, 388 V; Water cooling Absolute encoder 24-bit +12-bit multi-turn (AM24DQI) Coaxial encoder mounting IMB 14 Terminal box Transverse right on top Water connection on the left Solid shaft Degree of protection IP55 Special bearings K40: Regreasing system on DE and NDE V07: Grease for lower speeds (SKF-LGHB 2) T56: Reinforced bearings Special shaft end shield = request; SMR-26-2012 | alterado Out19 | 0 | 7
1FW3204-1CL62-5AM8-Z | K40T56V07 | 1FW3204-1CL62-5AM8-ZK40T56V07 | 1 | UN | 1 | 40 | X | D | N | N | 85015230 | 1 |  | 285 | KG | 18405.6 | 18405.6 | MC05 | MC05 | SIMOTICS T Complete torque motor 1FW3 550rpm, 57.6 kW, 1000 Nm, 118A, 407; Water cooling Absolute encoder 24-bit +12-bit multi-turn (AM24DQI) Coaxial encoder mounting IMB 14 Terminal box Transverse right on top Water connection on the left Solid shaft Degree of protection IP55 Special bearings K40: Regreasing system on DE and NDE V07: Grease for lower speeds (SKF-LGHB 2) T56: Reinforced bearings Special shaft end shield = request; SMR-26-2012 | alterado Out19 | 0 | 7
1FW3204-1CP62-5AM0-Z | K40V07 | 1FW3204-1CP62-5AM0-ZK40V07 | 1 | UN | 1 | 30 | D | D | N | N | 85015290 | 1 |  | 225 | KG | 18097.57 | 18097.57 | MC05 | MC05 | SIMOTICS T Complete torque motor 1FW3 Customer-specific winding version Water cooling Absolute encoder 24-bit +12-bit multi-turn (AM24DQI) Coaxial encoder mounting IMB 14 Terminal box on top Transverse right Water connection on the left Solid shaft Degree of protection IP55 Standard bearing K40: Regreasing system V07: Grease for lower speeds (SKF-LGHB 2) | alterado Out19 | 0 | 7
1FW3204-1CY62-8AS0-Z | N02 | 1FW3204-1CY62-8AS0-ZN02 | 1 | UN | 1 | 30 | D | D | N | N | 85015230 | 1 |  | 225 | KG | 17729.64 | 17729.64 | MC05 | MC05 | SIMOTICS T Complete torque motor 1FW3 Customer-specific winding version Water cooling Absolute encoder 24-bit +12-bit multi-turn (AM24DQI) Coaxial encoder mounting IMB 14 Terminal box on top: DE Water connection on the left Plug-on shaft with integrated shaft mount Degree of protection IP55 Standard bearing N02: Special winding | alterado Out19 | 0 | 7
1FW3204-1EE64-6AM0-Z | K40M02V07X53Y84 | 1FW3204-1EE64-6AM0-ZK40M02V07X53Y84 | 1 | UN | 1 | 30 | D | D | N | N | 85015230 | 1 |  | 225 | KG | 20050.38 | 20050.38 | MC05 | MC05 | SIMOTICS T Complete torque motor 1FW3 160rpm, 16.8kW, 1000 Nm, 40 A, 372V; Water cooling Absolute encoder 2048 S/R 4096 revolutions multi-turn (encoder AM2048S/R) Coaxial encoder mounting IMB 34 Terminal box on top traverse left Solid shaft Degree of protection IP55 Standard bearing K40: Regreasing system M02: Drilled cable gland M63x 1.5; Removable front plate for GK 630; V07: Grease for lower speed (SKF-LGHB 2) X53: light gray (RAL7035) Y84: Customer specifications on the rating plate | alterado Out19 | 0 | 7
1FW3204-1EJ62-8AK0-Z | A11A25K84T20U03U21Y84 | 1FW3204-1EJ62-8AK0-ZA11A25K84T20U03U21Y84 | 1 | UN | 1 | 40 | X | D | N | N | 85015230 | 1 |  | 223 | KG | 23082.93 | 23082.93 | MC05 | MC05 | SIMOTICS T Complete torque motor 1FW3 Customer-specific winding version Water cooling; absolute encoder 2048 S/R 4096 rev. multi- turn;(encoder AM2048S/R); Coax. encoder mounting IM B14; Terminal box top: DE; Special shaft DEMAG/ KMK aggreg. mot. degree of protection IP54; Standard bearings; A11: Motor protection PTC thermistors (3x PTC); A25: 2nd KTY terminal box K84: Connector outlet direction rotated by 90Â° T20: shaft cover on NDE (for coax. encoder mounting not req.) U03: CU coil, cooling circuit Open without cover U21: Protection bar Y84: Customer spec. rati(*) | alterado Out19 | 0 | 7
1FW3204-1FL72-5AA0-Z | K40 | 1FW3204-1FL72-5AA0-ZK40 | 1 | UN | 1 | 30 | D | D | N | N | 85015230 | 1 |  | 225 | KG | 19652.4 | 19652.4 | MC05 | MC05 | SIMOTICS T Complete torque motor 1FW3 450rpm, 47.1kW 1000 Nm, 118A, 335V 500rpm, 52.4kW 1000 Nm, 118A, 371V 550rpm, 57.6kW 1000 Nm, 118A, 407V water cooling ABSOLUTE ENCODER 22 BIT + 12 BIT MULTITURN (AM22DQ) ENCODER MOUNTING OVER BELT IMB 14 TERMINAL BOX ABOVE: CROSSSWISE RIGHT Temperature sensor via DRIVE CLiQ interface HOLLOW-SHAFT DEGREE OF PROTECTION IP 54 STORAGE STANDARD K40: REGREASING DEVICE ON D-END AND ND-END | alterado Out19 | 0 | 0
1FW3204-1GH72-5CK0-Z | A11A25K24U03U11Y84 | 1FW3204-1GH72-5CK0-ZA11A25K24U03U11Y84 | 1 | UN | 1 | 40 | X | D | N | N | 85015230 | 1 |  | 225 | KG | 24049.15 | 24049.15 | MC05 | MC05 | SIMOTICS T Complete torque motor 1FW3 Customer-specific winding version water cooling Encoder IC2048S/R via belt IMB 14 terminal box Transverse right on top MPM (top-top-top) Special shaft A11: 3x PTC A25: 2nd KTY in terminal box K24: Only primer coat RAL 6021 U02: CU coil Open cooling circuit U11: With complete processing Y84: Customer specifications on the rating plate | alterado Out19 | 0 | 7
1FW3204-1GH72-5CK0-Z | A11K24U03U11Y84 | 1FW3204-1GH72-5CK0-ZA11K24U03U11Y84 | 1 | UN | 1 | 40 | X | D | N | N | 85015230 | 1 |  | 225 | KG | 27567.46 | 27567.46 | MC05 | MC05 | SIMOTICS T Complete torque motor 1FW3 330rpm, 34.6 kW, 1000 Nm, 74A, 388V Water cooling Encoder IC2048S/R via belt IMB 14 Terminal box Transverse right on top MPM (top-top-top) Special shaft A11: 3x PTC K24: Only primer coat RAL 6021 U03: CU coil Open cooling circuit U11: With complete processing Y84: Customer specifications on the rating plate | alterado Out19 | 0 | 7
1FW3204-1GM72-5CK4-Z | A11K24U03U09 | 1FW3204-1GM72-5CK4-ZA11K24U03U09 | 1 | UN | 1 | 40 | X | D | N | N | 85015290 | 1 |  | 225 | KG | 27400.72 | 27400.72 | MC05 | MC05 | SIMOTICS T Complete torque motor 1FW3 Customer-specific winding version Water cooling EQI 1325 (multi-turn) A-32 K02 Encoder mounting via belt IMB 14 Terminal box on top traverse right MPM (top-top-top) Special shaft DEMAG/ KMK aggregate motor Degree of protection IP54 2x floating bearing; A11: Motor protection through PTC thermistors (3x PTC) K24: Only primer coat RAL 6021 (green) without color U03: CU coil, cooling circuit Open without cover U09: Without complete finishing DE; without grease slinger (aggreg. mot.) | alterado Out19 | 0 | 7
1FW3204-1GN72-5CK4-Z | A11K24U02U11 | 1FW3204-1GN72-5CK4-ZA11K24U02U11 | 1 | UN | 1 | 40 | X | D | N | N | 85015290 | 1 |  | 225 | KG | 28572.72 | 28572.72 | MC05 | MC05 | SIMOTICS T Complete torque motor 1FW3 Customer-specific winding version Water cooling EQI 1325 (multi-turn) A-32 K02 Encoder mounting via belt IMB 14 Terminal box on top Transverse right MPM (top-top-top) Special shaft DEMAG/ KMK aggregate motor Degree of protection IP54; 2x floating bearing A11: Motor protection through PTC thermistors (3x PTC) K24: Only primer coat RAL 6021 (green) without color U02: CU coil, cooling circuit Open with cover U11: With complete finishing (for aggregate motors) | alterado Out19 | 0 | 7
1FW3204-1GP72-5CK4-Z | A11A25K24U03U11Y84 | 1FW3204-1GP72-5CK4-ZA11A25K24U03U11Y84 | 1 | UN | 1 | 40 | X | D | N | N | 85015290 | 1 |  | 225 | KG | 28890.92 | 28890.92 | MC05 | MC05 | SIMOTICS T Complete torque motor 1FW3 Customer-specific winding version Water cooling; EQI 1325 (multi-turn) A-32 K02; Encoder mounting; via belt IM B14; Terminal box transverse right on the top; MPM (top-top-top); Special shaft DEMAG/KMK aggregate motor Degree of protection IP54; 2x floating bearing A11: Motor protection through PTC thermistor (3x PTC); A25: 2nd KTY in terminal box (customer-spec.) K24: Only primer coat RAL 6021 (green) without color; U03: CU coil, cooling circuit Open without cover; U11: With complete processing (for aggregate(*) | alterado Out19 | 0 | 7
1FW3204-1GP72-5CK4-Z | A11K24U02U09 | 1FW3204-1GP72-5CK4-ZA11K24U02U09 | 1 | UN | 1 | 40 | X | D | N | N | 85015290 | 1 |  | 225 | KG | 28572.72 | 28572.72 | MC05 | MC05 | SIMOTICS T Complete torque motor 1FW3 Customer-specific winding version Water cooling EQI 1325 (multi-turn) A-32 K02 Encoder mounting via belt IMB 14 Terminal box on top traverse right MPM (top-top-top) Special shaft DEMAG/ KMK aggregate motor Degree of protection IP54; 2x floating bearing A11: Motor protection through PTC thermistors (3x PTC) K24: Only primer coat RAL 6021 (green) without color U02: CU coil, cooling circuit Open with cover U09: Without complete finishing DE; without grease slinger (aggreg. mot.) | alterado Out19 | 0 | 7
1FW3204-1GP72-5CK4-Z | A11K24U02U11Y84 | 1FW3204-1GP72-5CK4-ZA11K24U02U11Y84 | 1 | UN | 1 | 40 | X | D | N | N | 85015290 | 1 |  | 225 | KG | 28572.72 | 28572.72 | MC05 | MC05 | SIMOTICS T Complete torque motor 1FW3 Customer-specific winding version Water cooling EQI 1325 (multi-turn) A-32 K02 Encoder mounting via belt IMB 14 Terminal box on top traverse right MPM (top-top-top) Special shaft DEMAG/KMK aggregate motor; Degree of protection IP54; 2x floating bearing; A11: Motor protection through PTC thermistors (3x PTC) K24: Only primer coat RAL 6021 (green) without color; U02: CU coil, cooling circuit Open with cover U11: With complete finishing (for aggregate motors) Y84: Customer specifications on the rating plate | alterado Out19 | 0 | 7
1FW3204-1GP72-5CK4-Z | A11K24U03U11Y84 | 1FW3204-1GP72-5CK4-ZA11K24U03U11Y84 | 1 | UN | 1 | 40 | X | D | N | N | 85015290 | 1 |  | 225 | KG | 28572.72 | 28572.72 | MC05 | MC05 | SIMOTICS T Complete torque motor 1FW3 Customer-specific winding version Water cooling EQI 1325 (multi-turn) A-32 K02 Encoder mounting via belt IMB 14 Terminal box on top traverse right MPM (top-top-top) Special shaft DEMAG/KMK aggregate motor; Degree of protection IP54; 2x floating bearing; A11: Motor protection through PTC thermistors (3x PTC) K24: Only primer coat RAL 6021 (green) without color; U03: CU coil, cooling circuit Open without cover U11: With complete finishing (for aggregate motors) Y84: Customer specifications on the rating plate | alterado Out19 | 0 | 7
1FW3204-1GY72-5CK0-Z | A11K24N02U02U11 | 1FW3204-1GY72-5CK0-ZA11K24N02U02U11 | 1 | UN | 1 | 40 | X | D | N | N | 85015230 | 1 |  | 225 | KG | 27902.58 | 27902.58 | MC05 | MC05 | SIMOTICS T Complete torque motor 1FW3 Customer-specific winding version Water cooling Encoder IC2048S/R via belt IMB 14 Terminal box Transverse right MPM (top-top-top) A11: 3x PTC K24: Only primer coat RAL 6021 N02: Special winding U02: CU coil Open cooling circuit U11: With complete processing | alterado Out19 | 0 | 7
1FW3204-1GY72-5CK4-Z | A11K24N01U03U11Y84 | 1FW3204-1GY72-5CK4-ZA11K24N01U03U11Y84 | 1 | UN | 1 | 40 | X | D | N | N | 85015230 | 1 |  | 225 | KG | 28572.72 | 28572.72 | MC05 | MC05 | SIMOTICS T Complete torque motor 1FW3 Customer-specific winding version Water cooling EQI 1325 (multi-turn) A-32 K02 Encoder mounting via belt IMB 14 Terminal box on top traverse right MPM (top-top-top) Degree of protection IP54 2x floating bearing A11: Motor protection 3x PTC K24: Only primer coat RAL 6021 (green) without color N01: Special winding U03: CU coil, cooling circuit Open without cover U11: With complete finishing (for aggregate motors) Y84: Customer specifications on the rating plate | alterado Out19 | 0 | 7
1FW3204-1KM72-5CK4-Z | A11K24U03U09 | 1FW3204-1KM72-5CK4-ZA11K24U03U09 | 1 | UN | 1 | 40 | X | D | N | N | 85015290 | 1 |  | 225 | KG | 28036.42 | 28036.42 | MC05 | MC05 | SIMOTICS T Complete torque motor 1FW3 Customer-specific winding version Water cooling EQI 1325 SMI (multi-turn) A-32 K02 2048 S/R with C and D track (encoder IC2048S/R) Encoder mounting via belt IMB 14 Terminal box on top traverse right MPM (top-top-top) Special shaft DEMAG/ KMK aggreg. mot. Degree of protection IP54; 2x floating bearing A11: Motor protection through PTC thermistors (3x PTC) K24: Primer RAL6021 (without color); U03: CU coil, Cooling circuit open without cover U09: Without complete finishing DE without Grease slinger (aggreg. mot.) | alterado Out19 | 0 | 7
1FW3204-1KN72-5CA4-Z | A11K24U03U09 | 1FW3204-1KN72-5CA4-ZA11K24U03U09 | 1 | UN | 1 | 40 | X | D | N | N | 85015290 | 1 |  | 225 | KG | 24219.09 | 24219.09 | MC05 | MC05 | SIMOTICS T Complete torque motor 1FW3 700rpm, 57.9kW, 790Nm, 115A water cooling EQI 1325 SMI (multi-turn) A-32 K02 Encoder mounting via belt IMB 14 Terminal box transverse right on the top MPM (top-top-top) Degree of protection IP54 2x floating bearing; A11: Motor protection through PTC thermistors (3x PTC) K24: Only primer coat RAL 6021 (green) without color U03: CU coil, cooling circuit Open without cover U09: Without complete finishing DE; without grease slinger (aggreg. mot.) | alterado Out19 | 0 | 7
1FW3204-1KN72-5CK4-Z | A11K24U03U09 | 1FW3204-1KN72-5CK4-ZA11K24U03U09 | 1 | UN | 1 | 40 | X | D | N | N | 85015290 | 1 |  | 225 | KG | 29208.41 | 29208.41 | MC05 | MC05 | SIMOTICS T Complete torque motor 1FW3 Customer-specific winding version Water cooling; EQI 1325 SMI (multi-turn) A-32 K02 Encoder mounting via belt IMB 14 Terminal box on top traverse right MPM (top-top-top) Special shaft DEMAG/ KMK aggregate motor Degree of protection IP54 2x floating bearing; A11: Motor protection through PTC thermistors (3x PTC) K24: Only primer coat RAL 6021 (green) without color U03: CU coil, cooling circuit Open without cover U09: Without complete processing DE Without grease slinger (aggreg. mot.) | alterado Out19 | 0 | 7
1FW3204-1KP72-5CK4-Z | A11K24U03U09 | 1FW3204-1KP72-5CK4-ZA11K24U03U09 | 1 | UN | 1 | 40 | X | D | N | N | 85015290 | 1 |  | 225 | KG | 29208.41 | 29208.41 | MC05 | MC05 | SIMOTICS T Complete torque motor 1FW3 Customer-specific winding version Water cooling; EQI 1325 SMI (multi-turn) A-32 K02 Encoder mounting via belt IMB 14 Terminal box on top traverse right MPM (top-top-top) Special shaft DEMAG/ KMK aggregate motor Degree of protection IP54 2x floating bearing A11: Motor protection through PTC thermistors (3x PTC) K24: Only primer coat RAL 6021 (green) without color U03: CU coil, cooling circuit Open without cover U09: Without complete finishing DE Without grease sl. (aggreg. mot.) | alterado Out19 | 0 | 7
1FW3204-1KY72-5CK0-Z | A11K24N02U03U09 | 1FW3204-1KY72-5CK0-ZA11K24N02U03U09 | 1 | UN | 1 | 40 | X | D | N | N | 85015230 | 1 |  | 225 | KG | 28538.28 | 28538.28 | MC05 | MC05 | SIMOTICS T Complete torque motor 1FW3 Customer-specific winding version Water cooling Encoder IC2048S/R via belt IMB 14 Terminal box Transverse right MPM (top-top-top) A11: 3x PTC K24: Only primer coat RAL 6021 N02: Special winding U03: CU coil cooling circuit U09: Without complete finishing DE without grease slinger | alterado Out19 | 0 | 7
1FW3204-1MC62-7AE0-Z | K40N99T20X02Y84 | 1FW3204-1MC62-7AE0-ZK40N99T20X02Y84 | 1 | UN | 1 | 30 | D | D | N | N | 85015230 | 1 |  | 223 | KG | 19558.69 | 19558.69 | MC05 | MC05 | SIMOTICS T Complete torque motor 1FW3 Customer-specific winding version Water cooling; ERM 280 (incremental) I-2048 T01 Coaxial encoder mounting IMB 14 Terminal box on top: NDE Special shaft Brueckner (higher accuracy) Degree of protection IP54 Standard bearing K40: Regreasing system N99: Specification on rating plate with/without water cooling T20: shaft cover on NDE (for coax. encoder mounting not req.) X02: Paint finish with RAL 9001 (cream white) Y84: Customer specifications on the rating plate | alterado Out19 | 0 | 7
1FW3204-1ME62-5AA0-Z | K40T20 | 1FW3204-1ME62-5AA0-ZK40T20 | 1 | UN | 1 | 30 | D | D | N | N | 85015230 | 1 |  | 225 | KG | 18405.32 | 18405.32 | MC05 | MC05 | SIMOTICS T Complete torque motor 1FW3 Customer-specific winding version Water cooling ERM 280 (incremental) I-2048 T01 Coaxial encoder mounting IMB 14 Terminal box Transverse right on top Water connection on the left hollow shaft; Degree of protection IP54 Standard bearing K40: Regreasing system T20: shaft cover on NDE (with coaxial encoder mounting not required) | alterado Out19 | 0 | 7
1FW3204-1ME62-5AA0-Z | K40T20X02 | 1FW3204-1ME62-5AA0-ZK40T20X02 | 1 | UN | 1 | 30 | D | D | N | N | 85015230 | 1 |  | 225 | KG | 18694.32 | 18694.32 | MC05 | MC05 | SIMOTICS T Complete torque motor 1FW3 Customer-specific winding version Water cooling; ERM 280 (incremental) I-2048 T01 Coaxial encoder mounting IMB 14 Terminal box Transverse right on top Water connection on the left Hollow shaft Degree of protection IP54 Standard bearing K40: Regreasing system T20: shaft cover on NDE (for coaxial encoder mounting not required) X02: paint finish cream white RAL 9001 | alterado Out19 | 0 | 7
1FW3204-1ME62-5AA0-Z | K40T20X06 | 1FW3204-1ME62-5AA0-ZK40T20X06 | 1 | UN | 1 | 30 | D | D | N | N | 85015230 | 1 |  | 225 | KG | 18694.32 | 18694.32 | MC05 | MC05 | SIMOTICS T Complete torque motor 1FW3 Customer-specific winding version Water cooling; ERM 280 (incremental) I-2048 T01 Coaxial encoder mounting IMB 14 Terminal box Transverse right on top Water connection on the left Hollow shaft Degree of protection IP54 Standard bearing K40: Regreasing system T20: shaft cover on NDE (for coaxial encoder mounting not required) X06: paint finish light ivory RAL 1015 | alterado Out19 | 0 | 7
1FW3204-1ME62-5AA0-Z | K40T20X53 | 1FW3204-1ME62-5AA0-ZK40T20X53 | 1 | UN | 1 | 30 | D | D | N | N | 85015230 | 1 |  | 225 | KG | 19961.66 | 19961.66 | MC05 | MC05 | SIMOTICS T Complete torque motor 1FW3 160rpm, 16.8kW, 1000 Nm, 40 A, 372V Water cooling ERM 280 (incremental) I-2048 T0 Coaxial encoder mounting IMB 14 Terminal box on top traverse right hollow shaft; Degree of protection IP54 Standard bearing K40: Regreasing system T20: shaft cover on NDE for coaxial encoder mounting not required X53: Paint finish in RAL7035 (light gray) | alterado Out19 | 0 | 7
1FW3204-1ME62-5AA0-Z | K40T20X56 | 1FW3204-1ME62-5AA0-ZK40T20X56 | 1 | UN | 1 | 30 | D | D | N | N | 85015230 | 1 |  | 225 | KG | 18983.67 | 18983.67 | MC05 | MC05 | SIMOTICS T Complete torque motor 1FW3 Customer-specific winding version Water cooling ERM 280 (incremental) I-2048 T01 Coaxial encoder mounting IMB 14 Terminal box Transverse right on top Water connection on the left hollow shaft; Degree of protection IP54 Standard bearing K40: Regreasing system T20: shaft cover on NDE (with coaxial encoder mounting not required) X56: RAL 1013 Oyster white | alterado Out19 | 0 | 7
1FW3204-1ME62-5DA0-Z | K40T20 | 1FW3204-1ME62-5DA0-ZK40T20 | 1 | UN | 1 | 30 | D | D | N | N | 85015230 | 1 |  | 225 | KG | 18051.35 | 18051.35 | MC05 | MC05 | SIMOTICS T Complete torque motor 1FW3 Customer-specific winding version water cooling ERM 280 (incremental) I-2048 T01 Coaxial encoder mounting IMB 14 terminal box Transverse right on top Water connection on the left hollow shaft; Degree of protection IP54 Standard bearing K40: Regreasing system T20: shaft cover on NDE (with coaxial encoder mounting not required) | alterado Out19 | 0 | 7
1FW3204-1ME62-5DA0-Z | K40T20X02 | 1FW3204-1ME62-5DA0-ZK40T20X02 | 1 | UN | 1 | 30 | D | D | N | N | 85015230 | 1 |  | 225 | KG | 18334.81 | 18334.81 | MC05 | MC05 | SIMOTICS T Complete torque motor 1FW3 Customer-specific winding version Water cooling; ERM 280 (incremental) I-2048 T01 Coaxial encoder mounting IMB 14 terminal box Transverse right on top Water connection on the left Hollow shaft Degree of protection IP54 Standard bearing K40: Regreasing system T20: shaft cover on NDE (for coaxial encoder mounting not required) X02: paint finish cream white RAL 9001 | alterado Out19 | 0 | 7
1FW3204-1ME62-5DA0-Z | K40T20X06 | 1FW3204-1ME62-5DA0-ZK40T20X06 | 1 | UN | 1 | 30 | D | D | N | N | 85015230 | 1 |  | 225 | KG | 18334.81 | 18334.81 | MC05 | MC05 | SIMOTICS T Complete torque motor 1FW3 Customer-specific winding version Water cooling; ERM 280 (incremental) I-2048 T01 Coaxial encoder mounting IMB 14 terminal box Transverse right on top Water connection on the left Hollow shaft Degree of protection IP54 Standard bearing K40: Regreasing system T20: shaft cover on NDE (for coaxial encoder mounting not required) X06: paint finish light ivory RAL 1015 | alterado Out19 | 0 | 7
1FW3204-1ME62-5DA0-Z | K40T20X56 | 1FW3204-1ME62-5DA0-ZK40T20X56 | 1 | UN | 1 | 30 | D | D | N | N | 85015230 | 1 |  | 225 | KG | 18618.59 | 18618.59 | MC05 | MC05 | SIMOTICS T Complete torque motor 1FW3 Customer-specific winding version water cooling ERM 280 (incremental) I-2048 T01 Coaxial encoder mounting IMB 14 terminal box Transverse right on top Water connection on the left hollow shaft; Degree of protection IP54 Standard bearing K40: Regreasing system T20: shaft cover on NDE (with coaxial encoder mounting not required) X56: RAL 1013 Oyster white | alterado Out19 | 0 | 7
1FW3204-1ME62-7AE0-Z | K40N99T20X02 | 1FW3204-1ME62-7AE0-ZK40N99T20X02 | 1 | UN | 1 | 30 | D | D | N | N | 85015230 | 1 |  | 225 | KG | 19672.9 | 19672.9 | MC05 | MC05 | SIMOTICS T Complete torque motor 1FW3 160rpm, 16.8kW, 1000 Nm, 40 A, 372V; Water cooling ERM 280 (incremental) I-2048 T0 Coaxial encoder mounting IMB 14 Terminal box on top: NDE Special shaft Brueckner (higher accuracy) Degree of protection IP54 Standard bearing K40: Regreasing system N99: Specification on rating plate with/without water cooling T20: shaft cover on NDE (with coaxial encoder mounting not required) X02: Paint finish with RAL 9001 (cream white) | alterado Out19 | 0 | 7
1FW3204-1ME62-7AE0-Z | K40N99T20X02Y84 | 1FW3204-1ME62-7AE0-ZK40N99T20X02Y84 | 1 | UN | 1 | 30 | D | D | N | N | 85015230 | 1 |  | 223 | KG | 19671.78 | 19671.78 | MC05 | MC05 | SIMOTICS T Complete torque motor 1FW3 160rpm, 16.8kW, 1000 Nm, 40A, 372V; water cooling ERM 280 (incremental) I-2048 T0; Coaxial encoder mounting IMB 14 Terminal box on top: NDE; Special shaft Brueckner (higher accuracy) Degree of protection IP54 Standard bearing K40: Regreasing system N99: Specification on rating plate with/without water cooling T20: shaft cover on NDE (with coaxial encoder mounting not required) X02: RAL 9001 (cream white) Y84: Customer specifications on the rating plate | alterado Out19 | 0 | 7
1FW3204-1ME62-7AE0-Z | K40N99T20X53Y84 | 1FW3204-1ME62-7AE0-ZK40N99T20X53Y84 | 1 | UN | 1 | 30 | D | D | N | N | 85015230 | 1 |  | 225 | KG | 18984.2 | 18984.2 | MC05 | MC05 | SIMOTICS T Complete torque motor 1FW3 160rpm, 16.8kW, 1000 Nm, 40 A, 372V; Water cooling ERM 280 (incremental) I-2048 T0 Coaxial encoder mounting IMB 14 Terminal box on top: NDE; Special shaft Brueckner (higher accuracy) Degree of protection IP54 Standard bearing K40: Regreasing system N99: Specification on rating plate with/without water cooling T20: shaft cover on NDE (with coaxial encoder mounting not required) X53: light gray (RAL7035) Y84: Customer specifications on the rating plate | alterado Out19 | 0 | 7
1FW3204-1MH62-7AA0-Z | K40T20 | 1FW3204-1MH62-7AA0-ZK40T20 | 1 | UN | 1 | 30 | D | D | N | N | 85015230 | 1 |  | 225 | KG | 18405.32 | 18405.32 | MC05 | MC05 | SIMOTICS T Complete torque motor 1FW3 Customer-specific winding version Water cooling ERM 280 (incremental) I-2048 T01 Coaxial encoder mounting IMB 14 Terminal box on top: NDE Water connection on the left Hollow shaft Degree of protection IP54 Standard bearing K40: Regreasing system T20: shaft cover on NDE (with coaxial encoder mounting not required) | alterado Out19 | 0 | 7
1FW3204-1MH62-7AA0-Z | K40T20X53 | 1FW3204-1MH62-7AA0-ZK40T20X53 | 1 | UN | 1 | 30 | D | D | N | N | 85015230 | 1 |  | 225 | KG | 18984.2 | 18984.2 | MC05 | MC05 | SIMOTICS T Complete torque motor 1FW3 330rpm, 34.6 kW, 1000 Nm, 74A, 388V Water cooling ERM 280 (incremental) I-2048 T01 Coaxial encoder mounting IMB 14 Terminal box on top: NDE hollow shaft; Degree of protection IP54 Standard bearing K40: Regreasing system T20: shaft cover on NDE (with coaxial encoder mounting not required) X53: Paint finish in RAL7035 (light gray) | alterado Out19 | 0 | 7
1FW3204-1MH62-7AE0-Z | K40N99T20X02Y84 | 1FW3204-1MH62-7AE0-ZK40N99T20X02Y84 | 1 | UN | 1 | 30 | D | D | N | N | 85015230 | 1 |  | 225 | KG | 19671.78 | 19671.78 | MC05 | MC05 | SIMOTICS T Complete torque motor 1FW3 330rpm, 34.6 kW, 1000 Nm, 74A 388 V; Water cooling; ERM 280 (incremental) I-2048 T01 Coaxial encoder mounting IMB 14 Terminal box on top: NDE Special shaft Brueckner (higher accuracy) Degree of protection IP54 Standard bearing K40: Regreasing system N99: Specification on rating plate with/without water cooling T20: shaft cover on NDE (for coax. encoder mounting not req.) X02: Paint finish with RAL 9001 (cream white) Y84: Customer specifications on the rating plate | alterado Out19 | 0 | 7
1FW3204-1MH62-7DA0-Z | K40T20 | 1FW3204-1MH62-7DA0-ZK40T20 | 1 | UN | 1 | 30 | D | D | N | N | 85015230 | 1 |  | 225 | KG | 18051.35 | 18051.35 | MC05 | MC05 | SIMOTICS T Complete torque motor 1FW3 Customer-specific winding version Water cooling ERM 280 (incremental) I-2048 T01 Coaxial encoder mounting IMB 14 Terminal box on top: NDE, Water connection on the left Hollow shaft Degree of protection IP54 Standard bearing K40: Regreasing system T20: shaft cover on NDE (with coaxial encoder mounting not required) | alterado Out19 | 0 | 7
1FW3204-1ML62-6AA0-Z | K40T20 | 1FW3204-1ML62-6AA0-ZK40T20 | 1 | UN | 1 | 30 | D | D | N | N | 85015290 | 1 |  | 225 | KG | 18405.34 | 18405.34 | MC05 | MC05 | SIMOTICS T Complete torque motor 1FW3 500 rpm, 52.4kW, 1000 Nm, 118A water cooling ERM 280 (incremental) I-2048 T01 Coaxial encoder mounting IMB 14 Terminal box on top transverse left Water connection on the left Hollow shaft Degree of protection IP54 Standard bearing K40: Regreasing system T20: shaft cover on NDE (for coaxial encoder mounting not required) | alterado Out19 | 0 | 7
1FW3204-1ML62-7AA0-Z | K40T20 | 1FW3204-1ML62-7AA0-ZK40T20 | 1 | UN | 1 | 30 | D | D | N | 9I999IR | 85015290 | 1 |  | 225 | KG | 18405.34 | 18405.34 | MC05 | MC05 | SIMOTICS T Complete torque motor 1FW3 550rpm, 57.6kW, 1000 Nm, 118A, 407V water cooling ERM 280 (incremental) I-2048 T01 Coaxial encoder mounting IMB 14 Terminal box on top: NDE, Degree of protection IP54 Standard bearing K40: Regreasing system T20: shaft cover on NDE (with coaxial encoder mounting not required) | alterado Out19 | 0 | 7
1FW3204-1ML62-7AE0-Z | K40N99T20X53Y84 | 1FW3204-1ML62-7AE0-ZK40N99T20X53Y84 | 1 | UN | 1 | 30 | D | D | N | N | 85015290 | 1 |  | 225 | KG | 19961.66 | 19961.66 | MC05 | MC05 | SIMOTICS T Complete torque motor 1FW3 Customer-specific winding version Water cooling; ERM 280 (incremental) I-2048 T01 Coaxial encoder mounting IMB 14 Terminal box on top: NDE Special shaft Brueckner (higher accuracy) Degree of protection IP54 Standard bearing K40: Regreasing system N99: Specification on rating plate with/without water cooling T20: shaft cover on NDE (for coax. encoder mounting not req.) X53: Paint finish in RAL7035 (light gray) Y84: Customer specifications on the rating plate | alterado Out19 | 0 | 7
1FW3204-1MP62-7AE0-Z | K40T20X02Y84 | 1FW3204-1MP62-7AE0-ZK40T20X02Y84 | 1 | UN | 1 | 30 | D | D | N | N | 85015290 | 1 |  | 225 | KG | 20174.92 | 20174.92 | MC05 | MC05 | SIMOTICS T Complete torque motor 1FW3 Customer-specific winding version Water cooling; ERM 280 (incremental) I-2048 T01 Coaxial encoder mounting IMB 14 Terminal box on top: NDE Water connection on the left Special shaft Brueckner (higher accuracy) Degree of protection IP54 Standard bearing K40: Regreasing system T20: shaft cover on NDE (for coaxial encoder mounting not required) X02: Paint finish cream white RAL 9001 Y84: Customer specifications on the rating plate | alterado Out19 | 0 | 7
1FW3204-1MP62-7AE0-Z | K40T20X53Y84 | 1FW3204-1MP62-7AE0-ZK40T20X53Y84 | 1 | UN | 1 | 30 | D | D | N | N | 85015290 | 1 |  | 225 | KG | 20250.64 | 20250.64 | MC05 | MC05 | SIMOTICS T Complete torque motor 1FW3 Customer-specific winding version Water cooling; ERM 280 (incremental) I-2048 T01 Coaxial encoder mounting IMB 14 Terminal box on top: NDE, Water connection on the left Special shaft Brueckner (higher accuracy) Degree of protection IP54 Standard bearing K40: Regreasing system T20: shaft cover on NDE (for coaxial encoder mounting not required) X02: Paint finish light gray RAL7035 Y84: Customer specifications on the rating plate | alterado Out19 | 0 | 7
1FW3204-1NH62-8CK0-Z | A11A25K84T20U03U21Y84 | 1FW3204-1NH62-8CK0-ZA11A25K84T20U03U21Y84 | 1 | UN | 1 | 40 | X | D | N | N | 85015230 | 1 |  | 225 | KG | 26761.83 | 26761.83 | MC05 | MC05 | SIMOTICS T Complete torque motor 1FW3 330rpm, 34.6 kW, 1000 Nm, 74A, 388 V; (encoder AS2048S/R) Coaxial encoder mounting IMB 14 MPM (top-top-top) Special shaft DEMAG/ KMK aggregate motor A11: (3x PTC) A25: 2nd KTY in terminal box (customer-spec.) K84: Connector outlet direction rotated by 90Â° T20: Shaft cover on NDE U03: CU coil Open cooling circuit Without cover U21: Protection bar Y84: Customer specifications rating plate | alterado Out19 | 0 | 7
1FW3204-1NH62-8CK0-Z | A11K84T20U03U21Y84 | 1FW3204-1NH62-8CK0-ZA11K84T20U03U21Y84 | 1 | UN | 1 | 40 | X | D | N | N | 85015230 | 1 |  | 225 | KG | 26443.61 | 26443.61 | MC05 | MC05 | SIMOTICS T Complete torque motor 1FW3 330rpm, 34.6 kW, 1000 Nm, 74A, 388 V; Single-turn 2048 S/R (encoder AS2048S/R) Coaxial encoder mounting IMB 14 MPM (top-top-top) Special shaft DEMAG/ KMK aggregate motor A11: (3x PTC) K84: Connector outlet direction rotated by 90Â° T20: Shaft cover on NDE U03: CU coil Open cooling circuit Without cover U21: Protection bar Y84: Customer specifications rating plate | alterado Out19 | 0 | 7
1FW3204-1SY78-5UY0-Z | K40N07T17X30 | 1FW3204-1SY78-5UY0-ZK40N07T17X30 | 1 | UN | 1 | 40 | X | D | N | N | 85015290 | 1 |  | 223 | KG | 30615.81 | 30615.81 | MC05 | MC05 | SIMOTICS T Complete torque motor 1FW3 Customer-specific winding version water cooling Absolute encoder single-turn 24-bit (AS24DQI) Encoder mounting via belt IMB 5 special design Terminal box on top Transverse right huSKY (location encoder, terminal box water connections) Special version rotor Degree of protection IP54 Standard bearing K40: Regreasing system N07: Special winding T17: Inside diameter of shaft 175mm for huSKY X30: RAL 1014 (ivory) | alterado Out19 | 0 | 7
1FW3204-3ES62-5DH0-Z | A11 | 1FW3204-3ES62-5DH0-ZA11 | 1 | UN | 1 | 30 | D | D | N | N | 85015381 | 1 |  | 285 | KG | 19872.86 | 19872.86 | MC05 | MC05 | SIMOTICS T Complete torque motor 1FW3 1050rpm, 98kW 890Nm, 197A, 309V 1200rpm, 108kW 860Nm, 191A, 353V 1300rpm, 113kW 830Nm, 184A, 382V 1450rpm, 121kW 800Nm, 178A, 427V water cooling ABSOLUTE ENCODER 2048 S/R, 4096 REV. MULTITURN (ENCODER AM2048S/R) ENCODER MOUNTING COAXIAL IMB 14 TERMINAL BOX ABOVE: CROSSSWISE RIGHT Pt1000 temperature sensor SOLID SHAFT HALF-KEY BALANCING DEGREE OF PROTECTION IP 55 STORAGE STANDARD A11: MOTOR PROTECTION WITH PTC THERMISTOR (3XPTC) | alterado Out19 | 0 | 0
1FW3206-1BL62-5AM0 |  | 1FW3206-1BL62-5AM0 | 1 | UN | 1 | 30 | D | D | N | N | 85015230 | 1 |  | 345 | KG | 19630.08 | 19630.08 | MC05 | MC05 | SIMOTICS T Complete torque motor 1FW3 450rpm, 66kW 1400Nm, 169A, 318V 500rpm, 73.3kW 1400Nm, 169A, 353V 550rpm, 74.9kW 1400Nm, 157A, 374V water cooling ABSOLUTE ENCODER SINGLETURN 24 BIT (AS24DQI) ENCODER MOUNTING COAXIAL IMB 14 TERMINAL BOX ABOVE: CROSSSWISE RIGHT Temperature sensor via DRIVE CLiQ interface SOLID SHAFT DEGREE OF PROTECTION IP 55 STORAGE STANDARD | alterado Out19 | 0 | 0
1FW3206-1BL62-7AH0-Z | A11 | 1FW3206-1BL62-7AH0-ZA11 | 1 | UN | 1 | 30 | D | D | N | N | 85015230 | 1 |  | 345 | KG | 19167.28 | 19167.28 | MC05 | MC05 | SIMOTICS T Complete torque motor 1FW3 450rpm, 66kW 1400Nm, 169A, 318V 500rpm, 73.3kW 1400Nm, 169A, 353V 550rpm, 74.9kW 1400Nm, 157A, 374V water cooling ABSOLUTE ENCODER SINGLETURN 24 BIT (AS24DQI) ENCODER MOUNTING COAXIAL IMB 14 TERMINAL BOX ABOVE: NDE Temperature sensor via DRIVE CLiQ interface SOLID SHAFT HALF-KEY BALANCING DEGREE OF PROTECTION IP 55 STORAGE STANDARD A11: MOTOR PROTECTION WITH PTC THERMISTOR (3XPTC) | alterado Out19 | 0 | 0
1FW3206-1CH62-5AM8-Z | K40T56V07 | 1FW3206-1CH62-5AM8-ZK40T56V07 | 1 | UN | 1 | 40 | X | D | N | N | 85015230 | 1 |  | 345 | KG | 21716.12 | 21716.12 | MC05 | MC05 | SIMOTICS T Complete torque motor 1FW3 330rpm, 51.8 kW, 1500Nm, 118A, 384 V; Water cooling Absolute encoder 24-bit +12-bit multi-turn (AM24DQI) Coaxial encoder mounting IMB 14 Terminal box Transverse right on top Water connection on the left Solid shaft Degree of protection IP55 Special bearings K40: Regreasing system on DE and NDE V07: Grease for lower speeds (SKF-LGHB 2) T56: Reinforced bearings Special shaft end shield = request; SMR-26-2012 | alterado Out19 | 0 | 7
1FW3206-1CJ62-8AS0 |  | 1FW3206-1CJ62-8AS0 | 1 | UN | 1 | 30 | D | D | N | N | 85015290 | 1 |  | 317 | KG | 20781.16 | 20781.16 | MC05 | MC05 | SIMOTICS T Complete torque motor 1FW3 400rpm, 1500Nm water cooling Absolute encoder 24-bit +12-bit multi-turn (AM24DQI) Coaxial encoder mounting IMB 14 Terminal box on top: DE Water connection on the left Plug-on shaft with integrated shaft mount Degree of protection IP55 Standard bearing | alterado Out19 | 0 | 7
1FW3206-1CL62-5AM8-Z | K40T56V07 | 1FW3206-1CL62-5AM8-ZK40T56V07 | 1 | UN | 1 | 40 | X | D | N | N | 85015230 | 1 |  | 345 | KG | 21716.12 | 21716.12 | MC05 | MC05 | SIMOTICS T Complete torque motor 1FW3 550rpm, 74.9 kW, 1400Nm, 157 A 374 V; Water cooling Absolute encoder 24-bit +12-bit multi-turn (AM24DQI) Coaxial encoder mounting IMB 14 Terminal box Transverse right on top Water connection on the left Solid shaft Degree of protection IP55 Special bearings K40: Regreasing system on DE and NDE V07: Grease for lower speeds (SKF-LGHB 2) T56: Reinforced bearings Special shaft end shield = request; SMR-26-2012 | alterado Out19 | 0 | 7
1FW3206-1CL62-5AS0-Z | A11 | 1FW3206-1CL62-5AS0-ZA11 | 1 | UN | 1 | 30 | D | D | N | N | 85015230 | 1 |  | 330 | KG | 20940.21 | 20940.21 | MC05 | MC05 | SIMOTICS T Complete torque motor 1FW3 450rpm, 66kW 1400Nm, 169A, 318V 500rpm, 73.3kW 1400Nm, 169A, 353V 550rpm, 74.9kW 1400Nm, 157A, 374V water cooling ABSOLUTE ENCODER 24 BIT + 12 BIT MULTITURN (AM24DQI) ENCODER MOUNTING COAXIAL IMB 14 TERMINAL BOX ABOVE: CROSSSWISE RIGHT Temperature sensor via DRIVE CLiQ interface PLUG-ON SHAFT WITH INTEGRATED SHAFT HOLDER DEGREE OF PROTECTION IP 55 STORAGE STANDARD A11: MOTOR PROTECTION WITH PTC THERMISTOR (3XPTC) | alterado Out19 | 0 | 0
1FW3206-1CL62-7AS0-Z | A11 | 1FW3206-1CL62-7AS0-ZA11 | 1 | UN | 1 | 30 | D | D | N | N | 85015230 | 1 |  | 330 | KG | 20940.21 | 20940.21 | MC05 | MC05 | SIMOTICS T Complete torque motor 1FW3 450rpm, 66kW 1400Nm, 169A, 318V 500rpm, 73.3kW 1400Nm, 169A, 353V 550rpm, 74.9kW 1400Nm, 157A, 374V water cooling ABSOLUTE ENCODER 24 BIT + 12 BIT MULTITURN (AM24DQI) ENCODER MOUNTING COAXIAL IMB 14 TERMINAL BOX ABOVE: NDE Temperature sensor via DRIVE CLiQ interface PLUG-ON SHAFT WITH INTEGRATED SHAFT HOLDER DEGREE OF PROTECTION IP 55 STORAGE STANDARD A11: MOTOR PROTECTION WITH PTC THERMISTOR (3XPTC) | alterado Out19 | 0 | 0
1FW3206-1DE72-5AA0-Z | Q30 | 1FW3206-1DE72-5AA0-ZQ30 | 1 | UN | 1 | 30 | D | D | N | N | 85015230 | 1 |  | 289 | KG | 25520.66 | 25520.66 | MC05 | MC05 | SIMOTICS T Complete torque motor 1FW3 140rpm, 22.0kW 1500Nm, 65A, 311V 150rpm, 23.6kW 1500Nm, 65A, 331V 160rpm, 25.1kW 1500Nm, 65A, 351V water cooling INCREM. ENCODER 22 BIT + COMMUTATING POSITION 11 BIT (ENCODER IC22DQ) ENCODER MOUNTING OVER BELT IMB 14 TERMINAL BOX ABOVE: CROSSSWISE RIGHT Temperature sensor via DRIVE CLiQ interface HOLLOW-SHAFT DEGREE OF PROTECTION IP 54 STORAGE STANDARD Q30: CLAMPING ELEMENT WITH CENTRING BUSH (ONLY WITH HOLLOW SHAFT) | alterado Out19 | 0 | 0
1FW3206-1EH62-8AA0-Z | A11K40 | 1FW3206-1EH62-8AA0-ZA11K40 | 1 | UN | 1 | 30 | D | D | N | N | 85015230 | 1 |  | 280 | KG | 21817.83 | 21817.83 | MC05 | MC05 | SIMOTICS T Complete torque motor 1FW3 270rpm, 42.4kW 1500Nm, 118A, 317V 300rpm, 47.1kW 1500Nm, 118A, 351V 330rpm, 51.8kW 1500Nm, 118A, 384V water cooling ABSOLUTE ENCODER 2048 S/R, 4096 REV. MULTITURN (ENCODER AM2048S/R) ENCODER MOUNTING COAXIAL IMB 14 TERMINAL BOX ABOVE: DE Temperature sensor KTY HOLLOW-SHAFT DEGREE OF PROTECTION IP 54 STORAGE STANDARD A11: MOTOR PROTECTION WITH PTC THERMISTOR (3XPTC) K40: REGREASING DEVICE ON D-END AND ND-END | alterado Out19 | 0 | 0
1FW3206-1EH62-8AK0-Z | A11A25K84T20U03U21Y84 | 1FW3206-1EH62-8AK0-ZA11A25K84T20U03U21Y84 | 1 | UN | 1 | 40 | X | D | N | N | 85015290 | 1 |  | 279 | KG | 26169.36 | 26169.36 | MC05 | MC05 | SIMOTICS T Complete torque motor 1FW3 Customer-specific winding version water cooling Absolute encoder 2048 S/R 4096 revolutions multi-turn Coaxial encoder mounting IMB 14 Terminal box on top: DE Special shaft DEMAG/ KMK aggregate motor Degree of protection IP54, bearings standard, A11: 3x PTC A25: 2nd KTY in terminal box K84: connector outlet rotated by 90Â° T20: Shaft cover on NDE U03: CU coil, cooling circuit Open without cover U21: Protection bar Y84: Customer spec. rating plate | alterado Out19 | 0 | 7
1FW3206-1FH72-5AA0-Z | K40 | 1FW3206-1FH72-5AA0-ZK40 | 1 | UN | 1 | 30 | D | D | N | N | 85015230 | 1 |  | 280 | KG | 22962.93 | 22962.93 | MC05 | MC05 | SIMOTICS T Complete torque motor 1FW3 270rpm, 42.4kW 1500Nm, 118A, 317V 300rpm, 47.1kW 1500Nm, 118A, 351V 330rpm, 51.8kW 1500Nm, 118A, 384V water cooling ABSOLUTE ENCODER 22 BIT + 12 BIT MULTITURN (AM22DQ) ENCODER MOUNTING OVER BELT IMB 14 TERMINAL BOX ABOVE: CROSSSWISE RIGHT Temperature sensor via DRIVE CLiQ interface HOLLOW-SHAFT DEGREE OF PROTECTION IP 54 STORAGE STANDARD K40: REGREASING DEVICE ON D-END AND ND-END | alterado Out19 | 0 | 0
1FW3206-1GL72-5CK4-Z | A11K24U02U11 | 1FW3206-1GL72-5CK4-ZA11K24U02U11 | 1 | UN | 1 | 40 | X | D | N | N | 85015290 | 1 |  | 280 | KG | 32250.52 | 32250.52 | MC05 | MC05 | SIMOTICS T Complete torque motor 1FW3 550rpm, 74.9 kW, 1400Nm, 157A, 374 V; Water cooling EQI 1325 (multi-turn) A-32 K02 Encoder mounting via belt IMB 14 Terminal box on top traverse right MPM (top-top-top) Special shaft DEMAG/ KMK aggregate motor Degree of protection IP54 2x floating bearing A11: Motor protection through PTC thermistors (3x PTC) K24: Only primer coat RAL 6021 (green) without color U02: CU coil, cooling circuit Open with cover U11: With complete finishing (for aggregate motors) | alterado Out19 | 0 | 7
1FW3206-1KL72-5CK4-Z | A11K24U03U09 | 1FW3206-1KL72-5CK4-ZA11K24U03U09 | 1 | UN | 1 | 40 | X | D | N | N | 85015290 | 1 |  | 280 | KG | 32886.22 | 32886.22 | MC05 | MC05 | SIMOTICS T Complete torque motor 1FW3 550rpm, 74.9 kW, 1400Nm, 157A, 374 V; Water cooling; EQI 1325 SMI (multi-turn) A-32 K02 Encoder mounting via belt IMB 14 Terminal box on top traverse right MPM (top-top-top) Special shaft DEMAG/ KMK aggregate motor Degree of protection IP54 2x floating bearing A11: Motor protection through PTC thermistors (3x PTC) K24: Only primer coat RAL 6021 (green) without color U03: CU coil, cooling circuit Open without cover U09: Without complete finishing DE Without grease sl. (aggreg. mot.) | alterado Out19 | 0 | 7
1FW3206-1KN72-5CK4-Z | A11K24U03U09 | 1FW3206-1KN72-5CK4-ZA11K24U03U09 | 1 | UN | 1 | 40 | X | D | N | N | 85015290 | 1 |  | 280 | KG | 36313.69 | 36313.69 | MC05 | MC05 | SIMOTICS T Complete torque motor 1FW3 550rpm, 74.9 kW, 1400Nm, 157A, 374 V; Water cooling; EQI 1325 SMI (multi-turn) A-32 K02 Encoder mounting via belt IMB 14 Terminal box on top traverse right MPM (top-top-top) Special shaft DEMAG/ KMK aggregate motor Degree of protection IP54 2x floating bearing A11: Motor protection through PTC thermistors (3x PTC) K24: Only primer coat RAL 6021 (green) without color U03: CU coil, cooling circuit Open without cover U09: Without complete finishing DE Without grease sl. (aggreg. mot.) | alterado Out19 | 0 | 7
1FW3206-1LL62-5AA0-Z | A11K40 | 1FW3206-1LL62-5AA0-ZA11K40 | 1 | UN | 1 | 30 | D | D | N | N | 85015290 | 1 |  | 280 | KG | 21778.27 | 21778.27 | MC05 | MC05 | SIMOTICS T Complete torque motor 1FW3 550rpm, 73.3kW, 1400Nm, 169A Water cooling Absolute encoder Single-turn 24-bit (AS24DQI) Coaxial encoder mounting IMB 14 Terminal box on top Transverse right Water connection on the left Hollow shaft Degree of protection IP54 Standard bearing A11: Motor protection through PTC thermistors (3x PTC) K40: Regreasing system on DE and NDE | alterado Out19 | 0 | 7
1FW3206-1MC62-7AE0-Z | K40N99T20X02Y84 | 1FW3206-1MC62-7AE0-ZK40N99T20X02Y84 | 1 | UN | 1 | 30 | D | D | N | N | 85015230 | 1 |  | 279 | KG | 22889 | 22889 | MC05 | MC05 | SIMOTICS T Complete torque motor 1FW3 Customer-specific winding version Water cooling; ERM 280 (incremental) I-2048 T01 Coaxial encoder mounting IMB 14 Terminal box on top: NDE Special shaft Brueckner (higher accuracy) Degree of protection IP54 Standard bearing K40: Regreasing system N99: Specification on rating plate with/without water cooling T20: shaft cover on NDE (for coaxial encoder mounting not required) X02: cream white RAL 9001 Y84: Customer specifications on the rating plate | alterado Out19 | 0 | 7
1FW3206-1ME62-7AE0-Z | K40N99T20X02Y84 | 1FW3206-1ME62-7AE0-ZK40N99T20X02Y84 | 1 | UN | 1 | 30 | D | D | N | N | 85015230 | 1 |  | 280 | KG | 23047.22 | 23047.22 | MC05 | MC05 | SIMOTICS T Complete torque motor 1FW3 160rpm, 25.1kW, 1500Nm, 65A, 351V; Water cooling; ERM 280 (incremental) I-2048 T01 Coaxial encoder mounting IMB 14 Terminal box on top: NDE Special shaft Brueckner (higher accuracy) Degree of protection IP54 Standard bearing K40: Regreasing system N99: Specification on rating plate with/without water cooling T20: shaft cover on NDE (for coaxial encoder mounting not required) X02: cream white RAL 9001 Y84: Customer specifications on the rating plate | alterado Out19 | 0 | 7
1FW3206-1ME62-7AE0-Z | K40N99T20X53Y84 | 1FW3206-1ME62-7AE0-ZK40N99T20X53Y84 | 1 | UN | 1 | 30 | D | D | N | N | 85015230 | 1 |  | 280 | KG | 23337.06 | 23337.06 | MC05 | MC05 | SIMOTICS T Complete torque motor 1FW3 160rpm, 25.1kW, 1500Nm, 65A, 351V; Water cooling; ERM 280 (incremental) I-2048 T01 Coaxial encoder mounting IMB 14 Terminal box on top: NDE Special shaft Brueckner (higher accuracy) Degree of protection IP54 Standard bearing K40: Regreasing system N99: Specification on rating plate with/without water cooling T20: shaft cover on NDE (for coaxial encoder mounting not required) X02: light gray RAL7035 Y84: Customer specifications on the rating plate | alterado Out19 | 0 | 7
1FW3206-1ML62-7AE0-Z | K40N99T20X53Y84 | 1FW3206-1ML62-7AE0-ZK40N99T20X53Y84 | 1 | UN | 1 | 30 | D | D | N | N | 85015290 | 1 |  | 280 | KG | 23337.06 | 23337.06 | MC05 | MC05 | SIMOTICS T Complete torque motor 1FW3 550rpm, 74.9 kW, 1400Nm, 157A, 374V Water cooling ERM 280 (incremental) I-2048 T01 Coaxial encoder mounting IMB 14 Terminal box on top: NDE Special shaft Brueckner K40: Regreasing system N99: Specification with/without water cooling T20: shaft cover on NDE X53: Paint finish in RAL7035 Y84: Customer specifications on the rating plate | alterado Out19 | 0 | 7
1FW3206-1MP62-7AA0-Z | K23K40X18Y84 | 1FW3206-1MP62-7AA0-ZK23K40X18Y84 | 1 | UN | 1 | 30 | D | D | N | N | 85015381 | 1 |  | 280 | KG | 22601.75 | 22601.75 | MC05 | MC05 | SIMOTICS T Complete torque motor 1FW3 1000 Nm, 800rpm, 84kW, 176A Water cooling ERM 280 (incremental) I-2048 T01 Coaxial encoder mounting IMB 14 Terminal box on top: NDE, Water connection on the left Hollow shaft Degree of protection IP54 Standard bearing K40: Regreasing system X18: papyrus white RAL 9018 Y84: Customer specifications on the rating plate | alterado Out19 | 0 | 7
1FW3206-1MP62-7AA0-Z | K40T20X02Y84 | 1FW3206-1MP62-7AA0-ZK40T20X02Y84 | 1 | UN | 1 | 30 | D | D | N | N | 85015381 | 1 |  | 280 | KG | 22358.74 | 22358.74 | MC05 | MC05 | SIMOTICS T Complete torque motor 1FW3 Customer-specific winding version Water cooling ERM 280 (incremental) I-2048 T01 Coaxial encoder mounting IMB 14 Terminal box on top: NDE Hollow shaft Degree of protection IP54 Standard bearing K40: Regreasing system X02: cream white RAL 9001 Y84: Customer specifications on the rating plate T20: shaft cover on NDE (for coaxial encoder mounting not required) | alterado Out19 | 0 | 7
1FW3206-1MP62-7AA0-Z | K40T20X13Y84 | 1FW3206-1MP62-7AA0-ZK40T20X13Y84 | 1 | UN | 1 | 30 | D | D | N | N | 85015381 | 1 |  | 280 | KG | 22865 | 22865 | MC05 | MC05 | SIMOTICS T Complete torque motor 1FW3 Customer-specific winding version Water cooling ERM 280 (incremental) I-2048 T01 Coaxial encoder mounting IMB 14 Terminal box on top: NDE Water connection on the left Hollow shaft Degree of protection IP54 Standard bearing K40: Regreasing system T20: shaft cover on NDE (with coaxial encoder mounting not required) X13: Paint finish in RAL 5024 (pastel blue) Y84: Customer specifications on the rating plate | alterado Out19 | 0 | 7
1FW3206-1MP62-7AA0-Z | K40X02Y84 | 1FW3206-1MP62-7AA0-ZK40X02Y84 | 1 | UN | 1 | 30 | D | D | N | N | 85015381 | 1 |  | 280 | KG | 22322.01 | 22322.01 | MC05 | MC05 | SIMOTICS T Complete torque motor 1FW3 Customer-specific winding version Water cooling ERM 280 (incremental) I-2048 T01 Coaxial encoder mounting IMB 14 Terminal box on top: NDE Water connection on the left Hollow shaft Degree of protection IP54 Standard bearing K40: Regreasing system X02: Paint finish cream white RAL 9001 Y84: Customer specifications on the rating plate | alterado Out19 | 0 | 7
1FW3206-1MP62-7AE0-Z | K40T20X02 | 1FW3206-1MP62-7AE0-ZK40T20X02 | 1 | UN | 1 | 30 | D | D | N | N | 85015381 | 1 |  | 280 | KG | 23336.22 | 23336.22 | MC05 | MC05 | SIMOTICS T Complete torque motor 1FW3 water cooling ERM 280 (incremental) I-2048 T0 Coaxial encoder mounting IMB 14 Terminal box on top: NDE, Water connection on the left Special shaft Brueckner (higher accuracy) Degree of protection IP54 Standard bearing K40: regreasing system T20: shaft cover on NDE (for coaxial encoder mounting not required) X02: cream white RAL 9001 Y84: Customer specifications on the rating plate | alterado Out19 | 0 | 7
1FW3206-1MP62-7AE0-Z | K40T20X02Y84 | 1FW3206-1MP62-7AE0-ZK40T20X02Y84 | 1 | UN | 1 | 30 | D | D | N | N | 85015381 | 1 |  | 280 | KG | 23336.21 | 23336.21 | MC05 | MC05 | SIMOTICS T Complete torque motor 1FW3 450rpm, 66 kW, 1400Nm 169A, 318V; 500rpm, 73.3kW 1400Nm, 169A, 353V; 550rpm, 74.9 kW, 1400Nm, 157A, 374V Water cooling; ERM 280 (incr.) I-2048 T0, coax. encoder mounting IMB 14; terminal box on top: NDE; Water connection on the left; Special shaft Brueckner (higher accuracy) Degree of protection IP54 Standard bearing K40: Regreasing system T20: shaft cover on NDE (for coax. encoder mounting not required) X02: cream white RAL 9001 Y84: Customer specifications on the rating plate | alterado Out19 | 0 | 7
1FW3206-1MP62-7AE0-Z | K40T20X53Y84 | 1FW3206-1MP62-7AE0-ZK40T20X53Y84 | 1 | UN | 1 | 30 | D | D | N | N | 85015381 | 1 |  | 280 | KG | 23626.08 | 23626.08 | MC05 | MC05 | SIMOTICS T Complete torque motor 1FW3 Customer-specific winding version water cooling ERM 280 (incremental) I-2048 T0 Coaxial encoder mounting IMB 14 Terminal box on top: NDE, Water connection on the left Special shaft Brueckner (higher accuracy) Degree of protection IP54 Standard bearing K40: regreasing system T20: shaft cover on NDE (with coaxial encoder mounting not required) X53: RAL7035 (light gray) Y84: Customer specifications on the rating plate | alterado Out19 | 0 | 7
1FW3206-1NG62-8CK0-Z | A11A25K84T20U03U21Y84 | 1FW3206-1NG62-8CK0-ZA11A25K84T20U03U21Y84 | 1 | UN | 1 | 40 | X | D | N | N | 85015230 | 1 |  | 280 | KG | 31023.06 | 31023.06 | MC05 | MC05 | SIMOTICS T Complete torque motor 1FW3 Customer-specific winding version Water cooling absolute encoder Single-turn 2048 S/R (encoder AS2048S/R) Coaxial encoder mounting IMB 14 Terminal box on top: DE MPM (top-top-top) Degree of protection IP54; bearings Standard; A11: Motor protection 3x PTC; A25: 2nd KTY in terminal box; K84: connector outlet rotated by 90Â°; T20: Shaft cover on NDE U03: CU coil, cooling circuit Open without cover U21: Protection bar Y84: Customer spec. rating plate | alterado Out19 | 0 | 7
1FW3206-1NG62-8CK0-Z | A11K84T20U02U21Y84 | 1FW3206-1NG62-8CK0-ZA11K84T20U02U21Y84 | 1 | UN | 1 | 40 | X | D | N | N | 85015230 | 1 |  | 280 | KG | 30357.51 | 30357.51 | MC05 | MC05 | SIMOTICS T Complete torque motor 1FW3 Customer-specific winding version Water cooling Encoder AS2048S/R Coaxial encoder mounting IMB 14 Terminal box DE MPM (top-top-top) KMK aggregate motor A11: 3x PTC K84: connector outlet rotated by 90Â° T20: shaft cover on NDE U02: CU coil Open cooling circuit U21: Protection bar Y84: Customer specifications on the rating plate | alterado Out19 | 0 | 7
1FW3206-1NG62-8CK0-Z | A11K84T20U03U21Y84 | 1FW3206-1NG62-8CK0-ZA11K84T20U03U21Y84 | 1 | UN | 1 | 40 | X | D | N | N | 85015230 | 1 |  | 280 | KG | 30357.51 | 30357.51 | MC05 | MC05 | SIMOTICS T Complete torque motor 1FW3 Customer-specific winding version Water cooling Encoder AS2048S/R Coaxial encoder mounting IMB 14 terminal box: DE MPM (top-top-top) Special shaft DEMAG/ KMK aggregate motor A11: 3x PTC K84: connector outlet rotated by 90Â° T20: Shaft cover on NDE U03: CU coil Open cooling circuit U21: Protection bar Y84: Customer specifications on the rating plate | alterado Out19 | 0 | 7
1FW3206-1SJ72-6AA0 |  | 1FW3206-1SJ72-6AA0 | 1 | UN | 1 | 30 | D | D | N | N | 85015290 | 1 |  | 279 | KG | 20575.12 | 20575.12 | MC05 | MC05 | SIMOTICS T Complete torque motor 1FW3 Customer-specific winder variation water cooling Resolver multi-pole Encoder mounting via belt IMB 14 terminal box Transverse left on top Water connection on the left Hollow shaft Degree of protection IP54 Standard bearing | alterado Out19 | 0 | 7
1FW3206-1SP72-7AA3-Z | A11 | 1FW3206-1SP72-7AA3-ZA11 | 1 | UN | 1 | 30 | D | D | N | N | 85015381 | 1 |  | 280 | KG | 23227.67 | 23227.67 | MC05 | MC05 | SIMOTICS T Complete torque motor 1FW3 Customer-specific winding version Water cooling Resolver multi-pole Encoder mounting via belt IMB 14 Terminal box on top: NDE Water connection on the left Hollow shaft Degree of protection IP54 DE without bearings A11: Motor protection through PTC thermistors (3x PTC) | alterado Out19 | 0 | 7
1FW3206-1SY72-6AV7-Z | N01T02V08X89X96 | 1FW3206-1SY72-6AV7-ZN01T02V08X89X96 | 1 | UN | 1 | 40 | X | D | N | N | 85015230 | 1 |  | 280 | KG | 33211.95 | 33211.95 | MC05 | MC05 | SIMOTICS T Complete torque motor 1FW3 Customer-specific winding version Water cooling; Resolver multi-pole Encoder mounting via belt IMB 14 Terminal box transverse left on the top Voith: T20+moisture protection ROTOR+STATOR; Degree of protection IP54; TS (thermostable bearings) only in connection with K40 N01: Special winding X89: Paint finish in RAL 7032 (pebble gray ALEXIT) X96: Primer coat signal gray 2x (RAL7004) T02: Special cooling jacket+ moisture protection V08: Grease for higher temp. (KLUEBER BH72-422) | alterado Out19 | 0 | 7
1FW3206-1WH62-5AA4-Z | A11T20X01 | 1FW3206-1WH62-5AA4-ZA11T20X01 | 1 | UN | 1 | 30 | D | D | N | N | 85015290 | 1 |  | 280 | KG | 21006.56 | 21006.56 | MC05 | MC05 | SIMOTICS T Complete torque motor 1FW3 330rpm, 51.8 kW, 1 500Nm, 118A, 384V Water cooling without encoder Coaxial encoder mounting IMB 14 Terminal box on top traverse right Hollow shaft Degree of protection IP54 Standard bearing A11: Motor protection through PTC thermistors (3x PTC) T20: shaft cover on NDE (with coaxial encoder mounting not required) X01: Paint finish in RAL 9005 (jet black matte) | alterado Out19 | 0 | 7
1FW3208-1AE72-6AA0 |  | 1FW3208-1AE72-6AA0 | 1 | UN | 1 | 30 | D | D | N | N | 85015230 | 1 |  | 350 | KG | 24592.22 | 24592.22 | MC05 | MC05 | SIMOTICS T Complete torque motor 1FW3 140rpm, 29.3kW 2000Nm, 84A, 316V 150rpm, 31.4kW 2000Nm, 84A, 337V 160rpm, 33.5kW 2000Nm, 84A, 357V water cooling INCREM. ENCODER SIN/COS 1VPP 2048 S/R WITH C- AND D-TRACK (ENCODER IC2048S/R) ENCODER MOUNTING OVER BELT IMB 14 TERMINAL BOX ABOVE: CROSSSWISE LEFT Temperature sensor KTY HOLLOW-SHAFT DEGREE OF PROTECTION IP 54 STORAGE STANDARD | alterado Out19 | 0 | 0
1FW3208-1AH72-5AY2-Z | S32 | 1FW3208-1AH72-5AY2-ZS32 | 1 | UN | 1 | 50 | X | D | N | N | 85015230 | 1 |  | 466 | KG | 33846.16 | 33846.16 | MC05 | MC05 | SIMOTICS T Complete torque motor 1FW3 300rpm, 2000Nm water cooling Incremental encoder sin/cos 1 Vpp 2048 S/R with C and D track (encoder IC2048S/R) Encoder mounting via belt IMB 14 terminal box Transverse right on top Water connection on the left S32: extruder motor max. axial force in KN: 100 Screw diameter in mm: 35 Screw intake: N 45x 2x 30x 21x 9H DIN5480 Cylinder flange (ZENTRIER.): 50 Axial bearing type FAG: 29324E | alterado Out19 | 0 | 7
1FW3208-1AH72-5AY2-Z | S36 | 1FW3208-1AH72-5AY2-ZS36 | 1 | UN | 1 | 50 | X | D | N | N | 85015230 | 1 |  | 467 | KG | 33587.37 | 33587.37 | MC05 | MC05 | SIMOTICS T Complete torque motor 1FW3 300rpm, 2000Nm water cooling Incremental encoder sin/cos 1 Vpp 2048 S/R with C and D track (encoder IC2048S/R) Encoder mounting via belt IMB 14 terminal box Transverse right on top Water connection on the left S36: extruder motor max. axial force in KN: 100 Screw diameter in mm: 35 Screw intake: Diameter 35 H7/ 1x feather key 10x 8x 100 Cylinder flange (ZENTRIER.): 50 Axial bearing type FAG: 29324E | alterado Out19 | 0 | 7
1FW3208-1AH72-6AY2-Z | S02X01 | 1FW3208-1AH72-6AY2-ZS02X01 | 1 | UN | 1 | 50 | X | D | N | N | 85015290 | 1 |  | 350 | KG | 32570.3 | 32570.3 | MC05 | MC05 | SIMOTICS T Complete torque motor 1FW3 330rpm, 69.1kW, 2000Nm, 153A, 379V Water cooling Incremental encoder sin/cos 1 Vpp 2048 S/R with C and D track (encoder IC2048S/R) Encoder mounting via belt IMB 14 Terminal box on top traverse left Special version rotor Degree of protection IP54 Axial bearing integrated (RT) S02: Customer-specific version X01: Paint finish in RAL 9005 (jet black matte) | alterado Out19 | 0 | 7
1FW3208-1AH72-6AY2-Z | S02X28 | 1FW3208-1AH72-6AY2-ZS02X28 | 1 | UN | 1 | 50 | X | D | N | N | 85015290 | 1 |  | 350 | KG | 32860.15 | 32860.15 | MC05 | MC05 | SIMOTICS T Complete torque motor 1FW3 330rpm, 69.1kW, 2000Nm, 153A, 379V Water cooling Incremental encoder sin/cos 1 Vpp 2048 S/R with C and D track (encoder IC2048S/R) Encoder mounting via belt IMB 14 Terminal box on top traverse left Special version rotor Degree of protection IP54 Axial bearing integrated (RT) S02: Customer-specific version X01: Paint finish in RAL 5009 (azure blue) | alterado Out19 | 0 | 7
1FW3208-1AH72-6AY2-Z | S32 | 1FW3208-1AH72-6AY2-ZS32 | 1 | UN | 1 | 50 | X | D | N | N | 85015230 | 1 |  | 466 | KG | 33846.16 | 33846.16 | MC05 | MC05 | SIMOTICS T Complete torque motor 1FW3 300rpm, 2000Nm water cooling Incremental encoder sin/cos 1 Vpp 2048 S/R with C and D track (encoder IC2048S/R) Encoder mounting via belt IMB 14 terminal box Transverse left on top Water connection on the left S32: extruder motor max. axial force in KN: 100 Screw diameter in mm: 35 Screw intake: N 45x 2x 30x 21x 9H DIN5480 Cylinder flange (ZENTRIER.): 50 Axial bearing type FAG: 29324E | alterado Out19 | 0 | 7
1FW3208-1AH72-6AY2-Z | S32X01 | 1FW3208-1AH72-6AY2-ZS32X01 | 1 | UN | 1 | 50 | X | D | N | N | 85015230 | 1 |  | 466 | KG | 34297.42 | 34297.42 | MC05 | MC05 | SIMOTICS T Complete torque motor 1FW3 300rpm, 2000Nm Water cooling Incremental encoder sin/cos 1 Vpp 2048 S/R with C and D track (encoder IC2048S/R) Encoder mounting via belt IMB 14 Terminal box Transverse left on top Water connection on the left S32: extruder motor max. axial force in KN: 100 Screw diameter in mm: 35 Screw intake: N 45x 2x 30x 21x 9H DIN5480 cylinder flange (CENTERING): 50 Axial bearing type FAG: 29324E X01: paint finish jet black matte (RAL 9005) | alterado Out19 | 0 | 7
1FW3208-1AH72-6AY2-Z | S36 | 1FW3208-1AH72-6AY2-ZS36 | 1 | UN | 1 | 50 | X | D | N | N | 85015230 | 1 |  | 467 | KG | 33587.37 | 33587.37 | MC05 | MC05 | SIMOTICS T Complete torque motor 1FW3 300rpm, 2000Nm water cooling Incremental encoder sin/cos 1 Vpp 2048 S/R with C and D track (encoder IC2048S/R) Encoder mounting via belt IMB 14 terminal box Transverse left on top Water connection on the left S36: extruder motor max. axial force in KN: 100 Screw diameter in mm: 35 Screw intake: Diameter 35 H7/ 1x feather key 10x 8x 100 Cylinder flange (ZENTRIER.): 50 Axial bearing type FAG: 29324E | alterado Out19 | 0 | 7
1FW3208-1AH72-6AY2-Z | S36X01 | 1FW3208-1AH72-6AY2-ZS36X01 | 1 | UN | 1 | 50 | X | D | N | N | 85015230 | 1 |  | 467 | KG | 34038.6 | 34038.6 | MC05 | MC05 | SIMOTICS T Complete torque motor 1FW3 300rpm, 2000Nm Water cooling Incremental encoder sin/cos 1 Vpp 2048 S/R with C and D track (encoder IC2048S/R) Encoder mounting via belt IMB 14 Terminal box on top traverse left Water connection on the left S36: extruder motor max. axial force in KN: 100 Screw diameter in mm: 35 Screw intake: diameter 35 H7/; 1x feather key 10x 8x 100 cylinder flange (CENTERING): 50 Axial bearing type FAG: 29324E X01: Paint finish in RAL 9005 (jet black matte) | alterado Out19 | 0 | 7
1FW3208-1AH72-7AY2-Z | S32 | 1FW3208-1AH72-7AY2-ZS32 | 1 | UN | 1 | 50 | X | D | N | N | 85015230 | 1 |  | 466 | KG | 33846.16 | 33846.16 | MC05 | MC05 | SIMOTICS T Complete torque motor 1FW3 300rpm, 2000Nm water cooling Incremental encoder sin/cos 1 Vpp 2048 S/R with C and D track (encoder IC2048S/R) Encoder mounting via belt IMB 14 terminal box top: NDE, Water connection on the left S32: extruder motor max. axial force in KN: 100 Screw diameter in mm: 35 Screw intake: N 45x 2x 30x 21x 9H DIN5480 Cylinder flange (ZENTRIER.): 50 Axial bearing type FAG: 29324E | alterado Out19 | 0 | 7
1FW3208-1AH72-7AY2-Z | S36 | 1FW3208-1AH72-7AY2-ZS36 | 1 | UN | 1 | 50 | X | D | N | N | 85015230 | 1 |  | 467 | KG | 33587.37 | 33587.37 | MC05 | MC05 | SIMOTICS T Complete torque motor 1FW3 300rpm, 2000Nm water cooling Incremental encoder sin/cos 1 Vpp 2048 S/R with C and D track (encoder IC2048S/R) Encoder mounting via belt IMB 14 terminal box top: NDE, Water connection on the left S36: extruder motor max. axial force in KN: 100 Screw diameter in mm: 35 Screw intake: Diameter 35 H7/ 1x feather key 10x 8x 100 Cylinder flange (ZENTRIER.): 50 Axial bearing type FAG: 29324E | alterado Out19 | 0 | 7
1FW3208-1AH72-8AY2-Z | S32 | 1FW3208-1AH72-8AY2-ZS32 | 1 | UN | 1 | 50 | X | D | N | N | 85015230 | 1 |  | 466 | KG | 33846.16 | 33846.16 | MC05 | MC05 | SIMOTICS T Complete torque motor 1FW3 300rpm, 2000Nm water cooling Incremental encoder sin/cos 1 Vpp 2048 S/R with C and D track (encoder IC2048S/R) Encoder mounting via belt IMB 14 terminal box top: DE Water connection on the left S32: extruder motor max. axial force in KN: 100 Screw diameter in mm: 35 Screw intake: N 45x 2x 30x 21x 9H DIN5480 Cylinder flange (ZENTRIER.): 50 Axial bearing type FAG: 29324E | alterado Out19 | 0 | 7
1FW3208-1AH72-8AY2-Z | S36 | 1FW3208-1AH72-8AY2-ZS36 | 1 | UN | 1 | 50 | X | D | N | N | 85015230 | 1 |  | 467 | KG | 33587.37 | 33587.37 | MC05 | MC05 | SIMOTICS T Complete torque motor 1FW3 300rpm, 2000Nm water cooling Incremental encoder sin/cos 1 Vpp 2048 S/R with C and D track (encoder IC2048S/R) Encoder mounting via belt IMB 14 terminal box top: DE Water connection on the left S36: extruder motor max. axial force in KN: 100 Screw diameter in mm: 35 Screw intake: Diameter 35 H7/ 1x feather key 10x 8x 100 Cylinder flange (ZENTRIER.): 50 Axial bearing type FAG: 29324E | alterado Out19 | 0 | 7
1FW3208-1AJ72-5AA0 |  | 1FW3208-1AJ72-5AA0 | 1 | UN | 1 | 30 | D | D | N | N | 85015220 | 1 |  | 350 | KG | 25143.32 | 25143.32 | MC05 | MC05 | SIMOTICS T Complete torque motor 1FW3 Special speed, 2000Nm water cooling Incremental encoder sin/cos 1 Vpp 2048 S/R with C and D track (encoder IC2048S/R) Encoder mounting via belt IMB 14 Terminal box on top Transverse right Water connection on the left Hollow shaft Degree of protection IP54 bearings standard | alterado Out19 | 0 | 7
1FW3208-1AL72-8AC3-Z | M02T20 | 1FW3208-1AL72-8AC3-ZM02T20 | 1 | UN | 1 | 30 | D | D | N | N | 85015381 | 1 |  | 350 | KG | 29103.69 | 29103.69 | MC05 | MC05 | SIMOTICS T Complete torque motor 1FW3 Customer-specific winder variation Incremental encoder sin/cos 1 Vpp 2048 S/R with C and D track (encoder IC2048S/R) Encoder mounting via belt IMB 14 Terminal box on top: DE Water connection on the left DI 145/250mm (ring span) Degree of protection IP54 DE without bearings M02: Drilled cable gland M63x 1.5 Removable front plate for GK 630 T20: shaft cover on NDE (with coaxial encoder mounting not required) | alterado Out19 | 0 | 7
1FW3208-1AL72-8DC3-Z | M02T20 | 1FW3208-1AL72-8DC3-ZM02T20 | 1 | UN | 1 | 30 | D | D | N | N | 85015381 | 1 |  | 350 | KG | 28544.01 | 28544.01 | MC05 | MC05 | SIMOTICS T Complete torque motor 1FW3 Customer-specific winder variation Incremental encoder sin/cos 1 VPP 2048 S/R with C and D track (encoder IC2048S/R) Encoder mounting via belt IMB 14 Terminal box on top: DE Water connection on the left DI 145/250mm (ring span) Degree of protection IP54 DE without bearings M02: Drilled cable gland M63x 1.5 Removable front plate for GK 630 T20: shaft cover on NDE (with coaxial encoder mounting not required) | alterado Out19 | 0 | 7
1FW3208-1BH62-6AM0-Z | A11K40V07 | 1FW3208-1BH62-6AM0-ZA11K40V07 | 1 | UN | 1 | 30 | D | D | N | N | 85015230 | 1 |  | 415 | KG | 24057.06 | 24057.06 | MC05 | MC05 | SIMOTICS T Complete torque motor 1FW3 270rpm, 56.5kW 2000Nm, 153A, 313V 300rpm, 62.8kW 2000Nm, 153A, 346V 330rpm, 69.1kW 2000Nm, 153A, 379V water cooling ABSOLUTE ENCODER SINGLETURN 24 BIT (AS24DQI) ENCODER MOUNTING COAXIAL IMB 14 TERMINAL BOX ABOVE: CROSSSWISE LEFT Temperature sensor via DRIVE CLiQ interface SOLID SHAFT DEGREE OF PROTECTION IP 55 STORAGE STANDARD A11: MOTOR PROTECTION WITH PTC THERMISTOR (3XPTC) K40: REGREASING DEVICE ON D-END AND ND-END V07: SPECIAL GREASE FOR LOW SPEEDS REQUIRES ALWAYS K40: REGREASING DEVICE ON D-END AND ND-END | alterado Out19 | 0 | 0
1FW3208-1BL62-7AH0-Z | A11 | 1FW3208-1BL62-7AH0-ZA11 | 1 | UN | 1 | 30 | D | D | N | N | 85015230 | 1 |  | 415 | KG | 22212.95 | 22212.95 | MC05 | MC05 | SIMOTICS T Complete torque motor 1FW3 450rpm, 87.2kW 1850Nm, 226A, 332V 500rpm, 96.9kW 1850Nm, 226A, 368V 550rpm, 100.8kW 1750Nm, 213A, 392V water cooling ABSOLUTE ENCODER SINGLETURN 24 BIT (AS24DQI) ENCODER MOUNTING COAXIAL IMB 14 TERMINAL BOX ABOVE: NDE Temperature sensor via DRIVE CLiQ interface SOLID SHAFT HALF-KEY BALANCING DEGREE OF PROTECTION IP 55 STORAGE STANDARD A11: MOTOR PROTECTION WITH PTC THERMISTOR (3XPTC) | alterado Out19 | 0 | 0
1FW3208-1CJ62-8AS0 |  | 1FW3208-1CJ62-8AS0 | 1 | UN | 1 | 30 | D | D | N | N | 85015230 | 1 |  | 350 | KG | 25271.06 | 25271.06 | MC05 | MC05 | SIMOTICS T Complete torque motor 1FW3 Customer-specific winding version water cooling Absolute encoder 24-bit +12-bit multi-turn (AM24DQI) Coaxial encoder mounting IMB 14 Terminal box on top: DE Water connection on the left Plug-on shaft with integrated shaft mount Degree of protection IP55 Standard bearing | alterado Out19 | 0 | 7
1FW3208-1DE72-5AA0 |  | 1FW3208-1DE72-5AA0 | 1 | UN | 1 | 30 | D | D | N | N | 85015230 | 1 |  | 350 | KG | 25158.47 | 25158.47 | MC05 | MC05 | SIMOTICS T Complete torque motor 1FW3 140rpm, 29.3kW 2000Nm, 84A, 316V 150rpm, 31.4kW 2000Nm, 84A, 337V 160rpm, 33.5kW 2000Nm, 84A, 357V water cooling INCREM. ENCODER 22 BIT + COMMUTATING POSITION 11 BIT (ENCODER IC22DQ) ENCODER MOUNTING OVER BELT IMB 14 TERMINAL BOX ABOVE: CROSSSWISE RIGHT Temperature sensor via DRIVE CLiQ interface HOLLOW-SHAFT DEGREE OF PROTECTION IP 54 STORAGE STANDARD | alterado Out19 | 0 | 0
1FW3208-1DL72-8AC3-Z | M02T20 | 1FW3208-1DL72-8AC3-ZM02T20 | 1 | UN | 1 | 30 | D | D | N | N | 85015381 | 1 |  | 350 | KG | 29082.06 | 29082.06 | MC05 | MC05 | SIMOTICS T Complete torque motor 1FW3 550rpm, 100.8kW, 1750Nm, 213A, 392V Water cooling ERN 1387 SMI (incr.) I-2048 B20 Encoder mounting via belt IMB 14 Terminal box on top: DE DI 145/250mm (ring span) Degree of protection IP54 DE without bearings M02: Drilled cable gland M63x 1.5, removable front plate for GK 630 T20: shaft cover on NDE (for coaxial encoder mounting not required) | alterado Out19 | 0 | 7
1FW3208-1DP72-5AA0-Z | A11K40T20 | 1FW3208-1DP72-5AA0-ZA11K40T20 | 1 | UN | 1 | 30 | D | D | N | N | 85015381 | 1 |  | 348 | KG | 25524.44 | 25524.44 | MC05 | MC05 | SIMOTICS T Complete torque motor 1FW3 800rpm, 117.3kW, 1400Nm, 244A Water cooling ERN 1387 SMI (incr.) I-2048 B20 Encoder mounting via belt IMB 14 terminal box Transverse right on top Water connection on the left Hollow shaft Degree of protection IP54 Standard bearing A11: Motor protection through PTC thermistors (3x PTC) K40: Regreasing system on DE and NDE T20: shaft cover on NDE (with coaxial encoder mounting not required) | alterado Out19 | 0 | 7
1FW3208-1EH62-7AM0-Z | A11K40 | 1FW3208-1EH62-7AM0-ZA11K40 | 1 | UN | 1 | 30 | D | D | N | N | 85015230 | 1 |  | 415 | KG | 23913.69 | 23913.69 | MC05 | MC05 | SIMOTICS T Complete torque motor 1FW3 270rpm, 56.5kW 2000Nm, 153A, 313V 300rpm, 62.8kW 2000Nm, 153A, 346V 330rpm, 69.1kW 2000Nm, 153A, 379V water cooling ABSOLUTE ENCODER 2048 S/R, 4096 REV. MULTITURN (ENCODER AM2048S/R) ENCODER MOUNTING COAXIAL IMB 14 TERMINAL BOX ABOVE: NDE Temperature sensor KTY SOLID SHAFT DEGREE OF PROTECTION IP 55 STORAGE STANDARD A11: MOTOR PROTECTION WITH PTC THERMISTOR (3XPTC) K40: REGREASING DEVICE ON D-END AND ND-END | alterado Out19 | 0 | 0
1FW3208-1EJ62-6AM0-Z | A11X03 | 1FW3208-1EJ62-6AM0-ZA11X03 | 1 | UN | 1 | 30 | D | D | N | N | 85015290 | 1 |  | 350 | KG | 24717.15 | 24717.15 | MC05 | MC05 | SIMOTICS T Complete torque motor 1FW3 Customer-specific winding version Water cooling Absolute encoder 2048 S/R 4096 revolutions multi-turn (encoder AM2048S/R) Coaxial encoder mounting IMB 14 Terminal box on top transverse left Water connection on the left Plug-on shaft with integrated shaft mount Degree of protection IP55 Standard bearing A11: Motor protection through PTC thermistors (3x PTC) X03: Paint finish reseda green RAL 6011 | alterado Out19 | 0 | 7
1FW3208-1MB62-7AE0-Z | K40N99T20X02Y84 | 1FW3208-1MB62-7AE0-ZK40N99T20X02Y84 | 1 | UN | 1 | 30 | D | D | N | N | 85015230 | 1 |  | 350 | KG | 26441.63 | 26441.63 | MC05 | MC05 | SIMOTICS T Complete torque motor 1FW3 Customer-specific winding version water cooling ERM 280 (incremental) I-2048 T0 Coaxial encoder mounting IMB 14 Terminal box on top: NDE, Special shaft Brueckner (higher accuracy) Degree of protection IP54 Standard bearing K40: regreasing system N99: Specification on rating plate with/without water cooling T20: shaft cover on NDE (with coaxial encoder mounting not required) X02: cream white RAL 9001 Y84: Customer specifications on the rating plate | alterado Out19 | 0 | 7
1FW3208-1MB62-7AE0-Z | K40N99T20X53 | 1FW3208-1MB62-7AE0-ZK40N99T20X53 | 1 | UN | 1 | 30 | D | D | N | N | 85015230 | 1 |  | 350 | KG | 26731.5 | 26731.5 | MC05 | MC05 | SIMOTICS T Complete torque motor 1FW3 Customer-specific winding version Water cooling; ERM 280 (incremental) I-2048 T01 Coaxial encoder mounting IMB 14 Terminal box on top: NDE Special shaft Brueckner (higher accuracy) Degree of protection IP54 Standard bearing K40: Regreasing system N99: Specification on rating plate with/without water cooling T20: shaft cover on NDE (with coaxial encoder mounting not required) X53: Paint finish RAL7035 (light gray) | alterado Out19 | 0 | 7
1FW3208-1MB62-7AE0-Z | K40N99T20X53Y84 | 1FW3208-1MB62-7AE0-ZK40N99T20X53Y84 | 1 | UN | 1 | 30 | D | D | N | N | 85015230 | 1 |  | 350 | KG | 26731.5 | 26731.5 | MC05 | MC05 | SIMOTICS T Complete torque motor 1FW3 Customer-specific winding version Water cooling ERM 280 (incremental) I-2048 T0 Coaxial encoder mounting IMB 14 Terminal box on top: NDE Special shaft Brueckner (higher accuracy) Degree of protection IP54 Standard bearing K40: Regreasing system N99: Specification on rating plate with/without water cooling T20: shaft cover on NDE (with coaxial encoder mounting not required) X53: RAL7035 (light gray) Y84: Customer specifications on the rating plate | alterado Out19 | 0 | 7
1FW3208-1NG62-8AK0-Z | A11A25K84T20U03U21Y84 | 1FW3208-1NG62-8AK0-ZA11A25K84T20U03U21Y84 | 1 | UN | 1 | 40 | X | D | N | N | 85015290 | 1 |  | 348 | KG | 28887.12 | 28887.12 | MC05 | MC05 | SIMOTICS T Complete torque motor 1FW3 Customer-specific winding version water cooling Single-turn 2048 S/R (encoder AS2048S/R) Coaxial encoder mounting IMB 14 Terminal box DE KMK aggregate motor A11: 3x PTC A25: 2nd KTY in terminal box K84: connector outlet rotated by 90Â° T20: Shaft cover on NDE U03: CU coil Open cooling circuit Without cover U21: Protection bar Y84: Customer specifications on the rating plate | alterado Out19 | 0 | 7
1FW3208-1SY72-8AV7-Z | N02T02V08X94 | 1FW3208-1SY72-8AV7-ZN02T02V08X94 | 1 | UN | 1 | 40 | X | D | N | N | 85015230 | 1 |  | 350 | KG | 35490.04 | 35490.04 | MC05 | MC05 | SIMOTICS T Complete torque motor 1FW3 Customer-specific winding version Water cooling Resolver multi-pole Encoder mounting via belt IMB 14 Terminal box on top: DE Voith (T20+moisture protection LFR) Degree of protection IP54 TS (thermostable bearings) only in connection with K40 N02: Special winding X94: Color RAL 5012 (light blue ALEXIT) T02: Special cooling jacket+ moisture protection V08: Grease for higher temperatures (KLUEBER BH72-422) | alterado Out19 | 0 | 7
1FW3208-1SY72-8AV7-Z | N02T02V08X94X96 | 1FW3208-1SY72-8AV7-ZN02T02V08X94X96 | 1 | UN | 1 | 40 | X | D | N | N | 85015230 | 1 |  | 350 | KG | 36068.89 | 36068.89 | MC05 | MC05 | SIMOTICS T Complete torque motor 1FW3 Customer-specific winding version Water cooling Resolver multi-pole Encoder mounting via belt IMB 14 Terminal box on top: DE Voith (T20+moisture protection LFR) Degree of protection IP54 TS (thermostable bearings) only in connection with K40 N02: Special winding X94: RAL 5012 (light blue Alexit); T02: Special cooling jacket+moisture protection V08: Grease for higher temp. (KLUEBER BH72-422) X96: Primer coat signal gray 2x (RAL7004) 2x (RAL7004) | alterado Out19 | 0 | 7
1FW3208-1UE72-5AA3-Z | K24K40P21T20 | 1FW3208-1UE72-5AA3-ZK24K40P21T20 | 1 | UN | 1 | 0 | A | D | N | N | 85015230 | 1 |  | 538 | KG | 40907.36 | 40907.36 | MC05 | MC05 | SIMOTICS T torque motor 2000Nm, 150rpm, 26.18kW Customer-specific special version T20: shaft cover on NDE (with coaxial encoder mounting not required) K24: Only primer coat RAL 6021 (green) without color K40: Regreasing system on DE and NDE P21: AXM45 AH200 | alterado Out19 | 0 | 0
1FW3208-1UE72-5AA3-Z | K24S50 | 1FW3208-1UE72-5AA3-ZK24S50 | 1 | UN | 1 | 50 | X | D | N | N | 85015230 | 1 |  | 538 | KG | 54566.92 | 54566.92 | MC05 | MC05 | SIMOTICS T torque motor 2000Nm, 150rpm, 26.18kW Customer-specific special version S50: Customer-specific version (integrated axial bearing cover NDE regreasing new pressure sleeve) K24: Only primer coat RAL 6021 (green) without color | alterado Out19 | 0 | 0
1FW3208-1UE72-5AY2-Z | K24S50 | 1FW3208-1UE72-5AY2-ZK24S50 | 1 | UN | 1 | 50 | X | D | N | N | 85015230 | 1 |  | 538 | KG | 53760.91 | 53760.91 | MC05 | MC05 | SIMOTICS T torque motor 2000Nm, 150rpm, 26.18kW Water connection on the left Resolver 15-bit (Resolver R15DQ) Encoder mounting via belt IMB 14 Terminal box on top transverse right Axial bearings integrated (RT) S50: Customer-specific version (integrated axial bearing cover NDE regreasing new pressure sleeve) K24: Only primer coat RAL 6021 (green) without color | alterado Out19 | 0 | 7
1FW3208-1UE72-6AA3-Z | K24S50 | 1FW3208-1UE72-6AA3-ZK24S50 | 1 | UN | 1 | 50 | X | D | N | N | 85015230 | 1 |  | 538 | KG | 54566.92 | 54566.92 | MC05 | MC05 | SIMOTICS T torque motor 2000Nm, 150rpm, 26.18kW Customer-specific special version S50: Customer-specific version (integrated axial bearing cover NDE regreasing new pressure sleeve) K24: Only primer coat RAL 6021 (green) without color | alterado Out19 | 0 | 0
1FW3208-1UE72-7AA3-Z | K24S50 | 1FW3208-1UE72-7AA3-ZK24S50 | 1 | UN | 1 | 50 | X | D | N | N | 85015230 | 1 |  | 538 | KG | 54566.92 | 54566.92 | MC05 | MC05 | SIMOTICS T torque motor 2000Nm, 150rpm, 26.18kW Customer-specific special version S50: Customer-specific version (integrated axial bearing cover NDE regreasing new pressure sleeve) K24: Only primer coat RAL 6021 (green) without color | alterado Out19 | 0 | 0
1FW3208-1UE72-8AA3-Z | K24S50 | 1FW3208-1UE72-8AA3-ZK24S50 | 1 | UN | 1 | 50 | X | D | N | N | 85015230 | 1 |  | 538 | KG | 54566.92 | 54566.92 | MC05 | MC05 | SIMOTICS T torque motor 2000Nm, 150rpm, 26.18kW Customer-specific special version S50: Customer-specific version (integrated axial bearing cover NDE regreasing new pressure sleeve) K24: Only primer coat RAL 6021 (green) without color | alterado Out19 | 0 | 0
1FW3208-1WY62-6AA0-Z | N06 | 1FW3208-1WY62-6AA0-ZN06 | 1 | UN | 1 | 30 | D | D | N | N | 85015230 | 1 |  | 350 | KG | 25002.42 | 25002.42 | MC05 | MC05 | SIMOTICS T Complete torque motor 1FW3 Customer-specific winding version Water cooling without encoder Coaxial encoder mounting IMB 14 Terminal box Transverse left on top Water connection on the left Hollow shaft Degree of protection IP54 Standard bearing N06: Special winding | alterado Out19 | 0 | 7
1FW3208-3CP62-7AM0 |  | 1FW3208-3CP62-7AM0 | 1 | UN | 1 | 30 | D | D | N | N | 85015381 | 1 |  | 402 | KG | 28056.93 | 28056.93 | MC05 | MC05 | SIMOTICS T complete torque motor 1FW3 710rpm, 143kW 1930Nm, 275A, 324V 800rpm, 159kW 1900Nm, 270A, 365V 860rpm, 168kW 1870Nm, 265A, 392V 950rpm, 182kW 1830Nm, 260A, 433V water cooling ABSOLUTE ENCODER 24 BIT + 12 BIT MULTITURN (AM24DQI) ENCODER MOUNTING COAXIAL IMB 14 TERMINAL BOX ABOVE: NDE Temperature sensor via DRIVE CLiQ interface SOLID SHAFT DEGREE OF PROTECTION IP 55 STORAGE STANDARD | alterado Out19 | 0 | 0
1FW3208-3CP62-7AS0 |  | 1FW3208-3CP62-7AS0 | 1 | UN | 1 | 30 | D | D | N | N | 85015381 | 1 |  | 394 | KG | 28832.23 | 28832.23 | MC05 | MC05 | SIMOTICS T complete torque motor 1FW3 710rpm, 143kW 1930Nm, 275A, 324V 800rpm, 159kW 1900Nm, 270A, 365V 860rpm, 168kW 1870Nm, 265A, 392V 950rpm, 182kW 1830Nm, 260A, 433V water cooling ABSOLUTE ENCODER 24 BIT + 12 BIT MULTITURN (AM24DQI) ENCODER MOUNTING COAXIAL IMB 14 TERMINAL BOX ABOVE: NDE Temperature sensor via DRIVE CLiQ interface PLUG-ON SHAFT WITH INTEGRATED SHAFT HOLDER DEGREE OF PROTECTION IP 55 STORAGE STANDARD | alterado Out19 | 0 | 0
1FW3281-1SY78-5UY0-Z | K40N01T15X30 | 1FW3281-1SY78-5UY0-ZK40N01T15X30 | 1 | UN | 1 | 40 | X | D | N | N | 85015230 | 1 |  | 628 | KG | 50831.64 | 50831.64 | MC05 | MC05 | SIMOTICS T Complete torque motor 1FW3 Customer-specific winding Water cooling Absolute encoder single-turn 24-bit (AS24DQI) Encoder mounting via belt IMB 5 special design Terminal box on top Transverse right huSKY (location encoder, terminal box water connections) Special version rotor Degree of protection IP54 Standard bearing N03: Special winding Speed 350rpm T15: Inside diameter of shaft 205 K40: Regreasing system X30: RAL 1014 (ivory) | alterado Out19 | 0 | 7
1FW3281-1SY78-5UY0-Z | K40N03T15X30 | 1FW3281-1SY78-5UY0-ZK40N03T15X30 | 1 | UN | 1 | 40 | X | D | N | N | 85015230 | 1 |  | 628 | KG | 60911.56 | 60911.56 | MC05 | MC05 | SIMOTICS T Complete torque motor 1FW3 Customer-specific winding Water cooling Absolute encoder single-turn 24-bit (AS24DQI) Encoder mounting via belt IMB 5 special design Terminal box on top Transverse right huSKY (location encoder, terminal box water connections) Special version rotor Degree of protection IP54 Standard bearing N03: Special winding T15: Inside diameter of shaft 205 K40: Regreasing system X30: Paint finish RAL 1014 (ivory) | alterado Out19 | 0 | 7
1FW3281-2BC68-7AP3-Z | A11 | 1FW3281-2BC68-7AP3-ZA11 | 1 | UN | 1 | 30 | D | D | N | N | 85015230 | 1 |  | 600 | KG | 29544.86 | 29544.86 | MC05 | MC05 | SIMOTICS T Complete torque motor 1FW3 Customer-specific winding version Water cooling Including regreasing system (option K40) Without encoder Coaxial encoder mounting IMB 5 special design Terminal box on top: NDE Water connection on the left flanged shaft Degree of protection IP54 DE without bearings A11: Motor protection through PTC thermistors (3x PTC) | alterado Out19 | 0 | 7
1FW3281-2BC68-7AP3-Z | A11V07 | 1FW3281-2BC68-7AP3-ZA11V07 | 1 | UN | 1 | 30 | D | D | N | N | 85015230 | 1 |  | 600 | KG | 29832.4 | 29832.4 | MC05 | MC05 | SIMOTICS T Complete torque motor 1FW3 Customer-specific winding version Water cooling Including regreasing system (option K40) Without encoder Coaxial encoder mounting IMB 5 special design Terminal box on top: NDE flanged shaft Degree of protection IP54 DE without bearings A11: Motor protection through PTC thermistors (3x PTC) V07: Grease for lower speeds (SKF-LGHB 2) | alterado Out19 | 0 | 7
1FW3281-2CE63-6AP0 |  | 1FW3281-2CE63-6AP0 | 1 | UN | 1 | 30 | D | D | N | N | 85015230 | 1 |  | 600 | KG | 27040.51 | 27040.51 | MC05 | MC05 | SIMOTICS T Complete torque motor 1FW3 140rpm, 36.7kW, 2500 Nm, 82A, 367V 150rpm, 39.3kW, 2500 Nm, 82A, 390V 160rpm, 41.9kW, 2500 Nm, 82A, 413V water cooling Including regreasing system (Option K40) Absolute encoder 24-bit 12-bit multi-turn (AM24DQI) Coaxial encoder mounting IMB 35 terminal box Transverse left on top Water connection on the left hollow shaft; Degree of protection IP54 Standard bearing | alterado Out19 | 0 | 7
1FW3281-3AM73-5AA0-Z | T20X01 | 1FW3281-3AM73-5AA0-ZT20X01 | 1 | UN | 1 | 30 | D | D | N | N | 85015290 | 1 |  | 600 | KG | 37397.77 | 37397.77 | MC05 | MC05 | SIMOTICS T Complete torque motor 1FW3 520rpm, 122.5kW 2250Nm, 262A, 339V 600rpm, 138.2kW 2200Nm, 256A, 387V 650rpm, 146.3kW 2150Nm, 250 A, 415 V water cooling Including regreasing system (Option K40) INCREM. ENCODER SIN/COS 1VPP 2048 S/R WITH C- AND D-TRACK (ENCODER IC2048S/R) ENCODER MOUNTING OVER BELT IMB 35 TERMINAL BOX ABOVE: CROSSSWISE RIGHT Temperature sensor KTY HOLLOW-SHAFT DEGREE OF PROTECTION IP 54 STORAGE STANDARD T20: SHAFT COVER ON ND-END (WITH A COAXIAL ENCODER MOUNT NOT REQUIRED) . | alterado Out19 | 0 | 0
1FW3281-3BM64-6AM0 |  | 1FW3281-3BM64-6AM0 | 1 | UN | 1 | 0 | A | D | N | N | 85015290 | 1 |  | 615 | KG | 34439.63 | 34439.63 | MC05 | MC05 | SIMOTICS T Complete torque motor 1FW3 520rpm, 122.5kW 2250Nm, 262A, 339V 600rpm, 138.2kW 2200Nm, 256A, 387V 650rpm, 146.3kW 2150Nm, 250 A, 415 V water cooling Including regreasing system (Option K40) ABSOLUTE ENCODER SINGLETURN 24 BIT (AS24DQI) ENCODER MOUNTING COAXIAL IMB 34 Foot mounting; Feet at bottom and flange mounting with thread in the flange plate TERMINAL BOX ABOVE: CROSSSWISE LEFT Temperature sensor via DRIVE CLiQ interface Solid shaft degree of protection IP 54 STORAGE STANDARD | alterado Out19 | 0 | 0
1FW3281-3CJ65-5AP0 |  | 1FW3281-3CJ65-5AP0 | 1 | UN | 1 | 30 | D | D | N | N | 85015290 | 1 |  | 755 | KG | 33925.85 | 33925.85 | MC05 | MC05 | SIMOTICS T torque motor 2400Nm 350rpm, 88kW shaft height 280 DQI-2048 ABS. Multi-Turn IMB 5 design Power connection: Terminal box on top Cable outlet: transverse right | alterado Out19 | 0 | 7
1FW3281-3CJ65-6AP0 |  | 1FW3281-3CJ65-6AP0 | 1 | UN | 1 | 30 | D | D | N | N | 85015290 | 1 |  | 755 | KG | 33925.85 | 33925.85 | MC05 | MC05 | SIMOTICS T torque motor 2400Nm 350rpm, 88kW shaft height 280 DQI-2048 ABS. Multi-Turn IMB 5 design Power connection: Terminal box on top Cable outlet: Transverse left | alterado Out19 | 0 | 7
1FW3281-3CJ65-7AP0 |  | 1FW3281-3CJ65-7AP0 | 1 | UN | 1 | 30 | D | D | N | N | 85015290 | 1 |  | 755 | KG | 33925.85 | 33925.85 | MC05 | MC05 | SIMOTICS T torque motor 2400Nm 350rpm, 88kW shaft height 280 DQI-2048 ABS. Multi-Turn IMB 5 design Power connection: Terminal box on top Cable outlet: NDE | alterado Out19 | 0 | 7
1FW3281-3CJ65-8AP0 |  | 1FW3281-3CJ65-8AP0 | 1 | UN | 1 | 30 | D | D | N | N | 85015290 | 1 |  | 755 | KG | 33925.85 | 33925.85 | MC05 | MC05 | SIMOTICS T torque motor 2400Nm 350rpm, 88kW shaft height 280 DQI-2048 ABS. Multi-Turn IMB 5 design Power connection: Terminal box on top Cable outlet: DE | alterado Out19 | 0 | 7
1FW3281-3CM65-5AP0 |  | 1FW3281-3CM65-5AP0 | 1 | UN | 1 | 30 | D | D | N | N | 85015290 | 1 |  | 755 | KG | 33925.85 | 33925.85 | MC05 | MC05 | SIMOTICS T torque motor 2200Nm 600rpm, 138 kW axis height 280 DQI-2048 ABS. Multi-Turn IMB 5 design Power connection: Terminal box on top Cable outlet: transverse right | alterado Out19 | 0 | 7
1FW3281-3CM65-6AP0 |  | 1FW3281-3CM65-6AP0 | 1 | UN | 1 | 30 | D | D | N | N | 85015290 | 1 |  | 755 | KG | 33925.85 | 33925.85 | MC05 | MC05 | SIMOTICS T torque motor 2200Nm 600rpm, 138 kW axis height 280 DQI-2048 ABS. Multi-Turn IMB 5 design Power connection: Terminal box on top Cable outlet: Transverse left | alterado Out19 | 0 | 7
1FW3281-3CM65-7AP0 |  | 1FW3281-3CM65-7AP0 | 1 | UN | 1 | 30 | D | D | N | N | 85015290 | 1 |  | 755 | KG | 33925.85 | 33925.85 | MC05 | MC05 | SIMOTICS T torque motor 2200Nm 600rpm, 138 kW axis height 280 DQI-2048 ABS. Multi-Turn IMB 5 design Power connection: Terminal box on top Cable outlet: NDE | alterado Out19 | 0 | 7
1FW3281-3CM65-8AP0 |  | 1FW3281-3CM65-8AP0 | 1 | UN | 1 | 30 | D | D | N | N | 85015290 | 1 |  | 755 | KG | 33925.85 | 33925.85 | MC05 | MC05 | SIMOTICS T torque motor 2200Nm 600rpm, 138 kW axis height 280 DQI-2048 ABS. Multi-Turn IMB 5 design Power connection: Terminal box on top Cable outlet: DE | alterado Out19 | 0 | 7
1FW3281-3EJ65-5AP0 |  | 1FW3281-3EJ65-5AP0 | 1 | UN | 1 | 30 | D | D | N | N | 85015381 | 1 |  | 755 | KG | 34355.09 | 34355.09 | MC05 | MC05 | SIMOTICS T torque motor 2400Nm 350rpm, 88kW shaft height 280 Absolute encoder 2048 S/R 4096 revolutions multi-turn IMB 5 design Power connection: Terminal box on top Cable outlet: transverse right | alterado Out19 | 0 | 7
1FW3281-3EJ65-6AP0 |  | 1FW3281-3EJ65-6AP0 | 1 | UN | 1 | 30 | D | D | N | N | 85015381 | 1 |  | 755 | KG | 34355.09 | 34355.09 | MC05 | MC05 | SIMOTICS T torque motor 2400Nm 350rpm, 88kW shaft height 280 Absolute encoder 2048 S/R 4096 revolutions multi-turn IMB 5 design Power connection: Terminal box on top Cable outlet: transverse left | alterado Out19 | 0 | 7
1FW3281-3EJ65-7AP0 |  | 1FW3281-3EJ65-7AP0 | 1 | UN | 1 | 30 | D | D | N | N | 85015381 | 1 |  | 755 | KG | 34355.09 | 34355.09 | MC05 | MC05 | SIMOTICS T torque motor 2400Nm 350rpm, 88kW shaft height 280 Absolute encoder 2048 S/R 4096 revolutions multi-turn IMB 5 design Power connection: Terminal box on top Cable outlet: NDE, | alterado Out19 | 0 | 7
1FW3281-3EJ65-8AP0 |  | 1FW3281-3EJ65-8AP0 | 1 | UN | 1 | 30 | D | D | N | N | 85015381 | 1 |  | 755 | KG | 34355.09 | 34355.09 | MC05 | MC05 | SIMOTICS T torque motor 2400Nm 350rpm, 88kW shaft height 280 Absolute encoder 2048 S/R 4096 revolutions multi-turn IMB 5 design Power connection: Terminal box on top Cable outlet: DE | alterado Out19 | 0 | 7
1FW3281-3EM65-5AP0 |  | 1FW3281-3EM65-5AP0 | 1 | UN | 1 | 30 | D | D | N | N | 85015381 | 1 |  | 755 | KG | 34355.09 | 34355.09 | MC05 | MC05 | SIMOTICS T torque motor 2200Nm 600rpm, 138 kW axis height 280 Absolute encoder 2048 S/R 4096 revolutions multi-turn IMB 5 design Power connection: Terminal box on top Cable outlet: transverse right | alterado Out19 | 0 | 7
1FW3281-3EM65-6AP0 |  | 1FW3281-3EM65-6AP0 | 1 | UN | 1 | 30 | D | D | N | N | 85015381 | 1 |  | 755 | KG | 34355.09 | 34355.09 | MC05 | MC05 | SIMOTICS T torque motor 2200Nm 600rpm, 138 kW axis height 280 Absolute encoder 2048 S/R 4096 revolutions multi-turn IMB 5 design Power connection: Terminal box on top Cable outlet: transverse left | alterado Out19 | 0 | 7
1FW3281-3EM65-7AP0 |  | 1FW3281-3EM65-7AP0 | 1 | UN | 1 | 30 | D | D | N | N | 85015381 | 1 |  | 755 | KG | 34355.09 | 34355.09 | MC05 | MC05 | SIMOTICS T torque motor 2200Nm 600rpm, 138 kW axis height 280 Absolute encoder 2048 S/R 4096 revolutions multi-turn IMB 5 design Power connection: Terminal box on top Cable outlet: NDE, | alterado Out19 | 0 | 7
1FW3281-3EM65-8AP0 |  | 1FW3281-3EM65-8AP0 | 1 | UN | 1 | 30 | D | D | N | N | 85015381 | 1 |  | 755 | KG | 34355.09 | 34355.09 | MC05 | MC05 | SIMOTICS T torque motor 2200Nm 600rpm, 138 kW axis height 280 Absolute encoder 2048 S/R 4096 revolutions multi-turn IMB 5 design Power connection: Terminal box on top Cable outlet: DE | alterado Out19 | 0 | 7
1FW3283-1SY78-5UY0-Z | K40N04T16X30 | 1FW3283-1SY78-5UY0-ZK40N04T16X30 | 1 | UN | 1 | 40 | X | D | N | N | 85015381 | 1 |  | 731 | KG | 68637.28 | 68637.28 | MC05 | MC05 | SIMOTICS T Complete torque motor 1FW3 Customer-specific winding Water cooling Absolute encoder single-turn 24-bit (AS24DQI) Encoder mounting via belt IMB 5 special design Terminal box on top Transverse right huSKY (location encoder, terminal box water connections) Special version rotor Degree of protection IP54 bearings Standard N04: Special winding T16: Inside diameter of shaft 250 K40: Regreasing system X30: Paint finish RAL 1014 (ivory) | alterado Out19 | 0 | 7
1FW3283-1SY78-5UY0-Z | K40N05T16X30 | 1FW3283-1SY78-5UY0-ZK40N05T16X30 | 1 | UN | 1 | 40 | X | D | N | N | 85015381 | 1 |  | 731 | KG | 69135.6 | 69135.6 | MC05 | MC05 | SIMOTICS T Complete torque motor 1FW3 Customer-specific winding Water cooling Absolute encoder single-turn 24-bit (AS24DQI) Encoder mounting via belt IMB 5 special design Terminal box on top Transverse right huSKY (location encoder, terminal box water connections) Special version rotor Degree of protection IP54 bearings Standard N05: Special winding T16: Inside diameter of shaft 250 K40: Regreasing system X30: Paint finish RAL 1014 (ivory) | alterado Out19 | 0 | 7
1FW3283-1SY78-6AV7-Z | K40N02T03V08X85X96 | 1FW3283-1SY78-6AV7-ZK40N02T03V08X85X96 | 1 | UN | 1 | 40 | X | D | N | N | 85015381 | 1 |  | 731 | KG | 60268.99 | 60268.99 | MC05 | MC05 | SIMOTICS T Complete torque motor 1FW3 400rpm, 76.4kW, 1825Nm, 193A Absolute encoder single-turn 24-bit (AS24DQI) Encoder mounting via belt; IMB 5 Terminal box on top traverse left Voith: T20+moisture protection ROTOR+STATOR; Degree of protection IP54 TS (thermostable bearings) K40: Regreasing system N02: Special winding T03: T02+cooling jacket without feet, cable bushing in cooling jacket open; X85: Color RAL 6011 X96: Primer coat signal gray 2x (RAL7004) V08: Grease for higher temp. (KLUEBER BH72-422) | alterado Out19 | 0 | 7
1FW3283-2AE74-5AY2-Z | S02 | 1FW3283-2AE74-5AY2-ZS02 | 1 | UN | 1 | 50 | X | D | N | N | 85015381 | 1 |  | 895 | KG | 52982.51 | 52982.51 | MC05 | MC05 | SIMOTICS T Complete torque motor 1FW3 150rpm, 3500Nm Water cooling Incremental encoder sin/cos 1 Vpp 2048 S/R with C and D track (encoder IC2048S/R) Encoder mounting via belt IMB 14 Terminal box Transverse right on top Water connection on the left S02: Customer-specific version | alterado Out19 | 0 | 7
1FW3283-2AE74-5AY2-Z | S32 | 1FW3283-2AE74-5AY2-ZS32 | 1 | UN | 1 | 50 | X | D | N | N | 85015381 | 1 |  | 895 | KG | 52982.51 | 52982.51 | MC05 | MC05 | SIMOTICS T Complete torque motor 1FW3 150rpm, 3500Nm water cooling Incremental encoder sin/cos 1 Vpp 2048 S/R with C and D track (encoder IC2048S/R) Encoder mounting via belt IMB 14 terminal box Transverse right on top Water connection on the left S32: extruder motor max. axial force in KN: 200 Screw diameter in mm: 50 Screw intake: N 45x 2x 30x 21x 9H DIN5480 Utilizable length 72mm Cylinder flange (ZENTRIER.): 60 Axial bearing type FAG: 29428 E | alterado Out19 | 0 | 7
1FW3283-2AE74-6AY2-Z | S02 | 1FW3283-2AE74-6AY2-ZS02 | 1 | UN | 1 | 50 | X | D | N | N | 85015381 | 1 |  | 895 | KG | 52982.51 | 52982.51 | MC05 | MC05 | SIMOTICS T Complete torque motor 1FW3 150rpm, 3500Nm Water cooling Incremental encoder sin/cos 1 Vpp 2048 S/R with C and D track (encoder IC2048S/R) Encoder mounting via belt IMB 14 Terminal box Transverse left on top Water connection on the left S02: Customer-specific version | alterado Out19 | 0 | 7
1FW3283-2AE74-6AY2-Z | S32 | 1FW3283-2AE74-6AY2-ZS32 | 1 | UN | 1 | 50 | X | D | N | N | 85015381 | 1 |  | 895 | KG | 52982.51 | 52982.51 | MC05 | MC05 | SIMOTICS T Complete torque motor 1FW3 150rpm, 3500Nm water cooling Incremental encoder sin/cos 1 Vpp 2048 S/R with C and D track (encoder IC2048S/R) Encoder mounting via belt IMB 14 terminal box Transverse left on top Water connection on the left S32: extruder motor max. axial force in KN: 200 Screw diameter in mm: 50 Screw intake: N 45x 2x 30x 21x 9H DIN5480 Utilizable length 72mm Cylinder flange (ZENTRIER.): 60 Axial bearing type FAG: 29428 E | alterado Out19 | 0 | 7
1FW3283-2AE74-6AY2-Z | S32X01 | 1FW3283-2AE74-6AY2-ZS32X01 | 1 | UN | 1 | 50 | X | D | N | N | 85015381 | 1 |  | 895 | KG | 53477.62 | 53477.62 | MC05 | MC05 | SIMOTICS T Complete torque motor 1FW3 150rpm, 3500Nm Water cooling Incremental encoder sin/cos 1 Vpp 2048 S/R with C and D track (encoder IC2048S/R) Encoder mounting via belt IMB 14 Terminal box Transverse left on top Water connection on the left S32: extruder motor max. axial force in KN: 200 Screw diameter in mm: 50 Screw intake: N 45x 2x 30x 21x 9H DIN5480 Utilizable length 72mm cylinder flange (CENTERING): 60 Axial bearing type FAG: 29428 E X01: jet black matte (RAL9005) | alterado Out19 | 0 | 7
1FW3283-2AE74-7AY2-Z | S02 | 1FW3283-2AE74-7AY2-ZS02 | 1 | UN | 1 | 50 | X | D | N | N | 85015381 | 1 |  | 895 | KG | 52982.51 | 52982.51 | MC05 | MC05 | SIMOTICS T Complete torque motor 1FW3 150rpm, 3500Nm Water cooling Incremental encoder sin/cos 1 Vpp 2048 S/R with C and D track (encoder IC2048S/R) Encoder mounting via belt IMB 14 Terminal box top: NDE, Water connection on the left S02: Customer-specific version | alterado Out19 | 0 | 7
1FW3283-2AE74-7AY2-Z | S32 | 1FW3283-2AE74-7AY2-ZS32 | 1 | UN | 1 | 50 | X | D | N | N | 85015381 | 1 |  | 895 | KG | 52982.51 | 52982.51 | MC05 | MC05 | SIMOTICS T Complete torque motor 1FW3 150rpm, 3500Nm water cooling Incremental encoder sin/cos 1 Vpp 2048 S/R with C and D track (encoder IC2048S/R) Encoder mounting via belt IMB 14 terminal box top: NDE, Water connection on the left S32: extruder motor max. axial force in KN: 200 Screw diameter in mm: 50 Screw intake: N 45x 2x 30x 21x 9H DIN5480 Utilizable length 72mm Cylinder flange (ZENTRIER.): 60 Axial bearing type FAG: 29428 E | alterado Out19 | 0 | 7
1FW3283-2AE74-8AY2-Z | S02 | 1FW3283-2AE74-8AY2-ZS02 | 1 | UN | 1 | 50 | X | D | N | N | 85015381 | 1 |  | 895 | KG | 52982.51 | 52982.51 | MC05 | MC05 | SIMOTICS T Complete torque motor 1FW3 150rpm, 3500Nm Water cooling Incremental encoder sin/cos 1 Vpp 2048 S/R with C and D track (encoder IC2048S/R) Encoder mounting via belt IMB 14 Terminal box top: DE Water connection on the left S02: Customer-specific version | alterado Out19 | 0 | 7
1FW3283-2AE74-8AY2-Z | S32 | 1FW3283-2AE74-8AY2-ZS32 | 1 | UN | 1 | 50 | X | D | N | N | 85015381 | 1 |  | 895 | KG | 52982.51 | 52982.51 | MC05 | MC05 | SIMOTICS T Complete torque motor 1FW3 150rpm, 3500Nm water cooling Incremental encoder sin/cos 1 Vpp 2048 S/R with C and D track (encoder IC2048S/R) Encoder mounting via belt IMB 14 terminal box top: DE Water connection on the left S32: extruder motor max. axial force in KN: 200 Screw diameter in mm: 50 Screw intake: N 45x 2x 30x 21x 9H DIN5480 Utilizable length 72mm Cylinder flange (ZENTRIER.): 60 Axial bearing type FAG: 29428 E | alterado Out19 | 0 | 7
1FW3283-2CE65-5AP0-Z | L03 | 1FW3283-2CE65-5AP0-ZL03 | 1 | UN | 1 | 30 | D | D | N | N | 85015290 | 1 |  | 690 | KG | 38378.29 | 38378.29 | MC05 | MC05 | SIMOTICS T Complete torque motor 1FW3 160rpm, 58.6kW, 3500Nm 115A, 411V Water cooling Including regreasing system (option K40) Absolute encoder 24-bit +12-bit multi-turn (AM24DQI) Coaxial encoder mounting IMB 5 Terminal box on top traverse right Flanged shaft Degree of protection IP54 Standard bearing L03: increased vibration resistance | alterado Out19 | 0 | 7
1FW3283-2CE68-5AS0 |  | 1FW3283-2CE68-5AS0 | 1 | UN | 1 | 30 | D | D | N | N | 85015381 | 1 |  | 767 | KG | 31550.09 | 31550.09 | MC05 | MC05 | SIMOTICS T Complete torque motor 1FW3 140rpm, 51.3kW 3500Nm, 115A, 365V 150rpm, 55.0kW 3500Nm, 115A, 388V 160rpm, 58.6kW 3500Nm, 115A, 411V water cooling Including regreasing system (Option K40) ABSOLUTE ENCODER 24 BIT + 12 BIT MULTITURN (AM24DQI) ENCODER MOUNTING COAXIAL IMB 5 SPECIAL DESIGN TERMINAL BOX ABOVE: CROSSSWISE RIGHT Temperature sensor via DRIVE CLiQ interface PLUG-ON SHAFT WITH INTEGRATED SHAFT HOLDER DEGREE OF PROTECTION IP 54 STORAGE STANDARD | alterado Out19 | 0 | 0
1FW3283-2CE68-5AS0-Z | Q30 | 1FW3283-2CE68-5AS0-ZQ30 | 1 | UN | 1 | 30 | D | D | N | N | 85015381 | 1 |  | 793.5 | KG | 37314.24 | 37314.24 | MC05 | MC05 | SIMOTICS T Complete torque motor 1FW3 140rpm, 51.3kW 3500Nm, 115A, 365V 150rpm, 55.0kW 3500Nm, 115A, 388V 160rpm, 58.6kW 3500Nm, 115A, 411V water cooling Including regreasing system (Option K40) ABSOLUTE ENCODER 24 BIT + 12 BIT MULTITURN (AM24DQI) ENCODER MOUNTING COAXIAL IMB 5 SPECIAL DESIGN TERMINAL BOX ABOVE: CROSSSWISE RIGHT Temperature sensor via DRIVE CLiQ interface PLUG-ON SHAFT WITH INTEGRATED SHAFT HOLDER DEGREE OF PROTECTION IP 54 STORAGE STANDARD Q30: CLAMPING ELEMENT ONE-PIECE WITH SLIP-ON SHAFT | alterado Out19 | 0 | 0
1FW3283-2EE63-5AA0-Z | A11Y84 | 1FW3283-2EE63-5AA0-ZA11Y84 | 1 | UN | 1 | 30 | D | D | N | N | 85015290 | 1 |  | 749 | KG | 33951.11 | 33951.11 | MC05 | MC05 | SIMOTICS T Complete torque motor 1FW3 Customer-specific winding version water cooling Including regreasing system (Option K40) Absolute encoder 2048 S/R 4096 revolutions multi-turn (encoder AM2048S/R) Coaxial encoder mounting IMB 35 Terminal box on top Transverse right Water connection on the left Hollow shaft Degree of protection IP54 Standard bearing A11: 3x PTC Y84: Customer specifications on the rating plate | alterado Out19 | 0 | 7
1FW3283-2UE73-5AA3-Z | K24P22T20 | 1FW3283-2UE73-5AA3-ZK24P22T20 | 1 | UN | 1 | 0 | A | D | N | N | 85015290 | 1 |  | 1021 | KG | 50009.34 | 50009.34 | MC05 | MC05 | SIMOTICS T torque motor, 3500Nm 150rpm, 55 kW Customer-specific special version T20: shaft cover on NDE (with coaxial encoder mounting not required) K24: Only primer coat RAL 6021 (green) without color P22: AXM 45 (MACCHI) | alterado Out19 | 0 | 7
1FW3283-2UE73-5AA3-Z | K24P26T20 | 1FW3283-2UE73-5AA3-ZK24P26T20 | 1 | UN | 1 | 0 | A | D | N | N | 85015290 | 1 |  | 731 | KG | 51878.53 | 51878.53 | MC05 | MC05 | SIMOTICS T Torque motor; 3500Nm 150rpm, 55 kW Customer-specific special version T20: shaft cover on NDE (with coaxial encoder mounting not required) K24: Only primer coat RAL 6021 (green) without color P26: AXM 55 (MACCHI) (bidirectional) | alterado Out19 | 0 | 7
1FW3283-2UE73-5AA3-Z | K24T20 | 1FW3283-2UE73-5AA3-ZK24T20 | 1 | UN | 1 | 30 | D | D | N | N | 85015290 | 1 |  | 731 | KG | 35470.36 | 35470.36 | MC05 | MC05 | SIMOTICS T torque motor 3500Nm, 150rpm, 55 kW Customer-specific special version T20: shaft cover on NDE (with coaxial encoder mounting not required) K24: Only primer coat RAL 6021 (green) without color | alterado Out19 | 0 | 7
1FW3283-3CJ65-5AP0 |  | 1FW3283-3CJ65-5AP0 | 1 | UN | 1 | 30 | D | D | N | N | 85015290 | 1 |  | 845 | KG | 39244.09 | 39244.09 | MC05 | MC05 | SIMOTICS T torque motor 3350Nm 350rpm, 122 kW axis height 280 DQI-2048 ABS. Multi-Turn IMB 5 design Power connection: Terminal box on top Cable outlet: transverse right | alterado Out19 | 0 | 7
1FW3283-3CJ65-6AP0 |  | 1FW3283-3CJ65-6AP0 | 1 | UN | 1 | 30 | D | D | N | N | 85015290 | 1 |  | 845 | KG | 39244.09 | 39244.09 | MC05 | MC05 | SIMOTICS T torque motor 3350Nm 350rpm, 122 kW axis height 280 DQI-2048 ABS. Multi-Turn IMB 5 design Power connection: Terminal box on top Cable outlet: Transverse left | alterado Out19 | 0 | 7
1FW3283-3CJ65-7AP0 |  | 1FW3283-3CJ65-7AP0 | 1 | UN | 1 | 30 | D | D | N | N | 85015290 | 1 |  | 845 | KG | 39244.09 | 39244.09 | MC05 | MC05 | SIMOTICS T torque motor 3350Nm 350rpm, 122 kW axis height 280 DQI-2048 ABS. Multi-Turn IMB 5 design Power connection: Terminal box on top Cable outlet: NDE | alterado Out19 | 0 | 7
1FW3283-3CJ65-8AP0 |  | 1FW3283-3CJ65-8AP0 | 1 | UN | 1 | 30 | D | D | N | N | 85015290 | 1 |  | 845 | KG | 39244.09 | 39244.09 | MC05 | MC05 | SIMOTICS T torque motor 3350Nm 350rpm, 122 kW axis height 280 DQI-2048 ABS. Multi-Turn IMB 5 design Power connection: Terminal box on top Cable outlet: DE | alterado Out19 | 0 | 7
1FW3283-3CM65-5AP0 |  | 1FW3283-3CM65-5AP0 | 1 | UN | 1 | 30 | D | D | N | N | 85015290 | 1 |  | 845 | KG | 39244.09 | 39244.09 | MC05 | MC05 | SIMOTICS T torque motor 3100Nm 600rpm, 194 kW axis height 280 DQI-2048 ABS. Multi-Turn IMB 5 design Power connection: Terminal box on top Cable outlet: transverse right | alterado Out19 | 0 | 7
1FW3283-3CM65-6AP0 |  | 1FW3283-3CM65-6AP0 | 1 | UN | 1 | 30 | D | D | N | N | 85015290 | 1 |  | 845 | KG | 39244.09 | 39244.09 | MC05 | MC05 | SIMOTICS T torque motor 3100Nm 600rpm, 194 kW axis height 280 DQI-2048 ABS. Multi-Turn IMB 5 design Power connection: Terminal box on top Cable outlet: Transverse left | alterado Out19 | 0 | 7
1FW3283-3CM65-7AP0 |  | 1FW3283-3CM65-7AP0 | 1 | UN | 1 | 30 | D | D | N | N | 85015290 | 1 |  | 845 | KG | 39244.09 | 39244.09 | MC05 | MC05 | SIMOTICS T torque motor 3100Nm 600rpm, 194 kW axis height 280 DQI-2048 ABS. Multi-Turn IMB 5 design Power connection: Terminal box on top Cable outlet: NDE | alterado Out19 | 0 | 7
1FW3283-3CM65-8AP0 |  | 1FW3283-3CM65-8AP0 | 1 | UN | 1 | 30 | D | D | N | N | 85015290 | 1 |  | 845 | KG | 39244.09 | 39244.09 | MC05 | MC05 | SIMOTICS T torque motor 3100Nm 600rpm, 194 kW axis height 280 DQI-2048 ABS. Multi-Turn IMB 5 design Power connection: Terminal box on top Cable outlet: DE | alterado Out19 | 0 | 7
1FW3283-3CM68-5AS0-Z | A11 | 1FW3283-3CM68-5AS0-ZA11 | 1 | UN | 1 | 30 | D | D | N | N | 85015290 | 1 |  | 767 | KG | 39717.85 | 39717.85 | MC05 | MC05 | SIMOTICS T Complete torque motor 1FW3 520rpm, 171.5kW 3150Nm, 362A, 345V 600rpm, 194.5kW 3100Nm, 357A, 394V 650rpm, 204.2kW 3000Nm, 345A, 421V water cooling Including regreasing system (Option K40) ABSOLUTE ENCODER 24 BIT + 12 BIT MULTITURN (AM24DQI) ENCODER MOUNTING COAXIAL IMB 5 SPECIAL DESIGN TERMINAL BOX ABOVE: CROSSSWISE RIGHT Temperature sensor via DRIVE CLiQ interface PLUG-ON SHAFT WITH INTEGRATED SHAFT HOLDER DEGREE OF PROTECTION IP 54 STORAGE STANDARD A11: MOTOR PROTECTION WITH PTC THERMISTOR (3XPTC) | alterado Out19 | 0 | 0
1FW3283-3CM68-7AS0-Z | A11 | 1FW3283-3CM68-7AS0-ZA11 | 1 | UN | 1 | 30 | D | D | N | N | 85015290 | 1 |  | 767 | KG | 39717.85 | 39717.85 | MC05 | MC05 | SIMOTICS T Complete torque motor 1FW3 520rpm, 171.5kW 3150Nm, 362A, 345V 600rpm, 194.5kW 3100Nm, 357A, 394V 650rpm, 204.2kW 3000Nm, 345A, 421V water cooling Including regreasing system (Option K40) ABSOLUTE ENCODER 24 BIT + 12 BIT MULTITURN (AM24DQI) ENCODER MOUNTING COAXIAL IMB 5 SPECIAL DESIGN TERMINAL BOX ABOVE: NDE Temperature sensor via DRIVE CLiQ interface PLUG-ON SHAFT WITH INTEGRATED SHAFT HOLDER DEGREE OF PROTECTION IP 54 STORAGE STANDARD A11: MOTOR PROTECTION WITH PTC THERMISTOR (3XPTC) | alterado Out19 | 0 | 0
1FW3283-3EJ65-5AP0 |  | 1FW3283-3EJ65-5AP0 | 1 | UN | 1 | 30 | D | D | N | N | 85015381 | 1 |  | 845 | KG | 39777.6 | 39777.6 | MC05 | MC05 | SIMOTICS T torque motor 3350Nm 350rpm, 122 kW axis height 280 Absolute encoder 2048 S/R 4096 revolutions multi-turn IMB 5 design Power connection: Terminal box on top Cable outlet: transverse right | alterado Out19 | 0 | 7
1FW3283-3EJ65-6AP0 |  | 1FW3283-3EJ65-6AP0 | 1 | UN | 1 | 30 | D | D | N | N | 85015381 | 1 |  | 845 | KG | 39777.6 | 39777.6 | MC05 | MC05 | SIMOTICS T torque motor 3350Nm 350rpm, 122 kW axis height 280 Absolute encoder 2048 S/R 4096 revolutions multi-turn IMB 5 design Power connection: Terminal box on top Cable outlet: transverse left | alterado Out19 | 0 | 7
1FW3283-3EJ65-7AP0 |  | 1FW3283-3EJ65-7AP0 | 1 | UN | 1 | 30 | D | D | N | N | 85015381 | 1 |  | 845 | KG | 39777.6 | 39777.6 | MC05 | MC05 | SIMOTICS T torque motor 3350Nm 350rpm, 122 kW axis height 280 Absolute encoder 2048 S/R 4096 revolutions multi-turn IMB 5 design Power connection: Terminal box on top Cable outlet: NDE, | alterado Out19 | 0 | 7
1FW3283-3EJ65-8AP0 |  | 1FW3283-3EJ65-8AP0 | 1 | UN | 1 | 30 | D | D | N | N | 85015381 | 1 |  | 845 | KG | 39777.6 | 39777.6 | MC05 | MC05 | SIMOTICS T torque motor 3350Nm 350rpm, 122 kW axis height 280 Absolute encoder 2048 S/R 4096 revolutions multi-turn IMB 5 design Power connection: Terminal box on top Cable outlet: DE | alterado Out19 | 0 | 7
1FW3283-3EM65-5AP0 |  | 1FW3283-3EM65-5AP0 | 1 | UN | 1 | 30 | D | D | N | N | 85015381 | 1 |  | 845 | KG | 39777.6 | 39777.6 | MC05 | MC05 | SIMOTICS T torque motor 3100Nm 600rpm, 194 kW axis height 280 Absolute encoder 2048 S/R 4096 revolutions multi-turn IMB 5 design Power connection: Terminal box on top Cable outlet: transverse right | alterado Out19 | 0 | 7
1FW3283-3EM65-6AP0 |  | 1FW3283-3EM65-6AP0 | 1 | UN | 1 | 30 | D | D | N | N | 85015290 | 1 |  | 845 | KG | 39777.6 | 39777.6 | MC05 | MC05 | SIMOTICS T torque motor 3100Nm 600rpm, 194 kW axis height 280 Absolute encoder 2048 S/R 4096 revolutions multi-turn IMB 5 design Power connection: Terminal box on top Cable outlet: transverse left | alterado Out19 | 0 | 7
1FW3283-3EM65-6AP0-Z | A11L03V07 | 1FW3283-3EM65-6AP0-ZA11L03V07 | 1 | UN | 1 | 30 | D | D | N | N | 85015290 | 1 |  | 845 | KG | 47873.71 | 47873.71 | MC05 | MC05 | SIMOTICS T torque motor Heavy-duty version 3100Nm, 600rpm, 194kW Shaft height 280 Absolute encoder 2048 S/R 4096 revolutions multi-turn IMB 5 design Power connection: Terminal box on top Cable outlet: transverse left A11: Motor protection through PTC thermistors (3x PTC) L03: Increased vibration resistance V07: Grease for lower speeds (SKF-LGHB 2) | alterado Out19 | 0 | 7
1FW3283-3EM65-7AP0 |  | 1FW3283-3EM65-7AP0 | 1 | UN | 1 | 30 | D | D | N | N | 85015381 | 1 |  | 845 | KG | 39777.6 | 39777.6 | MC05 | MC05 | SIMOTICS T torque motor 3100Nm 600rpm, 194 kW axis height 280 Absolute encoder 2048 S/R 4096 revolutions multi-turn IMB 5 design Power connection: Terminal box on top Cable outlet: NDE, | alterado Out19 | 0 | 7
1FW3283-3EM65-8AP0 |  | 1FW3283-3EM65-8AP0 | 1 | UN | 1 | 30 | D | D | N | N | 85015381 | 1 |  | 845 | KG | 39777.6 | 39777.6 | MC05 | MC05 | SIMOTICS T torque motor 3100Nm 600rpm, 194 kW axis height 280 Absolute encoder 2048 S/R 4096 revolutions multi-turn IMB 5 design Power connection: Terminal box on top Cable outlet: DE | alterado Out19 | 0 | 7
1FW3283-3FJ78-5AA0-Z | T32 | 1FW3283-3FJ78-5AA0-ZT32 | 1 | UN | 1 | 30 | D | D | N | N | 85015290 | 1 |  | 749 | KG | 47368.46 | 47368.46 | MC05 | MC05 | SIMOTICS T Complete torque motor 1FW3 350rpm, 122.8kW 3350Nm, 279A, 330V 400rpm, 138.2kW 3300 Nm, 275A, 373V 430rpm, 146.3kW 3250Nm, 271A, 398V water cooling Including regreasing system (Option K40) Absolute encoder 22-bit +12-bit multi-turn (AM22DQ) Encoder mounting via belt IMB 5 special design O Terminal box transverse right on the top Water connection on the left hollow shaft; Degree of protection IP54 Standard bearing T32: Torque bracket | alterado Out19 | 0 | 7
1FW3283-3NJ48-6AV0-Z | N95T53V02X03 | 1FW3283-3NJ48-6AV0-ZN95T53V02X03 | 1 | UN | 1 | 40 | X | D | N | N | 85015290 | 1 |  | 731 | KG | 46696.46 | 46696.46 | MC05 | MC05 | SIMOTICS T Complete torque motor 1FW3 350rpm, 122.8kW, 3350Nm 279A, 330V; 400rpm, 138.2kW 3300 Nm, 275A, 373V; 430rpm 146.3kW, 3250Nm, 271A, 398V Water cooling; K40: Regreasing system Absolute encoder; Single- turn 2048 S/R (encoder AS2048S/R) Coax. encoder mounting; IMB 5 special design Terminal box transverse left on the top T20+moisture protection rotor+stator Special shaft, water connection Left, Standard bearing N95: Electrics; T53: Mechanical block; V02: Electrically insulated bearing NDE; X03: paint finish Reseda green RAL 6011 | alterado Out19 | 0 | 7
1FW3283-3WJ68-5AA0-Z | A11T20T32X05 | 1FW3283-3WJ68-5AA0-ZA11T20T32X05 | 1 | UN | 1 | 30 | D | D | N | N | 85015381 | 1 |  | 749 | KG | 46259.02 | 46259.02 | MC05 | MC05 | SIMOTICS T Complete torque motor 1FW3 400rpm, 138.2kW 3300 Nm, 275A, 373V water cooling K40: Regreasing system without encoder; Coax. encoder mounting IMB 5 special design O Terminal box transverse right on the top Water connection on the left hollow shaft, Degree of protection IP54 Standard bearing A11: Motor protection through PTC thermistors (3x PTC) T20: shaft cover on NDE (for coaxial encoder mounting not required) T32: Torque bracket X05: sky blue RAL 5015 X05: sky blue RAL 5015 | alterado Out19 | 0 | 7
1FW3285-1AF74-5AY2-Z | S02 | 1FW3285-1AF74-5AY2-ZS02 | 1 | UN | 1 | 50 | X | D | N | N | 85015381 | 1 |  | 885 | KG | 55479.41 | 55479.41 | MC05 | MC05 | SIMOTICS T Complete torque motor 1FW3 Customer-specific winding variation water cooling Incremental encoder SIN/COS 1 VPP 2048 S/R with C and D track (encoder IC2048S/R) Encoder mounting via belt IMB 34 terminal box Transverse right on top Water connection on the left Special version rotor Degree of protection IP54 Axial bearing integrated (RT) S02: Customer-specific version | alterado Out19 | 0 | 7
1FW3285-1AF74-5DY2-Z | S02 | 1FW3285-1AF74-5DY2-ZS02 | 1 | UN | 1 | 50 | X | D | N | N | 85015381 | 1 |  | 885 | KG | 54412.51 | 54412.51 | MC05 | MC05 | SIMOTICS T Complete torque motor 1FW3 Customer-specific winding variation water cooling Incremental encoder SIN/COS 1 VPP 2048 S/R with C and D track (encoder IC2048S/R) Encoder mounting via belt IMB 34 terminal box Transverse right on top Water connection on the left Special version rotor Degree of protection IP54 Axial bearing integrated (RT) S02: Customer-specific version | alterado Out19 | 0 | 7
1FW3285-1AF74-6AY2-Z | S02X01 | 1FW3285-1AF74-6AY2-ZS02X01 | 1 | UN | 1 | 50 | X | D | N | N | 85015381 | 1 |  | 885 | KG | 55768.43 | 55768.43 | MC05 | MC05 | SIMOTICS T Complete torque motor 1FW3 Customer-specific winding variation Water cooling Incremental encoder SIN/COS 1 VPP 2048 S/R with C and D track (encoder IC2048S/R) Encoder mounting via belt IMB 34 Terminal box Transverse left on top Water connection on the left Special version rotor Degree of protection IP54 Axial bearing integrated (RT) S02: Customer-specific version X01: Paint finish in RAL 9005 (jet black matte) | alterado Out19 | 0 | 7
1FW3285-1AF74-6DY2-Z | S02X01 | 1FW3285-1AF74-6DY2-ZS02X01 | 1 | UN | 1 | 50 | X | D | N | N | 85015381 | 1 |  | 885 | KG | 54695.96 | 54695.96 | MC05 | MC05 | SIMOTICS T Complete torque motor 1FW3 Customer-specific winding variation water cooling Incremental encoder SIN/COS 1 VPP 2048 S/R with C and D track (encoder IC2048S/R) Encoder mounting via belt IMB 34 terminal box Transverse left on top Water connection on the left Special version rotor Degree of protection IP54 Axial bearing integrated (RT) S02: Customer-specific version X01: Paint finish in RAL 9005 (jet black matte) | alterado Out19 | 0 | 7
1FW3285-1EG73-5AA0-Z | K40T20 | 1FW3285-1EG73-5AA0-ZK40T20 | 1 | UN | 1 | 30 | D | D | N | N | 85015381 | 1 |  | 885 | KG | 40850.86 | 40850.86 | MC05 | MC05 | SIMOTICS T Complete torque motor 1FW3 250rpm, 104.7kW, 4000 Nm, 255A water cooling ABSOLUTE ENCODER 2048 S/R, 4096 REV. MULTITURN (ENCODER AM2048S/R) ENCODER MOUNTING OVER BELT IMB 35 TERMINAL BOX ABOVE: CROSSSWISE RIGHT Temperature sensor KTY HOLLOW-SHAFT DEGREE OF PROTECTION IP 54 STORAGE STANDARD K40: REGREASING DEVICE T20: SHAFT COVER ON ND-END (WITH A COAXIAL ENCODER MOUNT NOT REQUIRED) | alterado Out19 | 0 | 0
1FW3285-2AE74-5AY2-Z | S02 | 1FW3285-2AE74-5AY2-ZS02 | 1 | UN | 1 | 50 | X | D | N | N | 85015381 | 1 |  | 1047 | KG | 58675.72 | 58675.72 | MC05 | MC05 | SIMOTICS T Complete torque motor 1FW3 150rpm, 5000Nm Water cooling Incremental encoder sin/cos 1 Vpp 2048 S/R with C and D track (encoder IC2048S/R) Encoder mounting via belt IMB 14 Terminal box Transverse right on top Water connection on the left S02: Customer-specific version | alterado Out19 | 0 | 7
1FW3285-2AE74-5AY2-Z | S32 | 1FW3285-2AE74-5AY2-ZS32 | 1 | UN | 1 | 50 | X | D | N | N | 85015381 | 1 |  | 1047 | KG | 58675.72 | 58675.72 | MC05 | MC05 | SIMOTICS T Complete torque motor 1FW3 150rpm, 5000Nm water cooling Incremental encoder sin/cos 1 Vpp 2048 S/R with C and D track (encoder IC2048S/R) Encoder mounting via belt IMB 14 terminal box Transverse right on top Water connection on the left S32: extruder motor max. axial force in KN: 200 Screw diameter in mm: 60 Screw intake: N 55x 3x 30x 17x 9H DIN5480 Utilizable length 87mm Cylinder flange (centr.): 60 Axial bearing type FAG: 29428 E | alterado Out19 | 0 | 7
1FW3285-2AE74-6AY2-Z | S02 | 1FW3285-2AE74-6AY2-ZS02 | 1 | UN | 1 | 50 | X | D | N | N | 85015381 | 1 |  | 1047 | KG | 58675.72 | 58675.72 | MC05 | MC05 | SIMOTICS T Complete torque motor 1FW3 150rpm, 5000Nm Water cooling Incremental encoder sin/cos 1 Vpp 2048 S/R with C and D track (encoder IC2048S/R) Encoder mounting via belt IMB 14 Terminal box Transverse left on top Water connection on the left S02: Customer-specific version | alterado Out19 | 0 | 7
1FW3285-2AE74-6AY2-Z | S32 | 1FW3285-2AE74-6AY2-ZS32 | 1 | UN | 1 | 50 | X | D | N | N | 85015381 | 1 |  | 1047 | KG | 58675.72 | 58675.72 | MC05 | MC05 | SIMOTICS T Complete torque motor 1FW3 150rpm, 5000Nm water cooling Incremental encoder sin/cos 1 Vpp 2048 S/R with C and D track (encoder IC2048S/R) Encoder mounting via belt IMB 14 terminal box Transverse left on top Water connection on the left S32: extruder motor max. axial force in KN: 200 Screw diameter in mm: 60 Screw intake: N 55x 3x 30x 17x 9H DIN5480 Utilizable length 87mm Cylinder flange (centr.): 60 Axial bearing type FAG: 29428 E | alterado Out19 | 0 | 7
1FW3285-2AE74-6AY2-Z | S32X01 | 1FW3285-2AE74-6AY2-ZS32X01 | 1 | UN | 1 | 50 | X | D | N | N | 85015381 | 1 |  | 1047 | KG | 59259.27 | 59259.27 | MC05 | MC05 | SIMOTICS T Complete torque motor 1FW3 150rpm, 5000Nm Water cooling Incremental encoder sin/cos 1 Vpp 2048 S/R with C and D track (encoder IC2048S/R) Encoder mounting via belt IMB 14 Terminal box Transverse left on top Water connection on the left S32: extruder motor max. axial force in KN: 200 Screw diameter in mm: 60 Screw intake: N 55x 3x 30x 17x 9H DIN5480 Utilizable length 87mm cylinder flange (centr.): 60 Axial bearing type FAG: 29428 E X01: jet black matte (RAL9005) | alterado Out19 | 0 | 7
1FW3285-2AE74-7AY2-Z | S02 | 1FW3285-2AE74-7AY2-ZS02 | 1 | UN | 1 | 50 | X | D | N | N | 85015381 | 1 |  | 1047 | KG | 58675.72 | 58675.72 | MC05 | MC05 | SIMOTICS T Complete torque motor 1FW3 150rpm, 5000Nm Water cooling Incremental encoder sin/cos 1 Vpp 2048 S/R with C and D track (encoder IC2048S/R) Encoder mounting via belt IMB 14 Terminal box top: NDE, Water connection on the left S02: Customer-specific version | alterado Out19 | 0 | 7
1FW3285-2AE74-7AY2-Z | S32 | 1FW3285-2AE74-7AY2-ZS32 | 1 | UN | 1 | 50 | X | D | N | N | 85015381 | 1 |  | 1047 | KG | 58675.72 | 58675.72 | MC05 | MC05 | SIMOTICS T Complete torque motor 1FW3 150rpm, 5000Nm water cooling Incremental encoder sin/cos 1 Vpp 2048 S/R with C and D track (encoder IC2048S/R) Encoder mounting via belt IMB 14 terminal box top: NDE, Water connection on the left S32: extruder motor max. axial force in KN: 200 Screw diameter in mm: 60 Screw intake: N 55x 3x 30x 17x 9H DIN5480 Utilizable length 87mm Cylinder flange (centr.): 60 Axial bearing type FAG: 29428 E | alterado Out19 | 0 | 7
1FW3285-2AE74-8AY2-Z | S02 | 1FW3285-2AE74-8AY2-ZS02 | 1 | UN | 1 | 50 | X | D | N | N | 85015381 | 1 |  | 1047 | KG | 58675.72 | 58675.72 | MC05 | MC05 | SIMOTICS T Complete torque motor 1FW3 150rpm, 5000Nm Water cooling Incremental encoder sin/cos 1 Vpp 2048 S/R with C and D track (encoder IC2048S/R) Encoder mounting via belt IMB 14 Terminal box top: DE Water connection on the left S02: Customer-specific version | alterado Out19 | 0 | 7
1FW3285-2AE74-8AY2-Z | S32 | 1FW3285-2AE74-8AY2-ZS32 | 1 | UN | 1 | 50 | X | D | N | N | 85015381 | 1 |  | 1047 | KG | 58675.72 | 58675.72 | MC05 | MC05 | SIMOTICS T Complete torque motor 1FW3 150rpm, 5000Nm water cooling Incremental encoder sin/cos 1 Vpp 2048 S/R with C and D track (encoder IC2048S/R) Encoder mounting via belt IMB 14 terminal box top: DE Water connection on the left S32: extruder motor max. axial force in KN: 200 Screw diameter in mm: 60 Screw intake: N 55x 3x 30x 17x 9H DIN5480 Utilizable length 87mm Cylinder flange (centr.): 60 Axial bearing type FAG: 29428 E | alterado Out19 | 0 | 7
1FW3285-2AG74-5AY2-Z | S32 | 1FW3285-2AG74-5AY2-ZS32 | 1 | UN | 1 | 50 | X | D | N | N | 85015290 | 1 |  | 1047 | KG | 58675.72 | 58675.72 | MC05 | MC05 | SIMOTICS T Complete torque motor 1FW3 270rpm, 138.5kW, 4900Nm, 241A 437V; Water cooling; incl. regreasing system (opt. K40) Incremental encoder sin/cos 1 Vpp 2048 S/R with C and D track (encoder IC2048S/R) Encoder mounting via belt; IMB 35 Terminal box transverse right on the top; Water connection on the left Design as extruder motor with screw intake and integrated thrust bearing S32: max. axial force in KN: 200 Screw diameter in mm: 60; Screw intake: N 55x 3x 30 X17x 9H DIN5480 utilizable length 87mm; Cylinder fl. (centr.): 60 Axial bearing type FAG: 29428E | alterado Out19 | 0 | 0
1FW3285-2CE68-5AS0-Z | Q30 | 1FW3285-2CE68-5AS0-ZQ30 | 1 | UN | 1 | 30 | D | D | N | N | 85015381 | 1 |  | 944.5 | KG | 44810.43 | 44810.43 | MC05 | MC05 | SIMOTICS T Complete torque motor 1FW3 140rpm, 73.3kW 5000Nm, 160 A, 368V 150rpm, 78.5kW 5000Nm, 160 A, 391V 160rpm, 83.8kW 5000Nm, 160 A, 415 V water cooling Including regreasing system (Option K40) ABSOLUTE ENCODER 24 BIT + 12 BIT MULTITURN (AM24DQI) ENCODER MOUNTING COAXIAL IMB 5 SPECIAL DESIGN TERMINAL BOX ABOVE: CROSSSWISE RIGHT Temperature sensor via DRIVE CLiQ interface PLUG-ON SHAFT WITH INTEGRATED SHAFT HOLDER DEGREE OF PROTECTION IP 54 STORAGE STANDARD Q30: CLAMPING ELEMENT ONE-PIECE WITH SLIP-ON SHAFT | alterado Out19 | 0 | 0
1FW3285-2CG65-5AP0-Z | L03 | 1FW3285-2CG65-5AP0-ZL03 | 1 | UN | 1 | 30 | D | D | N | N | 85015290 | 1 |  | 1005 | KG | 55148.04 | 55148.04 | MC05 | MC05 | SIMOTICS T Torque motor Heavy-duty version 4950Nm, 250rpm water cooling Including regreasing system (Option K40) Shaft height 280: DQI-2048 ABS. Multi-Turn IMB 5 design Power connection: Terminal box on top Cable outlet: transverse right L03: Increased vibration resistance | alterado Out19 | 0 | 7
1FW3285-2DG73-5AA0 |  | 1FW3285-2DG73-5AA0 | 1 | UN | 1 | 30 | D | D | N | N | 85015290 | 1 |  | 860 | KG | 42023.99 | 42023.99 | MC05 | MC05 | SIMOTICS T Complete torque motor 1FW3 220rpm, 114kW 4950Nm, 244A, 362V 250rpm, 129.6kW 4950Nm, 244A, 408V 270rpm, 138.5kW 4900Nm, 241A, 437V water cooling Including regreasing system (Option K40) INCREM. ENCODER 22 BIT + COMMUTATING POSITION 11 BIT (ENCODER IC22DQ) ENCODER MOUNTING OVER BELT IMB 35 TERMINAL BOX ABOVE: CROSSSWISE RIGHT Temperature sensor via DRIVE CLiQ interface HOLLOW-SHAFT DEGREE OF PROTECTION IP 54 STORAGE STANDARD | alterado Out19 | 0 | 0
1FW3285-2FG73-6AA0 |  | 1FW3285-2FG73-6AA0 | 1 | UN | 1 | 30 | D | D | N | N | 85015290 | 1 |  | 860 | KG | 42395 | 42395 | MC05 | MC05 | SIMOTICS T Complete torque motor 1FW3 220rpm, 114kW 4950Nm, 244A, 362V 250rpm, 129.6kW 4950Nm, 244A, 408V 270rpm, 138.5kW 4900Nm, 241A, 437V water cooling Including regreasing system (Option K40) ABSOLUTE ENCODER 22 BIT + 12 BIT MULTITURN (AM22DQ) ENCODER MOUNTING OVER BELT IMB 35 TERMINAL BOX ABOVE: CROSSSWISE LEFT Temperature sensor via DRIVE CLiQ interface HOLLOW-SHAFT DEGREE OF PROTECTION IP 54 STORAGE STANDARD | alterado Out19 | 0 | 0
1FW3285-2UE73-5AA3-Z | K24P23T20 | 1FW3285-2UE73-5AA3-ZK24P23T20 | 1 | UN | 1 | 0 | A | D | N | N | 85015290 | 1 |  | 885 | KG | 58805.42 | 58805.42 | MC05 | MC05 | SIMOTICS T Torque motor; 5000Nm 150rpm, 78.5kW Customer-specific special version T20: shaft cover on NDE (with coaxial encoder mounting not required) K24: Only primer coat RAL 6021 (green) without color P23: AXM 65 (MACCHI) | alterado Out19 | 0 | 7
1FW3285-2UE73-5AA3-Z | K24P26T20 | 1FW3285-2UE73-5AA3-ZK24P26T20 | 1 | UN | 1 | 0 | A | D | N | N | 85015290 | 1 |  | 885 | KG | 58890.26 | 58890.26 | MC05 | MC05 | SIMOTICS T Torque motor; 5000Nm 150rpm, 78.5kW Customer-specific special version T20: shaft cover on NDE (with coaxial encoder mounting not required) K24: Only primer coat RAL 6021 (green) without color P26: AXM 55 (MACCHI) (bidirectional) | alterado Out19 | 0 | 7
1FW3285-2UE73-5AA3-Z | K24S51 | 1FW3285-2UE73-5AA3-ZK24S51 | 1 | UN | 1 | 50 | X | D | N | N | 85015381 | 1 |  | 885 | KG | 76401.02 | 76401.02 | MC05 | MC05 | SIMOTICS T torque motor 5000Nm, 150rpm, 78.5kW Customer-specific special version S51: customer-specific version (integrated axial bearing cover NDE regreasing new pressure sleeve) K24: Only primer coat RAL 6021 (green) without color | alterado Out19 | 0 | 7
1FW3285-2UE73-6AA3-Z | K24S51 | 1FW3285-2UE73-6AA3-ZK24S51 | 1 | UN | 1 | 50 | X | D | N | N | 85015381 | 1 |  | 885 | KG | 76401.02 | 76401.02 | MC05 | MC05 | SIMOTICS T torque motor 5000Nm, 150rpm, 78.5kW Customer-specific special version S51: customer-specific version (integrated axial bearing cover NDE regreasing new pressure sleeve) K24: Only primer coat RAL 6021 (green) without color | alterado Out19 | 0 | 7
1FW3285-2UE73-7AA3-Z | K24S51 | 1FW3285-2UE73-7AA3-ZK24S51 | 1 | UN | 1 | 50 | X | D | N | N | 85015381 | 1 |  | 885 | KG | 76401.02 | 76401.02 | MC05 | MC05 | SIMOTICS T torque motor 5000Nm, 150rpm, 78.5kW Customer-specific special version S51: customer-specific version (integrated axial bearing cover NDE regreasing new pressure sleeve) K24: Only primer coat RAL 6021 (green) without color | alterado Out19 | 0 | 7
1FW3285-2UE73-8AA3-Z | K24S51 | 1FW3285-2UE73-8AA3-ZK24S51 | 1 | UN | 1 | 50 | X | D | N | N | 85015381 | 1 |  | 885 | KG | 76401.02 | 76401.02 | MC05 | MC05 | SIMOTICS T torque motor 5000Nm, 150rpm, 78.5kW Customer-specific special version S51: customer-specific version (integrated axial bearing cover NDE regreasing new pressure sleeve) K24: Only primer coat RAL 6021 (green) without color | alterado Out19 | 0 | 7
1FW3285-2UE74-5AY2-Z | K24S51 | 1FW3285-2UE74-5AY2-ZK24S51 | 1 | UN | 1 | 50 | X | D | N | N | 85015381 | 1 |  | 885 | KG | 75271.94 | 75271.94 | MC05 | MC05 | SIMOTICS T torque motor 5000Nm, 150rpm, 78.5kW Resolver 15-bit (Resolver R15DQ) Encoder mounting via belt IMB 34 Terminal box on top Transverse right Water connection on the left Axial bearings integrated (RT) S51: customer-specific version (integrated axial bearings cover NDE regreasing new pressure sleeve) K24: Only primer coat RAL 6021 (green) without color | alterado Out19 | 0 | 7
1FW3285-2WA63-8AA0-Z | A11 | 1FW3285-2WA63-8AA0-ZA11 | 1 | UN | 1 | 30 | D | D | N | N | 85015230 | 1 |  | 885 | KG | 40064.25 | 40064.25 | MC05 | MC05 | SIMOTICS T Complete torque motor 1FW3 50rpm, 26 kW, 5000Nm, 73A Water cooling Including regreasing system (Option K40) Without encoder Coaxial encoder mounting IMB 35 Terminal box on top: DE Water connection on the left Hollow shaft Degree of protection IP54 Standard bearing A11: Motor protection through PTC thermistors (3x PTC) | alterado Out19 | 0 | 7
1FW3285-3BJ64-7AH0-Z | A11 | 1FW3285-3BJ64-7AH0-ZA11 | 1 | UN | 1 | 0 | A | D | N | N | 85015290 | 1 |  | 875 | KG | 50005.85 | 50005.85 | MC05 | MC05 | SIMOTICS T Complete torque motor 1FW3 350rpm, 174.1kW 4750Nm, 380A, 341V 400rpm, 169.9kW 4700Nm, 376A, 386V 430rpm, 209.4kW 4650Nm, 372A, 412V water cooling Including regreasing system (Option K40) ABSOLUTE ENCODER SINGLETURN 24 BIT (AS24DQI) ENCODER MOUNTING COAXIAL IMB 34 Foot mounting; Feet at bottom and flange mounting with thread in the flange plate TERMINAL BOX ABOVE: NDE Temperature sensor via DRIVE CLiQ interface Solid shaft half-key balancing Degree of protection IP54 STORAGE STANDARD A11: MOTOR PROTECTION WITH PTC THERMISTOR (3XPTC) | alterado Out19 | 0 | 0
1FW3285-3BM64-5AM0 |  | 1FW3285-3BM64-5AM0 | 1 | UN | 1 | 0 | A | D | N | N | 85015290 | 1 |  | 875 | KG | 49678.71 | 49678.71 | MC05 | MC05 | SIMOTICS T Complete torque motor 1FW3 520rpm, 247.8kW 4550Nm, 484A, 369V 600rpm, 276.5kW 4400Nm, 469A, 415 V 650rpm, 292.7kW 4300Nm, 457A, 448V water cooling Including regreasing system (Option K40) ABSOLUTE ENCODER SINGLETURN 24 BIT (AS24DQI) ENCODER MOUNTING COAXIAL IMB 34 Foot mounting; Feet at bottom and flange mounting with thread in the flange plate TERMINAL BOX ABOVE: CROSSSWISE RIGHT Temperature sensor via DRIVE CLiQ interface Solid shaft degree of protection IP 54 STORAGE STANDARD | alterado Out19 | 0 | 0
1FW3285-3CJ65-5AP0 |  | 1FW3285-3CJ65-5AP0 | 1 | UN | 1 | 30 | D | D | N | N | 85015290 | 1 |  | 1005 | KG | 48614.32 | 48614.32 | MC05 | MC05 | SIMOTICS T Torque motor 4750Nm 350rpm, 174 kW axis height 280 DQI-2048 ABS. Multi-Turn IMB 5 design Power connection: Terminal box on top Cable outlet: transverse right | alterado Out19 | 0 | 7
1FW3285-3CJ65-6AP0 |  | 1FW3285-3CJ65-6AP0 | 1 | UN | 1 | 30 | D | D | N | N | 85015290 | 1 |  | 1005 | KG | 48614.32 | 48614.32 | MC05 | MC05 | SIMOTICS T Torque motor 4750Nm 350rpm, 174 kW axis height 280 DQI-2048 ABS. Multi-Turn IMB 5 design Power connection: Terminal box on top Cable outlet: Transverse left | alterado Out19 | 0 | 7
1FW3285-3CJ65-7AP0 |  | 1FW3285-3CJ65-7AP0 | 1 | UN | 1 | 30 | D | D | N | N | 85015290 | 1 |  | 1005 | KG | 48614.32 | 48614.32 | MC05 | MC05 | SIMOTICS T Torque motor 4750Nm 350rpm, 174 kW axis height 280 DQI-2048 ABS. Multi-Turn IMB 5 design Power connection: Terminal box on top Cable outlet: NDE | alterado Out19 | 0 | 7
1FW3285-3CJ65-8AP0 |  | 1FW3285-3CJ65-8AP0 | 1 | UN | 1 | 30 | D | D | N | N | 85015290 | 1 |  | 1005 | KG | 48614.32 | 48614.32 | MC05 | MC05 | SIMOTICS T Torque motor 4750Nm 350rpm, 174 kW axis height 280 DQI-2048 ABS. Multi-Turn IMB 5 design Power connection: Terminal box on top Cable outlet: DE | alterado Out19 | 0 | 7
1FW3285-3CM65-5AP0 |  | 1FW3285-3CM65-5AP0 | 1 | UN | 1 | 30 | D | D | N | N | 85015290 | 1 |  | 1005 | KG | 48614.32 | 48614.32 | MC05 | MC05 | SIMOTICS T torque motor 4400Nm 600rpm, 276 kW axis height 280 DQI-2048 ABS. Multi-Turn IMB 5 design Power connection: Terminal box on top Cable outlet: transverse right | alterado Out19 | 0 | 7
1FW3285-3CM65-6AP0 |  | 1FW3285-3CM65-6AP0 | 1 | UN | 1 | 30 | D | D | N | N | 85015290 | 1 |  | 1005 | KG | 48614.32 | 48614.32 | MC05 | MC05 | SIMOTICS T torque motor 4400Nm 600rpm, 276 kW axis height 280 DQI-2048 ABS. Multi-Turn IMB 5 design Power connection: Terminal box on top Cable outlet: Transverse left | alterado Out19 | 0 | 7
1FW3285-3CM65-7AP0 |  | 1FW3285-3CM65-7AP0 | 1 | UN | 1 | 30 | D | D | N | N | 85015290 | 1 |  | 1005 | KG | 48614.32 | 48614.32 | MC05 | MC05 | SIMOTICS T torque motor 4400Nm 600rpm, 276 kW axis height 280 DQI-2048 ABS. Multi-Turn IMB 5 design Power connection: Terminal box on top Cable outlet: NDE | alterado Out19 | 0 | 7
1FW3285-3CM65-7AP0-Z | L03 | 1FW3285-3CM65-7AP0-ZL03 | 1 | UN | 1 | 30 | D | D | N | N | 85015290 | 1 |  | 1005 | KG | 57261.82 | 57261.82 | MC05 | MC05 | SIMOTICS T torque motor 4400Nm 600rpm, 276 kW axis height 280 DQI-2048 ABS. Multi-Turn IMB 5 design Power connection: Terminal box on top Cable outlet: NDE L03: HEAVY DUTY VERSION INCREASED VIBRATION RESISTANCE | alterado Out19 | 0 | 7
1FW3285-3CM65-8AP0 |  | 1FW3285-3CM65-8AP0 | 1 | UN | 1 | 30 | D | D | N | N | 85015290 | 1 |  | 1005 | KG | 48614.32 | 48614.32 | MC05 | MC05 | SIMOTICS T torque motor 4400Nm 600rpm, 276 kW axis height 280 DQI-2048 ABS. Multi-Turn IMB 5 design Power connection: Terminal box on top Cable outlet: DE | alterado Out19 | 0 | 7
1FW3285-3EJ65-5AP0 |  | 1FW3285-3EJ65-5AP0 | 1 | UN | 1 | 30 | D | D | N | N | 85015381 | 1 |  | 1005 | KG | 49331.56 | 49331.56 | MC05 | MC05 | SIMOTICS T Torque motor 4750Nm 350rpm, 174 kW axis height 280 Absolute value encoder 2048 S/R 4096 revolutions multi-turn IMB 5 design Power connection: Terminal box on top Cable outlet: transverse right | alterado Out19 | 0 | 7
1FW3285-3EJ65-6AP0 |  | 1FW3285-3EJ65-6AP0 | 1 | UN | 1 | 30 | D | D | N | N | 85015381 | 1 |  | 1005 | KG | 49331.56 | 49331.56 | MC05 | MC05 | SIMOTICS T Torque motor 4750Nm 350rpm, 174 kW axis height 280 Absolute value encoder 2048 S/R 4096 revolutions multi-turn IMB 5 design Power connection: Terminal box on top Cable outlet: transverse left | alterado Out19 | 0 | 7
1FW3285-3EJ65-7AP0 |  | 1FW3285-3EJ65-7AP0 | 1 | UN | 1 | 30 | D | D | N | N | 85015381 | 1 |  | 1005 | KG | 49331.56 | 49331.56 | MC05 | MC05 | SIMOTICS T Torque motor 4750Nm 350rpm, 174 kW axis height 280 Absolute value encoder 2048 S/R 4096 revolutions multi-turn IMB 5 design Power connection: Terminal box on top Cable outlet: NDE, | alterado Out19 | 0 | 7
1FW3285-3EJ65-8AP0 |  | 1FW3285-3EJ65-8AP0 | 1 | UN | 1 | 30 | D | D | N | N | 85015381 | 1 |  | 1005 | KG | 49331.56 | 49331.56 | MC05 | MC05 | SIMOTICS T Torque motor 4750Nm 350rpm, 174 kW axis height 280 Absolute value encoder 2048 S/R 4096 revolutions multi-turn IMB 5 design Power connection: Terminal box on top Cable outlet: DE | alterado Out19 | 0 | 7
1FW3285-3EM65-5AP0 |  | 1FW3285-3EM65-5AP0 | 1 | UN | 1 | 30 | D | D | N | N | 85015381 | 1 |  | 1005 | KG | 49331.56 | 49331.56 | MC05 | MC05 | SIMOTICS T torque motor 4400Nm 600rpm, 276 kW axis height 280 Absolute encoder 2048 S/R 4096 revolutions multi-turn IMB 5 design Power connection: Terminal box on top Cable outlet: transverse right | alterado Out19 | 0 | 7
1FW3285-3EM65-6AP0 |  | 1FW3285-3EM65-6AP0 | 1 | UN | 1 | 30 | D | D | N | N | 85015381 | 1 |  | 1005 | KG | 49331.56 | 49331.56 | MC05 | MC05 | SIMOTICS T torque motor 4400Nm 600rpm, 276 kW axis height 280 Absolute encoder 2048 S/R 4096 revolutions multi-turn IMB 5 design Power connection: Terminal box on top Cable outlet: transverse left | alterado Out19 | 0 | 7
1FW3285-3EM65-7AP0 |  | 1FW3285-3EM65-7AP0 | 1 | UN | 1 | 30 | D | D | N | N | 85015381 | 1 |  | 1005 | KG | 49331.56 | 49331.56 | MC05 | MC05 | SIMOTICS T torque motor 4400Nm 600rpm, 276 kW axis height 280 Absolute encoder 2048 S/R 4096 revolutions multi-turn IMB 5 design Power connection: Terminal box on top Cable outlet: NDE, | alterado Out19 | 0 | 7
1FW3285-3EM65-8AP0 |  | 1FW3285-3EM65-8AP0 | 1 | UN | 1 | 30 | D | D | N | N | 85015381 | 1 |  | 1005 | KG | 49331.56 | 49331.56 | MC05 | MC05 | SIMOTICS T torque motor 4400Nm 600rpm, 276 kW axis height 280 Absolute encoder 2048 S/R 4096 revolutions multi-turn IMB 5 design Power connection: Terminal box on top Cable outlet: DE | alterado Out19 | 0 | 7
1FW3285-3NJ48-6AV0-Z | N95T53V02X03 | 1FW3285-3NJ48-6AV0-ZN95T53V02X03 | 1 | UN | 1 | 40 | X | D | N | N | 85015381 | 1 |  | 885 | KG | 98326.02 | 98326.02 | MC05 | MC05 | SIMOTICS T Complete torque motor 1FW3 350rpm, 174.1W, 4750Nm, 380A, 341V; 400rpm, 169.9kW, 4700Nm, 376A, 386V; 430rpm, 209.4kW, 4650Nm, 372A, 412V; Water cooling; K40: Regreasing system Absolute encoder Single-turn 2048 S/R (encoder AS2048S/R) Coaxial encoder mounting IMB 5 special design Terminal box transverse left on the top T20+moisture protection rotor+stator Special shaft, water connection Left, Standard bearing N95: Electrics; T53: Mechanical block; V02: Electrically insulated bearing NDE; X03: paint finish Reseda green RAL 6011 | alterado Out19 | 0 | 0
1FW3285-3PJ63-7AA0 |  | 1FW3285-3PJ63-7AA0 | 1 | UN | 1 | 30 | D | D | N | N | 85015290 | 1 |  | 860 | KG | 50969.33 | 50969.33 | MC05 | MC05 | SIMOTICS T Complete torque motor 1FW3 350rpm, 174.1kW 4750Nm, 380A, 341V 400rpm, 169.9kW 4700Nm, 376A, 386V 430rpm, 209.4kW 4650Nm, 372A, 412V water cooling Including regreasing system (Option K40) ABSOLUTE ENCODER SINGLETURN 22 BIT (ENCODER AS22DQ) HOLLOW SHAFT SEALED AT THE NDE ENCODER MOUNTING COAXIAL IMB 35 TERMINAL BOX ABOVE: NDE Temperature sensor via DRIVE CLiQ interface HOLLOW-SHAFT DEGREE OF PROTECTION IP 54 STORAGE STANDARD | alterado Out19 | 0 | 0
1FW3287-2AE74-5AY2-Z | S12 | 1FW3287-2AE74-5AY2-ZS12 | 1 | UN | 1 | 50 | X | D | N | N | 85015381 | 1 |  | 1300 | KG | 67746.8 | 67746.8 | MC05 | MC05 | SIMOTICS T Complete torque motor 1FW3 150rpm, 7000Nm Water cooling Incremental encoder sin/cos 1 Vpp 2048 S/R with C and D track (encoder IC2048S/R) Encoder mounting via belt IMB 14 Terminal box Transverse right on top Water connection on the left S12: special version Extruder drive ReifenhÃ¤user; See operating instructions 610.40300.02 | alterado Out19 | 0 | 7
1FW3287-2AE74-5AY2-Z | S16 | 1FW3287-2AE74-5AY2-ZS16 | 1 | UN | 1 | 50 | X | D | N | N | 85015381 | 1 |  | 1300 | KG | 67746.8 | 67746.8 | MC05 | MC05 | SIMOTICS T Complete torque motor 1FW3 150rpm, 7000Nm Water cooling Incremental encoder sin/cos 1 Vpp 2048 S/R with C and D track (encoder IC2048S/R) Encoder mounting via belt IMB 14 Terminal box Transverse right on top Water connection on the left S16: Customer-specific version | alterado Out19 | 0 | 7
1FW3287-2AE74-5AY2-Z | S42 | 1FW3287-2AE74-5AY2-ZS42 | 1 | UN | 1 | 50 | X | D | N | N | 85015381 | 1 |  | 1300 | KG | 68073.65 | 68073.65 | MC05 | MC05 | SIMOTICS T Complete torque motor 1FW3 150rpm, 7000Nm water cooling Incremental encoder sin/cos 1 Vpp 2048 S/R with C and D track (encoder IC2048S/R) Encoder mounting via belt IMB 14 terminal box Transverse right on top Water connection on the left S42: extruder motor max. axial force in KN: 270 Screw diameter in mm: 80 Screw intake: N 75x 3x 30x 24x 9H DIN5480 Cylinder flange (ZENTRIER.): 80 Axial bearing type FAG: 29432E | alterado Out19 | 0 | 7
1FW3287-2AE74-5AY2-Z | S46 | 1FW3287-2AE74-5AY2-ZS46 | 1 | UN | 1 | 50 | X | D | N | N | 85015381 | 1 |  | 1300 | KG | 67746.8 | 67746.8 | MC05 | MC05 | SIMOTICS T Complete torque motor 1FW3 150rpm, 7000Nm water cooling Incremental encoder sin/cos 1 Vpp 2048 S/R with C and D track (encoder IC2048S/R) Encoder mounting via belt IMB 14 terminal box Transverse right on top Water connection on the left S46: extruder motor max. axial force in KN: 270 Screw diameter in mm: 70 Screw intake: Diameter 68 H7/ 2xfeather key 20x 15x 175 Cylinder flange (ZENTRIER.): 80 Axial bearing type FAG: 29432E | alterado Out19 | 0 | 7
1FW3287-2AE74-6AY2-Z | S12 | 1FW3287-2AE74-6AY2-ZS12 | 1 | UN | 1 | 50 | X | D | N | N | 85015381 | 1 |  | 1300 | KG | 67746.8 | 67746.8 | MC05 | MC05 | SIMOTICS T Complete torque motor 1FW3 150rpm, 7000Nm Water cooling Incremental encoder sin/cos 1 Vpp 2048 S/R with C and D track (encoder IC2048S/R) Encoder mounting via belt IMB 14 Terminal box Transverse left on top Water connection on the left S12: special version Extruder drive ReifenhÃ¤user; See operating instructions 610.40300.02 | alterado Out19 | 0 | 7
1FW3287-2AE74-6AY2-Z | S16 | 1FW3287-2AE74-6AY2-ZS16 | 1 | UN | 1 | 50 | X | D | N | N | 85015381 | 1 |  | 1300 | KG | 67746.8 | 67746.8 | MC05 | MC05 | SIMOTICS T Complete torque motor 1FW3 150rpm, 7000Nm Water cooling Incremental encoder sin/cos 1 Vpp 2048 S/R with C and D track (encoder IC2048S/R) Encoder mounting via belt IMB 14 Terminal box Transverse left on top Water connection on the left S16: Customer-specific version | alterado Out19 | 0 | 7
1FW3287-2AE74-6AY2-Z | S42 | 1FW3287-2AE74-6AY2-ZS42 | 1 | UN | 1 | 50 | X | D | N | N | 85015381 | 1 |  | 1300 | KG | 68073.65 | 68073.65 | MC05 | MC05 | SIMOTICS T Complete torque motor 1FW3 150rpm, 7000Nm water cooling Incremental encoder sin/cos 1 Vpp 2048 S/R with C and D track (encoder IC2048S/R) Encoder mounting via belt IMB 14 terminal box Transverse left on top Water connection on the left S42: extruder motor max. axial force in KN: 270 Screw diameter in mm: 80 Screw intake: N 75x 3x 30x 24x 9H DIN5480 Cylinder flange (ZENTRIER.): 80 Axial bearing type FAG: 29432E | alterado Out19 | 0 | 7
1FW3287-2AE74-6AY2-Z | S42X01 | 1FW3287-2AE74-6AY2-ZS42X01 | 1 | UN | 1 | 50 | X | D | N | N | 85015381 | 1 |  | 1300 | KG | 68775.01 | 68775.01 | MC05 | MC05 | SIMOTICS T Complete torque motor 1FW3 150rpm, 7000Nm Water cooling Incremental encoder sin/cos 1 Vpp 2048 S/R with C and D track (encoder IC2048S/R) Encoder mounting via belt IMB 14 Terminal box Transverse left on top Water connection on the left S42: extruder motor max. axial force in KN: 270 Screw diameter in mm: 80 Screw intake: N 75x 3x 30x 24x 9H DIN5480 cylinder flange (CENTERING): 80 Axial bearing type FAG: 29432E X01: paint finish jet black matte (RAL 9005) | alterado Out19 | 0 | 7
1FW3287-2AE74-6AY2-Z | S46 | 1FW3287-2AE74-6AY2-ZS46 | 1 | UN | 1 | 50 | X | D | N | N | 85015381 | 1 |  | 1300 | KG | 67746.8 | 67746.8 | MC05 | MC05 | SIMOTICS T Complete torque motor 1FW3 150rpm, 7000Nm water cooling Incremental encoder sin/cos 1 Vpp 2048 S/R with C and D track (encoder IC2048S/R) Encoder mounting via belt IMB 14 terminal box Transverse left on top Water connection on the left S46: extruder motor max. axial force in KN: 270 Screw diameter in mm: 70 Screw intake: Diameter 68 H7/ 2xfeather key 20x 15x 175 Cylinder flange (ZENTRIER.): 80 Axial bearing type FAG: 29432E | alterado Out19 | 0 | 7
1FW3287-2AE74-6AY2-Z | S46X01 | 1FW3287-2AE74-6AY2-ZS46X01 | 1 | UN | 1 | 50 | X | D | N | N | 85015381 | 1 |  | 1300 | KG | 68448.13 | 68448.13 | MC05 | MC05 | SIMOTICS T Complete torque motor 1FW3 150rpm, 7000Nm Water cooling Incremental encoder sin/cos 1 Vpp 2048 S/R with C and D track (encoder IC2048S/R) Encoder mounting via belt IMB 14 Terminal box Transverse left on top Water connection on the left S46: extruder motor max. axial force in KN: 270 Screw diameter in mm: 70 Screw intake: Diameter 68 H7/ 2xfeather key 20x 15x 175 cylinder flange (CENTERING): 80 Axial bearing type FAG: 29432E X01: jet black matte (RAL9005) | alterado Out19 | 0 | 7
1FW3287-2AE74-7AY2-Z | S12 | 1FW3287-2AE74-7AY2-ZS12 | 1 | UN | 1 | 50 | X | D | N | N | 85015381 | 1 |  | 1300 | KG | 67746.8 | 67746.8 | MC05 | MC05 | SIMOTICS T Complete torque motor 1FW3 150rpm, 7000Nm Water cooling Incremental encoder sin/cos 1 Vpp 2048 S/R with C and D track (encoder IC2048S/R) Encoder mounting via belt IMB 14 Terminal box top: NDE, Water connection on the left S12: special version Extruder drive ReifenhÃ¤user; See operating instructions 610.40300.02 | alterado Out19 | 0 | 7
1FW3287-2AE74-7AY2-Z | S16 | 1FW3287-2AE74-7AY2-ZS16 | 1 | UN | 1 | 50 | X | D | N | N | 85015381 | 1 |  | 1300 | KG | 67746.8 | 67746.8 | MC05 | MC05 | SIMOTICS T Complete torque motor 1FW3 150rpm, 7000Nm Water cooling Incremental encoder sin/cos 1 Vpp 2048 S/R with C and D track (encoder IC2048S/R) Encoder mounting via belt IMB 14 Terminal box top: NDE, Water connection on the left S16: Customer-specific version | alterado Out19 | 0 | 7
1FW3287-2AE74-7AY2-Z | S42 | 1FW3287-2AE74-7AY2-ZS42 | 1 | UN | 1 | 50 | X | D | N | N | 85015381 | 1 |  | 1300 | KG | 68073.65 | 68073.65 | MC05 | MC05 | SIMOTICS T Complete torque motor 1FW3 150rpm, 7000Nm water cooling Incremental encoder sin/cos 1 Vpp 2048 S/R with C and D track (encoder IC2048S/R) Encoder mounting via belt IMB 14 terminal box top: NDE, Water connection on the left S42: extruder motor max. axial force in KN: 270 Screw diameter in mm: 80 Screw intake: N 75x 3x 30x 24x 9H DIN5480 Cylinder flange (ZENTRIER.): 80 Axial bearing type FAG: 29432E | alterado Out19 | 0 | 7
1FW3287-2AE74-7AY2-Z | S46 | 1FW3287-2AE74-7AY2-ZS46 | 1 | UN | 1 | 50 | X | D | N | N | 85015381 | 1 |  | 1300 | KG | 67746.8 | 67746.8 | MC05 | MC05 | SIMOTICS T Complete torque motor 1FW3 150rpm, 7000Nm water cooling Incremental encoder sin/cos 1 Vpp 2048 S/R with C and D track (encoder IC2048S/R) Encoder mounting via belt IMB 14 terminal box top: NDE, Water connection on the left S46: extruder motor max. axial force in KN: 270 Screw diameter in mm: 70 Screw intake: Diameter 68 H7/ 2xfeather key 20x 15x 175 Cylinder flange (ZENTRIER.): 80 Axial bearing type FAG: 29432E | alterado Out19 | 0 | 7
1FW3287-2AE74-8AY2-Z | S12 | 1FW3287-2AE74-8AY2-ZS12 | 1 | UN | 1 | 50 | X | D | N | N | 85015381 | 1 |  | 1300 | KG | 67746.8 | 67746.8 | MC05 | MC05 | SIMOTICS T Complete torque motor 1FW3 150rpm, 7000Nm Water cooling Incremental encoder sin/cos 1 Vpp 2048 S/R with C and D track (encoder IC2048S/R) Encoder mounting via belt IMB 14 Terminal box top: DE Water connection on the left S12: special version Extruder drive ReifenhÃ¤user; See operating instructions 610.40300.02 | alterado Out19 | 0 | 7
1FW3287-2AE74-8AY2-Z | S16 | 1FW3287-2AE74-8AY2-ZS16 | 1 | UN | 1 | 50 | X | D | N | N | 85015381 | 1 |  | 1300 | KG | 67746.8 | 67746.8 | MC05 | MC05 | SIMOTICS T Complete torque motor 1FW3 150rpm, 7000Nm Water cooling Incremental encoder sin/cos 1 Vpp 2048 S/R with C and D track (encoder IC2048S/R) Encoder mounting via belt IMB 14 Terminal box top: DE Water connection on the left S16: Customer-specific version | alterado Out19 | 0 | 7
1FW3287-2AE74-8AY2-Z | S42 | 1FW3287-2AE74-8AY2-ZS42 | 1 | UN | 1 | 50 | X | D | N | N | 85015381 | 1 |  | 1300 | KG | 68073.65 | 68073.65 | MC05 | MC05 | SIMOTICS T Complete torque motor 1FW3 150rpm, 7000Nm water cooling Incremental encoder sin/cos 1 Vpp 2048 S/R with C and D track (encoder IC2048S/R) Encoder mounting via belt IMB 14 terminal box top: DE Water connection on the left S42: extruder motor max. axial force in KN: 270 Screw diameter in mm: 80 Screw intake: N 75x 3x 30x 24x 9H DIN5480 Cylinder flange (ZENTRIER.): 80 Axial bearing type FAG: 29432E | alterado Out19 | 0 | 7
1FW3287-2AE74-8AY2-Z | S46 | 1FW3287-2AE74-8AY2-ZS46 | 1 | UN | 1 | 50 | X | D | N | N | 85015381 | 1 |  | 1300 | KG | 67746.8 | 67746.8 | MC05 | MC05 | SIMOTICS T Complete torque motor 1FW3 150rpm, 7000Nm water cooling Incremental encoder sin/cos 1 Vpp 2048 S/R with C and D track (encoder IC2048S/R) Encoder mounting via belt IMB 14 terminal box top: DE Water connection on the left S46: extruder motor max. axial force in KN: 270 Screw diameter in mm: 70 Screw intake: Diameter 68 H7/ 2xfeather key 20x 15x 175 Cylinder flange (ZENTRIER.): 80 Axial bearing type FAG: 29432E | alterado Out19 | 0 | 7
1FW3287-2CG63-6AP0-Z | A11X52 | 1FW3287-2CG63-6AP0-ZA11X52 | 1 | UN | 1 | 30 | D | D | N | N | 85015381 | 1 |  | 1030 | KG | 49291.67 | 49291.67 | MC05 | MC05 | SIMOTICS T Complete torque motor 1FW3 Customer-specific winding version Water cooling Including regreasing system (option K40) Absolute encoder 24-bit+ 12-bit multi-turn (AM24DQI) Coaxial encoder mounting IMB 35 Terminal box on top traverse left flanged shaft Degree of protection IP54 Standard bearing A11: Motor protection through PTC thermistors (3x PTC) X52: Paint finish in RAL 3000 (flame red) | alterado Out19 | 0 | 7
1FW3287-2SE73-5AA3-Z | K24P24T20 | 1FW3287-2SE73-5AA3-ZK24P24T20 | 1 | UN | 1 | 0 | A | D | N | N | 85015381 | 1 |  | 1502 | KG | 71386.78 | 71386.78 | MC05 | MC05 | SIMOTICS T torque motor, 7000Nm 150rpm, 110 kW Customer-specific special version T20: shaft cover on NDE (with coaxial encoder mounting not required) K24: Only primer coat RAL 6021 (green) without color P24: AXM 80 (MACCHI) | alterado Out19 | 0 | 7
1FW3287-2UE73-5AA3-Z | K24P24T20 | 1FW3287-2UE73-5AA3-ZK24P24T20 | 1 | UN | 1 | 0 | A | D | N | N | 85015381 | 1 |  | 1502 | KG | 70530.03 | 70530.03 | MC05 | MC05 | SIMOTICS T torque motor, 7000Nm 150rpm, 110 kW Customer-specific special version T20: shaft cover on NDE (with coaxial encoder mounting not required) K24: Only primer coat RAL 6021 (green) without color P24: AXM 80 (MACCHI) | alterado Out19 | 0 | 7
1FW3287-2WC63-5AA0-Z | A11 | 1FW3287-2WC63-5AA0-ZA11 | 1 | UN | 1 | 30 | D | D | N | N | 85015290 | 1 |  | 87 | KG | 50520.95 | 50520.95 | MC05 | MC05 | SIMOTICS T Complete torque motor 1FW3 7000Nm, 100rpm, 73.3kW water cooling Including regreasing system (Option K40) Without encoder Coaxial encoder mounting IMB 35 Terminal box on top Transverse right Water connection on the left Hollow shaft Degree of protection IP54 Standard bearing A11: Motor protection through PTC thermistors (3x PTC) | alterado Out19 | 0 | 7
1FW3287-2WC63-5AA3-Z | B02 | 1FW3287-2WC63-5AA3-ZB02 | 1 | UN | 1 | 30 | D | D | N | N | 85015290 | 1 |  | 1087 | KG | 52092.21 | 52092.21 | MC05 | MC05 | SIMOTICS T Complete torque motor 1FW3 Customer-specific winding version water cooling Including regreasing system (Option K40) Without encoder Coaxial encoder mounting IMB 35 Terminal box on top Transverse right Water connection on the left Hollow shaft Degree of protection IP54 DE without bearings B02: factory test certificate | alterado Out19 | 0 | 7
1FW3287-3CJ65-5AP0 |  | 1FW3287-3CJ65-5AP0 | 1 | UN | 1 | 30 | D | D | N | N | 85015290 | 1 |  | 1207 | KG | 60770.29 | 60770.29 | MC05 | MC05 | SIMOTICS T torque motor 6650Nm 350rpm, 243 kW axis height 280 DQI-2048 ABS. Multi-Turn IMB 5 design Power connection: Terminal box on top Cable outlet: transverse right | alterado Out19 | 0 | 7
1FW3287-3CJ65-6AP0 |  | 1FW3287-3CJ65-6AP0 | 1 | UN | 1 | 30 | D | D | N | N | 85015290 | 1 |  | 1207 | KG | 60770.29 | 60770.29 | MC05 | MC05 | SIMOTICS T torque motor 6650Nm 350rpm, 243 kW axis height 280 DQI-2048 ABS. Multi-Turn IMB 5 design Power connection: Terminal box on top Cable outlet: Transverse left | alterado Out19 | 0 | 7
1FW3287-3CJ65-7AP0 |  | 1FW3287-3CJ65-7AP0 | 1 | UN | 1 | 30 | D | D | N | N | 85015290 | 1 |  | 1207 | KG | 60770.29 | 60770.29 | MC05 | MC05 | SIMOTICS T torque motor 6650Nm 350rpm, 243 kW axis height 280 DQI-2048 ABS. Multi-Turn IMB 5 design Power connection: Terminal box on top Cable outlet: NDE | alterado Out19 | 0 | 7
1FW3287-3CJ65-8AP0 |  | 1FW3287-3CJ65-8AP0 | 1 | UN | 1 | 30 | D | D | N | N | 85015290 | 1 |  | 1207 | KG | 60770.29 | 60770.29 | MC05 | MC05 | SIMOTICS T torque motor 6650Nm 350rpm, 243 kW axis height 280 DQI-2048 ABS. Multi-Turn IMB 5 design Power connection: Terminal box on top Cable outlet: DE | alterado Out19 | 0 | 7
1FW3287-3CM65-5AP0 |  | 1FW3287-3CM65-5AP0 | 1 | UN | 1 | 30 | D | D | N | N | 85015290 | 1 |  | 1207 | KG | 60770.29 | 60770.29 | MC05 | MC05 | SIMOTICS T torque motor 6050Nm 600rpm, 380 kW axis height 280 DQI-2048 ABS. Multi-Turn IMB 5 design Power connection: Terminal box on top Cable outlet: transverse right | alterado Out19 | 0 | 7
1FW3287-3CM65-6AP0 |  | 1FW3287-3CM65-6AP0 | 1 | UN | 1 | 30 | D | D | N | N | 85015290 | 1 |  | 1207 | KG | 60770.29 | 60770.29 | MC05 | MC05 | SIMOTICS T torque motor 6050Nm 600rpm, 380 kW axis height 280 DQI-2048 ABS. Multi-Turn IMB 5 design Power connection: Terminal box on top Cable outlet: Transverse left | alterado Out19 | 0 | 7
1FW3287-3CM65-7AP0 |  | 1FW3287-3CM65-7AP0 | 1 | UN | 1 | 30 | D | D | N | N | 85015290 | 1 |  | 1207 | KG | 60770.29 | 60770.29 | MC05 | MC05 | SIMOTICS T torque motor 6050Nm 600rpm, 380 kW axis height 280 DQI-2048 ABS. Multi-Turn IMB 5 design Power connection: Terminal box on top Cable outlet: NDE | alterado Out19 | 0 | 7
1FW3287-3CM65-8AP0 |  | 1FW3287-3CM65-8AP0 | 1 | UN | 1 | 30 | D | D | N | N | 85015290 | 1 |  | 1207 | KG | 60770.29 | 60770.29 | MC05 | MC05 | SIMOTICS T torque motor 6050Nm 600rpm, 380 kW axis height 280 DQI-2048 ABS. Multi-Turn IMB 5 design Power connection: Terminal box on top Cable outlet: DE | alterado Out19 | 0 | 7
1FW3287-3CP65-5AP0-Z | L03 | 1FW3287-3CP65-5AP0-ZL03 | 1 | UN | 1 | 30 | D | D | N | N | 85015381 | 1 |  | 1180 | KG | 71146.8 | 71146.8 | MC05 | MC05 | SIMOTICS T Torque motor Heavy-duty version 7000Nm, 800 rpm DQI-2048 ABS. Multi-Turn IMB 5 design Power connection: Terminal box on top Cable outlet: Transverse right L03: Increased vibration resistance | alterado Out19 | 0 | 7
1FW3287-3EJ65-5AP0 |  | 1FW3287-3EJ65-5AP0 | 1 | UN | 1 | 30 | D | D | N | N | 85015381 | 1 |  | 1207 | KG | 61725.88 | 61725.88 | MC05 | MC05 | SIMOTICS T torque motor 6650Nm 350rpm, 243 kW axis height 280 Absolute encoder 2048 S/R 4096 revolutions multi-turn IMB 5 design Power connection: Terminal box on top Cable outlet: transverse right | alterado Out19 | 0 | 7
1FW3287-3EJ65-6AP0 |  | 1FW3287-3EJ65-6AP0 | 1 | UN | 1 | 30 | D | D | N | N | 85015381 | 1 |  | 1207 | KG | 61725.88 | 61725.88 | MC05 | MC05 | SIMOTICS T torque motor 6650Nm 350rpm, 243 kW axis height 280 Absolute encoder 2048 S/R 4096 revolutions multi-turn IMB 5 design Power connection: Terminal box on top Cable outlet: transverse left | alterado Out19 | 0 | 7
1FW3287-3EJ65-7AP0 |  | 1FW3287-3EJ65-7AP0 | 1 | UN | 1 | 30 | D | D | N | N | 85015381 | 1 |  | 1207 | KG | 61725.88 | 61725.88 | MC05 | MC05 | SIMOTICS T torque motor 6650Nm 350rpm, 243 kW axis height 280 Absolute encoder 2048 S/R 4096 revolutions multi-turn IMB 5 design Power connection: Terminal box on top Cable outlet: NDE, | alterado Out19 | 0 | 7
1FW3287-3EJ65-8AP0 |  | 1FW3287-3EJ65-8AP0 | 1 | UN | 1 | 30 | D | D | N | N | 85015381 | 1 |  | 1207 | KG | 61725.88 | 61725.88 | MC05 | MC05 | SIMOTICS T torque motor 6650Nm 350rpm, 243 kW axis height 280 Absolute encoder 2048 S/R 4096 revolutions multi-turn IMB 5 design Power connection: Terminal box on top Cable outlet: DE | alterado Out19 | 0 | 7
1FW3287-3EM65-5AP0 |  | 1FW3287-3EM65-5AP0 | 1 | UN | 1 | 30 | D | D | N | N | 85015394 | 1 |  | 1207 | KG | 61725.88 | 61725.88 | MC05 | MC05 | SIMOTICS T torque motor 6050Nm 600rpm, 380 kW axis height 280 Absolute encoder 2048 S/R 4096 revolutions multi-turn IMB 5 design Power connection: Terminal box on top Cable outlet: transverse right | alterado Out19 | 0 | 7
1FW3287-3EM65-6AP0 |  | 1FW3287-3EM65-6AP0 | 1 | UN | 1 | 30 | D | D | N | N | 85015394 | 1 |  | 1207 | KG | 61725.88 | 61725.88 | MC05 | MC05 | SIMOTICS T torque motor 6050Nm 600rpm, 380 kW axis height 280 Absolute encoder 2048 S/R 4096 revolutions multi-turn IMB 5 design Power connection: Terminal box on top Cable outlet: transverse left | alterado Out19 | 0 | 7
1FW3287-3EM65-7AP0 |  | 1FW3287-3EM65-7AP0 | 1 | UN | 1 | 30 | D | D | N | N | 85015394 | 1 |  | 1207 | KG | 61725.88 | 61725.88 | MC05 | MC05 | SIMOTICS T torque motor 6050Nm 600rpm, 380 kW axis height 280 Absolute encoder 2048 S/R 4096 revolutions multi-turn IMB 5 design Power connection: Terminal box on top Cable outlet: NDE, | alterado Out19 | 0 | 7
1FW3287-3EM65-8AP0 |  | 1FW3287-3EM65-8AP0 | 1 | UN | 1 | 30 | D | D | N | N | 85015394 | 1 |  | 1207 | KG | 61725.88 | 61725.88 | MC05 | MC05 | SIMOTICS T torque motor 6050Nm 600rpm, 380 kW axis height 280 Absolute encoder 2048 S/R 4096 revolutions multi-turn IMB 5 design Power connection: Terminal box on top Cable outlet: DE | alterado Out19 | 0 | 7
1FW3287-3FM63-8AA0-Z | L03 | 1FW3287-3FM63-8AA0-ZL03 | 1 | UN | 1 | 30 | D | D | N | N | 85015394 | 1 |  | 885 | KG | 72991.44 | 72991.44 | MC05 | MC05 | SIMOTICS T Complete torque motor 1FW3 6050Nm, 600rpm, 380 kW water cooling Including regreasing system (Option K40) Absolute encoder 22-bit +12-bit multi-turn (AM22DQ) Coaxial encoder mounting IMB 35 Terminal box on top: DE Water connection on the left Hollow shaft Degree of protection IP54 Standard bearing L03: increased vibration resistance | alterado Out19 | 0 | 7
1FW3287-3NJ48-6AV0-Z | N95T53V02X03 | 1FW3287-3NJ48-6AV0-ZN95T53V02X03 | 1 | UN | 1 | 40 | X | D | N | N | 85015381 | 1 |  | 1087 | KG | 99463.25 | 99463.25 | MC05 | MC05 | SIMOTICS T Complete torque motor 1FW3 350rpm, 243.7W, 6650Nm, 508A, 357V; 400rpm, 276.5kW, 6600Nm, 504A, 405V; 430rpm, 294.9kW, 6550Nm, 500 A, 433V; Water cooling; K40: Regreasing system Absolute encoder Single-turn 2048 S/R (encoder AS2048S/R) Coaxial encoder mounting IMB 5 special design Terminal box transverse left on the top T20+moisture protection rotor+stator Special shaft, water connection Left, Standard bearing N95: Electrics; T53: Mechanical block; V02: Electrically insulated bearing NDE; X03: paint finish Reseda green RAL 6011 | alterado Out19 | 0 | 7
1FW3288-1AF74-6AY2-Z | S16X01 | 1FW3288-1AF74-6AY2-ZS16X01 | 1 | UN | 1 | 50 | X | D | N | N | 85015230 | 1 |  | 1087 | KG | 68523.74 | 68523.74 | MC05 | MC05 | SIMOTICS T Complete torque motor 1FW3 Customer-specific winding version Water cooling Incremental encoder sin/cos 1 Vpp 2048 S/R with C and D track (encoder IC2048S/R) Encoder mounting via belt IMB 34 Terminal box Transverse left on top Water connection on the left Special version rotor Degree of protection IP54 Axial bearing integrated (RT) S16: Customer-specific version X01: Paint finish in RAL 9005 (jet black matte) | alterado Out19 | 0 | 7
1FW3288-1AF74-6DY2-Z | S16X01 | 1FW3288-1AF74-6DY2-ZS16X01 | 1 | UN | 1 | 50 | X | D | N | N | 85015230 | 1 |  | 1087 | KG | 67205.98 | 67205.98 | MC05 | MC05 | SIMOTICS T Complete torque motor 1FW3 Customer-specific winding version water cooling Incremental encoder sin/cos 1 VPP 2048 S/R with C and D track (encoder IC2048S/R) Encoder mounting via belt IMB 34 terminal box Transverse left on top Water connection on the left Special version rotor Degree of protection IP54 Axial bearing integrated (RT) S16: Customer-specific version X01: Paint finish in RAL 9005 (jet black matte) | alterado Out19 | 0 | 7
1FW3288-1NY48-6AV7-Z | N06T03V02V08X85X96 | 1FW3288-1NY48-6AV7-ZN06T03V02V08X85X96 | 1 | UN | 1 | 40 | X | D | N | N | 85015381 | 1 |  | 1087 | KG | 81318.12 | 81318.12 | MC05 | MC05 | SIMOTICS T Complete torque motor 1FW3 300rpm, 173kW, 5500Nm, 293A water cooling, absolute encoder Single-turn 2048 S/R (encoder AS2048S/R); Coax. encoder mounting IMB 5 special design, terminal box Transverse left on top Voith: T20+ Moisture protection rotor+stator Degree of protection IP54, TS (thermostable bearings), only in connection w. K40, N06: Special winding T03: T02+cooling jacket without feet+ Cable bushing in cooling jacket open, V02: Electrically insulated bearing NDE, V08: Grease for higher temp. (KLUEBER BH72-422) X85: Colo(*) | alterado Out19 | 0 | 7
1FW3402-1AE74-6AY2-Z | S04 | 1FW3402-1AE74-6AY2-ZS04 | 1 | UN | 1 | 0 | A | D | N | N | 85015230 | 1 |  | 2300 | KG | 136421.83 | 136421.83 | MC05 | MC05 | SIMOTICS T Complete torque motor 1FW3 150rpm, 141kW, 390A water cooling Incremental encoder sin/cos 1 Vpp 2048 S/R with C and D track (encoder IC2048S/R) IMB 34 terminal box Transverse left on top | alterado Out19 | 0 | 7
1FW3406-1SD74-5AA3-Z | K24K40P25T20 | 1FW3406-1SD74-5AA3-ZK24K40P25T20 | 1 | UN | 1 | 0 | A | D | N | N | 85015381 | 1 |  | 3350 | KG | 152345.05 | 152345.05 | MC05 | MC05 | SIMOTICS T Complete torque motor 1FW3 Customer-specific winding version Water cooling; resolver multi-pole; Encoder mounting via IM B14, IMB 34; terminal box Transverse right on top Water connection on the left hollow shaft; Degree of protection IP54; DE without bearings; K24: Only primer coat RAL 6021 (green) without color K40: Regreasing system on DE and NDE T20: Shaft cover on NDE (with coaxial encoder mounting not required) P25: Axial bearing model | alterado Out19 | 0 | 7
1FW6050-0TB03-0FC1 |  | 1FW6050-0TB03-0FC1 | 1 | UN | 1 | 25 | D | D | N | N | 85030099 | 1 |  | 3.6 | KG | 2520.1 | 2520.1 | MC05 | MC05 | SIMOTICS T torque motor; components 3-phase synchronous motor; Integrated power cooler; tangential cable outlet; Bare cable ends 2 m; Diameter 159mm; Length 89mm Max. torque 34.4 Nm; max. speed 940rpm; max. current 7.6A eff; when using the direct motors in fork heads for Machine tools or robots, a license for the US patent US5584621 and the corresponding worldwide property rights may be required | alterado Out19 | 0 | 4
1FW6050-0TB03-0FD1 |  | 1FW6050-0TB03-0FD1 | 1 | UN | 1 | 25 | D | D | N | N | 85030099 | 1 |  | 3.6 | KG | 2825.58 | 2825.58 | MC05 | MC05 | SIMOTICS T torque motor; components 3-phase synchronous motor; Integrated power cooler; tangential cable outlet; power cable 0.5m with connector size 1; signal cable 0.5m with M17 connector; diameter 159mm; Length 89mm; max. torque 34.4Nm; max. speed 940rpm; max. current 7.6A eff; when using the direct motors in fork heads for Machine tools or robots, a license for the US patent US5584621 and the corresponding worldwide property rights may be required | alterado Out19 | 0 | 4
1FW6050-0TB05-0FC1 |  | 1FW6050-0TB05-0FC1 | 1 | UN | 1 | 25 | D | D | N | N | 85030099 | 1 |  | 6.4 | KG | 2763.07 | 2763.07 | MC05 | MC05 | SIMOTICS T torque motor; components 3-phase synchronous motor; Integrated power cooler; tangential cable outlet; Bare cable ends 2 m; Diameter 159mm; length 109mm Max. torque 57.5 Nm; max. speed 520rpm; max. current 7.6A eff; when using the direct motors in fork heads for Machine tools or robots, a license for the US patent US5584621 and the corresponding worldwide property rights may be required | alterado Out19 | 0 | 4
1FW6050-0TB05-0FD1 |  | 1FW6050-0TB05-0FD1 | 1 | UN | 1 | 25 | D | D | N | N | 85030099 | 1 |  | 6.4 | KG | 3068.53 | 3068.53 | MC05 | MC05 | SIMOTICS T torque motor; components 3-phase synchronous motor; Integrated power cooler; tangential cable outlet; power cable 0.5m with connector size 1; signal cable 0.5m with M17 connector; diameter 159mm; length 109mm; max. torque 57.5Nm; max. speed 520rpm; max. current 7.6A eff; when using the direct motors in fork heads for Machine tools or robots, a license for the US patent US5584621 and the corresponding worldwide property rights may be required | alterado Out19 | 0 | 4
1FW6050-0TB07-0FC1 |  | 1FW6050-0TB07-0FC1 | 1 | UN | 1 | 25 | D | D | N | N | 85030099 | 1 |  | 8.4 | KG | 2999.12 | 2999.12 | MC05 | MC05 | SIMOTICS T torque motor; components 3-phase synchronous motor; Integrated power cooler; tangential cable outlet; Bare cable ends 2 m; Diameter 159mm; length 129mm Max. torque 80.6 Nm; max. speed 340rpm; max. current 7.6A eff; when using the direct motors in fork heads for Machine tools or robots, a license for the US patent US5584621 and the corresponding worldwide property rights may be required | alterado Out19 | 0 | 4
1FW6050-0TB07-0FD1 |  | 1FW6050-0TB07-0FD1 | 1 | UN | 1 | 25 | D | D | N | N | 85030099 | 1 |  | 8.4 | KG | 3304.58 | 3304.58 | MC05 | MC05 | SIMOTICS T torque motor; components 3-phase synchronous motor; Integrated power cooler; tangential cable outlet; power cable 0.5m with connector size 1; signal cable 0.5m with M17 connector; diameter 159mm; length 129mm; max. torque 80.6Nm; max. speed 340rpm; max. current 7.6A eff; when using the direct motors in fork heads for Machine tools or robots, a license for the US patent US5584621 and the corresponding worldwide property rights may be required | alterado Out19 | 0 | 4
1FW6050-0TB07-0KC1 |  | 1FW6050-0TB07-0KC1 | 1 | UN | 1 | 25 | D | D | N | N | 85030099 | 1 |  | 8.4 | KG | 3137.96 | 3137.96 | MC05 | MC05 | SIMOTICS T torque motor; components 3-phase synchronous motor; Integrated power cooler; tangential cable outlet; Bare cable ends 2 m; Diameter 159mm; length 129mm Max. torque 81.2 Nm; max. speed 880rpm; max. current 14A eff; when using the direct motors in fork heads for Machine tools or robots, a license for the US patent US5584621 and the corresponding worldwide property rights may be required | alterado Out19 | 0 | 4
1FW6050-0TB07-0KD1 |  | 1FW6050-0TB07-0KD1 | 1 | UN | 1 | 25 | D | D | N | N | 85030099 | 1 |  | 8.4 | KG | 3443.45 | 3443.45 | MC05 | MC05 | SIMOTICS T torque motor; components 3-phase synchronous motor; Integrated power cooler; tangential cable outlet; power cable 0.5m with connector size 1; signal cable 0.5m with M17 connector; diameter 159mm; length 129mm; max. torque 81.2Nm; max. speed 880rpm; max. current 14A eff; when using the direct motors in fork heads for Machine tools or robots, a license for the US patent US5584621 and the corresponding worldwide property rights may be required | alterado Out19 | 0 | 4
1FW6050-0TB10-0KC1 |  | 1FW6050-0TB10-0KC1 | 1 | UN | 1 | 25 | D | D | N | N | 85030099 | 1 |  | 11.9 | KG | 3498.97 | 3498.97 | MC05 | MC05 | SIMOTICS T torque motor; components 3-phase synchronous motor; Integrated power cooler; tangential cable outlet; Bare cable ends 2 m; Diameter 159mm; length 159mm Max. torque 116 Nm; max. speed 570rpm; max. current 14A eff; when using the direct motors in fork heads for Machine tools or robots, a license for the US patent US5584621 and the corresponding worldwide property rights may be required | alterado Out19 | 0 | 4
1FW6050-0TB10-0KD1 |  | 1FW6050-0TB10-0KD1 | 1 | UN | 1 | 25 | D | D | N | N | 85030099 | 1 |  | 11.9 | KG | 3804.43 | 3804.43 | MC05 | MC05 | SIMOTICS T torque motor; components 3-phase synchronous motor; Integrated power cooler; tangential cable outlet; power cable 0.5m with connector size 1; signal cable 0.5m with M17 connector; diameter 159mm; length 159mm; max. torque 116Nm; max. speed 570rpm; max. current 7.6A eff; when using the direct motors in fork heads for Machine tools or robots, a license for the US patent US5584621 and the corresponding worldwide property rights may be required | alterado Out19 | 0 | 4
1FW6050-0TB15-0KC1 |  | 1FW6050-0TB15-0KC1 | 1 | UN | 1 | 25 | D | D | N | N | 85030099 | 1 |  | 19.7 | KG | 3977.98 | 3977.98 | MC05 | MC05 | SIMOTICS T torque motor; components 3-phase synchronous motor; Integrated power cooler; tangential cable outlet; Bare cable ends 2 m; Diameter 159mm; length 209mm; Max. torque 174 Nm; max. speed 340rpm; max. current 14A eff; when using the direct motors in fork heads for Machine tools or robots, a license for the US patent US5584621 and the corresponding worldwide property rights may be required | alterado Out19 | 0 | 4
1FW6050-0TB15-0KD1 |  | 1FW6050-0TB15-0KD1 | 1 | UN | 1 | 25 | D | D | N | N | 85030099 | 1 |  | 19.7 | KG | 4283.46 | 4283.46 | MC05 | MC05 | SIMOTICS T torque motor; components 3-phase synchronous motor; Integrated power cooler; tangential cable outlet; power cable 0.5m with connector size 1; signal cable 0.5m with M17 connector; diameter 159mm; length 209 mm; max. torque 174Nm; max. speed 340rpm; max. current 7.6A eff; when using the direct motors in fork heads for Machine tools or robots, a license for the US patent US5584621 and the corresponding worldwide property rights may be required | alterado Out19 | 0 | 4
1FW6050-0TB15-1JC1 |  | 1FW6050-0TB15-1JC1 | 1 | UN | 1 | 25 | D | D | N | N | 85030099 | 1 |  | 19.7 | KG | 3977.98 | 3977.98 | MC05 | MC05 | SIMOTICS T torque motor; components 3-phase synchronous motor; Integrated power cooler; tangential cable outlet; Bare cable ends 2 m; Diameter 159mm; length 209mm; Max. torque 174 Nm; max. speed 840rpm; max. current 29A eff; when using the direct motors in fork heads for Machine tools or robots, a license for the US patent US5584621 and the corresponding worldwide property rights may be required | alterado Out19 | 0 | 4
1FW6050-0TB15-1JD1 |  | 1FW6050-0TB15-1JD1 | 1 | UN | 1 | 25 | D | D | N | N | 85030099 | 1 |  | 19.7 | KG | 4283.46 | 4283.46 | MC05 | MC05 | SIMOTICS T torque motor; components 3-phase synchronous motor; Integrated power cooler; tangential cable outlet; power cable 0.5m with connector size 1; signal cable 0.5m with M17 connector; diameter 159mm; length 209 mm; max. torque 174Nm; max. speed 840rpm; max. current 29A eff; when using the direct motors in fork heads for Machine tools or robots, a license for the US patent US5584621 and the corresponding worldwide property rights may be required | alterado Out19 | 0 | 4
1FW6050-0WB03-0FC1 |  | 1FW6050-0WB03-0FC1 | 1 | UN | 1 | 25 | D | D | N | N | 85030099 | 1 |  | 3.6 | KG | 2520.1 | 2520.1 | MC05 | MC05 | SIMOTICS T torque motor; components 3-phase synchronous motor; Integrated power cooler; axial cable outlet; Bare cable ends 2 m; Diameter 159mm; Length 89mm Max. torque 34.4 Nm; max. speed 940rpm; max. current 7.6A eff; when using the direct motors in fork heads for Machine tools or robots, a license for the US patent US5584621 and the corresponding worldwide property rights may be required | alterado Out19 | 0 | 4
1FW6050-0WB03-0FD1 |  | 1FW6050-0WB03-0FD1 | 1 | UN | 1 | 25 | D | D | N | N | 85030099 | 1 |  | 3.6 | KG | 2825.58 | 2825.58 | MC05 | MC05 | SIMOTICS T torque motor; components 3-phase synchronous motor; Integrated power cooler; axial cable outlet; Power cable 0.5m with connector size 1; signal cable 0.5m with M17 connector; diameter 159mm; Length 89mm; max. torque 34.4Nm; max. speed 940rpm; max. current 29A eff; when using the direct motors in fork heads for Machine tools or robots, a license for the US patent US5584621 and the corresponding worldwide property rights may be required | alterado Out19 | 0 | 4
1FW6050-0WB05-0FC1 |  | 1FW6050-0WB05-0FC1 | 1 | UN | 1 | 25 | D | D | N | N | 85030099 | 1 |  | 6.4 | KG | 2763.07 | 2763.07 | MC05 | MC05 | SIMOTICS T torque motor; components 3-phase synchronous motor; Integrated power cooler; axial cable outlet; Bare cable ends 2 m; Diameter 159mm; length 109mm Max. torque 57.5 Nm; max. speed 520rpm; max. current 7.6A eff; when using the direct motors in fork heads for Machine tools or robots, a license for the US patent US5584621 and the corresponding worldwide property rights may be required | alterado Out19 | 0 | 4
1FW6050-0WB05-0FD1 |  | 1FW6050-0WB05-0FD1 | 1 | UN | 1 | 25 | D | D | N | N | 85030099 | 1 |  | 6.4 | KG | 3068.53 | 3068.53 | MC05 | MC05 | SIMOTICS T torque motor; components 3-phase synchronous motor; Integrated power cooler; axial cable outlet; Power cable 0.5m with connector size 1; signal cable 0.5m with M17 connector; diameter 159mm; length 109mm; max. torque 57.5Nm; max. speed 520rpm; max. current 7.6A eff; when using the direct motors in fork heads for Machine tools or robots, a license for the US patent US5584621 and the corresponding worldwide property rights may be required | alterado Out19 | 0 | 4
1FW6050-0WB07-0FC1 |  | 1FW6050-0WB07-0FC1 | 1 | UN | 1 | 25 | D | D | N | N | 85030099 | 1 |  | 8.4 | KG | 2999.12 | 2999.12 | MC05 | MC05 | SIMOTICS T torque motor; components 3-phase synchronous motor; Integrated power cooler; axial cable outlet; Bare cable ends 2 m; Diameter 159mm; length 129mm Max. torque 80.6 Nm; max. speed 340rpm; max. current 7.6A eff; when using the direct motors in fork heads for Machine tools or robots, a license for the US patent US5584621 and the corresponding worldwide property rights may be required | alterado Out19 | 0 | 4
1FW6050-0WB07-0FD1 |  | 1FW6050-0WB07-0FD1 | 1 | UN | 1 | 25 | D | D | N | N | 85030099 | 1 |  | 8.4 | KG | 3304.58 | 3304.58 | MC05 | MC05 | SIMOTICS T torque motor; components 3-phase synchronous motor; Integrated power cooler; axial cable outlet; Power cable 0.5m with connector size 1; signal cable 0.5m with M17 connector; diameter 159mm; length 129mm; max. torque 80.6Nm; max. speed 340rpm; max. current 7.6A eff; when using the direct motors in fork heads for Machine tools or robots, a license for the US patent US5584621 and the corresponding worldwide property rights may be required | alterado Out19 | 0 | 4
1FW6050-0WB07-0KC1 |  | 1FW6050-0WB07-0KC1 | 1 | UN | 1 | 25 | D | D | N | N | 85030099 | 1 |  | 8.4 | KG | 3137.96 | 3137.96 | MC05 | MC05 | SIMOTICS T torque motor; components 3-phase synchronous motor; Integrated power cooler; axial cable outlet; Bare cable ends 2 m; Diameter 159mm; length 129mm Max. torque 81.2 Nm; max. speed 880rpm; max. current 14A eff; when using the direct motors in fork heads for Machine tools or robots, a license for the US patent US5584621 and the corresponding worldwide property rights may be required | alterado Out19 | 0 | 4
1FW6050-0WB07-0KD1 |  | 1FW6050-0WB07-0KD1 | 1 | UN | 1 | 25 | D | D | N | N | 85030099 | 1 |  | 8.4 | KG | 3443.45 | 3443.45 | MC05 | MC05 | SIMOTICS T torque motor; components 3-phase synchronous motor; Integrated power cooler; axial cable outlet; Power cable 0.5m with connector size 1; signal cable 0.5m with M17 connector; diameter 159mm; length 129mm; max. torque 81.2Nm; max. speed 880rpm; max. current 14A eff; when using the direct motors in fork heads for Machine tools or robots, a license for the US patent US5584621 and the corresponding worldwide property rights may be required | alterado Out19 | 0 | 4
1FW6050-0WB10-0KC1 |  | 1FW6050-0WB10-0KC1 | 1 | UN | 1 | 25 | D | D | N | N | 85030099 | 1 |  | 11.9 | KG | 3498.97 | 3498.97 | MC05 | MC05 | SIMOTICS T torque motor; components 3-phase synchronous motor; Integrated power cooler; axial cable outlet; Bare cable ends 2 m; Diameter 159mm; length 159mm Max. torque 116 Nm; max. speed 570rpm; max. current 14A eff; when using the direct motors in fork heads for Machine tools or robots, a license for the US patent US5584621 and the corresponding worldwide property rights may be required | alterado Out19 | 0 | 4
1FW6050-0WB10-0KD1 |  | 1FW6050-0WB10-0KD1 | 1 | UN | 1 | 25 | D | D | N | N | 85030099 | 1 |  | 11.9 | KG | 3804.43 | 3804.43 | MC05 | MC05 | SIMOTICS T torque motor; components 3-phase synchronous motor; Integrated power cooler; axial cable outlet; Power cable 0.5m with connector size 1; signal cable 0.5m with M17 connector; diameter 159mm; length 159mm; max. torque 116Nm; max. speed 570rpm; max. current 14A eff; when using the direct motors in fork heads for Machine tools or robots, a license for the US patent US5584621 and the corresponding worldwide property rights may be required | alterado Out19 | 0 | 4
1FW6050-0WB15-0KC1 |  | 1FW6050-0WB15-0KC1 | 1 | UN | 1 | 25 | D | D | N | N | 85030099 | 1 |  | 19.7 | KG | 3977.98 | 3977.98 | MC05 | MC05 | SIMOTICS T torque motor; components 3-phase synchronous motor; Integrated power cooler; axial cable outlet; Bare cable ends 2 m; Diameter 159mm; length 209mm; Max. torque 174 Nm; max. speed 340rpm; max. current 14A eff; when using the direct motors in fork heads for Machine tools or robots, a license for the US patent US5584621 and the corresponding worldwide property rights may be required | alterado Out19 | 0 | 4
1FW6050-0WB15-0KD1 |  | 1FW6050-0WB15-0KD1 | 1 | UN | 1 | 25 | D | D | N | N | 85030099 | 1 |  | 19.7 | KG | 4283.46 | 4283.46 | MC05 | MC05 | SIMOTICS T torque motor; components 3-phase synchronous motor; Integrated power cooler; axial cable outlet; Power cable 0.5m with connector size 1; signal cable 0.5m with M17 connector; diameter 159mm; length 209 mm; max. torque 174Nm; max. speed 340rpm; max. current 14A eff; when using the direct motors in fork heads for Machine tools or robots, a license for the US patent US5584621 and the corresponding worldwide property rights may be required | alterado Out19 | 0 | 4
1FW6050-0WB15-1JC1 |  | 1FW6050-0WB15-1JC1 | 1 | UN | 1 | 25 | D | D | N | N | 85030099 | 1 |  | 19.7 | KG | 3977.98 | 3977.98 | MC05 | MC05 | SIMOTICS T torque motor; components 3-phase synchronous motor; Integrated power cooler; axial cable outlet; Bare cable ends 2 m; Diameter 159mm; length 209mm; Max. torque 174 Nm; max. speed 840rpm; max. current 29A eff; when using the direct motors in fork heads for Machine tools or robots, a license for the US patent US5584621 and the corresponding worldwide property rights may be required | alterado Out19 | 0 | 4
1FW6050-0WB15-1JD1 |  | 1FW6050-0WB15-1JD1 | 1 | UN | 1 | 25 | D | D | N | N | 85030099 | 1 |  | 19.7 | KG | 4283.46 | 4283.46 | MC05 | MC05 | SIMOTICS T torque motor; components 3-phase synchronous motor; Integrated power cooler; axial cable outlet; Power cable 0.5m with connector size 1; signal cable 0.5m with M17 connector; diameter 159mm; length 209 mm; max. torque 174Nm; max. speed 840rpm; max. current 29A eff; when using the direct motors in fork heads for Machine tools or robots, a license for the US patent US5584621 and the corresponding worldwide property rights may be required | alterado Out19 | 0 | 4
1FW6050-8RA03-0AA0 |  | 1FW6050-8RA03-0AA0 | 1 | UN | 1 | 25 | D | D | N | N | 85030099 | 1 |  | 1.9 | KG | 930.95 | 930.95 | MC05 | MC05 | SIMOTICS T rotor for motor 1FW6050-0.B03-....; Diameter 159mm; Length 89mm; when using the direct motors in fork heads for machine tools or robots a license for the US patent US5584621 and the corresponding worldwide property rights may be required | alterado Out19 | 0 | 0
1FW6050-8RA05-0AA0 |  | 1FW6050-8RA05-0AA0 | 1 | UN | 1 | 25 | D | D | N | N | 85030099 | 1 |  | 2.7 | KG | 1019.99 | 1019.99 | MC05 | MC05 | SIMOTICS T rotor for motor 1FW6050-0.B05-....; Diameter 159mm; length 109mm; when using the direct motors in fork heads for machine tools or robots a license for the US patent US5584621 and the corresponding worldwide property rights may be required | alterado Out19 | 0 | 0
1FW6050-8RA07-0AA0 |  | 1FW6050-8RA07-0AA0 | 1 | UN | 1 | 25 | D | D | N | N | 85030099 | 1 |  | 3.4 | KG | 1106.32 | 1106.32 | MC05 | MC05 | SIMOTICS T rotor for motor 1FW6050-0.B07-....; Diameter 159mm; length 129mm; when using the direct motors in fork heads for machine tools or robots a license for the US patent US5584621 and the corresponding worldwide property rights may be required | alterado Out19 | 0 | 0
1FW6050-8RA10-0AA0 |  | 1FW6050-8RA10-0AA0 | 1 | UN | 1 | 25 | D | D | N | N | 85030099 | 1 |  | 4.1 | KG | 1241.26 | 1241.26 | MC05 | MC05 | SIMOTICS T rotor for motor 1FW6050-0.B10-....; Diameter 184 mm; length 159mm; when using the direct motors in fork heads for machine tools or robots a license for the US patent US5584621 and the corresponding worldwide property rights may be required | alterado Out19 | 0 | 0
1FW6050-8RA15-0AA0 |  | 1FW6050-8RA15-0AA0 | 1 | UN | 1 | 25 | D | D | N | N | 85030099 | 1 |  | 5.4 | KG | 1416.64 | 1416.64 | MC05 | MC05 | SIMOTICS T rotor for motor 1FW6050-0.B15-....; Diameter 184 mm; length 209 mm; when using the direct motors in fork heads for machine tools or robots a license for the US patent US5584621 and the corresponding worldwide property rights may be required | alterado Out19 | 0 | 0
1FW6050-8TB03-0FC1 |  | 1FW6050-8TB03-0FC1 | 1 | UN | 1 | 25 | D | D | N | N | 85030099 | 1 |  | 3.2 | KG | 1562.06 | 1562.06 | MC05 | MC05 | SIMOTICS T stator, Component 3-phase synchronous motor; Integrated power cooler; tangential cable outlet; Bare cable ends 2 m; Diameter 159mm; Length 89mm Max. torque 34.4 Nm; max. speed 940rpm; max. current 7.6A eff; when using the direct motors in fork heads for Machine tools or robots, a license for the US patent US5584621 and the corresponding worldwide property rights may be required | alterado Out19 | 0 | 0
1FW6050-8TB03-0FD1 |  | 1FW6050-8TB03-0FD1 | 1 | UN | 1 | 25 | D | D | N | N | 85030099 | 1 |  | 3.2 | KG | 1867.51 | 1867.51 | MC05 | MC05 | SIMOTICS T stator, Component 3-phase synchronous motor; Integrated power cooler; tangential cable outlet; power cable 0.5m with connector size 1; signal cable 0.5m with M17 connector; diameter 159mm; Length 89mm; max. torque 34.4Nm; max. speed 940rpm; max. current 7.6A eff; when using the direct motors in fork heads for Machine tools or robots, a license for the US patent US5584621 and the corresponding worldwide property rights may be required | alterado Out19 | 0 | 0
1FW6050-8TB05-0FC1 |  | 1FW6050-8TB05-0FC1 | 1 | UN | 1 | 25 | D | D | N | N | 85030099 | 1 |  | 5.2 | KG | 1713.4 | 1713.4 | MC05 | MC05 | SIMOTICS T stator, Component 3-phase synchronous motor; Integrated power cooler; tangential cable outlet; Bare cable ends 2 m; Diameter 159mm; length 109mm Max. torque 57.5 Nm; max. speed 520rpm; max. current 7.6A eff; when using the direct motors in fork heads for Machine tools or robots, a license for the US patent US5584621 and the corresponding worldwide property rights may be required | alterado Out19 | 0 | 0
1FW6050-8TB05-0FD1 |  | 1FW6050-8TB05-0FD1 | 1 | UN | 1 | 25 | D | D | N | N | 85030099 | 1 |  | 5.2 | KG | 2018.85 | 2018.85 | MC05 | MC05 | SIMOTICS T stator, Component 3-phase synchronous motor; Integrated power cooler; tangential cable outlet; power cable 0.5m with connector size 1; signal cable 0.5m with M17 connector; diameter 159mm; length 109mm; max. torque 57.5Nm; max. speed 520rpm; max. current 7.6A eff; when using the direct motors in fork heads for Machine tools or robots, a license for the US patent US5584621 and the corresponding worldwide property rights may be required | alterado Out19 | 0 | 0
1FW6050-8TB07-0FC1 |  | 1FW6050-8TB07-0FC1 | 1 | UN | 1 | 25 | D | D | N | N | 85030099 | 1 |  | 6.5 | KG | 1860.57 | 1860.57 | MC05 | MC05 | SIMOTICS T stator, Component 3-phase synchronous motor; Integrated power cooler; tangential cable outlet; Bare cable ends 2 m; Diameter 159mm; length 129mm Max. torque 80.6 Nm; max. speed 340rpm; max. current 7.6A eff; when using the direct motors in fork heads for Machine tools or robots, a license for the US patent US5584621 and the corresponding worldwide property rights may be required | alterado Out19 | 0 | 0
1FW6050-8TB07-0FD1 |  | 1FW6050-8TB07-0FD1 | 1 | UN | 1 | 25 | D | D | N | N | 85030099 | 1 |  | 6.5 | KG | 2166.03 | 2166.03 | MC05 | MC05 | SIMOTICS T stator, Component 3-phase synchronous motor; Integrated power cooler; tangential cable outlet; power cable 0.5m with connector size 1; signal cable 0.5m with M17 connector; diameter 159mm; length 129mm; max. torque 80.6Nm; max. speed 340rpm; max. current 7.6A eff; when using the direct motors in fork heads for Machine tools or robots, a license for the US patent US5584621 and the corresponding worldwide property rights may be required | alterado Out19 | 0 | 0
1FW6050-8TB07-0KC1 |  | 1FW6050-8TB07-0KC1 | 1 | UN | 1 | 25 | D | D | N | N | 85030099 | 1 |  | 6.5 | KG | 1999.42 | 1999.42 | MC05 | MC05 | SIMOTICS T stator, Component 3-phase synchronous motor; Integrated power cooler; tangential cable outlet; Bare cable ends 2 m; Diameter 159mm; length 129mm Max. torque 81.2 Nm; max. speed 880rpm; max. current 14A eff; when using the direct motors in fork heads for Machine tools or robots, a license for the US patent US5584621 and the corresponding worldwide property rights may be required | alterado Out19 | 0 | 0
1FW6050-8TB07-0KD1 |  | 1FW6050-8TB07-0KD1 | 1 | UN | 1 | 25 | D | D | N | N | 85030099 | 1 |  | 6.5 | KG | 2304.88 | 2304.88 | MC05 | MC05 | SIMOTICS T stator, Component 3-phase synchronous motor; Integrated power cooler; tangential cable outlet; power cable 0.5m with connector size 1; signal cable 0.5m with M17 connector; diameter 159mm; length 129mm; max. torque 81.2Nm; max. speed 880rpm; max. current 14A eff; when using the direct motors in fork heads for Machine tools or robots, a license for the US patent US5584621 and the corresponding worldwide property rights may be required | alterado Out19 | 0 | 0
1FW6050-8TB10-0KC1 |  | 1FW6050-8TB10-0KC1 | 1 | UN | 1 | 25 | D | D | N | N | 85030099 | 1 |  | 9.3 | KG | 2221.55 | 2221.55 | MC05 | MC05 | SIMOTICS T stator, Component 3-phase synchronous motor; Integrated power cooler; tangential cable outlet; Bare cable ends 2 m; Diameter 159mm; length 159mm Max. torque 116 Nm; max. speed 570rpm; max. current 14A eff; when using the direct motors in fork heads for Machine tools or robots, a license for the US patent US5584621 and the corresponding worldwide property rights may be required | alterado Out19 | 0 | 0
1FW6050-8TB10-0KD1 |  | 1FW6050-8TB10-0KD1 | 1 | UN | 1 | 25 | D | D | N | N | 85030099 | 1 |  | 9.3 | KG | 2527.04 | 2527.04 | MC05 | MC05 | SIMOTICS T stator, Component 3-phase synchronous motor; Integrated power cooler; tangential cable outlet; power cable 0.5m with connector size 1; signal cable 0.5m with M17 connector; diameter 159mm; length 159mm; max. torque 116Nm; max. speed 570rpm; max. current 14A eff; when using the direct motors in fork heads for Machine tools or robots, a license for the US patent US5584621 and the corresponding worldwide property rights may be required | alterado Out19 | 0 | 0
1FW6050-8TB15-0KC1 |  | 1FW6050-8TB15-0KC1 | 1 | UN | 1 | 25 | D | D | N | N | 85030099 | 1 |  | 15.8 | KG | 2513.15 | 2513.15 | MC05 | MC05 | SIMOTICS T stator, Component 3-phase synchronous motor; Integrated power cooler; tangential cable outlet; Bare cable ends 2 m; Diameter 159mm; length 209mm; Max. torque 174 Nm; max. speed 340rpm; max. current 14A eff; when using the direct motors in fork heads for Machine tools or robots, a license for the US patent US5584621 and the corresponding worldwide property rights may be required | alterado Out19 | 0 | 0
1FW6050-8TB15-0KD1 |  | 1FW6050-8TB15-0KD1 | 1 | UN | 1 | 25 | D | D | N | N | 85030099 | 1 |  | 15.8 | KG | 2818.61 | 2818.61 | MC05 | MC05 | SIMOTICS T stator, Component 3-phase synchronous motor; Integrated power cooler; tangential cable outlet; power cable 0.5m with connector size 1; signal cable 0.5m with M17 connector; diameter 159mm; length 209 mm; max. torque 174Nm; max. speed 340rpm; max. current 14A eff; when using the direct motors in fork heads for Machine tools or robots, a license for the US patent US5584621 and the corresponding worldwide property rights may be required | alterado Out19 | 0 | 0
1FW6050-8TB15-1JC1 |  | 1FW6050-8TB15-1JC1 | 1 | UN | 1 | 25 | D | D | N | N | 85030099 | 1 |  | 15.8 | KG | 2513.15 | 2513.15 | MC05 | MC05 | SIMOTICS T stator, Component 3-phase synchronous motor; Integrated power cooler; tangential cable outlet; Bare cable ends 2 m; Diameter 159mm; length 209mm; Max. torque 174 Nm; max. speed 840rpm; max. current 29A eff; when using the direct motors in fork heads for Machine tools or robots, a license for the US patent US5584621 and the corresponding worldwide property rights may be required | alterado Out19 | 0 | 0
1FW6050-8TB15-1JD1 |  | 1FW6050-8TB15-1JD1 | 1 | UN | 1 | 25 | D | D | N | N | 85030099 | 1 |  | 15.8 | KG | 2818.61 | 2818.61 | MC05 | MC05 | SIMOTICS T stator, Component 3-phase synchronous motor; Integrated power cooler; tangential cable outlet; power cable 0.5m with connector size 1; signal cable 0.5m with M17 connector; diameter 159mm; length 209 mm; max. torque 174Nm; max. speed 840rpm; max. current 29A eff; when using the direct motors in fork heads for Machine tools or robots, a license for the US patent US5584621 and the corresponding worldwide property rights may be required | alterado Out19 | 0 | 0
1FW6050-8WB03-0FC1 |  | 1FW6050-8WB03-0FC1 | 1 | UN | 1 | 25 | D | D | N | N | 85030099 | 1 |  | 3.2 | KG | 1562.06 | 1562.06 | MC05 | MC05 | SIMOTICS T stator, Component 3-phase synchronous motor; Integrated power cooler; axial cable outlet; Bare cable ends 2 m; Diameter 159mm; Length 89mm Max. torque 34.4 Nm; max. speed 940rpm; max. current 7.6A eff; when using the direct motors in fork heads for Machine tools or robots, a license for the US patent US5584621 and the corresponding worldwide property rights may be required | alterado Out19 | 0 | 0
1FW6050-8WB03-0FD1 |  | 1FW6050-8WB03-0FD1 | 1 | UN | 1 | 25 | D | D | N | N | 85030099 | 1 |  | 3.2 | KG | 1867.51 | 1867.51 | MC05 | MC05 | SIMOTICS T stator, Component 3-phase synchronous motor; Integrated power cooler; axial cable outlet; Power cable 0.5m with connector size 1; signal cable 0.5m with M17 connector; diameter 159mm; Length 89mm; max. torque 34.4Nm; max. speed 940rpm; max. current 7.6A eff; when using the direct motors in fork heads for Machine tools or robots, a license for the US patent US5584621 and the corresponding worldwide property rights may be required | alterado Out19 | 0 | 0
1FW6050-8WB05-0FC1 |  | 1FW6050-8WB05-0FC1 | 1 | UN | 1 | 25 | D | D | N | N | 85030099 | 1 |  | 5.2 | KG | 1713.4 | 1713.4 | MC05 | MC05 | SIMOTICS T stator, Component 3-phase synchronous motor; Integrated power cooler; axial cable outlet; Bare cable ends 2 m; Diameter 159mm; length 109mm Max. torque 57.5 Nm; max. speed 520rpm; max. current 7.6A eff; when using the direct motors in fork heads for Machine tools or robots, a license for the US patent US5584621 and the corresponding worldwide property rights may be required | alterado Out19 | 0 | 0
1FW6050-8WB05-0FD1 |  | 1FW6050-8WB05-0FD1 | 1 | UN | 1 | 25 | D | D | N | N | 85030099 | 1 |  | 5.2 | KG | 2018.85 | 2018.85 | MC05 | MC05 | SIMOTICS T stator, Component 3-phase synchronous motor; Integrated power cooler; axial cable outlet; Power cable 0.5m with connector size 1; signal cable 0.5m with M17 connector; diameter 159mm; length 109mm; max. torque 57.5Nm; max. speed 520rpm; max. current 7.6A eff; when using the direct motors in fork heads for Machine tools or robots, a license for the US patent US5584621 and the corresponding worldwide property rights may be required | alterado Out19 | 0 | 0
1FW6050-8WB07-0FC1 |  | 1FW6050-8WB07-0FC1 | 1 | UN | 1 | 25 | D | D | N | N | 85030099 | 1 |  | 6.5 | KG | 1860.57 | 1860.57 | MC05 | MC05 | SIMOTICS T stator, Component 3-phase synchronous motor; Integrated power cooler; axial cable outlet; Bare cable ends 2 m; Diameter 159mm; length 129mm Max. torque 80.6 Nm; max. speed 340rpm; max. current 7.6A eff; when using the direct motors in fork heads for Machine tools or robots, a license for the US patent US5584621 and the corresponding worldwide property rights may be required | alterado Out19 | 0 | 0
1FW6050-8WB07-0FD1 |  | 1FW6050-8WB07-0FD1 | 1 | UN | 1 | 25 | D | D | N | N | 85030099 | 1 |  | 6.5 | KG | 2166.03 | 2166.03 | MC05 | MC05 | SIMOTICS T stator, Component 3-phase synchronous motor; Integrated power cooler; axial cable outlet; Power cable 0.5m with connector size 1; signal cable 0.5m with M17 connector; diameter 159mm; length 129mm; max. torque 80.6Nm; max. speed 340rpm; max. current 7.6A eff; when using the direct motors in fork heads for Machine tools or robots, a license for the US patent US5584621 and the corresponding worldwide property rights may be required | alterado Out19 | 0 | 0
1FW6050-8WB07-0KC1 |  | 1FW6050-8WB07-0KC1 | 1 | UN | 1 | 25 | D | D | N | N | 85030099 | 1 |  | 6.5 | KG | 1999.42 | 1999.42 | MC05 | MC05 | SIMOTICS T stator, Component 3-phase synchronous motor; Integrated power cooler; axial cable outlet; Bare cable ends 2 m; Diameter 159mm; length 129mm Max. torque 81.2 Nm; max. speed 880rpm; max. current 14A eff; when using the direct motors in fork heads for Machine tools or robots, a license for the US patent US5584621 and the corresponding worldwide property rights may be required | alterado Out19 | 0 | 0
1FW6050-8WB07-0KD1 |  | 1FW6050-8WB07-0KD1 | 1 | UN | 1 | 25 | D | D | N | N | 85030099 | 1 |  | 6.5 | KG | 2304.88 | 2304.88 | MC05 | MC05 | SIMOTICS T stator, Component 3-phase synchronous motor; Integrated power cooler; axial cable outlet; Power cable 0.5m with connector size 1; signal cable 0.5m with M17 connector; diameter 159mm; length 129mm; max. torque 81.2Nm; max. speed 880rpm; max. current 14A eff; when using the direct motors in fork heads for Machine tools or robots, a license for the US patent US5584621 and the corresponding worldwide property rights may be required | alterado Out19 | 0 | 0
1FW6050-8WB10-0KC1 |  | 1FW6050-8WB10-0KC1 | 1 | UN | 1 | 25 | D | D | N | N | 85030099 | 1 |  | 9.3 | KG | 2221.55 | 2221.55 | MC05 | MC05 | SIMOTICS T stator, Component 3-phase synchronous motor; Integrated power cooler; axial cable outlet; Bare cable ends 2 m; Diameter 159mm; length 159mm Max. torque 116 Nm; max. speed 570rpm; max. current 14A eff; when using the direct motors in fork heads for Machine tools or robots, a license for the US patent US5584621 and the corresponding worldwide property rights may be required | alterado Out19 | 0 | 0
1FW6050-8WB10-0KD1 |  | 1FW6050-8WB10-0KD1 | 1 | UN | 1 | 25 | D | D | N | N | 85030099 | 1 |  | 9.3 | KG | 2527.04 | 2527.04 | MC05 | MC05 | SIMOTICS T stator, Component 3-phase synchronous motor; Integrated power cooler; axial cable outlet; Power cable 0.5m with connector size 1; signal cable 0.5m with M17 connector; diameter 159mm; length 159mm; max. torque 116Nm; max. speed 570rpm; max. current 14A eff; when using the direct motors in fork heads for Machine tools or robots, a license for the US patent US5584621 and the corresponding worldwide property rights may be required | alterado Out19 | 0 | 0
1FW6050-8WB15-0KC1 |  | 1FW6050-8WB15-0KC1 | 1 | UN | 1 | 25 | D | D | N | N | 85030099 | 1 |  | 15.8 | KG | 2513.15 | 2513.15 | MC05 | MC05 | SIMOTICS T stator, Component 3-phase synchronous motor; Integrated power cooler; axial cable outlet; Bare cable ends 2 m; Diameter 159mm; length 209mm; Max. torque 174 Nm; max. speed 340rpm; max. current 14A eff; when using the direct motors in fork heads for Machine tools or robots, a license for the US patent US5584621 and the corresponding worldwide property rights may be required | alterado Out19 | 0 | 0
1FW6050-8WB15-0KD1 |  | 1FW6050-8WB15-0KD1 | 1 | UN | 1 | 25 | D | D | N | N | 85030099 | 1 |  | 15.8 | KG | 2818.61 | 2818.61 | MC05 | MC05 | SIMOTICS T stator, Component 3-phase synchronous motor; Integrated power cooler; axial cable outlet; Power cable 0.5m with connector size 1; signal cable 0.5m with M17 connector; diameter 159mm; length 209 mm; max. torque 174Nm; max. speed 340rpm; max. current 14A eff; when using the direct motors in fork heads for Machine tools or robots, a license for the US patent US5584621 and the corresponding worldwide property rights may be required | alterado Out19 | 0 | 0
1FW6050-8WB15-1JC1 |  | 1FW6050-8WB15-1JC1 | 1 | UN | 1 | 25 | D | D | N | N | 85030099 | 1 |  | 15.8 | KG | 2513.15 | 2513.15 | MC05 | MC05 | SIMOTICS T stator, Component 3-phase synchronous motor; Integrated power cooler; axial cable outlet; Bare cable ends 2 m; Diameter 159mm; length 209mm; Max. torque 174 Nm; max. speed 840rpm; max. current 29A eff; when using the direct motors in fork heads for Machine tools or robots, a license for the US patent US5584621 and the corresponding worldwide property rights may be required | alterado Out19 | 0 | 0
1FW6050-8WB15-1JD1 |  | 1FW6050-8WB15-1JD1 | 1 | UN | 1 | 25 | D | D | N | N | 85030099 | 1 |  | 15.8 | KG | 2818.61 | 2818.61 | MC05 | MC05 | SIMOTICS T stator, Component 3-phase synchronous motor; Integrated power cooler; axial cable outlet; Power cable 0.5m with connector size 1; signal cable 0.5m with M17 connector; diameter 159mm; length 209 mm; max. torque 174Nm; max. speed 840rpm; max. current 29A eff; when using the direct motors in fork heads for Machine tools or robots, a license for the US patent US5584621 and the corresponding worldwide property rights may be required | alterado Out19 | 0 | 0
1FW6053-0KB03-0FC1 |  | 1FW6053-0KB03-0FC1 | 1 | UN | 1 | 25 | D | D | N | N | 85030099 | 1 |  | 4.2 | KG | 2355.11 | 2355.11 | MC05 | MC05 | SIMOTICS T torque motor; components 3-phase synchronous motor; axial cable outlet; Bare cable ends 2 m; Diameter 159mm; Length 89mm Max. torque 34.4 Nm; max. speed 1200rpm; max. current 7.6A eff; when using the direct motors in fork heads for Machine tools or robots, a license for the US patent US5584621 and the corresponding worldwide property rights may be required | alterado Out19 | 0 | 4
1FW6053-0KB03-0FD1 |  | 1FW6053-0KB03-0FD1 | 1 | UN | 1 | 25 | D | D | N | N | 85030099 | 1 |  | 4.2 | KG | 2660.6 | 2660.6 | MC05 | MC05 | SIMOTICS T torque motor; components 3-phase synchronous motor; axial cable outlet; Power cable 0.5m with connector size 1; signal cable 0.5m with M17 connector; diameter 159mm; Length 89mm; max. torque 34.4Nm; max. speed 1200rpm; max. current 7.6A eff; when using the direct motors in fork heads for Machine tools or robots, a license for the US patent US5584621 and the corresponding worldwide property rights may be required | alterado Out19 | 0 | 4
1FW6053-0KB05-0FC1 |  | 1FW6053-0KB05-0FC1 | 1 | UN | 1 | 25 | D | D | N | N | 85030099 | 1 |  | 7 | KG | 2598.11 | 2598.11 | MC05 | MC05 | SIMOTICS T torque motor; components 3-phase synchronous motor; axial cable outlet; Bare cable ends 2 m; Diameter 159mm; length 109mm Max. torque 57.5 Nm; max. speed 720rpm; max. current 7.6A eff; when using the direct motors in fork heads for Machine tools or robots, a license for the US patent US5584621 and the corresponding worldwide property rights may be required | alterado Out19 | 0 | 4
1FW6053-0KB05-0FD1 |  | 1FW6053-0KB05-0FD1 | 1 | UN | 1 | 25 | D | D | N | N | 85030099 | 1 |  | 7 | KG | 2903.58 | 2903.58 | MC05 | MC05 | SIMOTICS T torque motor; components 3-phase synchronous motor; axial cable outlet; Power cable 0.5m with connector size 1; signal cable 0.5m with M17 connector; diameter 159mm; length 109mm; max. torque 57.5Nm; max. speed 720rpm; max. current 7.6A eff; when using the direct motors in fork heads for Machine tools or robots, a license for the US patent US5584621 and the corresponding worldwide property rights may be required | alterado Out19 | 0 | 4
1FW6053-0KB07-0KC1 |  | 1FW6053-0KB07-0KC1 | 1 | UN | 1 | 25 | D | D | N | N | 85030099 | 1 |  | 9 | KG | 2972.99 | 2972.99 | MC05 | MC05 | SIMOTICS T torque motor; components 3-phase synchronous motor; axial cable outlet; Bare cable ends 2 m; Diameter 159mm; length 129mm Max. torque 81.2 Nm; max. speed 880rpm; max. current 14A eff; when using the direct motors in fork heads for Machine tools or robots, a license for the US patent US5584621 and the corresponding worldwide property rights may be required | alterado Out19 | 0 | 4
1FW6053-0KB07-0KD1 |  | 1FW6053-0KB07-0KD1 | 1 | UN | 1 | 25 | D | D | N | N | 85030099 | 1 |  | 9 | KG | 3278.46 | 3278.46 | MC05 | MC05 | SIMOTICS T torque motor; components 3-phase synchronous motor; axial cable outlet; Power cable 0.5m with connector size 1; signal cable 0.5m with M17 connector; diameter 159mm; length 129mm; max. torque 81.2Nm; max. speed 1100 rpm; max. current 14A eff; when using the direct motors in fork heads for Machine tools or robots, a license for the US patent US5584621 and the corresponding worldwide property rights may be required | alterado Out19 | 0 | 4
1FW6053-0KB10-0KC1 |  | 1FW6053-0KB10-0KC1 | 1 | UN | 1 | 25 | D | D | N | N | 85030099 | 1 |  | 12.5 | KG | 3334.01 | 3334.01 | MC05 | MC05 | SIMOTICS T torque motor; components 3-phase synchronous motor; axial cable outlet; Bare cable ends 2 m; Diameter 159mm; length 159mm Max. torque 116 Nm; max. speed 770rpm; max. current 14A eff; when using the direct motors in fork heads for Machine tools or robots, a license for the US patent US5584621 and the corresponding worldwide property rights may be required | alterado Out19 | 0 | 4
1FW6053-0KB10-0KD1 |  | 1FW6053-0KB10-0KD1 | 1 | UN | 1 | 25 | D | D | N | N | 85030099 | 1 |  | 12.5 | KG | 3639.47 | 3639.47 | MC05 | MC05 | SIMOTICS T torque motor; components 3-phase synchronous motor; axial cable outlet; Power cable 0.5m with connector size 1; signal cable 0.5m with M17 connector; diameter 159mm; length 159mm; max. torque 116Nm; max. speed 770rpm; max. current 14A eff; when using the direct motors in fork heads for Machine tools or robots, a license for the US patent US5584621 and the corresponding worldwide property rights may be required | alterado Out19 | 0 | 4
1FW6053-0KB15-1JC1 |  | 1FW6053-0KB15-1JC1 | 1 | UN | 1 | 25 | D | D | N | N | 85030099 | 1 |  | 20.3 | KG | 3813.02 | 3813.02 | MC05 | MC05 | SIMOTICS T torque motor; components 3-phase synchronous motor; axial cable outlet; Bare cable ends 2 m; Diameter 159mm; length 209mm; Max. torque 174 Nm; max. speed 1100rpm; max. current 29A eff; when using the direct motors in fork heads for Machine tools or robots, a license for the US patent US5584621 and the corresponding worldwide property rights may be required | alterado Out19 | 0 | 4
1FW6053-0KB15-1JD1 |  | 1FW6053-0KB15-1JD1 | 1 | UN | 1 | 25 | D | D | N | N | 85030099 | 1 |  | 20.3 | KG | 4118.5 | 4118.5 | MC05 | MC05 | SIMOTICS T torque motor; components 3-phase synchronous motor; axial cable outlet; Power cable 0.5m with connector size 1; signal cable 0.5m with M17 connector; diameter 159mm; length 209 mm; max. torque 174Nm; max. speed 1100 rpm; max. current 29A eff; when using the direct motors in fork heads for Machine tools or robots, a license for the US patent US5584621 and the corresponding worldwide property rights may be required | alterado Out19 | 0 | 4
1FW6053-0LB03-0FC1 |  | 1FW6053-0LB03-0FC1 | 1 | UN | 1 | 25 | D | D | N | N | 85030099 | 1 |  | 4.2 | KG | 2355.11 | 2355.11 | MC05 | MC05 | SIMOTICS T torque motor; components 3-phase synchronous motor; tangential cable outlet; Bare cable ends 2 m; Diameter 159mm; Length 89mm Max. torque 34.4 Nm; max. speed 1200rpm; max. current 7.6A eff; when using the direct motors in fork heads for Machine tools or robots, a license for the US patent US5584621 and the corresponding worldwide property rights may be required | alterado Out19 | 0 | 4
1FW6053-0LB03-0FD1 |  | 1FW6053-0LB03-0FD1 | 1 | UN | 1 | 25 | D | D | N | N | 85030099 | 1 |  | 4.2 | KG | 2660.6 | 2660.6 | MC05 | MC05 | SIMOTICS T torque motor; components 3-phase synchronous motor; tangential cable outlet; power cable 0.5m with connector size 1; signal cable 0.5m with M17 connector; diameter 159mm; Length 89mm; max. torque 34.4Nm; max. speed 1200rpm; max. current 7.6A eff; when using the direct motors in fork heads for Machine tools or robots, a license for the US patent US5584621 and the corresponding worldwide property rights may be required | alterado Out19 | 0 | 4
1FW6053-0LB05-0FC1 |  | 1FW6053-0LB05-0FC1 | 1 | UN | 1 | 25 | D | D | N | N | 85030099 | 1 |  | 7 | KG | 2598.11 | 2598.11 | MC05 | MC05 | SIMOTICS T torque motor; components 3-phase synchronous motor; tangential cable outlet; Bare cable ends 2 m; Diameter 159mm; length 109mm Max. torque 57.5 Nm; max. speed 720rpm; max. current 7.6A eff; when using the direct motors in fork heads for Machine tools or robots, a license for the US patent US5584621 and the corresponding worldwide property rights may be required | alterado Out19 | 0 | 4
1FW6053-0LB05-0FD1 |  | 1FW6053-0LB05-0FD1 | 1 | UN | 1 | 25 | D | D | N | N | 85030099 | 1 |  | 7 | KG | 2903.58 | 2903.58 | MC05 | MC05 | SIMOTICS T torque motor; components 3-phase synchronous motor; tangential cable outlet; power cable 0.5m with connector size 1; signal cable 0.5m with M17 connector; diameter 159mm; length 109mm; max. torque 57.5Nm; max. speed 720rpm; max. current 7.6A eff; when using the direct motors in fork heads for Machine tools or robots, a license for the US patent US5584621 and the corresponding worldwide property rights may be required | alterado Out19 | 0 | 4
1FW6053-0LB07-0KC1 |  | 1FW6053-0LB07-0KC1 | 1 | UN | 1 | 25 | D | D | N | N | 85030099 | 1 |  | 9 | KG | 2972.99 | 2972.99 | MC05 | MC05 | SIMOTICS T torque motor; components 3-phase synchronous motor; tangential cable outlet; Bare cable ends 2 m; Diameter 159mm; length 129mm Max. torque 81.2 Nm; max. speed 880rpm; max. current 14A eff; when using the direct motors in fork heads for Machine tools or robots, a license for the US patent US5584621 and the corresponding worldwide property rights may be required | alterado Out19 | 0 | 4
1FW6053-0LB07-0KD1 |  | 1FW6053-0LB07-0KD1 | 1 | UN | 1 | 25 | D | D | N | N | 85030099 | 1 |  | 9 | KG | 3278.46 | 3278.46 | MC05 | MC05 | SIMOTICS T torque motor; components 3-phase synchronous motor; tangential cable outlet; power cable 0.5m with connector size 1; signal cable 0.5m with M17 connector; diameter 159mm; length 129mm; max. torque 81.2Nm; max. speed 1100 rpm; max. current 14A eff; when using the direct motors in fork heads for Machine tools or robots, a license for the US patent US5584621 and the corresponding worldwide property rights may be required | alterado Out19 | 0 | 4
1FW6053-0LB10-0KC1 |  | 1FW6053-0LB10-0KC1 | 1 | UN | 1 | 25 | D | D | N | N | 85030099 | 1 |  | 12.5 | KG | 3334.01 | 3334.01 | MC05 | MC05 | SIMOTICS T torque motor; components 3-phase synchronous motor; tangential cable outlet; Bare cable ends 2 m; Diameter 159mm; length 159mm Max. torque 116 Nm; max. speed 770rpm; max. current 14A eff; when using the direct motors in fork heads for Machine tools or robots, a license for the US patent US5584621 and the corresponding worldwide property rights may be required | alterado Out19 | 0 | 4
1FW6053-0LB10-0KD1 |  | 1FW6053-0LB10-0KD1 | 1 | UN | 1 | 25 | D | D | N | N | 85030099 | 1 |  | 12.5 | KG | 3639.47 | 3639.47 | MC05 | MC05 | SIMOTICS T torque motor; components 3-phase synchronous motor; tangential cable outlet; power cable 0.5m with connector size 1; signal cable 0.5m with M17 connector; diameter 159mm; length 159mm; max. torque 116Nm; max. speed 770rpm; max. current 14A eff; when using the direct motors in fork heads for Machine tools or robots, a license for the US patent US5584621 and the corresponding worldwide property rights may be required | alterado Out19 | 0 | 4
1FW6053-0LB15-1JC1 |  | 1FW6053-0LB15-1JC1 | 1 | UN | 1 | 25 | D | D | N | N | 85030099 | 1 |  | 20.3 | KG | 3813.02 | 3813.02 | MC05 | MC05 | SIMOTICS T torque motor; components 3-phase synchronous motor; tangential cable outlet; Bare cable ends 2 m; Diameter 159mm; length 209mm; Max. torque 174 Nm; max. speed 1100rpm; max. current 29A eff; when using the direct motors in fork heads for Machine tools or robots, a license for the US patent US5584621 and the corresponding worldwide property rights may be required | alterado Out19 | 0 | 4
1FW6053-0LB15-1JD1 |  | 1FW6053-0LB15-1JD1 | 1 | UN | 1 | 25 | D | D | N | N | 85030099 | 1 |  | 20.3 | KG | 4118.5 | 4118.5 | MC05 | MC05 | SIMOTICS T torque motor; components 3-phase synchronous motor; tangential cable outlet; power cable 0.5m with connector size 1; signal cable 0.5m with M17 connector; diameter 159mm; length 209 mm; max. torque 174Nm; max. speed 1100 rpm; max. current 29A eff; when using the direct motors in fork heads for Machine tools or robots, a license for the US patent US5584621 and the corresponding worldwide property rights may be required | alterado Out19 | 0 | 4
1FW6053-8KB03-0FC1 |  | 1FW6053-8KB03-0FC1 | 1 | UN | 1 | 25 | D | D | N | N | 85030099 | 1 |  | 3.8 | KG | 1397.08 | 1397.08 | MC05 | MC05 | SIMOTICS T stator, components 3-phase synchronous motor; axial cable outlet; Bare cable ends 2 m; Diameter 159mm; Length 89mm Max. torque 34.4 Nm; max. speed 1200rpm; max. current 7.6A eff; when using the direct motors in fork heads for Machine tools or robots, a license for the US patent US5584621 and the corresponding worldwide property rights may be required | alterado Out19 | 0 | 4
1FW6053-8KB03-0FD1 |  | 1FW6053-8KB03-0FD1 | 1 | UN | 1 | 25 | D | D | N | N | 85030099 | 1 |  | 3.8 | KG | 1702.54 | 1702.54 | MC05 | MC05 | SIMOTICS T stator, components 3-phase synchronous motor; axial cable outlet; Power cable 0.5m with connector size 1; signal cable 0.5m with M17 connector; diameter 159mm; Length 89mm; max. torque 34.4Nm; max. speed 1200rpm; max. current 7.6A eff; when using the direct motors in fork heads for Machine tools or robots, a license for the US patent US5584621 and the corresponding worldwide property rights may be required | alterado Out19 | 0 | 4
1FW6053-8KB05-0FC1 |  | 1FW6053-8KB05-0FC1 | 1 | UN | 1 | 25 | D | D | N | N | 85030099 | 1 |  | 5.8 | KG | 1548.42 | 1548.42 | MC05 | MC05 | SIMOTICS T stator, components 3-phase synchronous motor; axial cable outlet; Bare cable ends 2 m; Diameter 159mm; length 109mm Max. torque 57.5 Nm; max. speed 720rpm; max. current 7.6A eff; when using the direct motors in fork heads for Machine tools or robots, a license for the US patent US5584621 and the corresponding worldwide property rights may be required | alterado Out19 | 0 | 4
1FW6053-8KB05-0FD1 |  | 1FW6053-8KB05-0FD1 | 1 | UN | 1 | 25 | D | D | N | N | 85030099 | 1 |  | 5.8 | KG | 1853.88 | 1853.88 | MC05 | MC05 | SIMOTICS T stator, components 3-phase synchronous motor; axial cable outlet; Power cable 0.5m with connector size 1; signal cable 0.5m with M17 connector; diameter 159mm; length 109mm; max. torque 57.5Nm; max. speed 720rpm; max. current 7.6A eff; when using the direct motors in fork heads for Machine tools or robots, a license for the US patent US5584621 and the corresponding worldwide property rights may be required | alterado Out19 | 0 | 4
1FW6053-8KB07-0KC1 |  | 1FW6053-8KB07-0KC1 | 1 | UN | 1 | 25 | D | D | N | N | 85030099 | 1 |  | 7.1 | KG | 1834.45 | 1834.45 | MC05 | MC05 | SIMOTICS T stator, components 3-phase synchronous motor; axial cable outlet; Bare cable ends 2 m; Diameter 159mm; length 129mm Max. torque 81.2 Nm; max. speed 880rpm; max. current 14A eff; when using the direct motors in fork heads for Machine tools or robots, a license for the US patent US5584621 and the corresponding worldwide property rights may be required | alterado Out19 | 0 | 4
1FW6053-8KB07-0KD1 |  | 1FW6053-8KB07-0KD1 | 1 | UN | 1 | 25 | D | D | N | N | 85030099 | 1 |  | 7.1 | KG | 2001.05 | 2001.05 | MC05 | MC05 | SIMOTICS T stator, components 3-phase synchronous motor; axial cable outlet; Power cable 0.5m with connector size 1; signal cable 0.5m with M17 connector; diameter 159mm; length 129mm; max. torque 81.2Nm; max. speed 1100 rpm; max. current 14A eff; when using the direct motors in fork heads for Machine tools or robots, a license for the US patent US5584621 and the corresponding worldwide property rights may be required | alterado Out19 | 0 | 4
1FW6053-8KB10-0KC1 |  | 1FW6053-8KB10-0KC1 | 1 | UN | 1 | 25 | D | D | N | N | 85030099 | 1 |  | 9.9 | KG | 2056.59 | 2056.59 | MC05 | MC05 | SIMOTICS T stator, components 3-phase synchronous motor; axial cable outlet; Bare cable ends 2 m; Diameter 159mm; length 159mm Max. torque 116 Nm; max. speed 770rpm; max. current 14A eff; when using the direct motors in fork heads for Machine tools or robots, a license for the US patent US5584621 and the corresponding worldwide property rights may be required | alterado Out19 | 0 | 4
1FW6053-8KB10-0KD1 |  | 1FW6053-8KB10-0KD1 | 1 | UN | 1 | 25 | D | D | N | N | 85030099 | 1 |  | 9.9 | KG | 2362.05 | 2362.05 | MC05 | MC05 | SIMOTICS T stator, components 3-phase synchronous motor; axial cable outlet; Power cable 0.5m with connector size 1; signal cable 0.5m with M17 connector; diameter 159mm; length 159mm; max. torque 116Nm; max. speed 770rpm; max. current 14A eff; when using the direct motors in fork heads for Machine tools or robots, a license for the US patent US5584621 and the corresponding worldwide property rights may be required | alterado Out19 | 0 | 4
1FW6053-8KB15-1JC1 |  | 1FW6053-8KB15-1JC1 | 1 | UN | 1 | 25 | D | D | N | N | 85030099 | 1 |  | 16.4 | KG | 2348.19 | 2348.19 | MC05 | MC05 | SIMOTICS T stator, components 3-phase synchronous motor; axial cable outlet; Bare cable ends 2 m; Diameter 159mm; length 209mm; Max. torque 174 Nm; max. speed 1100rpm; max. current 29A eff; when using the direct motors in fork heads for Machine tools or robots, a license for the US patent US5584621 and the corresponding worldwide property rights may be required | alterado Out19 | 0 | 4
1FW6053-8KB15-1JD1 |  | 1FW6053-8KB15-1JD1 | 1 | UN | 1 | 25 | D | D | N | N | 85030099 | 1 |  | 16.4 | KG | 2653.65 | 2653.65 | MC05 | MC05 | SIMOTICS T stator, components 3-phase synchronous motor; axial cable outlet; Power cable 0.5m with connector size 1; signal cable 0.5m with M17 connector; diameter 159mm; length 209 mm; max. torque 174Nm; max. speed 1100 rpm; max. current 29A eff; when using the direct motors in fork heads for Machine tools or robots, a license for the US patent US5584621 and the corresponding worldwide property rights may be required | alterado Out19 | 0 | 4
1FW6053-8LB03-0FC1 |  | 1FW6053-8LB03-0FC1 | 1 | UN | 1 | 25 | D | D | N | N | 85030099 | 1 |  | 3.8 | KG | 1397.08 | 1397.08 | MC05 | MC05 | SIMOTICS T stator, components 3-phase synchronous motor; tangential cable outlet; Bare cable ends 2 m; Diameter 159mm; Length 89mm Max. torque 34.4 Nm; max. speed 1200rpm; max. current 7.6A eff; when using the direct motors in fork heads for Machine tools or robots, a license for the US patent US5584621 and the corresponding worldwide property rights may be required | alterado Out19 | 0 | 4
1FW6053-8LB03-0FD1 |  | 1FW6053-8LB03-0FD1 | 1 | UN | 1 | 25 | D | D | N | N | 85030099 | 1 |  | 3.8 | KG | 1702.54 | 1702.54 | MC05 | MC05 | SIMOTICS T stator, components 3-phase synchronous motor; tangential cable outlet; power cable 0.5m with connector size 1; signal cable 0.5m with M17 connector; diameter 159mm; Length 89mm; max. torque 34.4Nm; max. speed 1200rpm; max. current 7.6A eff; when using the direct motors in fork heads for Machine tools or robots, a license for the US patent US5584621 and the corresponding worldwide property rights may be required | alterado Out19 | 0 | 4
1FW6053-8LB05-0FC1 |  | 1FW6053-8LB05-0FC1 | 1 | UN | 1 | 25 | D | D | N | N | 85030099 | 1 |  | 5.8 | KG | 1548.42 | 1548.42 | MC05 | MC05 | SIMOTICS T stator, components 3-phase synchronous motor; tangential cable outlet; Bare cable ends 2 m; Diameter 159mm; length 109mm Max. torque 57.5 Nm; max. speed 720rpm; max. current 7.6A eff; when using the direct motors in fork heads for Machine tools or robots, a license for the US patent US5584621 and the corresponding worldwide property rights may be required | alterado Out19 | 0 | 4
1FW6053-8LB05-0FD1 |  | 1FW6053-8LB05-0FD1 | 1 | UN | 1 | 25 | D | D | N | N | 85030099 | 1 |  | 5.8 | KG | 1853.88 | 1853.88 | MC05 | MC05 | SIMOTICS T stator, components 3-phase synchronous motor; tangential cable outlet; power cable 0.5m with connector size 1; signal cable 0.5m with M17 connector; diameter 159mm; length 109mm; max. torque 57.5Nm; max. speed 720rpm; max. current 7.6A eff; when using the direct motors in fork heads for Machine tools or robots, a license for the US patent US5584621 and the corresponding worldwide property rights may be required | alterado Out19 | 0 | 4
1FW6053-8LB07-0KC1 |  | 1FW6053-8LB07-0KC1 | 1 | UN | 1 | 25 | D | D | N | N | 85030099 | 1 |  | 7.1 | KG | 1834.45 | 1834.45 | MC05 | MC05 | SIMOTICS T stator, components 3-phase synchronous motor; tangential cable outlet; Bare cable ends 2 m; Diameter 159mm; length 129mm Max. torque 81.2 Nm; max. speed 880rpm; max. current 14A eff; when using the direct motors in fork heads for Machine tools or robots, a license for the US patent US5584621 and the corresponding worldwide property rights may be required | alterado Out19 | 0 | 4
1FW6053-8LB07-0KD1 |  | 1FW6053-8LB07-0KD1 | 1 | UN | 1 | 25 | D | D | N | N | 85030099 | 1 |  | 7.1 | KG | 2139.91 | 2139.91 | MC05 | MC05 | SIMOTICS T stator, components 3-phase synchronous motor; tangential cable outlet; power cable 0.5m with connector size 1; signal cable 0.5m with M17 connector; diameter 159mm; length 129mm; max. torque 81.2Nm; max. speed 1100 rpm; max. current 14A eff; when using the direct motors in fork heads for Machine tools or robots, a license for the US patent US5584621 and the corresponding worldwide property rights may be required | alterado Out19 | 0 | 4
1FW6053-8LB10-0KC1 |  | 1FW6053-8LB10-0KC1 | 1 | UN | 1 | 25 | D | D | N | N | 85030099 | 1 |  | 9.9 | KG | 2056.59 | 2056.59 | MC05 | MC05 | SIMOTICS T stator, components 3-phase synchronous motor; tangential cable outlet; Bare cable ends 2 m; Diameter 159mm; length 159mm max. torque 116Nm; max. speed 770rpm; max. current 14A eff; when using the direct motors in fork heads for Machine tools or robots, a license for the US patent US5584621 and the corresponding worldwide property rights may be required | alterado Out19 | 0 | 4
1FW6053-8LB10-0KD1 |  | 1FW6053-8LB10-0KD1 | 1 | UN | 1 | 25 | D | D | N | N | 85030099 | 1 |  | 9.9 | KG | 2362.05 | 2362.05 | MC05 | MC05 | SIMOTICS T stator, components 3-phase synchronous motor; tangential cable outlet; power cable 0.5m with connector size 1; signal cable 0.5m with M17 connector; diameter 159mm; length 159mm; max. torque 116Nm; max. speed 770rpm; max. current 14A eff; when using the direct motors in fork heads for Machine tools or robots, a license for the US patent US5584621 and the corresponding worldwide property rights may be required | alterado Out19 | 0 | 4
1FW6053-8LB15-1JC1 |  | 1FW6053-8LB15-1JC1 | 1 | UN | 1 | 25 | D | D | N | N | 85030099 | 1 |  | 16.4 | KG | 2348.19 | 2348.19 | MC05 | MC05 | SIMOTICS T stator, components 3-phase synchronous motor; tangential cable outlet; Bare cable ends 2 m; Diameter 159mm; length 209mm; Max. torque 174Nm; max. speed 1100rpm; max. current 29A eff; when using the direct motors in fork heads for Machine tools or robots, a license for the US patent US5584621 and the corresponding worldwide property rights may be required | alterado Out19 | 0 | 4
1FW6053-8LB15-1JD1 |  | 1FW6053-8LB15-1JD1 | 1 | UN | 1 | 25 | D | D | N | N | 85030099 | 1 |  | 16.4 | KG | 2653.65 | 2653.65 | MC05 | MC05 | SIMOTICS T stator, components 3-phase synchronous motor; tangential cable outlet; power cable 0.5m with connector size 1; signal cable 0.5m with M17 connector; diameter 159mm; length 209 mm; max. torque 174Nm; max. speed 1100 rpm; max. current 29A eff; when using the direct motors in fork heads for Machine tools or robots, a license for the US patent US5584621 and the corresponding worldwide property rights may be required | alterado Out19 | 0 | 4
1FW6060-0TB03-0FC1 |  | 1FW6060-0TB03-0FC1 | 1 | UN | 1 | 25 | D | D | N | N | 85030099 | 1 |  | 4.8 | KG | 3131.03 | 3131.03 | MC05 | MC05 | SIMOTICS T torque motor; components 3-phase synchronous motor; Integrated power cooler; tangential cable outlet; Bare cable ends 2 m; Diameter 184 mm; Length 89mm; max. torque 64.5Nm; max. speed 660rpm; Max. current 9.8A eff; when using the direct motors in fork heads for Machine tools or robots, a license for the US patent US5584621 and the corresponding worldwide property rights may be required | alterado Out19 | 0 | 0
1FW6060-0TB03-0FD1 |  | 1FW6060-0TB03-0FD1 | 1 | UN | 1 | 25 | D | D | N | N | 85030099 | 1 |  | 4.8 | KG | 3436.51 | 3436.51 | MC05 | MC05 | SIMOTICS T torque motor; components 3-phase synchronous motor; Integrated power cooler; tangential cable outlet; power cable 0.5m with connector size 1; signal cable 0.5m with M17 connector; diameter 184mm; Length 89mm; max. torque 64.5Nm; max. speed 660rpm; Max. current 9.8A eff; when using the direct motors in fork heads for Machine tools or robots, a license for the US patent US5584621 and the corresponding worldwide property rights may be required | alterado Out19 | 0 | 0
1FW6060-0TB05-0FC1 |  | 1FW6060-0TB05-0FC1 | 1 | UN | 1 | 25 | D | D | N | N | 85030099 | 1 |  | 7.1 | KG | 3360.13 | 3360.13 | MC05 | MC05 | SIMOTICS T torque motor; components 3-phase synchronous motor; Integrated power cooler; tangential cable outlet; Bare cable ends 2 m; Diameter 184 mm; length 109mm; Max. torque 123Nm; max. speed 320rpm; max. current 9.8A eff; when using the direct motors in fork heads for Machine tools or robots, a license for the US patent US5584621 and the corresponding worldwide property rights may be required | alterado Out19 | 0 | 0
1FW6060-0TB05-0FD1 |  | 1FW6060-0TB05-0FD1 | 1 | UN | 1 | 25 | D | D | N | N | 85030099 | 1 |  | 7.1 | KG | 3665.6 | 3665.6 | MC05 | MC05 | SIMOTICS T torque motor; components 3-phase synchronous motor; Integrated power cooler; tangential cable outlet; power cable 0.5m with connector size 1; signal cable 0.5m with M17 connector; diameter 184mm; length 109mm; max. torque 123Nm; max. speed 320rpm; max. current 9.8A eff; when using the direct motors in fork heads for Machine tools or robots, a license for the US patent US5584621 and the corresponding worldwide property rights may be required | alterado Out19 | 0 | 0
1FW6060-0TB05-0KC1 |  | 1FW6060-0TB05-0KC1 | 1 | UN | 1 | 25 | D | D | N | N | 85030099 | 1 |  | 7.1 | KG | 3360.13 | 3360.13 | MC05 | MC05 | SIMOTICS T torque motor; components 3-phase synchronous motor; Integrated power cooler; tangential cable outlet; Bare cable ends 2 m; Diameter 184 mm; length 109mm; Max. torque 123Nm; max. speed 690rpm; max. current 17A eff; when using the direct motors in fork heads for Machine tools or robots, a license for the US patent US5584621 and the corresponding worldwide property rights may be required | alterado Out19 | 0 | 0
1FW6060-0TB05-0KD1 |  | 1FW6060-0TB05-0KD1 | 1 | UN | 1 | 25 | D | D | N | N | 85030099 | 1 |  | 7.1 | KG | 3665.6 | 3665.6 | MC05 | MC05 | SIMOTICS T torque motor; components 3-phase synchronous motor; Integrated power cooler; tangential cable outlet; power cable 0.5m with connector size 1; signal cable 0.5m with M17 connector; diameter 184mm; length 109mm; max. torque 123Nm; max. speed 690rpm; max. current 17A eff; when using the direct motors in fork heads for Machine tools or robots, a license for the US patent US5584621 and the corresponding worldwide property rights may be required | alterado Out19 | 0 | 0
1FW6060-0TB07-0FC1 |  | 1FW6060-0TB07-0FC1 | 1 | UN | 1 | 25 | D | D | N | N | 85030099 | 1 |  | 9.3 | KG | 3589.23 | 3589.23 | MC05 | MC05 | SIMOTICS T torque motor; components 3-phase synchronous motor; Integrated power cooler; tangential cable outlet; Bare cable ends 2 m; Diameter 184 mm; length 129mm; max. torque 166Nm; max. speed 210rpm; Max. current 9.8A eff; when using the direct motors in fork heads for Machine tools or robots, a license for the US patent US5584621 and the corresponding worldwide property rights may be required | alterado Out19 | 0 | 0
1FW6060-0TB07-0FD1 |  | 1FW6060-0TB07-0FD1 | 1 | UN | 1 | 25 | D | D | N | N | 85030099 | 1 |  | 9.3 | KG | 3894.69 | 3894.69 | MC05 | MC05 | SIMOTICS T torque motor; components 3-phase synchronous motor; Integrated power cooler; tangential cable outlet; power cable 0.5m with connector size 1; signal cable 0.5m with M17 connector; diameter 184mm; length 129mm; max. torque 166Nm; max. speed 210rpm; Max. current 9.8A eff; when using the direct motors in fork heads for Machine tools or robots, a license for the US patent US5584621 and the corresponding worldwide property rights may be required | alterado Out19 | 0 | 0
1FW6060-0TB07-0KC1 |  | 1FW6060-0TB07-0KC1 | 1 | UN | 1 | 25 | D | D | N | N | 85030099 | 1 |  | 9.3 | KG | 3589.23 | 3589.23 | MC05 | MC05 | SIMOTICS T torque motor; components 3-phase synchronous motor; Integrated power cooler; tangential cable outlet; Bare cable ends 2 m; Diameter 184 mm; length 129mm; max. torque 166Nm; max. speed 480rpm; max. current 17A eff; when using the direct motors in fork heads for Machine tools or robots, a license for the US patent US5584621 and the corresponding worldwide property rights may be required | alterado Out19 | 0 | 0
1FW6060-0TB07-0KD1 |  | 1FW6060-0TB07-0KD1 | 1 | UN | 1 | 25 | D | D | N | N | 85030099 | 1 |  | 9.3 | KG | 3894.69 | 3894.69 | MC05 | MC05 | SIMOTICS T torque motor; components 3-phase synchronous motor; Integrated power cooler; tangential cable outlet; power cable 0.5m with connector size 1; signal cable 0.5m with M17 connector; diameter 184mm; length 129mm; max. torque 166Nm; max. speed 480rpm; max. current 17A eff; when using the direct motors in fork heads for Machine tools or robots, a license for the US patent US5584621 and the corresponding worldwide property rights may be required | alterado Out19 | 0 | 0
1FW6060-0TB10-0KC1 |  | 1FW6060-0TB10-0KC1 | 1 | UN | 1 | 25 | D | D | N | N | 85030099 | 1 |  | 12.6 | KG | 3971.05 | 3971.05 | MC05 | MC05 | SIMOTICS T torque motor; components 3-phase synchronous motor; Integrated power cooler; tangential cable outlet; Bare cable ends 2 m; Diameter 184 mm; length 159mm; Max. torque 231Nm; max. speed 310rpm; max. current 17A eff; when using the direct motors in fork heads for Machine tools or robots, a license for the US patent US5584621 and the corresponding worldwide property rights may be required | alterado Out19 | 0 | 0
1FW6060-0TB10-0KD1 |  | 1FW6060-0TB10-0KD1 | 1 | UN | 1 | 25 | D | D | N | N | 85030099 | 1 |  | 12.6 | KG | 4276.54 | 4276.54 | MC05 | MC05 | SIMOTICS T torque motor; components 3-phase synchronous motor; Integrated power cooler; tangential cable outlet; power cable 0.5m with connector size 1; signal cable 0.5m with M17 connector; diameter 184mm; length 159mm; max. torque 231Nm; max. speed 310 rpm; max. current 17A eff; when using the direct motors in fork heads for Machine tools or robots, a license for the US patent US5584621 and the corresponding worldwide property rights may be required | alterado Out19 | 0 | 0
1FW6060-0TB10-1JC1 |  | 1FW6060-0TB10-1JC1 | 1 | UN | 1 | 25 | D | D | N | N | 85030099 | 1 |  | 12.6 | KG | 3971.05 | 3971.05 | MC05 | MC05 | SIMOTICS T torque motor; components 3-phase synchronous motor; Integrated power cooler; tangential cable outlet; Bare cable ends 2 m; Diameter 184 mm; length 159mm; max. torque 226Nm; max. speed 750rpm; max. current 32A eff; when using the direct motors in fork heads for Machine tools or robots, a license for the US patent US5584621 and the corresponding worldwide property rights may be required | alterado Out19 | 0 | 0
1FW6060-0TB10-1JD1 |  | 1FW6060-0TB10-1JD1 | 1 | UN | 1 | 25 | D | D | N | N | 85030099 | 1 |  | 12.6 | KG | 4276.54 | 4276.54 | MC05 | MC05 | SIMOTICS T torque motor; components 3-phase synchronous motor; Integrated power cooler; tangential cable outlet; power cable 0.5m with connector size 1; signal cable 0.5m with M17 connector; diameter 184mm; length 159mm; max. torque 226Nm; max. speed 750rpm; max. current 32A eff; when using the direct motors in fork heads for Machine tools or robots, a license for the US patent US5584621 and the corresponding worldwide property rights may be required | alterado Out19 | 0 | 0
1FW6060-0TB10-1JQ1 |  | 1FW6060-0TB10-1JQ1 | 1 | UN | 1 | 25 | D | D | N | N | 85030099 | 1 |  | 11.6 | KG | 4043.33 | 4043.33 | MC05 | MC05 | SIMOTICS T torque motor; components 3-phase synchronous motor; Integrated power cooler; tangential cable outlet; Bare cable ends 3m; Diameter 184 mm; length 159mm; max. torque 226Nm; max. speed 750rpm; max. current 32A eff; when using the direct motors in fork heads for Machine tools or robots, a license for the US patent US5584621 and the corresponding worldwide property rights may be required | alterado Out19 | 0 | 7
1FW6060-0TB15-0KC1 |  | 1FW6060-0TB15-0KC1 | 1 | UN | 1 | 25 | D | D | N | N | 85030099 | 1 |  | 18.2 | KG | 4551.45 | 4551.45 | MC05 | MC05 | SIMOTICS T torque motor; components 3-phase synchronous motor; Integrated power cooler; tangential cable outlet; Bare cable ends 2 m; Diameter 184 mm; length 209mm; max. torque 339Nm; max. speed 180rpm; max. current 17A eff; when using the direct motors in fork heads for Machine tools or robots, a license for the US patent US5584621 and the corresponding worldwide property rights may be required | alterado Out19 | 0 | 0
1FW6060-0TB15-0KD1 |  | 1FW6060-0TB15-0KD1 | 1 | UN | 1 | 25 | D | D | N | N | 85030099 | 1 |  | 18.2 | KG | 4856.91 | 4856.91 | MC05 | MC05 | SIMOTICS T torque motor; components 3-phase synchronous motor; Integrated power cooler; tangential cable outlet; power cable 0.5m with connector size 1; signal cable 0.5m with M17 connector; diameter 184mm; length 209 mm; max. torque 339Nm; max. speed 180rpm; max. current 17A eff; when using the direct motors in fork heads for Machine tools or robots, a license for the US patent US5584621 and the corresponding worldwide property rights may be required | alterado Out19 | 0 | 0
1FW6060-0TB15-1JC1 |  | 1FW6060-0TB15-1JC1 | 1 | UN | 1 | 25 | D | D | N | N | 85030099 | 1 |  | 22.7 | KG | 4551.45 | 4551.45 | MC05 | MC05 | SIMOTICS T torque motor; components 3-phase synchronous motor; Integrated power cooler; tangential cable outlet; Bare cable ends 2 m; Diameter 184 mm; length 209 mm; max. torque 332 Nm; max. speed 470rpm; max. current 32A eff; when using the direct motors in fork heads for Machine tools or robots, a license for the US patent US5584621 and the corresponding worldwide property rights may be required | alterado Out19 | 0 | 0
1FW6060-0TB15-1JD1 |  | 1FW6060-0TB15-1JD1 | 1 | UN | 1 | 25 | D | D | N | N | 85030099 | 1 |  | 22.5 | KG | 4856.91 | 4856.91 | MC05 | MC05 | SIMOTICS T torque motor; components 3-phase synchronous motor; Integrated power cooler; tangential cable outlet; power cable 0.5m with connector size 1; signal cable 0.5m with M17 connector; diameter 184mm; length 209 mm; max. torque 332Nm; max. speed 470rpm; max. current 32A eff; when using the direct motors in fork heads for Machine tools or robots, a license for the US patent US5584621 and the corresponding worldwide property rights may be required | alterado Out19 | 0 | 0
1FW6060-0WB03-0FC1 |  | 1FW6060-0WB03-0FC1 | 1 | UN | 1 | 25 | D | D | N | N | 85030099 | 1 |  | 4.8 | KG | 3131.03 | 3131.03 | MC05 | MC05 | SIMOTICS T torque motor; components 3-phase synchronous motor; Integrated power cooler; axial cable outlet; Bare cable ends 2m; Diameter 184 mm; Length 89mm; max. torque 64.5Nm; max. speed 660rpm; Max. current 9.8A eff; when using the direct motors in fork heads for Machine tools or robots, a license for the US patent US5584621 and the corresponding worldwide property rights may be required | alterado Out19 | 0 | 0
1FW6060-0WB03-0FD1 |  | 1FW6060-0WB03-0FD1 | 1 | UN | 1 | 25 | D | D | N | N | 85030099 | 1 |  | 4.8 | KG | 3436.51 | 3436.51 | MC05 | MC05 | SIMOTICS T torque motor; components 3-phase synchronous motor; integrated precision and power cooler axial cable outlet; Power cable 0.5m with connector size 1; signal cable 0.5m with M17 connector; diameter 184mm; Length 89mm; max. torque 64.5Nm; max. speed 660rpm; Max. current 9.8A eff; when using the direct motors in fork heads for machine tools or robots, a license for the US patent US5584621 and the corresponding worldwide property rights may be required | alterado Out19 | 0 | 0
1FW6060-0WB05-0FC1 |  | 1FW6060-0WB05-0FC1 | 1 | UN | 1 | 25 | D | D | N | N | 85030099 | 1 |  | 7.1 | KG | 3360.13 | 3360.13 | MC05 | MC05 | SIMOTICS T torque motor; components 3-phase synchronous motor; Integrated power cooler; axial cable outlet; Bare cable ends 2m; Diameter 184 mm; length 109mm; Max. torque 123Nm; max. speed 320rpm; max. current 9.8A eff; when using the direct motors in fork heads for Machine tools or robots, a license for the US patent US5584621 and the corresponding worldwide property rights may be required | alterado Out19 | 0 | 0
1FW6060-0WB05-0FD1 |  | 1FW6060-0WB05-0FD1 | 1 | UN | 1 | 25 | D | D | N | N | 85030099 | 1 |  | 7.1 | KG | 3665.6 | 3665.6 | MC05 | MC05 | SIMOTICS T torque motor; components 3-phase synchronous motor; Integrated power cooler; axial cable outlet; Power cable 0.5m with connector size 1; signal cable 0.5m with M17 connector; diameter 184mm; length 109mm; max. torque 123Nm; max. speed 320rpm; Max. current 9.8A eff; When using the direct motors in fork heads for machine tools or robots, a license for the US patent US5584621 and the corresponding worldwide property rights may be required | alterado Out19 | 0 | 0
1FW6060-0WB05-0KC1 |  | 1FW6060-0WB05-0KC1 | 1 | UN | 1 | 25 | D | D | N | N | 85030099 | 1 |  | 7.1 | KG | 3360.13 | 3360.13 | MC05 | MC05 | SIMOTICS T torque motor; components 3-phase synchronous motor; Integrated power cooler; axial cable outlet; Bare cable ends 2m; Diameter 184 mm; length 109mm; Max. torque 123Nm; max. speed 690rpm; max. current 17A eff; when using the direct motors in fork heads for Machine tools or robots, a license for the US patent US5584621 and the corresponding worldwide property rights may be required | alterado Out19 | 0 | 0
1FW6060-0WB05-0KD1 |  | 1FW6060-0WB05-0KD1 | 1 | UN | 1 | 25 | D | D | N | N | 85030099 | 1 |  | 7.1 | KG | 3665.6 | 3665.6 | MC05 | MC05 | SIMOTICS T torque motor; components 3-phase synchronous motor; Integrated power cooler; axial cable outlet; Power cable 0.5m with connector size 1; signal cable 0.5m with M17 connector; diameter 184mm; length 109mm; max. torque 123Nm; max. speed 690rpm; max. current 17A eff; when using the direct motors in fork heads for Machine tools or robots, a license for the US patent US5584621 and the corresponding worldwide property rights may be required | alterado Out19 | 0 | 0
1FW6060-0WB07-0FC1 |  | 1FW6060-0WB07-0FC1 | 1 | UN | 1 | 25 | D | D | N | N | 85030099 | 1 |  | 9.3 | KG | 3589.23 | 3589.23 | MC05 | MC05 | SIMOTICS T torque motor; components 3-phase synchronous motor; Integrated power cooler; axial cable outlet; Bare cable ends 2m; Diameter 184 mm; length 129mm; max. torque 166Nm; max. speed 210rpm; Max. current 9.8A eff; when using the direct motors in fork heads for Machine tools or robots, a license for the US patent US5584621 and the corresponding worldwide property rights may be required | alterado Out19 | 0 | 0
1FW6060-0WB07-0FD1 |  | 1FW6060-0WB07-0FD1 | 1 | UN | 1 | 25 | D | D | N | N | 85030099 | 1 |  | 9.3 | KG | 3894.69 | 3894.69 | MC05 | MC05 | SIMOTICS T torque motor; components 3-phase synchronous motor; Integrated power cooler; axial cable outlet; Power cable 0.5m with connector size 1; signal cable 0.5m with M17 connector; diameter 184mm; length 129mm; max. torque 166Nm; max. speed 210rpm; Max. current 9.8A eff; when using the direct motors in fork heads for Machine tools or robots, a license for the US patent US5584621 and the corresponding worldwide property rights may be required | alterado Out19 | 0 | 0
1FW6060-0WB07-0KC1 |  | 1FW6060-0WB07-0KC1 | 1 | UN | 1 | 25 | D | D | N | N | 85030099 | 1 |  | 9.3 | KG | 3589.23 | 3589.23 | MC05 | MC05 | SIMOTICS T torque motor; components 3-phase synchronous motor; Integrated power cooler; axial cable outlet; Bare cable ends 2m; Diameter 184 mm; length 129mm; max. torque 166Nm; max. speed 480rpm; max. current 17A eff; when using the direct motors in fork heads for Machine tools or robots, a license for the US patent US5584621 and the corresponding worldwide property rights may be required | alterado Out19 | 0 | 0
1FW6060-0WB07-0KD1 |  | 1FW6060-0WB07-0KD1 | 1 | UN | 1 | 25 | D | D | N | N | 85030099 | 1 |  | 9.3 | KG | 3894.69 | 3894.69 | MC05 | MC05 | SIMOTICS T torque motor; components 3-phase synchronous motor; Integrated power cooler; axial cable outlet; Power cable 0.5m with connector size 1; signal cable 0.5m with M17 connector; diameter 184mm; length 129mm; max. torque 166Nm; max. speed 480rpm; max. current 17A eff; when using the direct motors in fork heads for Machine tools or robots, a license for the US patent US5584621 and the corresponding worldwide property rights may be required | alterado Out19 | 0 | 0
1FW6060-0WB10-0KC1 |  | 1FW6060-0WB10-0KC1 | 1 | UN | 1 | 25 | D | D | N | N | 85030099 | 1 |  | 12.6 | KG | 3971.05 | 3971.05 | MC05 | MC05 | SIMOTICS T torque motor; components 3-phase synchronous motor; Integrated power cooler; axial cable outlet; Bare cable ends 2m; Diameter 184 mm; length 159mm; Max. torque 231Nm; max. speed 310rpm; max. current 17A eff; when using the direct motors in fork heads for Machine tools or robots, a license for the US patent US5584621 and the corresponding worldwide property rights may be required | alterado Out19 | 0 | 0
1FW6060-0WB10-0KD1 |  | 1FW6060-0WB10-0KD1 | 1 | UN | 1 | 25 | D | D | N | N | 85030099 | 1 |  | 12.6 | KG | 4276.54 | 4276.54 | MC05 | MC05 | SIMOTICS T torque motor; components 3-phase synchronous motor; Integrated power cooler; axial cable outlet; Power cable 0.5m with connector size 1; signal cable 0.5m with M17 connector; diameter 184mm; length 159mm; max. torque 231Nm; max. speed 310 rpm; max. current 17A eff; when using the direct motors in fork heads for Machine tools or robots, a license for the US patent US5584621 and the corresponding worldwide property rights may be required | alterado Out19 | 0 | 0
1FW6060-0WB10-1JC1 |  | 1FW6060-0WB10-1JC1 | 1 | UN | 1 | 25 | D | D | N | N | 85030099 | 1 |  | 12.6 | KG | 3971.05 | 3971.05 | MC05 | MC05 | SIMOTICS T torque motor; components 3-phase synchronous motor; Integrated power cooler; axial cable outlet; Bare cable ends 2m; Diameter 184 mm; length 159mm; max. torque 226Nm; max. speed 740rpm; max. current 31A eff; when using the direct motors in fork heads for Machine tools or robots, a license for the US patent US5584621 and the corresponding worldwide property rights may be required | alterado Out19 | 0 | 0
1FW6060-0WB10-1JD1 |  | 1FW6060-0WB10-1JD1 | 1 | UN | 1 | 25 | D | D | N | N | 85030099 | 1 |  | 12.6 | KG | 4276.54 | 4276.54 | MC05 | MC05 | SIMOTICS T torque motor; components 3-phase synchronous motor; Integrated power cooler; axial cable outlet; Power cable 0.5m with connector size 1; signal cable 0.5m with M17 connector; diameter 184mm; length 159mm; max. torque 226Nm; max. speed 750rpm; max. current 32A eff; when using the direct motors in fork heads for Machine tools or robots, a license for the US patent US5584621 and the corresponding worldwide property rights may be required | alterado Out19 | 0 | 0
1FW6060-0WB15-0KC1 |  | 1FW6060-0WB15-0KC1 | 1 | UN | 1 | 25 | D | D | N | N | 85030099 | 1 |  | 18.2 | KG | 4551.45 | 4551.45 | MC05 | MC05 | SIMOTICS T torque motor; components 3-phase synchronous motor; Integrated power cooler; axial cable outlet; Bare cable ends 2m; Diameter 184 mm; length 209mm; max. torque 339Nm; max. speed 180rpm; max. current 17A eff; when using the direct motors in fork heads for Machine tools or robots, a license for the US patent US5584621 and the corresponding worldwide property rights may be required | alterado Out19 | 0 | 0
1FW6060-0WB15-0KD1 |  | 1FW6060-0WB15-0KD1 | 1 | UN | 1 | 25 | D | D | N | N | 85030099 | 1 |  | 18.2 | KG | 4856.91 | 4856.91 | MC05 | MC05 | SIMOTICS T torque motor; components 3-phase synchronous motor; Integrated power cooler; axial cable outlet; Power cable 0.5m with connector size 1; signal cable 0.5m with M17 connector; diameter 184mm; length 209 mm; max. torque 339Nm; max. speed 180rpm; max. current 17A eff; when using the direct motors in fork heads for Machine tools or robots, a license for the US patent US5584621 and the corresponding worldwide property rights may be required | alterado Out19 | 0 | 0
1FW6060-0WB15-1JC1 |  | 1FW6060-0WB15-1JC1 | 1 | UN | 1 | 25 | D | D | N | N | 85030099 | 1 |  | 22.7 | KG | 4551.45 | 4551.45 | MC05 | MC05 | SIMOTICS T torque motor; components 3-phase synchronous motor; Integrated power cooler; axial cable outlet; Bare cable ends 2m; Diameter 184 mm; length 209 mm; max. torque 332 Nm; max. speed 470rpm; max. current 32A eff; when using the direct motors in fork heads for Machine tools or robots, a license for the US patent US5584621 and the corresponding worldwide property rights may be required | alterado Out19 | 0 | 0
1FW6060-0WB15-1JD1 |  | 1FW6060-0WB15-1JD1 | 1 | UN | 1 | 25 | D | D | N | N | 85030099 | 1 |  | 22.5 | KG | 4856.91 | 4856.91 | MC05 | MC05 | SIMOTICS T torque motor; components 3-phase synchronous motor; Integrated power cooler; axial cable outlet; Power cable 0.5m with connector size 1; signal cable 0.5m with M17 connector; diameter 184mm; length 209 mm; max. torque 332Nm; max. speed 470rpm; max. current 32A eff; when using the direct motors in fork heads for Machine tools or robots, a license for the US patent US5584621 and the corresponding worldwide property rights may be required | alterado Out19 | 0 | 0
1FW6060-8RA03-0AA0 |  | 1FW6060-8RA03-0AA0 | 1 | UN | 1 | 25 | D | D | N | N | 85030099 | 1 |  | 2.2 | KG | 1157.6 | 1157.6 | MC05 | MC05 | SIMOTICS T rotor for motor 1FW6060-0.B03-....; Diameter 184 mm; Length 89mm; when using the direct motors in fork heads for machine tools or robots a license for the US patent US5584621 and the corresponding worldwide property rights may be required | alterado Out19 | 0 | 0
1FW6060-8RA05-0AA0 |  | 1FW6060-8RA05-0AA0 | 1 | UN | 1 | 25 | D | D | N | N | 85030099 | 1 |  | 3.5 | KG | 1246.64 | 1246.64 | MC05 | MC05 | SIMOTICS T rotor for motor 1FW6060-0.B05-....; Diameter 184 mm; length 109mm; when using the direct motors in fork heads for machine tools or robots a license for the US patent US5584621 and the corresponding worldwide property rights may be required | alterado Out19 | 0 | 0
1FW6060-8RA07-0AA0 |  | 1FW6060-8RA07-0AA0 | 1 | UN | 1 | 25 | D | D | N | N | 85030099 | 1 |  | 4.3 | KG | 1320.87 | 1320.87 | MC05 | MC05 | SIMOTICS T rotor for motor 1FW6060-0.B07-....; Diameter 184 mm; length 129mm; when using the direct motors in fork heads for machine tools or robots a license for the US patent US5584621 and the corresponding worldwide property rights may be required | alterado Out19 | 0 | 0
1FW6060-8RA10-0AA0 |  | 1FW6060-8RA10-0AA0 | 1 | UN | 1 | 25 | D | D | N | N | 85030099 | 1 |  | 4.9 | KG | 1469.28 | 1469.28 | MC05 | MC05 | SIMOTICS T rotor for motor 1FW6060-0.B10-....; Diameter 184 mm; length 159mm; when using the direct motors in fork heads for machine tools or robots a license for the US patent US5584621 and the corresponding worldwide property rights may be required | alterado Out19 | 0 | 0
1FW6060-8RA15-0AA0 |  | 1FW6060-8RA15-0AA0 | 1 | UN | 1 | 25 | D | D | N | N | 85030099 | 1 |  | 6.6 | KG | 1677.05 | 1677.05 | MC05 | MC05 | SIMOTICS T rotor for motor 1FW6060-0.B15-....; Diameter 184 mm; length 209 mm; when using the direct motors in fork heads for machine tools or robots a license for the US patent US5584621 and the corresponding worldwide property rights may be required | alterado Out19 | 0 | 0
1FW6060-8TB03-0FC1 |  | 1FW6060-8TB03-0FC1 | 1 | UN | 1 | 25 | D | D | N | N | 85030099 | 1 |  | 2.1 | KG | 1939.71 | 1939.71 | MC05 | MC05 | SIMOTICS T stator, Component 3-phase synchronous motor; Integrated power cooler; tangential cable outlet; Bare cable ends 2 m; Diameter 184 mm; Length 89mm; max. torque 64.5Nm; max. speed 660rpm; Max. current 9.8A eff; when using the direct motors in fork heads for Machine tools or robots, a license for the US patent US5584621 and the corresponding worldwide property rights may be required | alterado Out19 | 0 | 0
1FW6060-8TB03-0FD1 |  | 1FW6060-8TB03-0FD1 | 1 | UN | 1 | 25 | D | D | N | N | 85030099 | 1 |  | 2.1 | KG | 2245.16 | 2245.16 | MC05 | MC05 | SIMOTICS T stator, Component 3-phase synchronous motor; Integrated power cooler; tangential cable outlet; power cable 0.5m with connector size 1; signal cable 0.5m with M17 connector; diameter 184mm; Length 89mm; max. torque 64.5Nm; max. speed 660rpm; Max. current 9.8A eff; when using the direct motors in fork heads for Machine tools or robots, a license for the US patent US5584621 and the corresponding worldwide property rights may be required | alterado Out19 | 0 | 0
1FW6060-8TB05-0FC1 |  | 1FW6060-8TB05-0FC1 | 1 | UN | 1 | 25 | D | D | N | N | 85030099 | 1 |  | 3.1 | KG | 2077.16 | 2077.16 | MC05 | MC05 | SIMOTICS T stator, Component 3-phase synchronous motor; Integrated power cooler; tangential cable outlet; Bare cable ends 2 m; Diameter 184 mm; length 109mm; Max. torque 123Nm; max. speed 320rpm; max. current 9.8A eff; when using the direct motors in fork heads for Machine tools or robots, a license for the US patent US5584621 and the corresponding worldwide property rights may be required | alterado Out19 | 0 | 0
1FW6060-8TB05-0FD1 |  | 1FW6060-8TB05-0FD1 | 1 | UN | 1 | 25 | D | D | N | N | 85030099 | 1 |  | 3.1 | KG | 2382.64 | 2382.64 | MC05 | MC05 | SIMOTICS T stator, Component 3-phase synchronous motor; Integrated power cooler; tangential cable outlet; power cable 0.5m with connector size 1; signal cable 0.5m with M17 connector; diameter 184mm; length 109mm; max. torque 123Nm; max. speed 320rpm; max. current 9.8A eff; when using the direct motors in fork heads for Machine tools or robots, a license for the US patent US5584621 and the corresponding worldwide property rights may be required | alterado Out19 | 0 | 0
1FW6060-8TB05-0KC1 |  | 1FW6060-8TB05-0KC1 | 1 | UN | 1 | 25 | D | D | N | N | 85030099 | 1 |  | 3.1 | KG | 2077.16 | 2077.16 | MC05 | MC05 | SIMOTICS T stator, Component 3-phase synchronous motor; Integrated power cooler; tangential cable outlet; Bare cable ends 2 m; Diameter 184 mm; length 109mm; Max. torque 123Nm; max. speed 690rpm; max. current 17A eff; when using the direct motors in fork heads for Machine tools or robots, a license for the US patent US5584621 and the corresponding worldwide property rights may be required | alterado Out19 | 0 | 0
1FW6060-8TB05-0KD1 |  | 1FW6060-8TB05-0KD1 | 1 | UN | 1 | 25 | D | D | N | N | 85030099 | 1 |  | 3.1 | KG | 2382.64 | 2382.64 | MC05 | MC05 | SIMOTICS T stator, Component 3-phase synchronous motor; Integrated power cooler; tangential cable outlet; power cable 0.5m with connector size 1; signal cable 0.5m with M17 connector; diameter 184mm; length 109mm; max. torque 120Nm; max. speed 690rpm; max. current 17A eff; when using the direct motors in fork heads for Machine tools or robots, a license for the US patent US5584621 and the corresponding worldwide property rights may be required | alterado Out19 | 0 | 0
1FW6060-8TB07-0FC1 |  | 1FW6060-8TB07-0FC1 | 1 | UN | 1 | 25 | D | D | N | N | 85030099 | 1 |  | 4.5 | KG | 2229.9 | 2229.9 | MC05 | MC05 | SIMOTICS T stator, Component 3-phase synchronous motor; Integrated power cooler; tangential cable outlet; Bare cable ends 2 m; Diameter 184 mm; length 129mm; max. torque 166Nm; max. speed 210rpm; Max. current 9.8A eff; when using the direct motors in fork heads for Machine tools or robots, a license for the US patent US5584621 and the corresponding worldwide property rights may be required | alterado Out19 | 0 | 0
1FW6060-8TB07-0FD1 |  | 1FW6060-8TB07-0FD1 | 1 | UN | 1 | 25 | D | D | N | N | 85030099 | 1 |  | 4.5 | KG | 2535.39 | 2535.39 | MC05 | MC05 | SIMOTICS T stator, Component 3-phase synchronous motor; Integrated power cooler; tangential cable outlet; power cable 0.5m with connector size 1; signal cable 0.5m with M17 connector; diameter 184mm; length 129mm; max. torque 166Nm; max. speed 210rpm; Max. current 9.8A eff; when using the direct motors in fork heads for Machine tools or robots, a license for the US patent US5584621 and the corresponding worldwide property rights may be required | alterado Out19 | 0 | 0
1FW6060-8TB07-0KC1 |  | 1FW6060-8TB07-0KC1 | 1 | UN | 1 | 25 | D | D | N | N | 85030099 | 1 |  | 4.5 | KG | 2229.9 | 2229.9 | MC05 | MC05 | SIMOTICS T stator, Component 3-phase synchronous motor; Integrated power cooler; tangential cable outlet; Bare cable ends 2 m; Diameter 184 mm; length 129mm; max. torque 166Nm; max. speed 480rpm; max. current 17A eff; when using the direct motors in fork heads for Machine tools or robots, a license for the US patent US5584621 and the corresponding worldwide property rights may be required | alterado Out19 | 0 | 0
1FW6060-8TB07-0KD1 |  | 1FW6060-8TB07-0KD1 | 1 | UN | 1 | 25 | D | D | N | N | 85030099 | 1 |  | 4.5 | KG | 2535.39 | 2535.39 | MC05 | MC05 | SIMOTICS T stator, Component 3-phase synchronous motor; Integrated power cooler; tangential cable outlet; power cable 0.5m with connector size 1; signal cable 0.5m with M17 connector; diameter 184mm; length 129mm; max. torque 166Nm; max. speed 480rpm; max. current 17A eff; when using the direct motors in fork heads for Machine tools or robots, a license for the US patent US5584621 and the corresponding worldwide property rights may be required | alterado Out19 | 0 | 0
1FW6060-8TB10-0KC1 |  | 1FW6060-8TB10-0KC1 | 1 | UN | 1 | 25 | D | D | N | N | 85030099 | 1 |  | 7.2 | KG | 2458.99 | 2458.99 | MC05 | MC05 | SIMOTICS T stator, Component 3-phase synchronous motor; Integrated power cooler; tangential cable outlet; Bare cable ends 2 m; Diameter 184 mm; length 159mm; Max. torque 231Nm; max. speed 310rpm; max. current 17A eff; when using the direct motors in fork heads for Machine tools or robots, a license for the US patent US5584621 and the corresponding worldwide property rights may be required | alterado Out19 | 0 | 0
1FW6060-8TB10-0KD1 |  | 1FW6060-8TB10-0KD1 | 1 | UN | 1 | 25 | D | D | N | N | 85030099 | 1 |  | 7.2 | KG | 2764.47 | 2764.47 | MC05 | MC05 | SIMOTICS T stator, Component 3-phase synchronous motor; Integrated power cooler; tangential cable outlet; power cable 0.5m with connector size 1; signal cable 0.5m with M17 connector; diameter 184mm; length 159mm; max. torque 231Nm; max. speed 310 rpm; max. current 17A eff; when using the direct motors in fork heads for Machine tools or robots, a license for the US patent US5584621 and the corresponding worldwide property rights may be required | alterado Out19 | 0 | 0
1FW6060-8TB10-1JC1 |  | 1FW6060-8TB10-1JC1 | 1 | UN | 1 | 25 | D | D | N | N | 85030099 | 1 |  | 7.2 | KG | 2458.99 | 2458.99 | MC05 | MC05 | SIMOTICS T stator, Component 3-phase synchronous motor; Integrated power cooler; tangential cable outlet; Bare cable ends 2 m; Diameter 184 mm; length 159mm; max. torque 226Nm; max. speed 750rpm; max. current 32A eff; when using the direct motors in fork heads for Machine tools or robots, a license for the US patent US5584621 and the corresponding worldwide property rights may be required | alterado Out19 | 0 | 0
1FW6060-8TB10-1JD1 |  | 1FW6060-8TB10-1JD1 | 1 | UN | 1 | 25 | D | D | N | N | 85030099 | 1 |  | 7.2 | KG | 2764.47 | 2764.47 | MC05 | MC05 | SIMOTICS T stator, Component 3-phase synchronous motor; Integrated power cooler; tangential cable outlet; power cable 0.5m with connector size 1; signal cable 0.5m with M17 connector; diameter 184mm; length 159mm; max. torque 226Nm; max. speed 750rpm; max. current 32A eff; when using the direct motors in fork heads for Machine tools or robots, a license for the US patent US5584621 and the corresponding worldwide property rights may be required | alterado Out19 | 0 | 0
1FW6060-8TB15-0KC1 |  | 1FW6060-8TB15-0KC1 | 1 | UN | 1 | 25 | D | D | N | N | 85030099 | 1 |  | 11.1 | KG | 2825.58 | 2825.58 | MC05 | MC05 | SIMOTICS T stator, Component 3-phase synchronous motor; Integrated power cooler; tangential cable outlet; Bare cable ends 2 m; Diameter 184 mm; length 209mm; max. torque 339Nm; max. speed 180rpm; max. current 17A eff; when using the direct motors in fork heads for Machine tools or robots, a license for the US patent US5584621 and the corresponding worldwide property rights may be required | alterado Out19 | 0 | 0
1FW6060-8TB15-0KD1 |  | 1FW6060-8TB15-0KD1 | 1 | UN | 1 | 25 | D | D | N | N | 85030099 | 1 |  | 11.1 | KG | 3131.03 | 3131.03 | MC05 | MC05 | SIMOTICS T stator, Component 3-phase synchronous motor; Integrated power cooler; tangential cable outlet; power cable 0.5m with connector size 1; signal cable 0.5m with M17 connector; diameter 184mm; length 209 mm; max. torque 339Nm; max. speed 170 rpm; max. current 17A eff; when using the direct motors in fork heads for Machine tools or robots, a license for the US patent US5584621 and the corresponding worldwide property rights may be required | alterado Out19 | 0 | 0
1FW6060-8TB15-1JC1 |  | 1FW6060-8TB15-1JC1 | 1 | UN | 1 | 25 | D | D | N | N | 85030099 | 1 |  | 11.1 | KG | 2825.58 | 2825.58 | MC05 | MC05 | SIMOTICS T stator, Component 3-phase synchronous motor; Integrated power cooler; tangential cable outlet; Bare cable ends 2 m; Diameter 184 mm; length 209 mm; max. torque 332 Nm; max. speed 470rpm; max. current 32A eff; when using the direct motors in fork heads for Machine tools or robots, a license for the US patent US5584621 and the corresponding worldwide property rights may be required | alterado Out19 | 0 | 0
1FW6060-8TB15-1JD1 |  | 1FW6060-8TB15-1JD1 | 1 | UN | 1 | 25 | D | D | N | N | 85030099 | 1 |  | 11.1 | KG | 3131.03 | 3131.03 | MC05 | MC05 | SIMOTICS T stator, Component 3-phase synchronous motor; Integrated power cooler; tangential cable outlet; power cable 0.5m with connector size 1; signal cable 0.5m with M17 connector; diameter 184mm; length 209 mm; max. torque 332Nm; max. speed 470rpm; max. current 32A eff; when using the direct motors in fork heads for Machine tools or robots, a license for the US patent US5584621 and the corresponding worldwide property rights may be required | alterado Out19 | 0 | 0
1FW6060-8WB03-0FC1 |  | 1FW6060-8WB03-0FC1 | 1 | UN | 1 | 25 | D | D | N | N | 85030099 | 1 |  | 2.1 | KG | 1939.71 | 1939.71 | MC05 | MC05 | SIMOTICS T stator, components 3-phase synchronous motor; Integrated power cooler; axial cable outlet; Bare cable ends 2m; Diameter 184 mm; Length 89mm; max. torque 64.5Nm; max. speed 660rpm; Max. current 9.8A eff; when using the direct motors in fork heads for Machine tools or robots, a license for the US patent US5584621 and the corresponding worldwide property rights may be required | alterado Out19 | 0 | 0
1FW6060-8WB03-0FD1 |  | 1FW6060-8WB03-0FD1 | 1 | UN | 1 | 25 | D | D | N | N | 85030099 | 1 |  | 2.1 | KG | 2245.16 | 2245.16 | MC05 | MC05 | SIMOTICS T Stator, Component 3-phase synchronous motor; Integrated precision and power cooler; Axial cable outlet; Power cable 0.5 m with connector size 1; Signal cable 0.5 m with M17 connector; Diameter 184 mm; Length 89 mm; Max. torque 64.5 Nm; max. speed 660 rpm; Max. current 9.8 A eff; When using the direct motors in fork heads for machine tools or robots, a license for the US patent US5584621 and the corresponding worldwide property rights may be required | alterado Out19 | 0 | 0
1FW6060-8WB05-0FC1 |  | 1FW6060-8WB05-0FC1 | 1 | UN | 1 | 25 | D | D | N | N | 85030099 | 1 |  | 3.1 | KG | 2077.16 | 2077.16 | MC05 | MC05 | SIMOTICS T stator, Component 3-phase synchronous motor; Integrated power cooler; axial cable outlet; Bare cable ends 2m; Diameter 184 mm; length 109mm; Max. torque 123Nm; max. speed 320rpm; max. current 9.8A eff; when using the direct motors in fork heads for Machine tools or robots, a license for the US patent US5584621 and the corresponding worldwide property rights may be required | alterado Out19 | 0 | 0
1FW6060-8WB05-0FD1 |  | 1FW6060-8WB05-0FD1 | 1 | UN | 1 | 25 | D | D | N | N | 85030099 | 1 |  | 3.1 | KG | 2382.64 | 2382.64 | MC05 | MC05 | SIMOTICS T stator, Component 3-phase synchronous motor; Integrated power cooler; axial cable outlet; Power cable 0.5m with connector size 1; signal cable 0.5m with M17 connector; diameter 184mm; length 109mm; max. torque 123Nm; max. speed 320rpm; max. current 9.8A eff; when using the direct motors in fork heads for Machine tools or robots, a license for the US patent US5584621 and the corresponding worldwide property rights may be required | alterado Out19 | 0 | 0
1FW6060-8WB05-0KC1 |  | 1FW6060-8WB05-0KC1 | 1 | UN | 1 | 25 | D | D | N | N | 85030099 | 1 |  | 3.1 | KG | 2077.16 | 2077.16 | MC05 | MC05 | SIMOTICS T stator, Component 3-phase synchronous motor; Integrated power cooler; axial cable outlet; Bare cable ends 2m; Diameter 184 mm; length 109mm; Max. torque 123Nm; max. speed 690rpm; max. current 17A eff; when using the direct motors in fork heads for Machine tools or robots, a license for the US patent US5584621 and the corresponding worldwide property rights may be required | alterado Out19 | 0 | 0
1FW6060-8WB05-0KD1 |  | 1FW6060-8WB05-0KD1 | 1 | UN | 1 | 25 | D | D | N | N | 85030099 | 1 |  | 3.1 | KG | 2382.64 | 2382.64 | MC05 | MC05 | SIMOTICS T stator, Component 3-phase synchronous motor; Integrated power cooler; axial cable outlet; Power cable 0.5m with connector size 1; signal cable 0.5m with M17 connector; diameter 184mm; length 109mm; max. torque 123Nm; max. speed 690rpm; max. current 17A eff; when using the direct motors in fork heads for Machine tools or robots, a license for the US patent US5584621 and the corresponding worldwide property rights may be required | alterado Out19 | 0 | 0
1FW6060-8WB07-0FC1 |  | 1FW6060-8WB07-0FC1 | 1 | UN | 1 | 25 | D | D | N | N | 85030099 | 1 |  | 4.5 | KG | 2229.9 | 2229.9 | MC05 | MC05 | SIMOTICS T stator, Component 3-phase synchronous motor; Integrated power cooler; axial cable outlet; Bare cable ends 2m; Diameter 184 mm; length 129mm; max. torque 166Nm; max. speed 210rpm; Max. current 9.8A eff; when using the direct motors in fork heads for Machine tools or robots, a license for the US patent US5584621 and the corresponding worldwide property rights may be required | alterado Out19 | 0 | 0
1FW6060-8WB07-0FD1 |  | 1FW6060-8WB07-0FD1 | 1 | UN | 1 | 25 | D | D | N | N | 85030099 | 1 |  | 4.5 | KG | 2535.39 | 2535.39 | MC05 | MC05 | SIMOTICS T stator, Component 3-phase synchronous motor; Integrated power cooler; axial cable outlet; Power cable 0.5m with connector size 1; signal cable 0.5m with M17 connector; diameter 184mm; length 129mm; max. torque 166Nm; max. speed 210rpm; Max. current 9.8A eff; when using the direct motors in fork heads for Machine tools or robots, a license for the US patent US5584621 and the corresponding worldwide property rights may be required | alterado Out19 | 0 | 0
1FW6060-8WB07-0KC1 |  | 1FW6060-8WB07-0KC1 | 1 | UN | 1 | 25 | D | D | N | N | 85030099 | 1 |  | 4.5 | KG | 2229.9 | 2229.9 | MC05 | MC05 | SIMOTICS T stator, Component 3-phase synchronous motor; Integrated power cooler; axial cable outlet; Bare cable ends 2m; Diameter 184 mm; length 129mm; max. torque 166Nm; max. speed 480rpm; max. current 17A eff; when using the direct motors in fork heads for Machine tools or robots, a license for the US patent US5584621 and the corresponding worldwide property rights may be required | alterado Out19 | 0 | 0
1FW6060-8WB07-0KD1 |  | 1FW6060-8WB07-0KD1 | 1 | UN | 1 | 25 | D | D | N | N | 85030099 | 1 |  | 4.5 | KG | 2535.39 | 2535.39 | MC05 | MC05 | SIMOTICS T stator, Component 3-phase synchronous motor; Integrated power cooler; axial cable outlet; Power cable 0.5m with connector size 1; signal cable 0.5m with M17 connector; diameter 184mm; length 129mm; max. torque 166Nm; max. speed 480rpm; max. current 17A eff; when using the direct motors in fork heads for Machine tools or robots, a license for the US patent US5584621 and the corresponding worldwide property rights may be required | alterado Out19 | 0 | 0
1FW6060-8WB10-0KC1 |  | 1FW6060-8WB10-0KC1 | 1 | UN | 1 | 25 | D | D | N | N | 85030099 | 1 |  | 7.2 | KG | 2458.99 | 2458.99 | MC05 | MC05 | SIMOTICS T stator, Component 3-phase synchronous motor; Integrated power cooler; axial cable outlet; Bare cable ends 2m; Diameter 184 mm; length 159mm; Max. torque 231Nm; max. speed 310rpm; max. current 17A eff; when using the direct motors in fork heads for Machine tools or robots, a license for the US patent US5584621 and the corresponding worldwide property rights may be required | alterado Out19 | 0 | 0
1FW6060-8WB10-0KD1 |  | 1FW6060-8WB10-0KD1 | 1 | UN | 1 | 25 | D | D | N | N | 85030099 | 1 |  | 7.2 | KG | 2764.47 | 2764.47 | MC05 | MC05 | SIMOTICS T stator, Component 3-phase synchronous motor; Integrated power cooler; axial cable outlet; Power cable 0.5m with connector size 1; signal cable 0.5m with M17 connector; diameter 184mm; length 159mm; max. torque 231Nm; max. speed 310 rpm; max. current 17A eff; when using the direct motors in fork heads for Machine tools or robots, a license for the US patent US5584621 and the corresponding worldwide property rights may be required | alterado Out19 | 0 | 0
1FW6060-8WB10-1JC1 |  | 1FW6060-8WB10-1JC1 | 1 | UN | 1 | 25 | D | D | N | N | 85030099 | 1 |  | 7.2 | KG | 2458.99 | 2458.99 | MC05 | MC05 | SIMOTICS T stator, Component 3-phase synchronous motor; Integrated power cooler; axial cable outlet; Bare cable ends 2m; Diameter 184 mm; length 159mm; max. torque 226Nm; max. speed 750rpm; max. current 32A eff; when using the direct motors in fork heads for Machine tools or robots, a license for the US patent US5584621 and the corresponding worldwide property rights may be required | alterado Out19 | 0 | 0
1FW6060-8WB10-1JD1 |  | 1FW6060-8WB10-1JD1 | 1 | UN | 1 | 25 | D | D | N | N | 85030099 | 1 |  | 7.2 | KG | 2764.47 | 2764.47 | MC05 | MC05 | SIMOTICS T stator, Component 3-phase synchronous motor; Integrated power cooler; axial cable outlet; Power cable 0.5m with connector size 1; signal cable 0.5m with M17 connector; diameter 184mm; length 159mm; max. torque 226Nm; max. speed 750rpm; max. current 32A eff; when using the direct motors in fork heads for Machine tools or robots, a license for the US patent US5584621 and the corresponding worldwide property rights may be required | alterado Out19 | 0 | 0
1FW6060-8WB15-0KC1 |  | 1FW6060-8WB15-0KC1 | 1 | UN | 1 | 25 | D | D | N | N | 85030099 | 1 |  | 11.1 | KG | 2825.58 | 2825.58 | MC05 | MC05 | SIMOTICS T stator, components 3-phase synchronous motor; Integrated power cooler; axial cable outlet; Bare cable ends 2m; Diameter 184 mm; length 209mm; max. torque 339Nm; max. speed 180rpm; max. current 17A eff; when using the direct motors in fork heads for Machine tools or robots, a license for the US patent US5584621 and the corresponding worldwide property rights may be required | alterado Out19 | 0 | 0
1FW6060-8WB15-0KD1 |  | 1FW6060-8WB15-0KD1 | 1 | UN | 1 | 25 | D | D | N | N | 85030099 | 1 |  | 11.1 | KG | 3131.03 | 3131.03 | MC05 | MC05 | SIMOTICS T stator, components 3-phase synchronous motor; Integrated power cooler; axial cable outlet; Power cable 0.5m with connector size 1; signal cable 0.5m with M17 connector; diameter 184mm; length 209 mm; max. torque 339Nm; max. speed 180rpm; max. current 17A eff; when using the direct motors in fork heads for Machine tools or robots, a license for the US patent US5584621 and the corresponding worldwide property rights may be required | alterado Out19 | 0 | 0
1FW6060-8WB15-1JC1 |  | 1FW6060-8WB15-1JC1 | 1 | UN | 1 | 25 | D | D | N | N | 85030099 | 1 |  | 11.1 | KG | 2825.58 | 2825.58 | MC05 | MC05 | SIMOTICS T stator, components 3-phase synchronous motor; Integrated power cooler; axial cable outlet; Bare cable ends 2m; Diameter 184 mm; length 209 mm; max. torque 332 Nm; max. speed 470rpm; max. current 32A eff; when using the direct motors in fork heads for Machine tools or robots, a license for the US patent US5584621 and the corresponding worldwide property rights may be required | alterado Out19 | 0 | 0
1FW6060-8WB15-1JD1 |  | 1FW6060-8WB15-1JD1 | 1 | UN | 1 | 25 | D | D | N | N | 85030099 | 1 |  | 11.1 | KG | 3131.03 | 3131.03 | MC05 | MC05 | SIMOTICS T stator, components 3-phase synchronous motor; Integrated power cooler; axial cable outlet; Power cable 0.5m with connector size 1; signal cable 0.5m with M17 connector; diameter 184mm; length 209 mm; max. torque 332Nm; max. speed 470rpm; max. current 32A eff; when using the direct motors in fork heads for Machine tools or robots, a license for the US patent US5584621 and the corresponding worldwide property rights may be required | alterado Out19 | 0 | 0
1FW6063-0KB03-0FC1 |  | 1FW6063-0KB03-0FC1 | 1 | UN | 1 | 25 | D | D | N | N | 85030099 | 1 |  | 8.2 | KG | 2924.81 | 2924.81 | MC05 | MC05 | SIMOTICS T torque motor; components 3-phase synchronous motor; axial cable outlet; Bare cable ends 2m; Diameter 184mm; Length 89mm max. torque 64.5Nm; max. speed 820rpm; max. current 9.7A eff; when using the direct motors in fork heads for Machine tools or robots, a license for the US patent US5584621 and the corresponding worldwide property rights may be required | alterado Out19 | 0 | 4
1FW6063-0KB03-0FD1 |  | 1FW6063-0KB03-0FD1 | 1 | UN | 1 | 25 | D | D | N | N | 85030099 | 1 |  | 8.2 | KG | 3230.28 | 3230.28 | MC05 | MC05 | SIMOTICS T torque motor; components 3-phase synchronous motor; axial cable outlet; Power cable 0.5m with connector size 1; signal cable 0.5m with M17 connector; diameter 184mm; Length 89mm; max. torque 64.5Nm; max. speed 820rpm; max. current 9.7A eff; when using the direct motors in fork heads for Machine tools or robots, a license for the US patent US5584621 and the corresponding worldwide property rights may be required | alterado Out19 | 0 | 4
1FW6063-0KB05-0KC1 |  | 1FW6063-0KB05-0KC1 | 1 | UN | 1 | 25 | D | D | N | N | 85030099 | 1 |  | 11 | KG | 3153.9 | 3153.9 | MC05 | MC05 | SIMOTICS T torque motor; components 3-phase synchronous motor; axial cable outlet; Bare cable ends 2m; Diameter 184 mm; length 109mm Max. torque 123Nm; max. speed 820rpm; max. current 17A eff; when using the direct motors in fork heads for Machine tools or robots, a license for the US patent US5584621 and the corresponding worldwide property rights may be required | alterado Out19 | 0 | 4
1FW6063-0KB05-0KD1 |  | 1FW6063-0KB05-0KD1 | 1 | UN | 1 | 25 | D | D | N | N | 85030099 | 1 |  | 11 | KG | 3459.38 | 3459.38 | MC05 | MC05 | SIMOTICS T torque motor; components 3-phase synchronous motor; axial cable outlet; Power cable 0.5m with connector size 1; signal cable 0.5m with M17 connector; diameter 184mm; length 109mm; max. torque 123Nm; max. speed 820rpm; max. current 17A eff; when using the direct motors in fork heads for Machine tools or robots, a license for the US patent US5584621 and the corresponding worldwide property rights may be required | alterado Out19 | 0 | 4
1FW6063-0KB07-0KC1 |  | 1FW6063-0KB07-0KC1 | 1 | UN | 1 | 25 | D | D | N | N | 85030099 | 1 |  | 13.6 | KG | 3383.02 | 3383.02 | MC05 | MC05 | SIMOTICS T torque motor; components 3-phase synchronous motor; axial cable outlet; Bare cable ends 2m; Diameter 184 mm; length 129mm max. torque 166Nm; max. speed 600rpm; max. current 17A eff; when using the direct motors in fork heads for Machine tools or robots, a license for the US patent US5584621 and the corresponding worldwide property rights may be required | alterado Out19 | 0 | 4
1FW6063-0KB07-0KD1 |  | 1FW6063-0KB07-0KD1 | 1 | UN | 1 | 25 | D | D | N | N | 85030099 | 1 |  | 13.6 | KG | 3688.49 | 3688.49 | MC05 | MC05 | SIMOTICS T torque motor; components 3-phase synchronous motor; axial cable outlet; Power cable 0.5m with connector size 1; signal cable 0.5m with M17 connector; diameter 184mm; length 129mm; max. torque 166Nm; max. speed 580rpm; max. current 17A eff; when using the direct motors in fork heads for Machine tools or robots, a license for the US patent US5584621 and the corresponding worldwide property rights may be required | alterado Out19 | 0 | 4
1FW6063-0KB10-1JC1 |  | 1FW6063-0KB10-1JC1 | 1 | UN | 1 | 25 | D | D | N | N | 85030099 | 1 |  | 17.3 | KG | 3764.84 | 3764.84 | MC05 | MC05 | SIMOTICS T torque motor; components 3-phase synchronous motor; axial cable outlet; Bare cable ends 2m; Diameter 184 mm; length 159mm; max. torque 226Nm; max. speed 860rpm; max. current 31A eff; when using the direct motors in fork heads for Machine tools or robots, a license for the US patent US5584621 and the corresponding worldwide property rights may be required | alterado Out19 | 0 | 4
1FW6063-0KB10-1JD1 |  | 1FW6063-0KB10-1JD1 | 1 | UN | 1 | 25 | D | D | N | N | 85030099 | 1 |  | 17.3 | KG | 4070.31 | 4070.31 | MC05 | MC05 | SIMOTICS T torque motor; components 3-phase synchronous motor; axial cable outlet; Power cable 0.5m with connector size 1; signal cable 0.5m with M17 connector; diameter 184mm; length 159mm; max. torque 226Nm; max. speed 860rpm; max. current 31A eff; when using the direct motors in fork heads for Machine tools or robots, a license for the US patent US5584621 and the corresponding worldwide property rights may be required | alterado Out19 | 0 | 4
1FW6063-0KB15-1JC1 |  | 1FW6063-0KB15-1JC1 | 1 | UN | 1 | 25 | D | D | N | N | 85030099 | 1 |  | 23.5 | KG | 4345.25 | 4345.25 | MC05 | MC05 | SIMOTICS T torque motor; components 3-phase synchronous motor; axial cable outlet; Bare cable ends 2m; Diameter 184 mm; length 209mm; max. torque 332 Nm; max. speed 580rpm; max. current 31A eff; when using the direct motors in fork heads for Machine tools or robots, a license for the US patent US5584621 and the corresponding worldwide property rights may be required | alterado Out19 | 0 | 4
1FW6063-0KB15-1JD1 |  | 1FW6063-0KB15-1JD1 | 1 | UN | 1 | 25 | D | D | N | N | 85030099 | 1 |  | 23.5 | KG | 4650.7 | 4650.7 | MC05 | MC05 | SIMOTICS T torque motor; components 3-phase synchronous motor; axial cable outlet; Power cable 0.5m with connector size 1; signal cable 0.5m with M17 connector; diameter 184mm; length 209 mm; max. torque 332Nm; max. speed 580rpm; max. current 31A eff; when using the direct motors in fork heads for Machine tools or robots, a license for the US patent US5584621 and the corresponding worldwide property rights may be required | alterado Out19 | 0 | 4
1FW6063-0LB03-0FC1 |  | 1FW6063-0LB03-0FC1 | 1 | UN | 1 | 25 | D | D | N | N | 85030099 | 1 |  | 8.2 | KG | 2924.81 | 2924.81 | MC05 | MC05 | SIMOTICS T torque motor; components 3-phase synchronous motor; tangential cable outlet; Bare cable ends 2 m; Diameter 184mm; Length 89mm max. torque 64.5Nm; max. speed 820rpm; max. current 9.7A eff; when using the direct motors in fork heads for Machine tools or robots, a license for the US patent US5584621 and the corresponding worldwide property rights may be required | alterado Out19 | 0 | 4
1FW6063-0LB03-0FD1 |  | 1FW6063-0LB03-0FD1 | 1 | UN | 1 | 25 | D | D | N | N | 85030099 | 1 |  | 8.2 | KG | 3230.28 | 3230.28 | MC05 | MC05 | SIMOTICS T torque motor; components 3-phase synchronous motor; tangential cable outlet; power cable 0.5m with connector size 1; signal cable 0.5m with M17 connector; diameter 184mm; Length 89mm; max. torque 64.5Nm; max. speed 820rpm; max. current 9.7A eff; when using the direct motors in fork heads for Machine tools or robots, a license for the US patent US5584621 and the corresponding worldwide property rights may be required | alterado Out19 | 0 | 4
1FW6063-0LB05-0KC1 |  | 1FW6063-0LB05-0KC1 | 1 | UN | 1 | 25 | D | D | N | N | 85030099 | 1 |  | 11 | KG | 3153.9 | 3153.9 | MC05 | MC05 | SIMOTICS T torque motor; components 3-phase synchronous motor; tangential cable outlet; Bare cable ends 2 m; Diameter 184 mm; length 109mm Max. torque 123Nm; max. speed 820rpm; max. current 17A eff; when using the direct motors in fork heads for Machine tools or robots, a license for the US patent US5584621 and the corresponding worldwide property rights may be required | alterado Out19 | 0 | 4
1FW6063-0LB05-0KD1 |  | 1FW6063-0LB05-0KD1 | 1 | UN | 1 | 25 | D | D | N | N | 85030099 | 1 |  | 11 | KG | 3459.38 | 3459.38 | MC05 | MC05 | SIMOTICS T torque motor; components 3-phase synchronous motor; tangential cable outlet; power cable 0.5m with connector size 1; signal cable 0.5m with M17 connector; diameter 184mm; length 109mm; max. torque 123Nm; max. speed 820rpm; max. current 17A eff; when using the direct motors in fork heads for Machine tools or robots, a license for the US patent US5584621 and the corresponding worldwide property rights may be required | alterado Out19 | 0 | 4
1FW6063-0LB07-0KC1 |  | 1FW6063-0LB07-0KC1 | 1 | UN | 1 | 25 | D | D | N | N | 85030099 | 1 |  | 13.6 | KG | 3383.02 | 3383.02 | MC05 | MC05 | SIMOTICS T torque motor; components 3-phase synchronous motor; tangential cable outlet; Bare cable ends 2 m; Diameter 184 mm; length 129mm max. torque 166Nm; max. speed 600rpm; max. current 17A eff; when using the direct motors in fork heads for Machine tools or robots, a license for the US patent US5584621 and the corresponding worldwide property rights may be required | alterado Out19 | 0 | 4
1FW6063-0LB07-0KD1 |  | 1FW6063-0LB07-0KD1 | 1 | UN | 1 | 25 | D | D | N | N | 85030099 | 1 |  | 13.6 | KG | 3688.49 | 3688.49 | MC05 | MC05 | SIMOTICS T torque motor; components 3-phase synchronous motor; tangential cable outlet; power cable 0.5m with connector size 1; signal cable 0.5m with M17 connector; diameter 184mm; length 129mm; max. torque 166Nm; max. speed 580rpm; max. current 17A eff; when using the direct motors in fork heads for Machine tools or robots, a license for the US patent US5584621 and the corresponding worldwide property rights may be required | alterado Out19 | 0 | 4
1FW6063-0LB10-1JC1 |  | 1FW6063-0LB10-1JC1 | 1 | UN | 1 | 25 | D | D | N | N | 85030099 | 1 |  | 17.3 | KG | 3764.84 | 3764.84 | MC05 | MC05 | SIMOTICS T torque motor; components 3-phase synchronous motor; tangential cable outlet; Bare cable ends 2 m; Diameter 184 mm; length 159mm max. torque 226Nm; max. speed 860rpm; max. current 31A eff; when using the direct motors in fork heads for Machine tools or robots, a license for the US patent US5584621 and the corresponding worldwide property rights may be required | alterado Out19 | 0 | 4
1FW6063-0LB10-1JD1 |  | 1FW6063-0LB10-1JD1 | 1 | UN | 1 | 25 | D | D | N | N | 85030099 | 1 |  | 17.3 | KG | 4070.31 | 4070.31 | MC05 | MC05 | SIMOTICS T torque motor; components 3-phase synchronous motor; tangential cable outlet; power cable 0.5m with connector size 1; signal cable 0.5m with M17 connector; diameter 184mm; length 159mm; max. torque 226Nm; max. speed 860rpm; max. current 31A eff; when using the direct motors in fork heads for Machine tools or robots, a license for the US patent US5584621 and the corresponding worldwide property rights may be required | alterado Out19 | 0 | 4
1FW6063-0LB15-1JC1 |  | 1FW6063-0LB15-1JC1 | 1 | UN | 1 | 25 | D | D | N | N | 85030099 | 1 |  | 23.5 | KG | 4345.25 | 4345.25 | MC05 | MC05 | SIMOTICS T torque motor; components 3-phase synchronous motor; tangential cable outlet; Bare cable ends 2 m; Diameter 184 mm; length 209mm; max. torque 332 Nm; max. speed 580rpm; max. current 31A eff; when using the direct motors in fork heads for Machine tools or robots, a license for the US patent US5584621 and the corresponding worldwide property rights may be required | alterado Out19 | 0 | 4
1FW6063-0LB15-1JD1 |  | 1FW6063-0LB15-1JD1 | 1 | UN | 1 | 25 | D | D | N | N | 85030099 | 1 |  | 23.5 | KG | 4650.7 | 4650.7 | MC05 | MC05 | SIMOTICS T torque motor; components 3-phase synchronous motor; tangential cable outlet; power cable 0.5m with connector size 1; signal cable 0.5m with M17 connector; diameter 184mm; length 209 mm; max. torque 332Nm; max. speed 580rpm; max. current 31A eff; when using the direct motors in fork heads for Machine tools or robots, a license for the US patent US5584621 and the corresponding worldwide property rights may be required | alterado Out19 | 0 | 4
1FW6063-8KB03-0FC1 |  | 1FW6063-8KB03-0FC1 | 1 | UN | 1 | 25 | D | D | N | N | 85030099 | 1 |  | 7.5 | KG | 1733.5 | 1733.5 | MC05 | MC05 | SIMOTICS T stator, components 3-phase synchronous motor; axial cable outlet; Bare cable ends 2m; Diameter 184mm; Length 89mm max. torque 64.5Nm; max. speed 820rpm; max. current 9.7A eff; when using the direct motors in fork heads for Machine tools or robots, a license for the US patent US5584621 and the corresponding worldwide property rights may be required | alterado Out19 | 0 | 4
1FW6063-8KB03-0FD1 |  | 1FW6063-8KB03-0FD1 | 1 | UN | 1 | 25 | D | D | N | N | 85030099 | 1 |  | 7.5 | KG | 2038.95 | 2038.95 | MC05 | MC05 | SIMOTICS T stator, components 3-phase synchronous motor; axial cable outlet; Power cable 0.5m with connector size 1; signal cable 0.5m with M17 connector; diameter 184mm; Length 89mm; max. torque 64.5Nm; max. speed 820rpm; max. current 9.7A eff; when using the direct motors in fork heads for Machine tools or robots, a license for the US patent US5584621 and the corresponding worldwide property rights may be required | alterado Out19 | 0 | 4
1FW6063-8KB05-0KC1 |  | 1FW6063-8KB05-0KC1 | 1 | UN | 1 | 25 | D | D | N | N | 85030099 | 1 |  | 9.2 | KG | 2176.41 | 2176.41 | MC05 | MC05 | SIMOTICS T stator, components 3-phase synchronous motor; axial cable outlet; Bare cable ends 2m; Diameter 184 mm; length 109mm Max. torque 123Nm; max. speed 820rpm; max. current 17A eff; when using the direct motors in fork heads for Machine tools or robots, a license for the US patent US5584621 and the corresponding worldwide property rights may be required | alterado Out19 | 0 | 4
1FW6063-8KB05-0KD1 |  | 1FW6063-8KB05-0KD1 | 1 | UN | 1 | 25 | D | D | N | N | 85030099 | 1 |  | 9.2 | KG | 2176.41 | 2176.41 | MC05 | MC05 | SIMOTICS T stator, components 3-phase synchronous motor; axial cable outlet; Power cable 0.5m with connector size 1; signal cable 0.5m with M17 connector; diameter 184mm; length 109mm; max. torque 123Nm; max. speed 820rpm; max. current 17A eff; when using the direct motors in fork heads for Machine tools or robots, a license for the US patent US5584621 and the corresponding worldwide property rights may be required | alterado Out19 | 0 | 4
1FW6063-8KB07-0KC1 |  | 1FW6063-8KB07-0KC1 | 1 | UN | 1 | 25 | D | D | N | N | 85030099 | 1 |  | 11 | KG | 2023.69 | 2023.69 | MC05 | MC05 | SIMOTICS T stator, components 3-phase synchronous motor; axial cable outlet; Bare cable ends 2m; Diameter 184 mm; length 129mm max. torque 166Nm; max. speed 600rpm; max. current 17A eff; when using the direct motors in fork heads for Machine tools or robots, a license for the US patent US5584621 and the corresponding worldwide property rights may be required | alterado Out19 | 0 | 4
1FW6063-8KB07-0KD1 |  | 1FW6063-8KB07-0KD1 | 1 | UN | 1 | 25 | D | D | N | N | 85030099 | 1 |  | 11 | KG | 2329.16 | 2329.16 | MC05 | MC05 | SIMOTICS T stator, components 3-phase synchronous motor; axial cable outlet; Power cable 0.5m with connector size 1; signal cable 0.5m with M17 connector; diameter 184mm; length 129mm; max. torque 166Nm; max. speed 580rpm; max. current 17A eff; when using the direct motors in fork heads for Machine tools or robots, a license for the US patent US5584621 and the corresponding worldwide property rights may be required | alterado Out19 | 0 | 4
1FW6063-8KB10-1JC1 |  | 1FW6063-8KB10-1JC1 | 1 | UN | 1 | 25 | D | D | N | N | 85030099 | 1 |  | 13.6 | KG | 2252.78 | 2252.78 | MC05 | MC05 | SIMOTICS T stator, components 3-phase synchronous motor; axial cable outlet; Bare cable ends 2m; Diameter 184 mm; length 184mm max. torque 226Nm; max. speed 860rpm; max. current 31A eff; when using the direct motors in fork heads for Machine tools or robots, a license for the US patent US5584621 and the corresponding worldwide property rights may be required | alterado Out19 | 0 | 4
1FW6063-8KB10-1JD1 |  | 1FW6063-8KB10-1JD1 | 1 | UN | 1 | 25 | D | D | N | N | 85030099 | 1 |  | 13.6 | KG | 2558.25 | 2558.25 | MC05 | MC05 | SIMOTICS T stator, components 3-phase synchronous motor; axial cable outlet; Power cable 0.5m with connector size 1; signal cable 0.5m with M17 connector; diameter 184mm; length 184mm; max. torque 226Nm; max. speed 860rpm; max. current 31A eff; when using the direct motors in fork heads for Machine tools or robots, a license for the US patent US5584621 and the corresponding worldwide property rights may be required | alterado Out19 | 0 | 4
1FW6063-8KB15-1JC1 |  | 1FW6063-8KB15-1JC1 | 1 | UN | 1 | 25 | D | D | N | N | 85030099 | 1 |  | 18 | KG | 2619.33 | 2619.33 | MC05 | MC05 | SIMOTICS T stator, components 3-phase synchronous motor; axial cable outlet; Bare cable ends 2m; Diameter 184 mm; length 209mm; max. torque 332 Nm; max. speed 580rpm; max. current 31A eff; when using the direct motors in fork heads for Machine tools or robots, a license for the US patent US5584621 and the corresponding worldwide property rights may be required | alterado Out19 | 0 | 4
1FW6063-8KB15-1JD1 |  | 1FW6063-8KB15-1JD1 | 1 | UN | 1 | 25 | D | D | N | N | 85030099 | 1 |  | 18 | KG | 2924.81 | 2924.81 | MC05 | MC05 | SIMOTICS T stator, components 3-phase synchronous motor; axial cable outlet; Power cable 0.5m with connector size 1; signal cable 0.5m with M17 connector; diameter 184mm; length 209 mm; max. torque 332Nm; max. speed 580rpm; max. current 31A eff; when using the direct motors in fork heads for Machine tools or robots, a license for the US patent US5584621 and the corresponding worldwide property rights may be required | alterado Out19 | 0 | 4
1FW6063-8LB03-0FC1 |  | 1FW6063-8LB03-0FC1 | 1 | UN | 1 | 25 | D | D | N | N | 85030099 | 1 |  | 7.5 | KG | 1733.5 | 1733.5 | MC05 | MC05 | SIMOTICS T stator, components 3-phase synchronous motor; tangential cable outlet; Bare cable ends 2 m; Diameter 184mm; Length 89mm max. torque 64.5Nm; max. speed 820rpm; max. current 9.7A eff; when using the direct motors in fork heads for Machine tools or robots, a license for the US patent US5584621 and the corresponding worldwide property rights may be required | alterado Out19 | 0 | 4
1FW6063-8LB03-0FD1 |  | 1FW6063-8LB03-0FD1 | 1 | UN | 1 | 25 | D | D | N | N | 85030099 | 1 |  | 7.5 | KG | 2038.95 | 2038.95 | MC05 | MC05 | SIMOTICS T stator, components 3-phase synchronous motor; tangential cable outlet; power cable 0.5m with connector size 1; signal cable 0.5m with M17 connector; diameter 184mm; Length 89mm; max. torque 64.5Nm; max. speed 820rpm; max. current 9.7A eff; when using the direct motors in fork heads for Machine tools or robots, a license for the US patent US5584621 and the corresponding worldwide property rights may be required | alterado Out19 | 0 | 4
1FW6063-8LB05-0KC1 |  | 1FW6063-8LB05-0KC1 | 1 | UN | 1 | 25 | D | D | N | N | 85030099 | 1 |  | 9.2 | KG | 1870.94 | 1870.94 | MC05 | MC05 | SIMOTICS T stator, components 3-phase synchronous motor; tangential cable outlet; Bare cable ends 2 m; Diameter 184 mm; length 109mm Max. torque 123Nm; max. speed 820rpm; max. current 17A eff; when using the direct motors in fork heads for Machine tools or robots, a license for the US patent US5584621 and the corresponding worldwide property rights may be required | alterado Out19 | 0 | 4
1FW6063-8LB05-0KD1 |  | 1FW6063-8LB05-0KD1 | 1 | UN | 1 | 25 | D | D | N | N | 85030099 | 1 |  | 9.2 | KG | 2176.41 | 2176.41 | MC05 | MC05 | SIMOTICS T stator, components 3-phase synchronous motor; tangential cable outlet; power cable 0.5m with connector size 1; signal cable 0.5m with M17 connector; diameter 184mm; length 109mm; max. torque 123Nm; max. speed 820rpm; max. current 17A eff; when using the direct motors in fork heads for Machine tools or robots, a license for the US patent US5584621 and the corresponding worldwide property rights may be required | alterado Out19 | 0 | 4
1FW6063-8LB07-0KC1 |  | 1FW6063-8LB07-0KC1 | 1 | UN | 1 | 25 | D | D | N | N | 85030099 | 1 |  | 11 | KG | 2023.69 | 2023.69 | MC05 | MC05 | SIMOTICS T stator, components 3-phase synchronous motor; tangential cable outlet; Bare cable ends 2 m; Diameter 184 mm; length 129mm max. torque 166Nm; max. speed 600rpm; max. current 17A eff; when using the direct motors in fork heads for Machine tools or robots, a license for the US patent US5584621 and the corresponding worldwide property rights may be required | alterado Out19 | 0 | 4
1FW6063-8LB07-0KD1 |  | 1FW6063-8LB07-0KD1 | 1 | UN | 1 | 25 | D | D | N | N | 85030099 | 1 |  | 11 | KG | 2329.16 | 2329.16 | MC05 | MC05 | SIMOTICS T stator, components 3-phase synchronous motor; tangential cable outlet; power cable 0.5m with connector size 1; signal cable 0.5m with M17 connector; diameter 184mm; length 129mm; max. torque 166Nm; max. speed 580rpm; max. current 17A eff; when using the direct motors in fork heads for Machine tools or robots, a license for the US patent US5584621 and the corresponding worldwide property rights may be required | alterado Out19 | 0 | 4
1FW6063-8LB10-1JC1 |  | 1FW6063-8LB10-1JC1 | 1 | UN | 1 | 25 | D | D | N | N | 85030099 | 1 |  | 13.6 | KG | 2252.78 | 2252.78 | MC05 | MC05 | SIMOTICS T stator, components 3-phase synchronous motor; tangential cable outlet; Bare cable ends 2 m; Diameter 184 mm; length 184mm max. torque 226Nm; max. speed 860rpm; max. current 31A eff; when using the direct motors in fork heads for Machine tools or robots, a license for the US patent US5584621 and the corresponding worldwide property rights may be required | alterado Out19 | 0 | 4
1FW6063-8LB10-1JD1 |  | 1FW6063-8LB10-1JD1 | 1 | UN | 1 | 25 | D | D | N | N | 85030099 | 1 |  | 13.6 | KG | 2558.25 | 2558.25 | MC05 | MC05 | SIMOTICS T stator, components 3-phase synchronous motor; tangential cable outlet; power cable 0.5m with connector size 1; signal cable 0.5m with M17 connector; diameter 184mm; length 184mm; max. torque 226Nm; max. speed 860rpm; max. current 31A eff; when using the direct motors in fork heads for Machine tools or robots, a license for the US patent US5584621 and the corresponding worldwide property rights may be required | alterado Out19 | 0 | 4
1FW6063-8LB15-1JC1 |  | 1FW6063-8LB15-1JC1 | 1 | UN | 1 | 25 | D | D | N | N | 85030099 | 1 |  | 18 | KG | 2619.33 | 2619.33 | MC05 | MC05 | SIMOTICS T stator, components 3-phase synchronous motor; tangential cable outlet; Bare cable ends 2 m; Diameter 184 mm; length 209mm; max. torque 332 Nm; max. speed 580rpm; max. current 31A eff; when using the direct motors in fork heads for Machine tools or robots, a license for the US patent US5584621 and the corresponding worldwide property rights may be required | alterado Out19 | 0 | 4
1FW6063-8LB15-1JD1 |  | 1FW6063-8LB15-1JD1 | 1 | UN | 1 | 25 | D | D | N | N | 85030099 | 1 |  | 18 | KG | 2924.81 | 2924.81 | MC05 | MC05 | SIMOTICS T stator, components 3-phase synchronous motor; tangential cable outlet; power cable 0.5m with connector size 1; signal cable 0.5m with M17 connector; diameter 184mm; length 209 mm; max. torque 332Nm; max. speed 580rpm; max. current 31A eff; when using the direct motors in fork heads for Machine tools or robots, a license for the US patent US5584621 and the corresponding worldwide property rights may be required | alterado Out19 | 0 | 4
1FW6090-0NB05-0FC2 |  | 1FW6090-0NB05-0FC2 | 1 | UN | 1 | 25 | D | D | N | 9I999IR | 85030099 | 1 |  | 16 | KG | 4767.1 | 4767.1 | MC05 | MC05 | SIMOTICS T Torque motor; Components 3-phase synchronous motor; External cooling jacket; Diameter 230 mm; Length 90 mm; Max. torque 179 Nm; Max. speed 140 rpm; Max. current 9.5 A eff; | alterado Out19 | 0 | 0
1FW6090-0NB05-0FD2 |  | 1FW6090-0NB05-0FD2 | 1 | UN | 1 | 25 | D | D | N | 9I999IR | 85030099 | 1 |  | 9.2 | KG | 5078.66 | 5078.66 | MC05 | MC05 | SIMOTICS T torque motor; components 3-phase synchronous motor; external cooling jacket; tangential cable outlet; power cable 0.5m with connector size 1; signal cable 0.5m with M17 connector; diameter 230 mm; Length 90 mm; max. torque 179 Nm; max. speed 140rpm; max. current 9.5A eff; when using the direct motors in fork heads for machine tools or robots, a license for the US patent US5584621 and the corresponding worldwide property rights may be required | alterado Out19 | 0 | 0
1FW6090-0NB05-0FU2 |  | 1FW6090-0NB05-0FU2 | 1 | UN | 1 | 25 | D | D | N | 9I999IR | 85030099 | 1 |  | 13.7 | KG | 4922.9 | 4922.9 | MC05 | MC05 | SIMOTICS T torque motor; components 3-phase synchronous motor; external cooling jacket; tangential cable outlet 6m; Diameter 230 mm; Length 90 mm; max. Max. torque 179 Nm; max. speed 140rpm; max. current 9.5A eff; When using the direct motors in fork heads for machine tools or robots, a license for the US patent US5584621 and the corresponding worldwide property rights may be required | alterado Out19 | 0 | 0
1FW6090-0NB05-0KC2 |  | 1FW6090-0NB05-0KC2 | 1 | UN | 1 | 25 | D | D | N | 9I999IR | 85030099 | 1 |  | 16.15 | KG | 4767.1 | 4767.1 | MC05 | MC05 | SIMOTICS T torque motor; components 3-phase synchronous motor; external cooling jacket; tangential cable outlet; Diameter 230 mm; Length 90 mm; max. Max. torque 179 Nm; max. speed 250 rpm; max. current 13A eff; when using the direct motors in fork heads for machine tools or robots, a license for the US patent US5584621 and the corresponding worldwide property rights may be required | alterado Out19 | 0 | 0
1FW6090-0NB05-0KD2 |  | 1FW6090-0NB05-0KD2 | 1 | UN | 1 | 25 | D | D | N | 9I999IR | 85030099 | 1 |  | 9.2 | KG | 5078.66 | 5078.66 | MC05 | MC05 | SIMOTICS T torque motor; components 3-phase synchronous motor; External cooling jacket; tangential cable outlet; power cable 0.5m with connector size 1; signal cable 0.5m with M17 connector; diameter 230 mm; Length 90 mm; max. torque 179 Nm; max. speed 250rpm; max. current 13A eff; when using the direct motors in fork heads for machine tools or robots, a license for the US patent US5584621 and the corresponding worldwide property rights may be required | alterado Out19 | 0 | 0
1FW6090-0NB07-0KC2 |  | 1FW6090-0NB07-0KC2 | 1 | UN | 1 | 25 | D | D | N | 9I999IR | 85030099 | 1 |  | 12.2 | KG | 5031.95 | 5031.95 | MC05 | MC05 | SIMOTICS T torque motor; components 3-phase synchronous motor; external cooling jacket; tangential cable outlet; Diameter 230 mm; Length 110mm; max. torque 251Nm max. speed 220rpm; max. current 16A eff; when using the direct motors in fork heads for machine tools or robots a license for the US patent US5584621 and the corresponding worldwide property rights may be required When using direct motors, observe the national and international license conditions, so that no infringements of property rights occur | alterado Out19 | 0 | 0
1FW6090-0NB07-0KD2 |  | 1FW6090-0NB07-0KD2 | 1 | UN | 1 | 25 | D | D | N | 9I999IR | 85030099 | 1 |  | 12.2 | KG | 5343.5 | 5343.5 | MC05 | MC05 | SIMOTICS T torque motor; components 3-phase synchronous motor; external cooling jacket; tangential cable outlet; power cable 0.5m with connector size 1; signal cable 0.5m with M17 connector; diameter 230 mm; Length 110 mm; max. torque 251 Nm; max. speed 220rpm; max. current 16A eff; when using the direct motors in fork heads for machine tools or robots, a license for the US patent US5584621 and the corresponding worldwide property rights may be required | alterado Out19 | 0 | 0
1FW6090-0NB07-1JC2 |  | 1FW6090-0NB07-1JC2 | 1 | UN | 1 | 25 | D | D | N | 9I999IR | 85030099 | 1 |  | 18.88 | KG | 5031.95 | 5031.95 | MC05 | MC05 | SIMOTICS T torque motor; components 3-phase synchronous motor; external cooling jacket; tangen- tial cable outlet; diameter 230 mm; Length 110 mm; max. Torque 251 Nm; max. speed 430 RPM max. current 26A eff When using the direct motors in fork heads for machine tools or robots, a license for the US patent US5584621 and the corresponding worldwide property rights may be required. When using direct motors, observe national and international license conditions so that no infringements of property rights occur | alterado Out19 | 0 | 0
1FW6090-0NB07-1JD2 |  | 1FW6090-0NB07-1JD2 | 1 | UN | 1 | 25 | D | D | N | 9I999IR | 85030099 | 1 |  | 12.2 | KG | 5343.5 | 5343.5 | MC05 | MC05 | SIMOTICS T torque motor; components 3-phase synchronous motor; external cooling jacket; tang. cable outlet; Power cable 0.5m; St. Sz. 1; Signal cable 0.5m St. M17; Diameter 230 mm; Length 110 mm; max. torque 251 Nm; max. speed 430 rpm; max. current 26A eff; When using the direct motors in fork heads for machine tools or robots, a license for the US patent US5584621 and the corresponding worldwide property rights may be required When using direct motors, observe national and international license conditions so that no infringements of property rights occur | alterado Out19 | 0 | 0
1FW6090-0NB10-0KC2 |  | 1FW6090-0NB10-0KC2 | 1 | UN | 1 | 25 | D | D | N | 9I999IR | 85030099 | 1 |  | 21.7 | KG | 5686.24 | 5686.24 | MC05 | MC05 | SIMOTICS T torque motor; components 3-phase synchronous motor; external cooling jacket; tangential cable outlet; Diameter 230 mm; Length 140 mm; max. torque 358 Nm; max. speed 82rpm; max. current 13A eff; When using the direct motors in fork heads for machine tools or robots, a license for the US patent US5584621 and corresponding worldwide property rights may be required. When using direct motors, observe national and international license conditions so that no infringements of property rights occur | alterado Out19 | 0 | 0
1FW6090-0NB10-0KD2 |  | 1FW6090-0NB10-0KD2 | 1 | UN | 1 | 25 | D | D | N | 9I999IR | 85030099 | 1 |  | 17.2 | KG | 5997.81 | 5997.81 | MC05 | MC05 | SIMOTICS T torque motor; Components; 3-phase synchronous motor; external cooling jacket; tang. cable outlet; power cable 0.5 m connector size 1; Signal cable 0.5 m with M17 connector; diameter 230 mm; Length 140 mm; max. torque 358 Nm; max. speed 82 rpm max. current 13A eff; When using direct motors in fork heads for machine tools or robots, a license for the US patent US5584621 and the corresponding worldwide property rights may be required. When using direct motors, observe national and international license conditions so that no infringements of property(*) | alterado Out19 | 0 | 0
1FW6090-0NB10-1JC2 |  | 1FW6090-0NB10-1JC2 | 1 | UN | 1 | 25 | D | D | N | 9I999IR | 85030099 | 1 |  | 23.9 | KG | 5686.24 | 5686.24 | MC05 | MC05 | SIMOTICS T torque motor; components 3-phase synchronous motor; external cooling jacket; tangential cable outlet; Diameter 230 mm; Length 140 mm; max. torque 358 Nm; max. speed 270rpm; max. current 26A eff; When using direct motors in fork heads for machine tools or robots, a license for the US patent US5584621 and the corresponding worldwide property rights may be required. When using direct motors, observe national and international license conditions so that no infringements of property rights occur | alterado Out19 | 0 | 0
1FW6090-0NB10-1JD2 |  | 1FW6090-0NB10-1JD2 | 1 | UN | 1 | 25 | D | D | N | 9I999IR | 85030099 | 1 |  | 17.2 | KG | 5997.81 | 5997.81 | MC05 | MC05 | SIMOTICS T torque motor; components 3-phase synchronous motor; external cooling jacket; tang. cable outlet; power cable 0.5 m with connector size 1; Signal cable 0.5m with M17 connector; Diameter 230 mm; Length 140 mm; max. torque 358 Nm; max. speed 270rpm; max. current 26A eff; When using the direct motors in Fork heads for machine tools or robots, a license for the US patent US5584621 and the corresponding worldwide property rights may be required. When using direct motors, observe national and international license conditions so that no infringements of property(*) | alterado Out19 | 0 | 0
1FW6090-0NB15-1JC2 |  | 1FW6090-0NB15-1JC2 | 1 | UN | 1 | 25 | D | D | N | 9I999IR | 85030099 | 1 |  | 29.8 | KG | 6418.45 | 6418.45 | MC05 | MC05 | SIMOTICS T Torque motor; Components 3-phase synchronous motor; External cooling jacket; Tangential cable outlet; Diam. 230 mm; Length 190 mm; Max. torque 537 Nm; Max. speed 150 rpm; Max. current 26 A eff; | alterado Out19 | 0 | 0
1FW6090-0NB15-1JD2 |  | 1FW6090-0NB15-1JD2 | 1 | UN | 1 | 25 | D | D | N | 9I999IR | 85030099 | 1 |  | 27.2 | KG | 6730.01 | 6730.01 | MC05 | MC05 | SIMOTICS T Torque motor; Components 3-phase synchronous motor; External cooling jacket; Tang. cable outlet; Power cable 0.5 m connector size 1; Signal c. 0.5 m M17 connector; Diam. 230 mm; Length 190 mm; Max. torque 537 Nm; Max. speed 150 rpm; Max. current 26 A eff; | alterado Out19 | 0 | 0
1FW6090-0NB15-2JC2 |  | 1FW6090-0NB15-2JC2 | 1 | UN | 1 | 25 | D | D | N | 9I999IR | 85030099 | 1 |  | 27.2 | KG | 6418.45 | 6418.45 | MC05 | MC05 | SIMOTICS T Torque motor; Components 3-phase synchronous motor; External cooling jacket; Tangential cable outlet; Diam. 230 mm; Length 190 mm; Max. torque 537 Nm; Max. speed 310 rpm; Max. current 43 A eff; | alterado Out19 | 0 | 0
1FW6090-0NB15-2JD2 |  | 1FW6090-0NB15-2JD2 | 1 | UN | 1 | 25 | D | D | N | 9I999IR | 85030099 | 1 |  | 27.2 | KG | 6807.91 | 6807.91 | MC05 | MC05 | SIMOTICS T Torque motor; Components 3-phase synchronous motor; External cooling jacket; Tang. cable outlet; Power cable 0.5 m with conn. size 1.5; Signal cable 0.5 m with M17 connector; Diam. 230 mm; Length 190 mm; Max. torque 537 Nm max. speed 310 rpm; Max. current 43 A eff; | alterado Out19 | 0 | 0
1FW6090-0PB05-0FC2 |  | 1FW6090-0PB05-0FC2 | 1 | UN | 1 | 25 | D | D | N | 9I999IR | 85030099 | 1 |  | 9.2 | KG | 4658.05 | 4658.05 | MC05 | MC05 | SIMOTICS T Torque motor; Components 3-phase synchronous motor; External cooling jacket; Axial cable outlet; Diam. 230 mm; Length 90 mm; Max. torque 179 Nm; Max. speed 140 rpm; Max. current 9.5 A eff; | alterado Out19 | 0 | 0
1FW6090-0PB05-0FD2 |  | 1FW6090-0PB05-0FD2 | 1 | UN | 1 | 25 | D | D | N | 9I999IR | 85030099 | 1 |  | 9.2 | KG | 4969.62 | 4969.62 | MC05 | MC05 | SIMOTICS T torque motor; Components; 3-phase synchronous motor; external cooling jacket; axial cable outlet; power cable 0.5m with connector size 1 signal cable; 0.5 m with M17 connector; diameter 230 mm; Length 90 mm; max. torque 179 Nm; max. speed 140 rpm max. current 9.5A eff; When using the direct motors in fork heads for machine tools or robots, a license for the US patent US5584621 and the corresponding worldwide robots, a license for the US patent US5584621 and the corresponding worldwide property rights may be required When using direct motors, observe national and(*) | alterado Out19 | 0 | 0
1FW6090-0PB05-0KC2 |  | 1FW6090-0PB05-0KC2 | 1 | UN | 1 | 25 | D | D | N | 9I999IR | 85030099 | 1 |  | 9.2 | KG | 4658.05 | 4658.05 | MC05 | MC05 | SIMOTICS T Torque motor; Components 3-phase synchronous motor; External cooling jacket; Axial cable outlet; Diam. 230 mm; Length 90 mm; Max. torque 179 Nm; Max. speed 250 rpm; Max. current 13 A eff; | alterado Out19 | 0 | 0
1FW6090-0PB05-0KD2 |  | 1FW6090-0PB05-0KD2 | 1 | UN | 1 | 25 | D | D | N | 9I999IR | 85030099 | 1 |  | 9.2 | KG | 4969.62 | 4969.62 | MC05 | MC05 | SIMOTICS T Torque motor; Components 3-phase synchronous motor; External cooling jacket; Axial cable outlet; Power cable 0.5 m with connector size 1; Signal cable 0.5 m with M17 connector; Diam. 230 mm; Length 90 mm; Max. torque 179 Nm; Max. speed 250 rpm; Max. current 13 A eff; | alterado Out19 | 0 | 0
1FW6090-0PB05-0KT2 |  | 1FW6090-0PB05-0KT2 | 1 | UN | 1 | 25 | D | D | N | 9I999IR | 85030099 | 1 |  | 10.1 | KG | 4813.56 | 4813.56 | MC05 | MC05 | SIMOTICS T Torque motor; Components 3-phase synchronous motor; External cooling jacket; Axial cable outlet; Cable length 5 m; Diam. 230 mm; Length 90 mm; Max. torque 179 Nm; Max. speed 250 rpm; Max. current 13 A eff; | alterado Out19 | 0 | 7
1FW6090-0PB05-2JB2 |  | 1FW6090-0PB05-2JB2 | 1 | UN | 1 | 25 | D | D | N | 9I999IR | 85030099 | 1 |  | 10.2 | KG | 5024.9 | 5024.9 | MC05 | MC05 | SIMOTICS T Torque motor; Components 3-phase synchronous motor; External cooling jacket; Axial cable outlet 1 m; Diam. 230 mm; Length 90 mm; Max. torque 179 Nm; Max. speed 1200 rpm; Max. current 47 A eff; | alterado Out19 | 0 | 0
1FW6090-0PB07-0KC2 |  | 1FW6090-0PB07-0KC2 | 1 | UN | 1 | 25 | D | D | N | 9I999IR | 85030099 | 1 |  | 12.2 | KG | 4891.72 | 4891.72 | MC05 | MC05 | SIMOTICS T Torque motor; Components 3-phase synchronous motor; External cooling jacket; Axial cable outlet; Diam. 230 mm; Length 110 mm; Max. torque 251 Nm; Max. speed 220 rpm; Max. current 16 A eff; | alterado Out19 | 0 | 0
1FW6090-0PB07-0KD2 |  | 1FW6090-0PB07-0KD2 | 1 | UN | 1 | 25 | D | D | N | 9I999IR | 85030099 | 1 |  | 12.2 | KG | 5203.31 | 5203.31 | MC05 | MC05 | SIMOTICS T Torque motor; Components 3-phase synchronous motor; External cooling jacket; Axial cable outlet; Power cable 0.5 m with connector size 1; Signal cable 0.5 m with M17 connector; Diam. 230 mm; Length 110 mm; Max. torque 251 Nm; Max. speed 220 rpm; Max. current 16 A eff; | alterado Out19 | 0 | 0
1FW6090-0PB07-1JC2 |  | 1FW6090-0PB07-1JC2 | 1 | UN | 1 | 25 | D | D | N | 9I999IR | 85030099 | 1 |  | 23 | KG | 4891.72 | 4891.72 | MC05 | MC05 | SIMOTICS T Torque motor; Components 3-phase synchronous motor; External cooling jacket; Axial cable outlet; Diam. 230 mm; Length 110 mm; Max. torque 251 Nm; Max. speed 430 rpm; Max. current 26 A eff; | alterado Out19 | 0 | 0
1FW6090-0PB07-1JD2 |  | 1FW6090-0PB07-1JD2 | 1 | UN | 1 | 25 | D | D | N | 9I999IR | 85030099 | 1 |  | 12.2 | KG | 5203.31 | 5203.31 | MC05 | MC05 | SIMOTICS T Torque motor; Components 3-phase synchronous motor; External cooling jacket; Axial cable outlet; Power cable 0.5 m with connector size 1; Signal cable 0.5 m with M17 connector; Diam. 230 mm; Length 110 mm; Max. torque 251 Nm; Max. speed 430 rpm; Max. current 26 A eff; | alterado Out19 | 0 | 0
1FW6090-0PB07-1JE2 |  | 1FW6090-0PB07-1JE2 | 1 | UN | 1 | 25 | D | D | N | 9I999IR | 85030099 | 1 |  | 12.2 | KG | 5218.89 | 5218.89 | MC05 | MC05 | SIMOTICS T Torque motor; Components 3-phase synchronous motor; External cooling jacket; Axial cable outlet 1 m with connector Sz. 1/M17; Diam. 230 mm; Length 110 mm; Max. torque 251 Nm; Max. speed 430 rpm; Max. current 26 A eff; | alterado Out19 | 0 | 0
1FW6090-0PB07-1JG2 |  | 1FW6090-0PB07-1JG2 | 1 | UN | 1 | 25 | D | D | N | 9I999IR | 85030099 | 1 |  | 12.2 | KG | 5218.89 | 5218.89 | MC05 | MC05 | SIMOTICS T Torque motor; Components 3-phase synchronous motor; External cooling jacket; Axial cable outlet 2 m; With connector Sz. 1/M17; Diam. 230 mm; Length 110 mm; Max. torque 251 Nm; Max. speed 430 rpm; Max. current 26 A eff; | alterado Out19 | 0 | 0
1FW6090-0PB07-2JC2 |  | 1FW6090-0PB07-2JC2 | 1 | UN | 1 | 25 | D | D | N | 9I999IR | 85030099 | 1 |  | 12.7 | KG | 4891.72 | 4891.72 | MC05 | MC05 | SIMOTICS T Torque motor; Components Stator and rotor 3-phase synchronous motor; External cooling jacket; Axial cable outlet 2 m with bare ends; Diam. 230 mm; Length 110 mm; Max. torque 251 Nm; Max. speed 840 rpm; Max. current 47 A eff; | alterado Out19 | 0 | 0
1FW6090-0PB07-2JD2 |  | 1FW6090-0PB07-2JD2 | 1 | UN | 1 | 25 | D | D | N | 9I999IR | 85030099 | 1 |  | 12.5 | KG | 5218.89 | 5218.89 | MC05 | MC05 | SIMOTICS T Torque motor; Components 3-phase synchronous motor; External cooling jacket; Axial cable outlet 0.5 m with connector Sz. 1/M17; Diam. 230 mm; Length 110 mm; Max. torque 251 Nm; Max. speed 840 rpm; Max. current 47 A eff; | alterado Out19 | 0 | 0
1FW6090-0PB07-2JE2 |  | 1FW6090-0PB07-2JE2 | 1 | UN | 1 | 25 | D | D | N | 9I999IR | 85030099 | 1 |  | 12.2 | KG | 5218.89 | 5218.89 | MC05 | MC05 | SIMOTICS T Torque motor; Components 3-phase synchronous motor; External cooling jacket; Axial cable outlet; Power cable 1 m with connector Sz. 1.5; Signal line 1 m with connector M17; Diam. 230 mm; Length 110 mm; Max. torque 251 Nm; Max. speed 840 rpm; Max. current 47 A eff; | alterado Out19 | 0 | 7
1FW6090-0PB10-0KC2 |  | 1FW6090-0PB10-0KC2 | 1 | UN | 1 | 25 | D | D | N | 9I999IR | 85030099 | 1 |  | 17.2 | KG | 5577.19 | 5577.19 | MC05 | MC05 | SIMOTICS T Torque motor; Components 3-phase synchronous motor; External cooling jacket; Axial cable outlet; Diam. 230 mm; Length 140 mm; Max. torque 358 Nm; Max. speed 82 rpm; Max. current 13 A eff; | alterado Out19 | 0 | 0
1FW6090-0PB10-0KD2 |  | 1FW6090-0PB10-0KD2 | 1 | UN | 1 | 25 | D | D | N | 9I999IR | 85030099 | 1 |  | 17.2 | KG | 5888.77 | 5888.77 | MC05 | MC05 | SIMOTICS T Torque motor; Components 3-phase synchronous motor; External cooling jacket; Axial cable outlet; Power cable 0.5 m with connector size 1; Signal cable 0.5 m with M17 connector; Diam. 230 mm; Length 140 mm; Max. torque 358 Nm; Max. speed 82 rpm; Max. current 13 A eff; | alterado Out19 | 0 | 0
1FW6090-0PB10-1JC2 |  | 1FW6090-0PB10-1JC2 | 1 | UN | 1 | 25 | D | D | N | 9I999IR | 85030099 | 1 |  | 29.1 | KG | 5577.19 | 5577.19 | MC05 | MC05 | SIMOTICS T Torque motor; Components 3-phase synchronous motor; External cooling jacket; Axial cable outlet; Diam. 230 mm; Length 140 mm; Max. torque 358 Nm; Max. speed 270 rpm; Max. current 26 A eff; | alterado Out19 | 0 | 0
1FW6090-0PB10-1JD2 |  | 1FW6090-0PB10-1JD2 | 1 | UN | 1 | 25 | D | D | N | 9I999IR | 85030099 | 1 |  | 17.2 | KG | 5888.77 | 5888.77 | MC05 | MC05 | SIMOTICS T Torque motor; Components 3-phase synchronous motor; External cooling jacket; Axial cable outlet; Power cable 0.5 m with connector size 1; Signal cable 0.5 m with M17 connector; Diam. 230 mm; Length 140 mm; Max. torque 358 Nm; Max. speed 270 rpm; Max. current 26 A eff; | alterado Out19 | 0 | 0
1FW6090-0PB10-1JE2 |  | 1FW6090-0PB10-1JE2 | 1 | UN | 1 | 25 | D | D | N | 9I999IR | 85030099 | 1 |  | 19.2 | KG | 5888.77 | 5888.77 | MC05 | MC05 | SIMOTICS T Torque motor; Components 3-phase synchronous motor; External cooling jacket; Axial cable outlet; Power cable 1 m with connector size 1; Signal cable 1 m with M17 connector; Diam. 230 mm; Length 140 mm; Max. torque 358 Nm; Max. speed 270 rpm; Max. current 26 A eff; | alterado Out19 | 0 | 0
1FW6090-0PB10-1JV2 |  | 1FW6090-0PB10-1JV2 | 1 | UN | 1 | 25 | D | D | N | 9I999IR | 85030099 | 1 |  | 17.2 | KG | 5732.99 | 5732.99 | MC05 | MC05 | SIMOTICS T Torque motor; Components 3-phase synchronous motor; External cooling jacket; Axial cable outlet; Diam. 230 mm; Length 140 mm; Power and signal cable 7 m; Max. torque 358 Nm; Max. speed 270 rpm; Max. current 26 A eff; | alterado Out19 | 0 | 7
1FW6090-0PB15-1JC2 |  | 1FW6090-0PB15-1JC2 | 1 | UN | 1 | 25 | D | D | N | 9I999IR | 85030099 | 1 |  | 27.2 | KG | 6309.39 | 6309.39 | MC05 | MC05 | SIMOTICS T Torque motor; Components 3-phase synchronous motor; External cooling jacket; Axial cable outlet; Diam. 230 mm; Length 190 mm; Max. torque 537 Nm; Max. speed 150 rpm; Max. current 26 A eff; | alterado Out19 | 0 | 0
1FW6090-0PB15-1JD2 |  | 1FW6090-0PB15-1JD2 | 1 | UN | 1 | 25 | D | D | N | 9I999IR | 85030099 | 1 |  | 27.2 | KG | 6620.97 | 6620.97 | MC05 | MC05 | SIMOTICS T Torque motor; Components 3-phase synchronous motor; External cooling jacket; Axial cable outlet; Power cable 0.5 m with connector size 1; Signal cable 0.5 m with M17 connector; Diam. 230 mm; Length 190 mm; Max. torque 537 Nm; Max. speed 150 rpm; Max. current 26 A eff; | alterado Out19 | 0 | 0
1FW6090-0PB15-1JH2 |  | 1FW6090-0PB15-1JH2 | 1 | UN | 1 | 25 | D | D | N | 9I999IR | 85030099 | 1 |  | 29 | KG | 6698.86 | 6698.86 | MC05 | MC05 | SIMOTICS T Torque motor; Components; 3-phase synchronous motor; External cooling jacket; Axial cable outlet; Power cable 3 m With connector Sz. 1; Signal cable 3 m with M17 connector; Diam. 230 mm; Length 190 mm; Max. torque 537 Nm; Max. speed 150 rpm; Max. current 26 A eff; | alterado Out19 | 0 | 7
1FW6090-0PB15-1JQ2 |  | 1FW6090-0PB15-1JQ2 | 1 | UN | 1 | 25 | D | D | N | 9I999IR | 85030099 | 1 |  | 27.2 | KG | 6387.29 | 6387.29 | MC05 | MC05 | SIMOTICS T torque motor; components 3-phase synchronous motor; external cooling jacket; axial cable outlet; Length 3 m; Diameter 230 mm; length 190mm; max. torque 537 Nm; max. speed 150 rpm; max. current 26A eff; when using the direct motors in fork heads for machine tools or robots a license for the US patent US5584621 and the corresponding worldwide property rights may be required | alterado Out19 | 0 | 7
1FW6090-0PB15-2JC2 |  | 1FW6090-0PB15-2JC2 | 1 | UN | 1 | 25 | D | D | N | 9I999IR | 85030099 | 1 |  | 27.2 | KG | 6309.39 | 6309.39 | MC05 | MC05 | SIMOTICS T Torque motor; Components 3-phase synchronous motor; External cooling jacket; Axial cable outlet; Diam. 230 mm; Length 190 mm; Max. torque 537 Nm; Max. speed 310 rpm; Max. current 43 A eff; | alterado Out19 | 0 | 0
1FW6090-0PB15-2JD2 |  | 1FW6090-0PB15-2JD2 | 1 | UN | 1 | 25 | D | D | N | 9I999IR | 85030099 | 1 |  | 27.2 | KG | 6698.86 | 6698.86 | MC05 | MC05 | SIMOTICS T Torque motor; Components 3-phase synchronous motor; External cooling jacket; Axial cable outlet; Power cable 0.5 m with connector Sz. 1.5; Signal cable 0.5 m with M17 connector; Diam. 230 mm; Length 190 mm; Max. torque 537 Nm; Max. speed 310 rpm; Max. current 43 A eff; | alterado Out19 | 0 | 0
1FW6090-0PB15-2JQ2 |  | 1FW6090-0PB15-2JQ2 | 1 | UN | 1 | 25 | D | D | N | 9I999IR | 85030099 | 1 |  | 28.3 | KG | 6387.29 | 6387.29 | MC05 | MC05 | SIMOTICS T Torque motor; Components 3-phase synchronous motor; External cooling jacket; Axial cable outlet; Cable length 3 m; Diam. 230 mm; Length 190 mm; Max. torque 537 Nm; Max. speed 310 rpm; Max. current 43 A eff; | alterado Out19 | 0 | 7
1FW6090-0QB05-0FC2 |  | 1FW6090-0QB05-0FC2 | 1 | UN | 1 | 25 | D | D | N | 9I999IR | 85030099 | 1 |  | 9.2 | KG | 4767.1 | 4767.1 | MC05 | MC05 | SIMOTICS T Torque motor; Components 3-phase synchronous motor; External cooling jacket; Radial cable outlet; Diam. 230 mm; Length 90 mm; Max. torque 179 Nm; Max. speed 140 rpm; Max. current 9.5 A eff; | alterado Out19 | 0 | 0
1FW6090-0QB05-0FD2 |  | 1FW6090-0QB05-0FD2 | 1 | UN | 1 | 25 | D | D | N | 9I999IR | 85030099 | 1 |  | 9.2 | KG | 5078.66 | 5078.66 | MC05 | MC05 | SIMOTICS T Torque motor; Components 3-phase synchronous motor; External cooling jacket; Radial cable outlet; Power cable 0.5 m with connector size 1; Signal cable 0.5 m with M17 connector; Diam. 230 mm; Length 90 mm; Max. torque 179 Nm; Max. speed 140 rpm; Max. current 9.5 A eff; | alterado Out19 | 0 | 0
1FW6090-0QB05-0KC2 |  | 1FW6090-0QB05-0KC2 | 1 | UN | 1 | 25 | D | D | N | 9I999IR | 85030099 | 1 |  | 9.2 | KG | 4767.1 | 4767.1 | MC05 | MC05 | SIMOTICS T Torque motor; Components 3-phase synchronous motor; External cooling jacket; Radial cable outlet; Diam. 230 mm; Length 90 mm; Max. torque 179 Nm; Max. speed 250 rpm; Max. current 13 A eff; | alterado Out19 | 0 | 0
1FW6090-0QB05-0KD2 |  | 1FW6090-0QB05-0KD2 | 1 | UN | 1 | 25 | D | D | N | 9I999IR | 85030099 | 1 |  | 9.2 | KG | 5078.66 | 5078.66 | MC05 | MC05 | SIMOTICS T Torque motor; Components 3-phase synchronous motor; External cooling jacket; Radial cable outlet; Power cable 0.5 m with connector size 1; Signal cable 0.5 m with M17 connector; Diam. 230 mm; Length 90 mm; Max. torque 179 Nm; Max. speed 250 rpm; Max. current 13 A eff; | alterado Out19 | 0 | 0
1FW6090-0QB05-0KG2 |  | 1FW6090-0QB05-0KG2 | 1 | UN | 1 | 25 | D | D | N | 9I999IR | 85030099 | 1 |  | 9.2 | KG | 5087.38 | 5087.38 | MC05 | MC05 | SIMOTICS T Torque motor; Components 3-phase synchronous motor; External cooling jacket; Radial cable outlet; Power cable 2 m with connector Sz. 1; Signal cable 2 m with M17 connector; Diam. 230 mm; Length 90 mm; Max. torque 179 Nm; Max. speed 250 rpm; Max. current 13 A eff; | alterado Out19 | 0 | 7
1FW6090-0QB07-0KC2 |  | 1FW6090-0QB07-0KC2 | 1 | UN | 1 | 25 | D | D | N | 9I999IR | 85030099 | 1 |  | 12.2 | KG | 5031.95 | 5031.95 | MC05 | MC05 | SIMOTICS T Torque motor; Components 3-phase synchronous motor; External cooling jacket; Radial cable outlet; Diam. 230 mm; Length 110 mm; Max. torque 251 Nm; Max. speed 220 rpm; Max. current 16 A eff; | alterado Out19 | 0 | 0
1FW6090-0QB07-0KD2 |  | 1FW6090-0QB07-0KD2 | 1 | UN | 1 | 25 | D | D | N | 9I999IR | 85030099 | 1 |  | 12.2 | KG | 5343.5 | 5343.5 | MC05 | MC05 | SIMOTICS T Torque motor; Components 3-phase synchronous motor; External cooling jacket; Radial cable outlet; Power cable 0.5 m with connector size 1; Signal cable 0.5 m with M17 connector; Diam. 230 mm; Length 110 mm; Max. torque 251 Nm; Max. speed 220 rpm; Max. current 16 A eff; | alterado Out19 | 0 | 0
1FW6090-0QB07-0KT2 |  | 1FW6090-0QB07-0KT2 | 1 | UN | 1 | 25 | D | D | N | 9I999IR | 85030099 | 1 |  | 12.2 | KG | 5218.89 | 5218.89 | MC05 | MC05 | SIMOTICS T torque motor; components 3-phase synchronous motor; external cooling jacket; radial cable outlet; Length 5m Diameter 230 mm; Length 110 mm; max. torque 251 Nm; max. speed 220 rpm; max. current 16A eff; when using the direct motors in fork heads for machine tools or robots a license for the US patent US5584621 and the corresponding worldwide property rights may be required | alterado Out19 | 0 | 7
1FW6090-0QB07-1JC2 |  | 1FW6090-0QB07-1JC2 | 1 | UN | 1 | 25 | D | D | N | 9I999IR | 85030099 | 1 |  | 12.2 | KG | 5031.95 | 5031.95 | MC05 | MC05 | SIMOTICS T Torque motor; Components 3-phase synchronous motor; External cooling jacket; Radial cable outlet; Diam. 230 mm; Length 110 mm; Max. torque 251 Nm; Max. speed 430 rpm; Max. current 26 A eff; | alterado Out19 | 0 | 0
1FW6090-0QB07-1JD2 |  | 1FW6090-0QB07-1JD2 | 1 | UN | 1 | 25 | D | D | N | 9I999IR | 85030099 | 1 |  | 12.2 | KG | 5343.5 | 5343.5 | MC05 | MC05 | SIMOTICS T Torque motor; Components 3-phase synchronous motor; External cooling jacket; Radial cable outlet; Power cable 0.5 m with connector size 1; Signal cable 0.5 m with M17 connector; Diam. 230 mm; Length 110 mm; Max. torque 251 Nm; Max. speed 430 rpm; Max. current 26 A eff; | alterado Out19 | 0 | 0
1FW6090-0QB10-0KC2 |  | 1FW6090-0QB10-0KC2 | 1 | UN | 1 | 25 | D | D | N | 9I999IR | 85030099 | 1 |  | 17.2 | KG | 5686.24 | 5686.24 | MC05 | MC05 | SIMOTICS T Torque motor; Components 3-phase synchronous motor; External cooling jacket; Radial cable outlet; Diam. 230 mm; Length 140 mm; Max. torque 358 Nm; Max. speed 82 rpm; Max. current 13 A eff; | alterado Out19 | 0 | 0
1FW6090-0QB10-0KD2 |  | 1FW6090-0QB10-0KD2 | 1 | UN | 1 | 25 | D | D | N | 9I999IR | 85030099 | 1 |  | 17.2 | KG | 5997.81 | 5997.81 | MC05 | MC05 | SIMOTICS T Torque motor; Components 3-phase synchronous motor; External cooling jacket; Radial cable outlet; Power cable 0.5 m with connector size 1; Signal cable 0.5 m with M17 connector; Diam. 230 mm; Length 140 mm; Max. torque 358 Nm; Max. speed 82 rpm; Max. current 13 A eff; | alterado Out19 | 0 | 0
1FW6090-0QB10-0KT2 |  | 1FW6090-0QB10-0KT2 | 1 | UN | 1 | 25 | D | D | N | 9I999IR | 85030099 | 1 |  | 17.2 | KG | 5842.04 | 5842.04 | MC05 | MC05 | SIMOTICS T torque motor; components 3-phase synchronous motor; external cooling jacket; radial cable outlet; Length 5m; Diameter 230 mm; Length 140 mm; max. torque 358 Nm; max. speed 82rpm; max. current 13A eff; When using the direct motors in fork heads for machine tools or robots, a license for the US patent US5584621 and the corresponding worldwide property rights may be required | alterado Out19 | 0 | 7
1FW6090-0QB10-1JC2 |  | 1FW6090-0QB10-1JC2 | 1 | UN | 1 | 25 | D | D | N | 9I999IR | 85030099 | 1 |  | 17.2 | KG | 5686.24 | 5686.24 | MC05 | MC05 | SIMOTICS T Torque motor; Components 3-phase synchronous motor; External cooling jacket; Radial cable outlet; Diam. 230 mm; Length 140 mm; Max. torque 358 Nm; Max. speed 82 rpm; Max. current 26 A eff; | alterado Out19 | 0 | 0
1FW6090-0QB10-1JD2 |  | 1FW6090-0QB10-1JD2 | 1 | UN | 1 | 25 | D | D | N | 9I999IR | 85030099 | 1 |  | 17.2 | KG | 5997.81 | 5997.81 | MC05 | MC05 | SIMOTICS T Torque motor; Components 3-phase synchronous motor; External cooling jacket; Radial cable outlet; Power cable 0.5 m with connector size 1; Signal cable 0.5 m with M17 connector; Diam. 230 mm; Length 140 mm; Max. torque 358 Nm; Max. speed 270 rpm; Max. current 26 A eff; | alterado Out19 | 0 | 0
1FW6090-0QB15-1JC2 |  | 1FW6090-0QB15-1JC2 | 1 | UN | 1 | 25 | D | D | N | 9I999IR | 85030099 | 1 |  | 27.2 | KG | 6418.45 | 6418.45 | MC05 | MC05 | SIMOTICS T Torque motor; Components 3-phase synchronous motor; External cooling jacket; Radial cable outlet; Diam. 230 mm; Length 190 mm; Max. torque 537 Nm; Max. speed 150 rpm; Max. current 26 A eff; | alterado Out19 | 0 | 0
1FW6090-0QB15-1JD2 |  | 1FW6090-0QB15-1JD2 | 1 | UN | 1 | 25 | D | D | N | 9I999IR | 85030099 | 1 |  | 27.2 | KG | 6730.01 | 6730.01 | MC05 | MC05 | SIMOTICS T Torque motor; Components 3-phase synchronous motor; External cooling jacket; Radial cable outlet; Power cable 0.5 m with connector size 1; Signal cable 0.5 m with M17 connector; Diam. 230 mm; Length 190 mm; Max. torque 537 Nm; Max. speed 150 rpm; Max. current 26 A eff; | alterado Out19 | 0 | 0
1FW6090-0QB15-2JC2 |  | 1FW6090-0QB15-2JC2 | 1 | UN | 1 | 25 | D | D | N | 9I999IR | 85030099 | 1 |  | 27.2 | KG | 6418.45 | 6418.45 | MC05 | MC05 | SIMOTICS T Torque motor; Components 3-phase synchronous motor; External cooling jacket; Radial cable outlet; Diam. 230 mm; Length 190 mm; Max. torque 537 Nm; Max. speed 310 rpm; Max. current 43 A eff; | alterado Out19 | 0 | 0
1FW6090-0QB15-2JD2 |  | 1FW6090-0QB15-2JD2 | 1 | UN | 1 | 25 | D | D | N | 9I999IR | 85030099 | 1 |  | 27.2 | KG | 6807.91 | 6807.91 | MC05 | MC05 | SIMOTICS T Torque motor; Components 3-phase synchronous motor; External cooling jacket; Radial cable outlet; Power cable 0.5 m with connector Sz. 1.5; Signal cable 0.5 m with M17 connector; Diam. 230 mm; Length 190 mm; Max. torque 537 Nm; Max. speed 310 rpm; Max. current 43 A eff; | alterado Out19 | 0 | 0
1FW6090-1EA00-0AA0 |  | 1FW6090-1EA00-0AA0 | 1 | UN | 1 | 25 | D | D | EAR99H | 9I999IR | 40169300 | 1 |  | 0.035 | KG | 27.26 | 27.26 | MC05 | MC05 | SIMOTICS T O-ring seal for torque motors Size 1FW6090 | alterado Out19 | 0 | 7
1FW6090-8NB05-0FC2 |  | 1FW6090-8NB05-0FC2 | 1 | UN | 1 | 25 | D | D | N | 9I999IR | 85030099 | 1 |  | 6.6 | KG | 3349.44 | 3349.44 | MC05 | MC05 | SIMOTICS T Stator External cooling jacket; Tangential cable outlet; Diam. 230 mm; Length 90 mm; Max. torque 179 Nm; Max. speed 140 rpm; Max. current 9.5 A eff; | alterado Out19 | 0 | 0
1FW6090-8NB05-0FD2 |  | 1FW6090-8NB05-0FD2 | 1 | UN | 1 | 25 | D | D | N | 9I999IR | 85030099 | 1 |  | 6.6 | KG | 3661.01 | 3661.01 | MC05 | MC05 | SIMOTICS T Stator External cooling jacket; Tangential cable outlet; Power cable 0.5 m with connector size 1; Signal cable 0.5 m with M17 connector; Diam. 230 mm; Length 90 mm; Max. torque 179 Nm; Max. speed 140 rpm; Max. current 9.5 A eff; | alterado Out19 | 0 | 0
1FW6090-8NB05-0KC2 |  | 1FW6090-8NB05-0KC2 | 1 | UN | 1 | 25 | D | D | N | 9I999IR | 85030099 | 1 |  | 6.6 | KG | 3349.44 | 3349.44 | MC05 | MC05 | SIMOTICS T Stator External cooling jacket; Tangential cable outlet; Diam. 230 mm; Length 90 mm; Max. torque 179 Nm; Max. speed 250 rpm; Max. current 13 A eff; | alterado Out19 | 0 | 7
1FW6090-8NB05-0KD2 |  | 1FW6090-8NB05-0KD2 | 1 | UN | 1 | 25 | D | D | N | 9I999IR | 85030099 | 1 |  | 6.6 | KG | 3661.01 | 3661.01 | MC05 | MC05 | SIMOTICS T Stator External cooling jacket; Tangential cable outlet; Power cable 0.5 m with connector size 1; Signal cable 0.5 m with M17 connector; Diam. 230 mm; Length 90 mm; Max. torque 179 Nm; Max. speed 250 rpm; Max. current 13 A eff; | alterado Out19 | 0 | 0
1FW6090-8NB07-0KD2 |  | 1FW6090-8NB07-0KD2 | 1 | UN | 1 | 25 | D | D | N | 9I999IR | 85030099 | 1 |  | 8.6 | KG | 3847.96 | 3847.96 | MC05 | MC05 | SIMOTICS T Stator External cooling jacket; Tangential cable outlet; Power cable 0.5 m With connector Sz. 1; Signal cable 0.5 m with M17 connector; Diam. 230 mm; Length 110 mm; Max. torque 251 Nm; Max. speed 220 rpm; Max. current 16 A eff; | alterado Out19 | 0 | 0
1FW6090-8NB07-1JD2 |  | 1FW6090-8NB07-1JD2 | 1 | UN | 1 | 25 | D | D | N | 9I999IR | 85030099 | 1 |  | 8.6 | KG | 3847.96 | 3847.96 | MC05 | MC05 | SIMOTICS T Stator External cooling jacket; Tangential cable outlet; Power cable 0.5 m With connector Sz. 1; Signal cable 0.5 m with M17 connector; Diam. 230 mm; Length 110 mm; Max. torque 251 Nm; Max. speed 430 rpm; Max. current 26 A eff; | alterado Out19 | 0 | 0
1FW6090-8NB10-0KD2 |  | 1FW6090-8NB10-0KD2 | 1 | UN | 1 | 25 | D | D | N | 9I999IR | 85030099 | 1 |  | 12.1 | KG | 4128.37 | 4128.37 | MC05 | MC05 | SIMOTICS T Stator External cooling jacket; Tangential cable outlet; Power cable 0.5 m With connector Sz. 1; Signal cable 0.5 m with M17 connector; Diam. 230 mm; Length 140 mm; Max. torque 358 Nm; Max. speed 82 rpm; Max. current 13 A eff; | alterado Out19 | 0 | 0
1FW6090-8NB10-1JC2 |  | 1FW6090-8NB10-1JC2 | 1 | UN | 1 | 25 | D | D | N | 9I999IR | 85030099 | 1 |  | 12.1 | KG | 3779.01 | 3779.01 | MC05 | MC05 | SIMOTICS T Stator; Component 3-phase synchronous motor; External cooling jacket; Tangential cable outlet; Diam. 230 mm; Length 140 mm; Max. torque 358 Nm; Max. speed 270 rpm; Max. current 26 A eff; | alterado Out19 | 0 | 0
1FW6090-8NB10-1JD2 |  | 1FW6090-8NB10-1JD2 | 1 | UN | 1 | 25 | D | D | N | 9I999IR | 85030099 | 1 |  | 12.1 | KG | 4128.37 | 4128.37 | MC05 | MC05 | SIMOTICS T Stator 3-phase synchronous motor; External cooling jacket; Tangential cable outlet; Power cable 0.5 m With connector Sz. 1; Signal cable 0.5 m with M17 connector; Diam. 230 mm; Length 140 mm; Max. torque 358 Nm; Max. speed 270 rpm; Max. current 26 A eff; | alterado Out19 | 0 | 0
1FW6090-8NB10-1JQ2 |  | 1FW6090-8NB10-1JQ2 | 1 | UN | 1 | 25 | D | D | N | 9I999IR | 85030099 | 1 |  | 13 | KG | 3886.22 | 3886.22 | MC05 | MC05 | SIMOTICS T Stator; Component 3-phase synchronous motor; External cooling jacket; Tangential cable outlet; Cable length 3 m; Diam. 230 mm; Length 140 mm; Max. torque 358 Nm; Max. speed 270 rpm; Max. current 26 A eff; | alterado Out19 | 0 | 7
1FW6090-8NB15-1JC2 |  | 1FW6090-8NB15-1JC2 | 1 | UN | 1 | 25 | D | D | N | 9I999IR | 85030099 | 1 |  | 19.5 | KG | 4315.32 | 4315.32 | MC05 | MC05 | SIMOTICS T Stator; Component 3-phase synchronous motor; External cooling jacket; Tangential cable outlet; Diam. 230 mm; Length 190 mm; Max. torque 537 Nm; Max. speed 150 rpm; Max. current 26 A eff; | alterado Out19 | 0 | 0
1FW6090-8NB15-1JD2 |  | 1FW6090-8NB15-1JD2 | 1 | UN | 1 | 25 | D | D | N | 9I999IR | 85030099 | 1 |  | 19.5 | KG | 4626.88 | 4626.88 | MC05 | MC05 | SIMOTICS T Stator External cooling jacket; Tangential cable outlet; Power cable 0.5 m With connector Sz. 1; Signal cable 0.5 m with M17 connector; Diam. 230 mm; Length 190 mm; Max. torque 537 Nm; Max. speed 150 rpm; Max. current 26 A eff; | alterado Out19 | 0 | 0
1FW6090-8NB15-1JQ2 |  | 1FW6090-8NB15-1JQ2 | 1 | UN | 1 | 25 | D | D | N | 9I999IR | 85030099 | 1 |  | 20.3 | KG | 4393.21 | 4393.21 | MC05 | MC05 | SIMOTICS T Stator; Component 3-phase synchronous motor; External cooling jacket; Tangential cable outlet; Cable length 3 m; Diam. 230 mm; Length 190 mm; Max. torque 537 Nm; Max. speed 150 rpm; Max. current 26 A eff; | alterado Out19 | 0 | 7
1FW6090-8NB15-2JD2 |  | 1FW6090-8NB15-2JD2 | 1 | UN | 1 | 25 | D | D | N | 9I999IR | 85030099 | 1 |  | 19.5 | KG | 4704.78 | 4704.78 | MC05 | MC05 | SIMOTICS T Stator External cooling jacket; Tangential cable outlet; Power cable 0.5 m With connector Sz. 1.5; Signal cable 0.5 m with M17 connector; Diam. 230 mm; Length 190 mm; Max. torque 537 Nm; Max. speed 310 rpm; Max. current 43 A eff; | alterado Out19 | 0 | 0
1FW6090-8PB05-0FC2 |  | 1FW6090-8PB05-0FC2 | 1 | UN | 1 | 25 | D | D | N | 9I999IR | 85030099 | 1 |  | 5.2 | KG | 3240.37 | 3240.37 | MC05 | MC05 | SIMOTICS T Stator external cooling jacket; axial cable outlet; Diameter 230 mm; Length 90mm; max. torque 179Nm; max. speed 140rpm; max. current 9.5A eff; when using the direct motors in fork heads for machine tools or robots a license for the US patent US5584621 and the corresponding worldwide property rights may be required | alterado Out19 | 0 | 0
1FW6090-8PB05-0FD2 |  | 1FW6090-8PB05-0FD2 | 1 | UN | 1 | 25 | D | D | N | 9I999IR | 85030099 | 1 |  | 6.6 | KG | 3551.94 | 3551.94 | MC05 | MC05 | SIMOTICS T Stator External cooling jacket; Axial cable outlet; Power cable 0.5 m with connector size 1; Signal cable 0.5 m with M17 connector; Diam. 230 mm; Length 90 mm; Max. torque 179 Nm; Max. speed 140 rpm; Max. current 9.5 A eff; | alterado Out19 | 0 | 0
1FW6090-8PB05-0KD2 |  | 1FW6090-8PB05-0KD2 | 1 | UN | 1 | 25 | D | D | N | 9I999IR | 85030099 | 1 |  | 6.6 | KG | 3551.94 | 3551.94 | MC05 | MC05 | SIMOTICS T Stator External cooling jacket; Axial cable outlet; Power cable 0.5 m With connector Sz. 1; Signal cable 0.5 m with M17 connector; Diam. 230 mm; Length 90 mm; Max. torque 179 Nm; Max. speed 250 rpm; Max. current 13 A eff; | alterado Out19 | 0 | 0
1FW6090-8PB07-0KD2 |  | 1FW6090-8PB07-0KD2 | 1 | UN | 1 | 25 | D | D | N | 9I999IR | 85030099 | 1 |  | 8.6 | KG | 3707.74 | 3707.74 | MC05 | MC05 | SIMOTICS T Stator External cooling jacket; Axial cable outlet; Power cable 0.5 m With connector Sz. 1; Signal cable 0.5 m with M17 connector; Diam. 230 mm; Length 110 mm; Max. torque 251 Nm; Max. speed 220 rpm; Max. current 16 A eff; | alterado Out19 | 0 | 0
1FW6090-8PB07-1JC2 |  | 1FW6090-8PB07-1JC2 | 1 | UN | 1 | 25 | D | D | N | 9I999IR | 85030099 | 1 |  | 8.6 | KG | 3396.17 | 3396.17 | MC05 | MC05 | SIMOTICS T Stator external cooling jacket; axial cable outlet; Diameter 230 mm; Length 110 mm; max. torque 251 Nm; max. speed 430rpm; max. current 26A eff; when using the direct motors in fork heads for machine tools or robots a license for the US patent US5584621 and the corresponding worldwide property rights may be required | alterado Out19 | 0 | 0
1FW6090-8PB07-1JD2 |  | 1FW6090-8PB07-1JD2 | 1 | UN | 1 | 25 | D | D | N | 9I999IR | 85030099 | 1 |  | 8.6 | KG | 3707.74 | 3707.74 | MC05 | MC05 | SIMOTICS T Stator External cooling jacket; Axial cable outlet; Power cable 0.5 m With connector Sz. 1; Signal cable 0.5 m with M17 connector; Diam. 230 mm; Length 110 mm; Max. torque 251 Nm; Max. speed 430 rpm; Max. current 26 A eff; | alterado Out19 | 0 | 0
1FW6090-8PB07-2JE2 |  | 1FW6090-8PB07-2JE2 | 1 | UN | 1 | 25 | D | D | N | 9I999IR | 85030099 | 1 |  | 8.6 | KG | 3723.32 | 3723.32 | MC05 | MC05 | SIMOTICS T Stator External cooling jacket; Axial cable outlet 1 m with connector Sz. 1/M17; Diam. 230 mm; Length 110 mm; Max. torque 251 Nm; Max. speed 840 rpm; Max. current 47 A eff; | alterado Out19 | 0 | 7
1FW6090-8PB10-0KD2 |  | 1FW6090-8PB10-0KD2 | 1 | UN | 1 | 25 | D | D | N | 9I999IR | 85030099 | 1 |  | 12.1 | KG | 4019.32 | 4019.32 | MC05 | MC05 | SIMOTICS T Stator External cooling jacket; Axial cable outlet; Power cable 0.5 m With connector Sz. 1; Signal cable 0.5 m with M17 connector; Diam. 230 mm; Length 140 mm; Max. torque 358 Nm; Max. speed 82 rpm; Max. current 13 A eff; | alterado Out19 | 0 | 0
1FW6090-8PB10-1JC2 |  | 1FW6090-8PB10-1JC2 | 1 | UN | 1 | 25 | D | D | N | 9I999IR | 85030099 | 1 |  | 12.1 | KG | 3707.74 | 3707.74 | MC05 | MC05 | SIMOTICS T Stator external cooling jacket; axial cable outlet; Diameter 230 mm; Length 140 mm; max. torque 358 Nm; max. speed 270 rpm; max. current 26A eff; when using the direct motors in fork heads for machine tools or robots a license for the US patent US5584621 and the corresponding worldwide property rights may be required | alterado Out19 | 0 | 7
1FW6090-8PB10-1JD2 |  | 1FW6090-8PB10-1JD2 | 1 | UN | 1 | 25 | D | D | N | 9I999IR | 85030099 | 1 |  | 12.1 | KG | 4019.32 | 4019.32 | MC05 | MC05 | SIMOTICS T Stator External cooling jacket; Axial cable outlet; Power cable 0.5 m With connector Sz. 1; Signal cable 0.5 m with M17 connector; Diam. 230 mm; Length 140 mm; Max. torque 358 Nm; Max. speed 270 rpm; Max. current 26 A eff; | alterado Out19 | 0 | 0
1FW6090-8PB15-1JD2 |  | 1FW6090-8PB15-1JD2 | 1 | UN | 1 | 25 | D | D | N | 9I999IR | 85030099 | 1 |  | 19.5 | KG | 4517.85 | 4517.85 | MC05 | MC05 | SIMOTICS T Stator External cooling jacket; Axial cable outlet; Power cable 0.5 m With connector Sz. 1; Signal cable 0.5 m with M17 connector; Diam. 230 mm; Length 190 mm; Max. torque 537 Nm; Max. speed 150 rpm; Max. current 26 A eff; | alterado Out19 | 0 | 0
1FW6090-8PB15-2JD2 |  | 1FW6090-8PB15-2JD2 | 1 | UN | 1 | 25 | D | D | N | 9I999IR | 85030099 | 1 |  | 19.5 | KG | 4595.73 | 4595.73 | MC05 | MC05 | SIMOTICS T Stator External cooling jacket; Axial cable outlet; Power cable 0.5 m With connector Sz. 1.5; Signal cable 0.5 m with M17 connector; Diam. 230 mm; Length 190 mm; Max. torque 537 Nm; Max. speed 310 rpm; Max. current 43 A eff; | alterado Out19 | 0 | 0
1FW6090-8QB05-0FD2 |  | 1FW6090-8QB05-0FD2 | 1 | UN | 1 | 25 | D | D | N | 9I999IR | 85030099 | 1 |  | 6.6 | KG | 3661.01 | 3661.01 | MC05 | MC05 | SIMOTICS T Stator External cooling jacket; Radial cable outlet; Power cable 0.5 m With connector Sz. 1; Signal cable 0.5 m with M17 connector; Diam. 230 mm; Length 90 mm; Max. torque 179 Nm; Max. speed 140 rpm; Max. current 9.5 A eff; | alterado Out19 | 0 | 0
1FW6090-8QB05-0KD2 |  | 1FW6090-8QB05-0KD2 | 1 | UN | 1 | 25 | D | D | N | 9I999IR | 85030099 | 1 |  | 6.6 | KG | 3661.01 | 3661.01 | MC05 | MC05 | SIMOTICS T Stator External cooling jacket; Radial cable outlet; Power cable 0.5 m With connector Sz. 1; Signal cable 0.5 m with M17 connector; Diam. 230 mm; Length 90 mm; Max. torque 179 Nm; Max. speed 250 rpm; Max. current 13 A eff; | alterado Out19 | 0 | 0
1FW6090-8QB07-0KD2 |  | 1FW6090-8QB07-0KD2 | 1 | UN | 1 | 25 | D | D | N | 9I999IR | 85030099 | 1 |  | 8.6 | KG | 3847.96 | 3847.96 | MC05 | MC05 | SIMOTICS T Stator External cooling jacket; Radial cable outlet; Power cable 0.5 m With connector Sz. 1; Signal cable 0.5 m with M17 connector; Diam. 230 mm; Length 110 mm; Max. torque 251 Nm; Max. speed 220 rpm; Max. current 16 A eff; | alterado Out19 | 0 | 0
1FW6090-8QB07-1JD2 |  | 1FW6090-8QB07-1JD2 | 1 | UN | 1 | 25 | D | D | N | 9I999IR | 85030099 | 1 |  | 8.6 | KG | 3847.96 | 3847.96 | MC05 | MC05 | SIMOTICS T Stator External cooling jacket; Radial cable outlet; Power cable 0.5 m With connector Sz. 1; Signal cable 0.5 m with M17 connector; Diam. 230 mm; Length 110 mm; Max. torque 251 Nm; Max. speed 430 rpm; Max. current 26 A eff; | alterado Out19 | 0 | 0
1FW6090-8QB10-0KD2 |  | 1FW6090-8QB10-0KD2 | 1 | UN | 1 | 25 | D | D | N | 9I999IR | 85030099 | 1 |  | 12.1 | KG | 4128.37 | 4128.37 | MC05 | MC05 | SIMOTICS T Stator External cooling jacket; Radial cable outlet; Power cable 0.5 m With connector Sz. 1; Signal cable 0.5 m with M17 connector; Diam. 230 mm; Length 140 mm; Max. torque 358 Nm; Max. speed 82 rpm; Max. current 13 A eff; | alterado Out19 | 0 | 0
1FW6090-8QB10-1JD2 |  | 1FW6090-8QB10-1JD2 | 1 | UN | 1 | 25 | D | D | N | 9I999IR | 85030099 | 1 |  | 12.1 | KG | 4128.37 | 4128.37 | MC05 | MC05 | SIMOTICS T Stator External cooling jacket; Radial cable outlet; Power cable 0.5 m With connector Sz. 1; Signal cable 0.5 m with M17 connector; Diam. 230 mm; Length 140 mm; Max. torque 358 Nm; Max. speed 270 rpm; Max. current 26 A eff; | alterado Out19 | 0 | 0
1FW6090-8QB15-1JD2 |  | 1FW6090-8QB15-1JD2 | 1 | UN | 1 | 25 | D | D | N | 9I999IR | 85030099 | 1 |  | 19.5 | KG | 4626.88 | 4626.88 | MC05 | MC05 | SIMOTICS T Stator External cooling jacket; Radial cable outlet; Power cable 0.5 m With connector Sz. 1; Signal cable 0.5 m with M17 connector; Diam. 230 mm; Length 190 mm; Max. torque 537 Nm; Max. speed 150 rpm; Max. current 26 A eff; | alterado Out19 | 0 | 0
1FW6090-8QB15-2JD2 |  | 1FW6090-8QB15-2JD2 | 1 | UN | 1 | 25 | D | D | N | 9I999IR | 85030099 | 1 |  | 19.5 | KG | 4704.78 | 4704.78 | MC05 | MC05 | SIMOTICS T Stator External cooling jacket; Radial cable outlet; Power cable 0.5 m With connector Sz. 1.5; Signal cable 0.5 m with M17 connector; Diam. 230 mm; Length 190 mm; Max. torque 537 Nm; Max. speed 310 rpm; Max. current 43 A eff; | alterado Out19 | 0 | 0
1FW6090-8RA05-0AA0 |  | 1FW6090-8RA05-0AA0 | 1 | UN | 1 | 25 | D | D | N | N | 85030099 | 1 |  | 2.6 | KG | 1377.53 | 1377.53 | MC05 | MC05 | SIMOTICS T Rotor For motor 1FW6090-0.B05-....; Diam. 230 mm; Length 90 mm; | alterado Out19 | 0 | 0
1FW6090-8RA07-0AA0 |  | 1FW6090-8RA07-0AA0 | 1 | UN | 1 | 25 | D | D | N | N | 85030099 | 1 |  | 3.6 | KG | 1453.22 | 1453.22 | MC05 | MC05 | SIMOTICS T Rotor For motor 1FW6090-0.B07-....; Diam. 230 mm; Length 110 mm; | alterado Out19 | 0 | 0
1FW6090-8RA10-0AA0 |  | 1FW6090-8RA10-0AA0 | 1 | UN | 1 | 25 | D | D | N | N | 85030099 | 1 |  | 8.2 | KG | 1816.55 | 1816.55 | MC05 | MC05 | SIMOTICS T Rotor For motor 1FW6090-0..10-....; Diam. 230 mm; Length 140 mm; | alterado Out19 | 0 | 0
1FW6090-8RA15-0AA0 |  | 1FW6090-8RA15-0AA0 | 1 | UN | 1 | 25 | D | D | N | N | 85030099 | 1 |  | 7.7 | KG | 2043.64 | 2043.64 | MC05 | MC05 | SIMOTICS T Rotor For motor 1FW6090-0.B15-....; Diam. 230 mm; Length 190 mm; | alterado Out19 | 0 | 0
1FW6092-8PC05-2EB3 |  | 1FW6092-8PC05-2EB3 | 1 | UN | 1 | 0 | A | D | N | 9I999IR | 85030099 | 1 |  | 7.5 | KG | 3469.23 | 3469.23 | MC05 | MC05 | SIMOTICS T Stator Components 3-phase synchronous motor; External cooling jacket; Axial cable outlet 1 m; Diameter 230 mm; Length 100 mm; Max. torque 214 Nm; Max. speed 1890 rpm; Max. current 30 A eff With temperature sensor PTC130 and Pt1000; No UL approval | alterado Out19 | 0 | 0
1FW6092-8PC05-4FB3 |  | 1FW6092-8PC05-4FB3 | 1 | UN | 1 | 0 | A | D | N | 9I999IR | 85030099 | 1 |  | 7.5 | KG | 3469.23 | 3469.23 | MC05 | MC05 | SIMOTICS T Stator Components 3-phase synchronous motor; External cooling jacket; Axial cable outlet 1 m; Diameter 230 mm; Length 100 mm; Max. torque 214 Nm; Max. speed 3000 rpm; Max. current 50 A eff With temperature sensor PTC130 and Pt1000; No UL approval | alterado Out19 | 0 | 0
1FW6092-8PC10-4FB3 |  | 1FW6092-8PC10-4FB3 | 1 | UN | 1 | 0 | A | D | N | 9I999IR | 85030099 | 1 |  | 12 | KG | 3910.01 | 3910.01 | MC05 | MC05 | SIMOTICS T Stator Components 3-phase synchronous motor; External cooling jacket; Axial cable outlet 1 m; Diameter 230 mm; Length 150 mm; Max. torque 429 Nm; Max. speed 1890 rpm; Max. current 60 A eff With temperature sensor PTC130 and Pt1000; No UL approval | alterado Out19 | 0 | 0
1FW6092-8PC10-8FB3 |  | 1FW6092-8PC10-8FB3 | 1 | UN | 1 | 0 | A | D | N | 9I999IR | 85030099 | 1 |  | 12.5 | KG | 4069.34 | 4069.34 | MC05 | MC05 | SIMOTICS T Stator Components 3-phase synchronous motor; External cooling jacket; Axial cable outlet 1 m; Diameter 230 mm; Length 150 mm; Max. torque 429 Nm; Max. speed 3000 rpm; Max. current 102 A eff With temperature sensor PTC130 and Pt1000; No UL approval | alterado Out19 | 0 | 0
1FW6092-8PC15-6AB3 |  | 1FW6092-8PC15-6AB3 | 1 | UN | 1 | 0 | A | D | N | 9I999IR | 85030099 | 1 |  | 17 | KG | 4560.12 | 4560.12 | MC05 | MC05 | SIMOTICS T Stator Components 3-phase synchronous motor; External cooling jacket; Axial cable outlet 1 m; Diameter 230 mm; Length 200 mm; Max. torque 643 Nm; Max. speed 1790 rpm; Max. current 85 A eff With temperature sensor PTC130 and Pt1000; No UL approval | alterado Out19 | 0 | 0
1FW6092-8PC15-8FB3 |  | 1FW6092-8PC15-8FB3 | 1 | UN | 1 | 0 | A | D | N | 9I999IR | 85030099 | 1 |  | 17 | KG | 4560.12 | 4560.12 | MC05 | MC05 | SIMOTICS T Stator Components 3-phase synchronous motor; External cooling jacket; Axial cable outlet 1 m; Diameter 230 mm; Length 200 mm; Max. torque 643 Nm; Max. speed 2520 rpm; Max. current 120 A eff With temperature sensor PTC130 and Pt1000; No UL approval | alterado Out19 | 0 | 0
1FW6092-8RA05-0AA0 |  | 1FW6092-8RA05-0AA0 | 1 | UN | 1 | 0 | A | D | N | 9I999IR | 85030099 | 1 |  | 8 | KG | 1632.85 | 1632.85 | MC05 | MC05 | SIMOTICS T Rotor For motor 1FW6092-2.C05-....; Internal diameter 89 mm | alterado Out19 | 0 | 0
1FW6092-8RA10-0AA0 |  | 1FW6092-8RA10-0AA0 | 1 | UN | 1 | 0 | A | D | N | 9I999IR | 85030099 | 1 |  | 14 | KG | 2199.23 | 2199.23 | MC05 | MC05 | SIMOTICS T Rotor For motor 1FW6092-2.C10-....; Internal diameter 89 mm | alterado Out19 | 0 | 0
1FW6092-8RA15-0AA0 |  | 1FW6092-8RA15-0AA0 | 1 | UN | 1 | 0 | A | D | N | 9I999IR | 85030099 | 1 |  | 20 | KG | 2694.67 | 2694.67 | MC05 | MC05 | SIMOTICS T Rotor For motor 1FW6092-2.C15-....; Internal diameter 89 mm | alterado Out19 | 0 | 0
1FW6130-0NB05-0KC2 |  | 1FW6130-0NB05-0KC2 | 1 | UN | 1 | 25 | D | D | N | 9I999IR | 85030099 | 1 |  | 21 | KG | 6106.88 | 6106.88 | MC05 | MC05 | SIMOTICS T torque motor; components 3-phase synchronous motor; external cooling jacket; tangential cable outlet; Diameter 310mm; Length 90 mm; max. Torque 439 Nm; max. speed 130 rpm; max. current 18A eff; when using the direct motors in fork heads for machine tools or robots a license for the US patent US5584621 and the corresponding worldwide property rights may be required | alterado Out19 | 0 | 0
1FW6130-0NB05-0KD2 |  | 1FW6130-0NB05-0KD2 | 1 | UN | 1 | 25 | D | D | N | 9I999IR | 85030099 | 1 |  | 13.2 | KG | 6418.45 | 6418.45 | MC05 | MC05 | SIMOTICS T Torque motor; Components 3-phase synchronous motor; External cooling jacket; Tangential cable outlet; Power cable 0.5 m with connector size 1; Signal cable 0.5 m with M17 connector; Diam. 310 mm; Length 90 mm; Max. torque 439 Nm; Max. speed 130 rpm; Max. current 18 A eff; | alterado Out19 | 0 | 0
1FW6130-0NB05-0KE2 |  | 1FW6130-0NB05-0KE2 | 1 | UN | 1 | 25 | D | D | N | 9I999IR | 85030099 | 1 |  | 13.7 | KG | 6418.45 | 6418.45 | MC05 | MC05 | SIMOTICS T Torque motor External cooling jacket; Tangential cable outlet; Power cable 1 m with connector size 1; Signal cable 1 m with M17 connector; Diam. 310 mm; Length 90 mm; Max. torque 439 Nm; Max. speed 130 rpm; Max. current 18 A eff; | alterado Out19 | 0 | 0
1FW6130-0NB05-0KG2 |  | 1FW6130-0NB05-0KG2 | 1 | UN | 1 | 25 | D | D | N | 9I999IR | 85030099 | 1 |  | 20.8 | KG | 6415.98 | 6415.98 | MC05 | MC05 | SIMOTICS T Torque motor; Components 3-phase synchronous motor; External cooling jacket; Tangential cable outlet; Power cable 2 m with connector Sz. 1; Signal cable 2 m with M17 connector; Diam. 310 mm; Length 90 mm; Max. torque 439 Nm; Max. speed 130 rpm; Max. current 18 A eff; | alterado Out19 | 0 | 7
1FW6130-0NB05-0KR2 |  | 1FW6130-0NB05-0KR2 | 1 | UN | 1 | 25 | D | D | N | 9I999IR | 85030099 | 1 |  | 16.8 | KG | 6184.75 | 6184.75 | MC05 | MC05 | SIMOTICS T torque motor; components 3-phase synchronous motor; external cooling jacket; tangential cable outlet; Signal cable and Power cable 4 m Diameter 310 mm; Length 90 mm; max. Torque 439 Nm; max. speed 130 rpm; max. current 18A eff; when using the direct motors in fork heads for machine tools or robots a license for the US patent US5584621 and the corresponding worldwide property rights may be required | alterado Out19 | 0 | 7
1FW6130-0NB05-1JC2 |  | 1FW6130-0NB05-1JC2 | 1 | UN | 1 | 25 | D | D | N | 9I999IR | 85030099 | 1 |  | 20.8 | KG | 6106.88 | 6106.88 | MC05 | MC05 | SIMOTICS T torque motor; components 3-phase synchronous motor; external cooling jacket; tangential cable outlet; Diameter 310mm; Length 90 mm; max. Torque 439 Nm; max. speed 310rpm; max. current 32A eff; when using the direct motors in fork heads for machine tools or robots a license for the US patent US5584621 and the corresponding worldwide property rights may be required | alterado Out19 | 0 | 0
1FW6130-0NB05-1JD2 |  | 1FW6130-0NB05-1JD2 | 1 | UN | 1 | 25 | D | D | N | 9I999IR | 85030099 | 1 |  | 13.2 | KG | 6418.45 | 6418.45 | MC05 | MC05 | SIMOTICS T Torque motor; Components 3-phase synchronous motor; External cooling jacket; Tangential cable outlet; Power cable 0.5 m with connector size 1; Signal cable 0.5 m with M17 connector; Diam. 310 mm; Length 90 mm; Max. torque 439 Nm; Max. speed 310 rpm; Max. current 32 A eff; | alterado Out19 | 0 | 0
1FW6130-0NB07-0KC2 |  | 1FW6130-0NB07-0KC2 | 1 | UN | 1 | 25 | D | D | N | 9I999IR | 85030099 | 1 |  | 18.2 | KG | 6792.34 | 6792.34 | MC05 | MC05 | SIMOTICS T torque motor; components 3-phase synchronous motor; external cooling jacket; tangential cable outlet; Diameter 310 mm; Length 110 mm; max. torque 614 Nm; max. speed 96rpm; max. current 20A eff; when using the direct motors in fork heads for machine tools or robots, a license for the US patent US5584621 and the corresponding worldwide property rights may be required | alterado Out19 | 0 | 0
1FW6130-0NB07-0KD2 |  | 1FW6130-0NB07-0KD2 | 1 | UN | 1 | 25 | D | D | N | 9I999IR | 85030099 | 1 |  | 18.2 | KG | 7103.89 | 7103.89 | MC05 | MC05 | SIMOTICS T Torque motor; Components 3-phase synchronous motor; External cooling jacket; Tangential cable outlet; Power cable 0.5 m with connector size 1; Signal cable 0.5 m with M17 connector; Diam. 310 mm; Length 110 mm; Max. torque 614 Nm; Max. speed 96 rpm; Max. current 20 A eff; | alterado Out19 | 0 | 0
1FW6130-0NB07-0KR2 |  | 1FW6130-0NB07-0KR2 | 1 | UN | 1 | 25 | D | D | N | 9I999IR | 85030099 | 1 |  | 18.2 | KG | 6870.22 | 6870.22 | MC05 | MC05 | SIMOTICS T torque motor; components external cooling jacket; tangential cable outlet; Signal cable and Power cable 4 m Diameter 310 mm; Length 110 mm; max. torque 614 Nm; max. speed 96rpm; max. current 20A eff; when using the direct motors in fork heads for machine tools or robots, a license for the US patent US5584621 and the corresponding worldwide property rights may be required | alterado Out19 | 0 | 7
1FW6130-0NB07-1JC2 |  | 1FW6130-0NB07-1JC2 | 1 | UN | 1 | 25 | D | D | N | 9I999IR | 85030099 | 1 |  | 18.2 | KG | 6792.34 | 6792.34 | MC05 | MC05 | SIMOTICS T torque motor; components 3-phase synchronous motor; external cooling jacket; tangential cable outlet; Diameter 310 mm; Length 110 mm; max. torque 614 Nm; max. speed 200 rpm; max. current 32A eff; when using the direct motors in fork heads for machine tools or or robots, a license for the US patent US5584621 and the corresponding worldwide property rights may be required | alterado Out19 | 0 | 0
1FW6130-0NB07-1JD2 |  | 1FW6130-0NB07-1JD2 | 1 | UN | 1 | 25 | D | D | N | 9I999IR | 85030099 | 1 |  | 18.2 | KG | 7103.89 | 7103.89 | MC05 | MC05 | SIMOTICS T torque motor; components 3-phase synchronous motor; external cooling jacket; tangential cable outlet; power cable 0.5m with connector size 1; signal cable 0.5m with M17 connector; diameter 310 mm; Length 110 mm; max. torque 614Nm; max. speed 200rpm; max. current 32A eff; when using the direct motors in fork heads for machine tools or robots, a license for the US patent US5584621 and the corresponding worldwide property rights may be required | alterado Out19 | 0 | 0
1FW6130-0NB10-1JC2 |  | 1FW6130-0NB10-1JC2 | 1 | UN | 1 | 25 | D | D | N | 9I999IR | 85030099 | 1 |  | 25.2 | KG | 7586.87 | 7586.87 | MC05 | MC05 | SIMOTICS T torque motor; components 3-phase synchronous motor; external cooling jacket; tangential cable outlet; Diameter 310 mm; Length 140 mm; max. torque 878 Nm; max. speed 120rpm; max. current 32A eff; when using the direct motors in fork heads for machine tools or robots a license for the US patent US5584621 and the corresponding worldwide property rights may be required | alterado Out19 | 0 | 0
1FW6130-0NB10-1JD2 |  | 1FW6130-0NB10-1JD2 | 1 | UN | 1 | 25 | D | D | N | 9I999IR | 85030099 | 1 |  | 25.2 | KG | 7898.43 | 7898.43 | MC05 | MC05 | SIMOTICS T Torque motor; Components 3-phase synchronous motor; External cooling jacket; Tangential cable outlet; Power cable 0.5 m with connector size 1; Signal cable 0.5 m with M17 connector; Diam. 310 mm; Length 140 mm; Max. torque 878 Nm; Max. speed 120 rpm; Max. current 32 A eff; | alterado Out19 | 0 | 0
1FW6130-0NB10-1JK2 |  | 1FW6130-0NB10-1JK2 | 1 | UN | 1 | 25 | D | D | N | 9I999IR | 85030099 | 1 |  | 25.2 | KG | 8054.22 | 8054.22 | MC05 | MC05 | SIMOTICS T Torque motor; Components 3-phase synchronous motor; External cooling jacket; Tangential cable outlet; Power cable 5 m with connector Sz. 1; Signal cable 5 m with M1 connector with M17 connector Diam. 310 mm; Length 140 mm; Max. torque 878 Nm; Max. speed 120 rpm; Max. current 32 A eff; | alterado Out19 | 0 | 0
1FW6130-0NB10-1JR2 |  | 1FW6130-0NB10-1JR2 | 1 | UN | 1 | 25 | D | D | N | 9I999IR | 85030099 | 1 |  | 26.5 | KG | 7655.6 | 7655.6 | MC05 | MC05 | SIMOTICS T Torque motor; Components 3-phase synchronous motor; External cooling jacket; Tangential cable outlet; Cable length 4 m; Diam. 310 mm; Length 140 mm; Max. torque 878 Nm; Max. speed 120 rpm; Max. current 32 A eff; | alterado Out19 | 0 | 7
1FW6130-0NB10-2JC2 |  | 1FW6130-0NB10-2JC2 | 1 | UN | 1 | 25 | D | D | N | 9I999IR | 85030099 | 1 |  | 25.2 | KG | 7586.87 | 7586.87 | MC05 | MC05 | SIMOTICS T Torque motor; Components 3-phase synchronous motor; External cooling jacket; Tangential cable outlet; Diam. 310 mm; Length 140 mm; Max. torque 878 Nm; Max. speed 250 rpm; Max. current 53 A eff; | alterado Out19 | 0 | 0
1FW6130-0NB10-2JD2 |  | 1FW6130-0NB10-2JD2 | 1 | UN | 1 | 25 | D | D | N | 9I999IR | 85030099 | 1 |  | 25.2 | KG | 7976.32 | 7976.32 | MC05 | MC05 | SIMOTICS T Torque motor; Components 3-phase synchronous motor; External cooling jacket; Tangential cable outlet; Power cable 0.5 m with connector Sz. 1.5; Signal cable 0.5 m with M17 connector; Diam. 310 mm; Length 140 mm; Max. torque 878 Nm; Max. speed 250 rpm; Max. current 53 A eff; | alterado Out19 | 0 | 0
1FW6130-0NB10-2JR2 |  | 1FW6130-0NB10-2JR2 | 1 | UN | 1 | 25 | D | D | N | 9I999IR | 85030099 | 1 |  | 31.4 | KG | 7742.63 | 7742.63 | MC05 | MC05 | SIMOTICS T torque motor; components 3-phase synchronous motor; external cooling jacket; tangential cable outlet; Diameter 310 mm; Length 140 mm; max. torque 878 Nm; max. speed 250 rpm; max. current 53A eff; Cable 4m; Bare cable ends when using the direct motors in fork heads for machine tools or robots a license for the US patent US5584621 and the corresponding worldwide property rights may be required | alterado Out19 | 0 | 7
1FW6130-0NB15-1JC2 |  | 1FW6130-0NB15-1JC2 | 1 | UN | 1 | 25 | D | D | N | 9I999IR | 85030099 | 1 |  | 38.2 | KG | 9331.67 | 9331.67 | MC05 | MC05 | SIMOTICS T Torque motor; Components 3-phase synchronous motor; External cooling jacket; Tangential cable outlet; Diam. 310 mm; Length 190 mm; Max. torque 1320 Nm; Max. speed 78 rpm; Max. current 36 A eff; | alterado Out19 | 0 | 0
1FW6130-0NB15-1JD2 |  | 1FW6130-0NB15-1JD2 | 1 | UN | 1 | 25 | D | D | N | 9I999IR | 85030099 | 1 |  | 38.2 | KG | 9643.22 | 9643.22 | MC05 | MC05 | SIMOTICS T Torque motor; Components 3-phase synchronous motor; External cooling jacket; Tangential cable outlet; Power cable 0.5 m with connector size 1; Signal cable 0.5 m with M17 connector; Diam. 310 mm; Length 190 mm; Max. torque 1320 Nm; Max. speed 78 rpm; Max. current 36 A eff; | alterado Out19 | 0 | 0
1FW6130-0NB15-2JC2 |  | 1FW6130-0NB15-2JC2 | 1 | UN | 1 | 25 | D | D | N | 9I999IR | 85030099 | 1 |  | 41.2 | KG | 9331.67 | 9331.67 | MC05 | MC05 | SIMOTICS T Torque motor; Components 3-phase synchronous motor; External cooling jacket; Tangential cable outlet; Diam. 310 mm; Length 190 mm; Max. torque 1320 Nm; Max. speed 150 rpm; Max. current 54 A eff; | alterado Out19 | 0 | 0
1FW6130-0NB15-2JD2 |  | 1FW6130-0NB15-2JD2 | 1 | UN | 1 | 25 | D | D | N | 9I999IR | 85030099 | 1 |  | 38.2 | KG | 9721.14 | 9721.14 | MC05 | MC05 | SIMOTICS T Torque motor; Components 3-phase synchronous motor; External cooling jacket; Tangential cable outlet; Power cable 0.5 m with connector Sz. 1.5; Signal cable 0.5 m with M17 connector; Diam. 310 mm; Length 190 mm; Max. torque 1320 Nm; Max. speed 150 rpm; Max. current 54 A eff; | alterado Out19 | 0 | 0
1FW6130-0PB05-0KC2 |  | 1FW6130-0PB05-0KC2 | 1 | UN | 1 | 25 | D | D | N | 9I999IR | 85030099 | 1 |  | 13.2 | KG | 5997.81 | 5997.81 | MC05 | MC05 | SIMOTICS T Torque motor; Components 3-phase synchronous motor; External cooling jacket; Axial cable outlet; Diam. 310 mm; Length 90 mm; Max. torque 439 Nm; Max. speed 130 rpm; Max. current 18 A eff; | alterado Out19 | 0 | 0
1FW6130-0PB05-0KD2 |  | 1FW6130-0PB05-0KD2 | 1 | UN | 1 | 25 | D | D | N | 9I999IR | 85030099 | 1 |  | 13.2 | KG | 6309.39 | 6309.39 | MC05 | MC05 | SIMOTICS T Torque motor; Components 3-phase synchronous motor; External cooling jacket; Axial cable outlet; Power cable 0.5 m with connector size 1; Signal cable 0.5 m with M17 connector; Diam. 310 mm; Length 90 mm; Max. torque 439 Nm; Max. speed 130 rpm; Max. current 18 A eff; | alterado Out19 | 0 | 0
1FW6130-0PB05-0KG2 |  | 1FW6130-0PB05-0KG2 | 1 | UN | 1 | 25 | D | D | N | 9I999IR | 85030099 | 1 |  | 18.52 | KG | 6318.74 | 6318.74 | MC05 | MC05 | SIMOTICS T Torque motor; Components 3-phase synchronous motor; External cooling jacket; Axial cable outlet; Power cable 2 m with connector Sz. 1; Signal cable 2 m with M17 connector; Diam. 310 mm; Length 90 mm; Max. torque 439 Nm; Max. speed 130 rpm; Max. Max. current 18 A eff; | alterado Out19 | 0 | 7
1FW6130-0PB05-1JC2 |  | 1FW6130-0PB05-1JC2 | 1 | UN | 1 | 25 | D | D | N | 9I999IR | 85030099 | 1 |  | 20.35 | KG | 5997.81 | 5997.81 | MC05 | MC05 | SIMOTICS T Torque motor; Components 3-phase synchronous motor; External cooling jacket; Axial cable outlet; Diam. 310 mm; Length 90 mm; Max. torque 439 Nm; Max. speed 310 rpm; Max. current 32 A eff; | alterado Out19 | 0 | 0
1FW6130-0PB05-1JD2 |  | 1FW6130-0PB05-1JD2 | 1 | UN | 1 | 25 | D | D | N | 9I999IR | 85030099 | 1 |  | 13.2 | KG | 6309.39 | 6309.39 | MC05 | MC05 | SIMOTICS T Torque motor; Components 3-phase synchronous motor; External cooling jacket; Axial cable outlet; Power cable 0.5 m with connector size 1; Signal cable 0.5 m with M17 connector; Diam. 310 mm; Length 90 mm; Max. torque 439 Nm; Max. speed 310 rpm; Max. current 32 A eff; | alterado Out19 | 0 | 0
1FW6130-0PB05-1JE2 |  | 1FW6130-0PB05-1JE2 | 1 | UN | 1 | 25 | D | D | N | 9I999IR | 85030099 | 1 |  | 13.2 | KG | 6309.39 | 6309.39 | MC05 | MC05 | SIMOTICS T Torque motor; Components 3-phase synchronous motor; External cooling jacket; Axial cable outlet; Power cable 1 m with connector Sz. 1; Signal cable 1 m with M17 connector; Diam. 310 mm; Length 90 mm; Max. torque 439 Nm; Max. speed 310 rpm; Max. current 32 A eff; | alterado Out19 | 0 | 0
1FW6130-0PB07-0KC2 |  | 1FW6130-0PB07-0KC2 | 1 | UN | 1 | 25 | D | D | N | 9I999IR | 85030099 | 1 |  | 18.2 | KG | 6683.28 | 6683.28 | MC05 | MC05 | SIMOTICS T Torque motor; Components 3-phase synchronous motor; External cooling jacket; Axial cable outlet; Diam. 310 mm; Length 110 mm; Max. torque 614 Nm; Max. speed 96 rpm; Max. current 20 A eff; | alterado Out19 | 0 | 0
1FW6130-0PB07-0KD2 |  | 1FW6130-0PB07-0KD2 | 1 | UN | 1 | 25 | D | D | N | 9I999IR | 85030099 | 1 |  | 18.2 | KG | 6994.86 | 6994.86 | MC05 | MC05 | SIMOTICS T Torque motor; Components 3-phase synchronous motor; External cooling jacket; Axial cable outlet; Power cable 0.5 m with connector size 1; Signal cable 0.5 m with M17 connector; Diam. 310 mm; Length 110 mm; Max. torque 614 Nm; Max. speed 96 rpm; Max. current 20 A eff; | alterado Out19 | 0 | 0
1FW6130-0PB07-1JC2 |  | 1FW6130-0PB07-1JC2 | 1 | UN | 1 | 25 | D | D | N | 9I999IR | 85030099 | 1 |  | 22.7 | KG | 6683.28 | 6683.28 | MC05 | MC05 | SIMOTICS T Torque motor; Components 3-phase synchronous motor; External cooling jacket; Axial cable outlet; Diam. 310 mm; Length 110 mm; Max. torque 614 Nm; Max. speed 200 rpm; Max. current 32 A eff; | alterado Out19 | 0 | 0
1FW6130-0PB07-1JD2 |  | 1FW6130-0PB07-1JD2 | 1 | UN | 1 | 25 | D | D | N | 9I999IR | 85030099 | 1 |  | 18.2 | KG | 6994.86 | 6994.86 | MC05 | MC05 | SIMOTICS T Torque motor; Components 3-phase synchronous motor; External cooling jacket; Axial cable outlet; Power cable 0.5 m with connector size 1; Signal cable 0.5 m with M17 connector; Diam. 310 mm; Length 110 mm; Max. torque 614 Nm; Max. speed 200 rpm; Max. current 32 A eff; | alterado Out19 | 0 | 0
1FW6130-0PB07-1JR2 |  | 1FW6130-0PB07-1JR2 | 1 | UN | 1 | 25 | D | D | N | 9I999IR | 85030099 | 1 |  | 18.2 | KG | 6901.39 | 6901.39 | MC05 | MC05 | SIMOTICS T Torque motor; Components 3-phase synchronous motor; External cooling jacket; Axial cable outlet; Power cable 4 m; Signal cable 4 m; Diam. 310 mm; Length 110 mm; Max. torque 614 Nm; Max. speed 200 rpm; Max. current 32 A eff; | alterado Out19 | 0 | 0
1FW6130-0PB10-1JC2 |  | 1FW6130-0PB10-1JC2 | 1 | UN | 1 | 25 | D | D | N | 9I999IR | 85030099 | 1 |  | 30.5 | KG | 7477.8 | 7477.8 | MC05 | MC05 | SIMOTICS T Torque motor; Components 3-phase synchronous motor; External cooling jacket; Axial cable outlet; Diam. 310 mm; Length 140 mm; Max. torque 878 Nm; Max. speed 120 rpm; Max. current 32 A eff; | alterado Out19 | 0 | 0
1FW6130-0PB10-1JD2 |  | 1FW6130-0PB10-1JD2 | 1 | UN | 1 | 25 | D | D | N | 9I999IR | 85030099 | 1 |  | 25.2 | KG | 7789.37 | 7789.37 | MC05 | MC05 | SIMOTICS T Torque motor; Components 3-phase synchronous motor; External cooling jacket; Axial cable outlet; Power cable 0.5 m with connector size 1; Signal cable 0.5 m with M17 connector; Diam. 310 mm; Length 140 mm; Max. torque 878 Nm; Max. speed 120 rpm; Max. current 32 A eff; | alterado Out19 | 0 | 0
1FW6130-0PB10-1JE2 |  | 1FW6130-0PB10-1JE2 | 1 | UN | 1 | 25 | D | D | N | 9I999IR | 85030099 | 1 |  | 25.2 | KG | 7789.37 | 7789.37 | MC05 | MC05 | SIMOTICS T Torque motor Components 3-phase synchronous motor; External cooling jacket; Axial cable outlet; Power cable 1 m with connector size 1; Signal cable 1 m with M17 connector; Diam. 310 mm; Length 140 mm; Max. torque 878 Nm; Max. speed 120 rpm; Max. current 32 A eff; | alterado Out19 | 0 | 0
1FW6130-0PB10-1JU2 |  | 1FW6130-0PB10-1JU2 | 1 | UN | 1 | 25 | D | D | N | 9I999IR | 85030099 | 1 |  | 27.5 | KG | 7621.91 | 7621.91 | MC05 | MC05 | SIMOTICS T Torque motor Components 3-phase synchronous motor; External cooling jacket; Axial cable outlet; Power cable 6 m with diameter 310 mm; Length 140 mm; Max. torque 878 Nm; Max. speed 120 rpm; Max. current 32 A eff; | alterado Out19 | 0 | 7
1FW6130-0PB10-2JC2 |  | 1FW6130-0PB10-2JC2 | 1 | UN | 1 | 25 | D | D | N | 9I999IR | 85030099 | 1 |  | 25.2 | KG | 7477.8 | 7477.8 | MC05 | MC05 | SIMOTICS T Torque motor; Components 3-phase synchronous motor; External cooling jacket; Axial cable outlet; Diam. 310 mm; Length 140 mm; Max. torque 878 Nm; Max. speed 250 rpm; Max. current 53 A eff; | alterado Out19 | 0 | 0
1FW6130-0PB10-2JD2 |  | 1FW6130-0PB10-2JD2 | 1 | UN | 1 | 25 | D | D | N | 9I999IR | 85030099 | 1 |  | 30.2 | KG | 7867.28 | 7867.28 | MC05 | MC05 | SIMOTICS T Torque motor; Components 3-phase synchronous motor; External cooling jacket; Axial cable outlet; Power cable 0.5 m with connector Sz. 1.5; Signal cable 0.5 m with M17 connector; Diam. 310 mm; Length 140 mm; Max. torque 878 Nm; Max. speed 250 rpm; Max. current 53 A eff; | alterado Out19 | 0 | 0
1FW6130-0PB15-1JC2 |  | 1FW6130-0PB15-1JC2 | 1 | UN | 1 | 25 | D | D | N | 9I999IR | 85030099 | 1 |  | 38.2 | KG | 9222.6 | 9222.6 | MC05 | MC05 | SIMOTICS T Torque motor; Components 3-phase synchronous motor; External cooling jacket; Axial cable outlet; Diam. 310 mm; Length 190 mm; Max. torque 1320 Nm; Max. speed 78 rpm; Max. current 36 A eff; | alterado Out19 | 0 | 0
1FW6130-0PB15-1JD2 |  | 1FW6130-0PB15-1JD2 | 1 | UN | 1 | 25 | D | D | N | 9I999IR | 85030099 | 1 |  | 38.2 | KG | 9534.2 | 9534.2 | MC05 | MC05 | SIMOTICS T Torque motor; Components 3-phase synchronous motor; External cooling jacket; Axial cable outlet; Power cable 0.5 m with connector size 1; Signal cable 0.5 m with M17 connector; Diam. 310 mm; Length 190 mm; Max. torque 1320 Nm; Max. speed 78 rpm; Max. current 36 A eff; | alterado Out19 | 0 | 0
1FW6130-0PB15-1JG2 |  | 1FW6130-0PB15-1JG2 | 1 | UN | 1 | 25 | D | D | N | 9I999IR | 85030099 | 1 |  | 38.6 | KG | 9534.2 | 9534.2 | MC05 | MC05 | SIMOTICS T Torque motor; Components 3-phase synchronous motor; External cooling jacket; Axial cable outlet; Power cable 2 m with connector Sz. 1; Signal cable 2 m with M17 connector; Diam. 310 mm; Length 190 mm; Max. torque 1320 Nm; Max. speed 78 rpm; Max. current 36 A eff; | alterado Out19 | 0 | 7
1FW6130-0PB15-1JQ2 |  | 1FW6130-0PB15-1JQ2 | 1 | UN | 1 | 25 | D | D | N | 9I999IR | 85030099 | 1 |  | 39.2 | KG | 9298.96 | 9298.96 | MC05 | MC05 | SIMOTICS T Torque motor; Components 3-phase synchronous motor; External cooling jacket; Axial cable outlet; Signal cable and power cable 3 m; Diam. 310 mm; Length 190 mm; Max. torque 1320 Nm; Max. speed 78 rpm; Max. current 36 A eff; | alterado Out19 | 0 | 7
1FW6130-0PB15-2JC2 |  | 1FW6130-0PB15-2JC2 | 1 | UN | 1 | 25 | D | D | N | 9I999IR | 85030099 | 1 |  | 38.4 | KG | 9222.6 | 9222.6 | MC05 | MC05 | SIMOTICS T Torque motor; Components 3-phase synchronous motor; External cooling jacket; Axial cable outlet; Diam. 310 mm; Length 190 mm; Max. torque 1320 Nm; Max. speed 150 rpm; Max. current 54 A eff; | alterado Out19 | 0 | 0
1FW6130-0PB15-2JD2 |  | 1FW6130-0PB15-2JD2 | 1 | UN | 1 | 25 | D | D | N | 9I999IR | 85030099 | 1 |  | 40 | KG | 9612.1 | 9612.1 | MC05 | MC05 | SIMOTICS T Torque motor; Components 3-phase synchronous motor; External cooling jacket; Axial cable outlet; Power cable 0.5 m with connector Sz. 1.5; Signal cable 0.5 m with M17 connector; Diam. 310 mm; Length 190 mm; Max. torque 1320 Nm; Max. speed 150 rpm; Max. current 54 A eff; | alterado Out19 | 0 | 0
1FW6130-0PB15-2JQ2 |  | 1FW6130-0PB15-2JQ2 | 1 | UN | 1 | 25 | D | D | N | 9I999IR | 85030099 | 1 |  | 36.5 | KG | 9298.96 | 9298.96 | MC05 | MC05 | SIMOTICS T Torque motor; Components 3-phase synchronous motor; External cooling jacket; Axial cable outlet; Signal cable and power cable 3 m with bare ends; Diam. 310 mm; Length 190 mm; Max. torque 1320 Nm; Max. speed 150 rpm; Max. current 54 A eff; | alterado Out19 | 0 | 7
1FW6130-0QB05-0KC2 |  | 1FW6130-0QB05-0KC2 | 1 | UN | 1 | 25 | D | D | N | 9I999IR | 85030099 | 1 |  | 13.2 | KG | 6106.88 | 6106.88 | MC05 | MC05 | SIMOTICS T Torque motor; Components 3-phase synchronous motor; External cooling jacket; Radial cable outlet; Diam. 310 mm; Length 90 mm; Max. torque 439 Nm; Max. speed 130 rpm; Max. current 18 A eff; | alterado Out19 | 0 | 0
1FW6130-0QB05-0KD2 |  | 1FW6130-0QB05-0KD2 | 1 | UN | 1 | 25 | D | D | N | 9I999IR | 85030099 | 1 |  | 13.2 | KG | 6418.45 | 6418.45 | MC05 | MC05 | SIMOTICS T Torque motor; Components 3-phase synchronous motor; External cooling jacket; Radial cable outlet; Power cable 0.5 m with connector size 1; Signal cable 0.5 m with M17 connector; Diam. 310 mm; Length 90 mm; Max. torque 439 Nm; Max. speed 130 rpm; Max. current 18 A eff; | alterado Out19 | 0 | 0
1FW6130-0QB05-0KT2 |  | 1FW6130-0QB05-0KT2 | 1 | UN | 1 | 25 | D | D | N | 9I999IR | 85030099 | 1 |  | 13.2 | KG | 6262.66 | 6262.66 | MC05 | MC05 | SIMOTICS T torque motor; components 3-phase synchronous motor; external cooling jacket; radial cable outlet; Length 5 m; Diameter 310 mm; Length 90 mm; max. Torque 439 Nm; max. speed 130 rpm; max. current 18A eff; when using the direct motors in fork heads for machine tools or robots a license for the US patent US5584621 and the corresponding worldwide property rights may be required | alterado Out19 | 0 | 7
1FW6130-0QB05-1JC2 |  | 1FW6130-0QB05-1JC2 | 1 | UN | 1 | 25 | D | D | N | 9I999IR | 85030099 | 1 |  | 20.7 | KG | 6106.88 | 6106.88 | MC05 | MC05 | SIMOTICS T Torque motor; Components 3-phase synchronous motor; External cooling jacket; Radial cable outlet; Diam. 310 mm; Length 90 mm; Max. torque 439 Nm; Max. speed 310 rpm; Max. current 32 A eff; | alterado Out19 | 0 | 0
1FW6130-0QB05-1JD2 |  | 1FW6130-0QB05-1JD2 | 1 | UN | 1 | 25 | D | D | N | 9I999IR | 85030099 | 1 |  | 13.2 | KG | 6418.45 | 6418.45 | MC05 | MC05 | SIMOTICS T Torque motor; Components 3-phase synchronous motor; External cooling jacket; Radial cable outlet; Power cable 0.5 m with connector size 1; Signal cable 0.5 m with M17 connector; Diam. 310 mm; Length 90 mm; Max. torque 439 Nm; Max. speed 310 rpm; Max. current 32 A eff; | alterado Out19 | 0 | 0
1FW6130-0QB07-0KC2 |  | 1FW6130-0QB07-0KC2 | 1 | UN | 1 | 25 | D | D | N | 9I999IR | 85030099 | 1 |  | 18.2 | KG | 6792.34 | 6792.34 | MC05 | MC05 | SIMOTICS T Torque motor; Components 3-phase synchronous motor; External cooling jacket; Radial cable outlet; Diam. 310 mm; Length 110 mm; Max. torque 614 Nm; Max. speed 96 rpm; Max. current 20 A eff; | alterado Out19 | 0 | 0
1FW6130-0QB07-0KD2 |  | 1FW6130-0QB07-0KD2 | 1 | UN | 1 | 25 | D | D | N | 9I999IR | 85030099 | 1 |  | 18.2 | KG | 7103.89 | 7103.89 | MC05 | MC05 | SIMOTICS T Torque motor; Components 3-phase synchronous motor; External cooling jacket; Radial cable outlet; Power cable 0.5 m with connector size 1; Signal cable 0.5 m with M17 connector; Diam. 310 mm; Length 110 mm; Max. torque 614 Nm; Max. speed 96 rpm; Max. current 20 A eff; | alterado Out19 | 0 | 0
1FW6130-0QB07-1JC2 |  | 1FW6130-0QB07-1JC2 | 1 | UN | 1 | 25 | D | D | N | 9I999IR | 85030099 | 1 |  | 18.2 | KG | 6792.34 | 6792.34 | MC05 | MC05 | SIMOTICS T Torque motor; Components 3-phase synchronous motor; External cooling jacket; Radial cable outlet; Diam. 310 mm; Length 110 mm; Max. torque 614 Nm; Max. speed 200 rpm; Max. current 32 A eff; | alterado Out19 | 0 | 0
1FW6130-0QB07-1JD2 |  | 1FW6130-0QB07-1JD2 | 1 | UN | 1 | 25 | D | D | N | 9I999IR | 85030099 | 1 |  | 18.2 | KG | 7103.89 | 7103.89 | MC05 | MC05 | SIMOTICS T Torque motor; Components 3-phase synchronous motor; External cooling jacket; Radial cable outlet; Power cable 0.5 m with connector size 1; Signal cable 0.5 m with M17 connector; Diam. 310 mm; Length 110 mm; Max. torque 614 Nm; Max. speed 200 rpm; Max. current 32 A eff; | alterado Out19 | 0 | 0
1FW6130-0QB10-1JC2 |  | 1FW6130-0QB10-1JC2 | 1 | UN | 1 | 25 | D | D | N | 9I999IR | 85030099 | 1 |  | 25.2 | KG | 7586.87 | 7586.87 | MC05 | MC05 | SIMOTICS T Torque motor; Components 3-phase synchronous motor; External cooling jacket; Radial cable outlet; Diam. 310 mm; Length 140 mm; Max. torque 878 Nm; Max. speed 120 rpm; Max. current 32 A eff; | alterado Out19 | 0 | 0
1FW6130-0QB10-1JD2 |  | 1FW6130-0QB10-1JD2 | 1 | UN | 1 | 25 | D | D | N | 9I999IR | 85030099 | 1 |  | 25.2 | KG | 7898.43 | 7898.43 | MC05 | MC05 | SIMOTICS T Torque motor; Components 3-phase synchronous motor; External cooling jacket; Radial cable outlet; Power cable 0.5 m with connector size 1; Signal cable 0.5 m with M17 connector; Diam. 310 mm; Length 140 mm; Max. torque 878 Nm; Max. speed 120 rpm; Max. current 32 A eff; | alterado Out19 | 0 | 0
1FW6130-0QB10-2JC2 |  | 1FW6130-0QB10-2JC2 | 1 | UN | 1 | 25 | D | D | N | 9I999IR | 85030099 | 1 |  | 25.2 | KG | 7586.87 | 7586.87 | MC05 | MC05 | SIMOTICS T Torque motor; Components 3-phase synchronous motor; External cooling jacket; Radial cable outlet; Diam. 310 mm; Length 140 mm; Max. torque 878 Nm; Max. speed 250 rpm; Max. current 53 A eff; | alterado Out19 | 0 | 0
1FW6130-0QB10-2JD2 |  | 1FW6130-0QB10-2JD2 | 1 | UN | 1 | 25 | D | D | N | 9I999IR | 85030099 | 1 |  | 25.2 | KG | 7976.32 | 7976.32 | MC05 | MC05 | SIMOTICS T Torque motor; Components 3-phase synchronous motor; External cooling jacket; Radial cable outlet; Power cable 0.5 m with connector Sz. 1.5; Signal cable 0.5 m with M17 connector; Diam. 310 mm; Length 140 mm; Max. torque 878 Nm; Max. speed 250 rpm; Max. current 53 A eff; | alterado Out19 | 0 | 0
1FW6130-0QB15-1JC2 |  | 1FW6130-0QB15-1JC2 | 1 | UN | 1 | 25 | D | D | N | 9I999IR | 85030099 | 1 |  | 25.8 | KG | 9331.67 | 9331.67 | MC05 | MC05 | SIMOTICS T Torque motor; Components 3-phase synchronous motor; External cooling jacket; Radial cable outlet; Diam. 310 mm; Length 190 mm; Max. torque 1320 Nm; Max. speed 78 rpm; Max. current 36 A eff; | alterado Out19 | 0 | 0
1FW6130-0QB15-1JD2 |  | 1FW6130-0QB15-1JD2 | 1 | UN | 1 | 25 | D | D | N | 9I999IR | 85030099 | 1 |  | 38.2 | KG | 9643.22 | 9643.22 | MC05 | MC05 | SIMOTICS T Torque motor; Components 3-phase synchronous motor; External cooling jacket; Radial cable outlet; Power cable 0.5 m with connector size 1; Signal cable 0.5 m with M17 connector; Diam. 310 mm; Length 190 mm; Max. torque 1320 Nm; Max. speed 78 rpm; Max. current 36 A eff; | alterado Out19 | 0 | 0
1FW6130-0QB15-1JJ2 |  | 1FW6130-0QB15-1JJ2 | 1 | UN | 1 | 25 | D | D | N | 9I999IR | 85030099 | 1 |  | 39.3 | KG | 9861.69 | 9861.69 | MC05 | MC05 | SIMOTICS T Torque motor; Components 3-phase synchronous motor; External cooling jacket; Radial cable outlet; Power cable 4 m with connector size 1; Signal cable 4 m with M17 connector; Diam. 310 mm; Length 190 mm; Max. torque 1320 Nm; Max. speed 78 rpm; Max. current 36 A eff; | alterado Out19 | 0 | 7
1FW6130-0QB15-2JC2 |  | 1FW6130-0QB15-2JC2 | 1 | UN | 1 | 25 | D | D | N | 9I999IR | 85030099 | 1 |  | 38.2 | KG | 9331.67 | 9331.67 | MC05 | MC05 | SIMOTICS T Torque motor; Components 3-phase synchronous motor; External cooling jacket; Radial cable outlet; Diam. 310 mm; Length 190 mm; Max. torque 1320 Nm; Max. speed 150 rpm; Max. current 54 A eff; | alterado Out19 | 0 | 0
1FW6130-0QB15-2JD2 |  | 1FW6130-0QB15-2JD2 | 1 | UN | 1 | 25 | D | D | N | 9I999IR | 85030099 | 1 |  | 38.2 | KG | 9721.14 | 9721.14 | MC05 | MC05 | SIMOTICS T Torque motor; Components 3-phase synchronous motor; External cooling jacket; Radial cable outlet; Power cable 0.5 m with connector Sz. 1.5; Signal cable 0.5 m with M17 connector; Diam. 310 mm; Length 190 mm; Max. torque 1320 Nm; Max. speed 150 rpm; Max. current 54 A eff; | alterado Out19 | 0 | 0
1FW6130-1EA00-0AA0 |  | 1FW6130-1EA00-0AA0 | 1 | UN | 1 | 25 | D | D | EAR99H | 9I999IR | 39269097 | 1 |  | 0.04 | KG | 37.86 | 37.86 | MC05 | MC05 | SIMOTICS T O-ring seal for torque motors with cooling jacket; Size 1FW6130 | alterado Out19 | 0 | 7
1FW6130-8NB05-0KC2 |  | 1FW6130-8NB05-0KC2 | 1 | UN | 1 | 25 | D | D | N | 9I999IR | 85030099 | 1 |  | 8.7 | KG | 4237.43 | 4237.43 | MC05 | MC05 | SIMOTICS T Stator External cooling jacket; Tangential cable outlet; Diam. 310 mm; Length 90 mm; Max. torque 439 Nm; Max. speed 130 rpm; Max. current 18 A eff; | alterado Out19 | 0 | 0
1FW6130-8NB05-0KD2 |  | 1FW6130-8NB05-0KD2 | 1 | UN | 1 | 25 | D | D | N | 9I999IR | 85030099 | 1 |  | 8.7 | KG | 4548.98 | 4548.98 | MC05 | MC05 | SIMOTICS T Stator External cooling jacket; Tangential cable outlet; Power cable 0.5 m With connector Sz. 1; Signal cable 0.5 m with M17 connector; Diam. 310 mm; Length 90 mm; Max. torque 439 Nm; Max. speed 130 rpm; Max. current 18 A eff; | alterado Out19 | 0 | 0
1FW6130-8NB05-0KG2 |  | 1FW6130-8NB05-0KG2 | 1 | UN | 1 | 25 | D | D | N | 9I999IR | 85030099 | 1 |  | 8.7 | KG | 4552.74 | 4552.74 | MC05 | MC05 | SIMOTICS T Stator External cooling jacket; Tangential cable outlet; Power cable 2 m With connector Sz. 1; Signal cable 2 m with M17 connector; Diam. 310 mm; Length 90 mm; Max. torque 439 Nm; Max. speed 130 rpm; Max. current 18 A eff; | alterado Out19 | 0 | 7
1FW6130-8NB05-1JD2 |  | 1FW6130-8NB05-1JD2 | 1 | UN | 1 | 25 | D | D | N | 9I999IR | 85030099 | 1 |  | 8.7 | KG | 4548.98 | 4548.98 | MC05 | MC05 | SIMOTICS T Stator External cooling jacket; Tangential cable outlet; Power cable 0.5 m With connector Sz. 1; Signal cable 0.5 m with M17 connector; Diam. 310 mm; Length 90 mm; Max. torque 439 Nm; Max. speed 310 rpm; Max. current 32 A eff; | alterado Out19 | 0 | 0
1FW6130-8NB07-0KD2 |  | 1FW6130-8NB07-0KD2 | 1 | UN | 1 | 25 | D | D | N | 9I999IR | 85030099 | 1 |  | 11.9 | KG | 5016.36 | 5016.36 | MC05 | MC05 | SIMOTICS T Stator External cooling jacket; Tangential cable outlet; Power cable 0.5 m With connector Sz. 1; Signal cable 0.5 m with M17 connector; Diam. 310 mm; Length 110 mm; Max. torque 614 Nm; Max. speed 96 rpm; Max. current 20 A eff; | alterado Out19 | 0 | 0
1FW6130-8NB07-1JD2 |  | 1FW6130-8NB07-1JD2 | 1 | UN | 1 | 25 | D | D | N | 9I999IR | 85030099 | 1 |  | 11.9 | KG | 5016.36 | 5016.36 | MC05 | MC05 | SIMOTICS T Stator External cooling jacket; Tangential cable outlet; Power cable 0.5 m With connector Sz. 1; Signal cable 0.5 m with M17 connector; Diam. 310 mm; Length 110 mm; Max. torque 614 Nm; Max. speed 200 rpm; Max. current 32 A eff; | alterado Out19 | 0 | 0
1FW6130-8NB10-1JC2 |  | 1FW6130-8NB10-1JC2 | 1 | UN | 1 | 25 | D | D | N | 9I999IR | 85030099 | 1 |  | 16.2 | KG | 5031.95 | 5031.95 | MC05 | MC05 | SIMOTICS T Stator external cooling jacket; tangential cable outlet; Diameter 310 mm; Length 140 mm; max. torque 878 Nm; max. speed 120rpm; max. current 32A eff; when using the direct motors in fork heads for machine tools or robots a license for the US patent US5584621 and the corresponding worldwide property rights may be required | alterado Out19 | 0 | 7
1FW6130-8NB10-1JD2 |  | 1FW6130-8NB10-1JD2 | 1 | UN | 1 | 25 | D | D | N | 9I999IR | 85030099 | 1 |  | 16.2 | KG | 5343.5 | 5343.5 | MC05 | MC05 | SIMOTICS T Stator External cooling jacket; Tangential cable outlet; Power cable 0.5 m With connector Sz. 1; Signal cable 0.5 m with M17 connector; Diam. 310 mm; Length 140 mm; Max. torque 878 Nm; Max. speed 120 rpm; Max. current 32 A eff; | alterado Out19 | 0 | 0
1FW6130-8NB10-2JD2 |  | 1FW6130-8NB10-2JD2 | 1 | UN | 1 | 25 | D | D | N | 9I999IR | 85030099 | 1 |  | 16.2 | KG | 5421.41 | 5421.41 | MC05 | MC05 | SIMOTICS T Stator External cooling jacket; Tangential cable outlet; Power cable 0.5 m With connector Sz. 1.5; Signal cable 0.5 m with M17 connector; Diam. 310 mm; Length 140 mm; Max. torque 878 Nm; Max. speed 250 rpm; Max. current 53 A eff; | alterado Out19 | 0 | 0
1FW6130-8NB15-1JC2 |  | 1FW6130-8NB15-1JC2 | 1 | UN | 1 | 25 | D | D | N | 9I999IR | 85030099 | 1 |  | 24.7 | KG | 6184.75 | 6184.75 | MC05 | MC05 | SIMOTICS T Stator; Components 3-phase synchronous motor; External cooling jacket; Tangential cable outlet; Diam. 310 mm; Length 190 mm; Max. torque 1320 Nm; Max. speed 78 rpm; Max. current 36 A eff; | alterado Out19 | 0 | 7
1FW6130-8NB15-1JD2 |  | 1FW6130-8NB15-1JD2 | 1 | UN | 1 | 25 | D | D | N | 9I999IR | 85030099 | 1 |  | 24.7 | KG | 6496.34 | 6496.34 | MC05 | MC05 | SIMOTICS T Stator External cooling jacket; Tangential cable outlet; Power cable 0.5 m With connector Sz. 1; Signal cable 0.5 m with M17 connector; Diam. 310 mm; Length 190 mm; Max. torque 1320 Nm; Max. speed 78 rpm; Max. current 36 A eff; | alterado Out19 | 0 | 0
1FW6130-8NB15-2JD2 |  | 1FW6130-8NB15-2JD2 | 1 | UN | 1 | 25 | D | D | N | 9I999IR | 85030099 | 1 |  | 24.7 | KG | 6574.25 | 6574.25 | MC05 | MC05 | SIMOTICS T Stator External cooling jacket; Tangential cable outlet; Power cable 0.5 m With connector Sz. 1.5; Signal cable 0.5 m with M17 connector; Diam. 310 mm; Length 190 mm; Max. torque 1320 Nm; Max. speed 150 rpm; Max. current 54 A eff; | alterado Out19 | 0 | 0
1FW6130-8PB05-0KD2 |  | 1FW6130-8PB05-0KD2 | 1 | UN | 1 | 25 | D | D | N | 9I999IR | 85030099 | 1 |  | 8.7 | KG | 4439.95 | 4439.95 | MC05 | MC05 | SIMOTICS T Stator External cooling jacket; Axial cable outlet; Power cable 0.5 m With connector Sz. 1; Signal cable 0.5 m with M17 connector; Diam. 310 mm; Length 90 mm; Max. torque 439 Nm; Max. speed 130 rpm; Max. current 18 A eff; | alterado Out19 | 0 | 0
1FW6130-8PB05-0KG2 |  | 1FW6130-8PB05-0KG2 | 1 | UN | 1 | 25 | D | D | N | 9I999IR | 85030099 | 1 |  | 8.7 | KG | 4455.53 | 4455.53 | MC05 | MC05 | SIMOTICS T Stator External cooling jacket; Axial cable outlet; Power cable 2 m With connector Sz. 1; Signal cable 2 m with M17 connector; Diam. 310 mm; Length 90 mm; Max. torque 439 Nm; Max. speed 130 rpm; Max. current 18 A eff; | alterado Out19 | 0 | 7
1FW6130-8PB05-1JD2 |  | 1FW6130-8PB05-1JD2 | 1 | UN | 1 | 25 | D | D | N | 9I999IR | 85030099 | 1 |  | 8.7 | KG | 4439.95 | 4439.95 | MC05 | MC05 | SIMOTICS T Stator External cooling jacket; Axial cable outlet; Power cable 0.5 m With connector Sz. 1; Signal cable 0.5 m with M17 connector; Diam. 310 mm; Length 90 mm; Max. torque 439 Nm; Max. speed 310 rpm; Max. current 32 A eff; | alterado Out19 | 0 | 0
1FW6130-8PB07-0KC2 |  | 1FW6130-8PB07-0KC2 | 1 | UN | 1 | 25 | D | D | N | 9I999IR | 85030099 | 1 |  | 12.4 | KG | 4595.73 | 4595.73 | MC05 | MC05 | SIMOTICS T Stator; Components 3-phase synchronous motor; External cooling jacket; Axial cable outlet; Diam. 310 mm; Length 110 mm; Max. torque 614 Nm; Max. speed 96 rpm; Max. current 20 A eff; | alterado Out19 | 0 | 0
1FW6130-8PB07-0KD2 |  | 1FW6130-8PB07-0KD2 | 1 | UN | 1 | 25 | D | D | N | 9I999IR | 85030099 | 1 |  | 11.9 | KG | 4907.3 | 4907.3 | MC05 | MC05 | SIMOTICS T Stator External cooling jacket; Axial cable outlet; Power cable 0.5 m With connector Sz. 1; Signal cable 0.5 m with M17 connector; Diam. 310 mm; Length 110 mm; Max. torque 614 Nm; Max. speed 96 rpm; Max. current 20 A eff; | alterado Out19 | 0 | 0
1FW6130-8PB07-1JC2 |  | 1FW6130-8PB07-1JC2 | 1 | UN | 1 | 25 | D | D | N | 9I999IR | 85030099 | 1 |  | 11.9 | KG | 4595.73 | 4595.73 | MC05 | MC05 | SIMOTICS T Stator External cooling jacket; Axial cable outlet; Diam. 310 mm; Length 110 mm; Max. torque 614 Nm; Max. speed 200 rpm; Max. current 32 A eff; | alterado Out19 | 0 | 7
1FW6130-8PB07-1JD2 |  | 1FW6130-8PB07-1JD2 | 1 | UN | 1 | 25 | D | D | N | 9I999IR | 85030099 | 1 |  | 11.9 | KG | 4907.3 | 4907.3 | MC05 | MC05 | SIMOTICS T Stator External cooling jacket; Axial cable outlet; Power cable 0.5 m With connector Sz. 1; Signal cable 0.5 m with M17 connector; Diam. 310 mm; Length 110 mm; Max. torque 614 Nm; Max. speed 200 rpm; Max. current 32 A eff; | alterado Out19 | 0 | 0
1FW6130-8PB10-1JC2 |  | 1FW6130-8PB10-1JC2 | 1 | UN | 1 | 25 | D | D | N | 9I999IR | 85030099 | 1 |  | 16.2 | KG | 4922.9 | 4922.9 | MC05 | MC05 | SIMOTICS T Stator External cooling jacket; Axial cable outlet; Diam. 310 mm; Length 140 mm; Max. torque 878 Nm; Max. speed 120 rpm; Max. current 32 A eff; | alterado Out19 | 0 | 0
1FW6130-8PB10-1JD2 |  | 1FW6130-8PB10-1JD2 | 1 | UN | 1 | 25 | D | D | N | 9I999IR | 85030099 | 1 |  | 16.2 | KG | 5234.45 | 5234.45 | MC05 | MC05 | SIMOTICS T Stator External cooling jacket; Axial cable outlet; Power cable 0.5 m With connector Sz. 1; Signal cable 0.5 m with M17 connector; Diam. 310 mm; Length 140 mm; Max. torque 878 Nm; Max. speed 120 rpm; Max. current 32 A eff; | alterado Out19 | 0 | 0
1FW6130-8PB10-2JC2 |  | 1FW6130-8PB10-2JC2 | 1 | UN | 1 | 25 | D | D | N | 9I999IR | 85030099 | 1 |  | 16.7 | KG | 4922.9 | 4922.9 | MC05 | MC05 | SIMOTICS T Stator; External cooling jacket; Axial cable outlet Diam. 310 mm; Length 140 mm; Max. torque 878 Nm; Max. speed 250 rpm; Max. current 53 A eff; | alterado Out19 | 0 | 0
1FW6130-8PB10-2JD2 |  | 1FW6130-8PB10-2JD2 | 1 | UN | 1 | 25 | D | D | N | 9I999IR | 85030099 | 1 |  | 16.2 | KG | 5312.35 | 5312.35 | MC05 | MC05 | SIMOTICS T Stator External cooling jacket; Axial cable outlet; Power cable 0.5 m With connector Sz. 1.5; Signal cable 0.5 m with M17 connector; Diam. 310 mm; Length 140 mm; Max. torque 878 Nm; Max. speed 250 rpm; Max. current 53 A eff; | alterado Out19 | 0 | 0
1FW6130-8PB15-1JC2 |  | 1FW6130-8PB15-1JC2 | 1 | UN | 1 | 25 | D | D | N | 9I999IR | 85030099 | 1 |  | 25.2 | KG | 6016.15 | 6016.15 | MC05 | MC05 | SIMOTICS T Stator External cooling jacket; Axial cable outlet; Diam. 310 mm; Length 190 mm; Max. torque 1320 Nm; Max. speed 78 rpm; Max. current 36 A eff; | alterado Out19 | 0 | 0
1FW6130-8PB15-1JD2 |  | 1FW6130-8PB15-1JD2 | 1 | UN | 1 | 25 | D | D | N | 9I999IR | 85030099 | 1 |  | 24.7 | KG | 6387.29 | 6387.29 | MC05 | MC05 | SIMOTICS T Stator External cooling jacket; Axial cable outlet; Power cable 0.5 m With connector Sz. 1; Signal cable 0.5 m with M17 connector; Diam. 310 mm; Length 190 mm; Max. torque 1320 Nm; Max. speed 78 rpm; Max. current 36 A eff; | alterado Out19 | 0 | 0
1FW6130-8PB15-2JD2 |  | 1FW6130-8PB15-2JD2 | 1 | UN | 1 | 25 | D | D | N | 9I999IR | 85030099 | 1 |  | 24.7 | KG | 6465.16 | 6465.16 | MC05 | MC05 | SIMOTICS T Stator External cooling jacket; Axial cable outlet; Power cable 0.5 m With connector Sz. 1.5; Signal cable 0.5 m with M17 connector; Diam. 310 mm; Length 190 mm; Max. torque 1320 Nm; Max. speed 150 rpm; Max. current 54 A eff; | alterado Out19 | 0 | 7
1FW6130-8QB05-0KD2 |  | 1FW6130-8QB05-0KD2 | 1 | UN | 1 | 25 | D | D | N | 9I999IR | 85030099 | 1 |  | 8.7 | KG | 4548.98 | 4548.98 | MC05 | MC05 | SIMOTICS T Stator External cooling jacket; Radial cable outlet; Power cable 0.5 m With connector Sz. 1; Signal cable 0.5 m with M17 connector; Diam. 310 mm; Length 90 mm; Max. torque 439 Nm; Max. speed 130 rpm; Max. current 18 A eff; | alterado Out19 | 0 | 0
1FW6130-8QB05-1JC2 |  | 1FW6130-8QB05-1JC2 | 1 | UN | 1 | 25 | D | D | N | 9I999IR | 85030099 | 1 |  | 8.7 | KG | 4237.43 | 4237.43 | MC05 | MC05 | SIMOTICS T Torque motor; Stator External cooling jacket; Radial cable outlet; Cable length 2 m; Diam. 310 mm; Length 90 mm; Max. torque 439 Nm; Max. speed 310 rpm; Max. current 32 A eff; | alterado Out19 | 0 | 0
1FW6130-8QB05-1JD2 |  | 1FW6130-8QB05-1JD2 | 1 | UN | 1 | 25 | D | D | N | 9I999IR | 85030099 | 1 |  | 8.7 | KG | 4548.98 | 4548.98 | MC05 | MC05 | SIMOTICS T Stator External cooling jacket; Radial cable outlet; Power cable 0.5 m With connector Sz. 1; Signal cable 0.5 m with M17 connector; Diam. 310 mm; Length 90 mm; Max. torque 439 Nm; Max. speed 310 rpm; Max. current 32 A eff; | alterado Out19 | 0 | 0
1FW6130-8QB07-0KD2 |  | 1FW6130-8QB07-0KD2 | 1 | UN | 1 | 25 | D | D | N | 9I999IR | 85030099 | 1 |  | 11.9 | KG | 5016.36 | 5016.36 | MC05 | MC05 | SIMOTICS T Stator External cooling jacket; Radial cable outlet; Power cable 0.5 m With connector Sz. 1; Signal cable 0.5 m with M17 connector; Diam. 310 mm; Length 110 mm; Max. torque 614 Nm; Max. speed 96 rpm; Max. current 20 A eff; | alterado Out19 | 0 | 0
1FW6130-8QB07-1JD2 |  | 1FW6130-8QB07-1JD2 | 1 | UN | 1 | 25 | D | D | N | 9I999IR | 85030099 | 1 |  | 11.9 | KG | 5016.36 | 5016.36 | MC05 | MC05 | SIMOTICS T Stator External cooling jacket; Radial cable outlet; Power cable 0.5 m With connector Sz. 1; Signal cable 0.5 m with M17 connector; Diam. 310 mm; Length 110 mm; Max. torque 614 Nm; Max. speed 200 rpm; Max. current 32 A eff; | alterado Out19 | 0 | 0
1FW6130-8QB10-1JD2 |  | 1FW6130-8QB10-1JD2 | 1 | UN | 1 | 25 | D | D | N | 9I999IR | 85030099 | 1 |  | 16.2 | KG | 5343.5 | 5343.5 | MC05 | MC05 | SIMOTICS T Stator External cooling jacket; Radial cable outlet; Power cable 0.5 m With connector Sz. 1; Signal cable 0.5 m with M17 connector; Diam. 310 mm; Length 140 mm; Max. torque 878 Nm; Max. speed 120 rpm; Max. current 32 A eff; | alterado Out19 | 0 | 0
1FW6130-8QB10-2JD2 |  | 1FW6130-8QB10-2JD2 | 1 | UN | 1 | 25 | D | D | N | 9I999IR | 85030099 | 1 |  | 16.2 | KG | 5421.41 | 5421.41 | MC05 | MC05 | SIMOTICS T Stator External cooling jacket; Radial cable outlet; Power cable 0.5 m With connector Sz. 1.5; Signal cable 0.5 m with M17 connector; Diam. 310 mm; Length 140 mm; Max. torque 878 Nm; Max. speed 250 rpm; Max. current 53 A eff; | alterado Out19 | 0 | 0
1FW6130-8QB15-1JC2 |  | 1FW6130-8QB15-1JC2 | 1 | UN | 1 | 25 | D | D | N | 9I999IR | 85030099 | 1 |  | 7.76 | KG | 6256.74 | 6256.74 | MC05 | MC05 | SIMOTICS T Stator; Components 3-phase synchronous motor; External cooling jacket; Radial cable outlet; Cable length 2 m; Diam. 310 mm; Length 190 mm; Max. torque 1320 Nm; Max. speed 78 rpm; Max. current 36 A eff; | alterado Out19 | 0 | 0
1FW6130-8QB15-1JD2 |  | 1FW6130-8QB15-1JD2 | 1 | UN | 1 | 25 | D | D | N | 9I999IR | 85030099 | 1 |  | 24.7 | KG | 6496.34 | 6496.34 | MC05 | MC05 | SIMOTICS T Stator External cooling jacket; Radial cable outlet; Power cable 0.5 m With connector Sz. 1; Signal cable 0.5 m with M17 connector; Diam. 310 mm; Length 190 mm; Max. torque 1320 Nm; Max. speed 78 rpm; Max. current 36 A eff; | alterado Out19 | 0 | 0
1FW6130-8QB15-2JC2 |  | 1FW6130-8QB15-2JC2 | 1 | UN | 1 | 0 | A | D | N | 9I999IR | 85030099 | 1 |  | 25.2 | KG | 6184.76 | 6184.76 | MC05 | MC05 | SIMOTICS T Stator External cooling jacket; Radial cable outlet; Diam. 310 mm; Length 190 mm; Max. torque 1320 Nm; Max. speed 150 rpm; Max. current 54 A eff; | alterado Out19 | 0 | 0
1FW6130-8QB15-2JD2 |  | 1FW6130-8QB15-2JD2 | 1 | UN | 1 | 25 | D | D | N | 9I999IR | 85030099 | 1 |  | 24.7 | KG | 6574.25 | 6574.25 | MC05 | MC05 | SIMOTICS T Stator External cooling jacket; Radial cable outlet; Power cable 0.5 m With connector Sz. 1.5; Signal cable 0.5 m with M17 connector; Diam. 310 mm; Length 190 mm; Max. torque 1320 Nm; Max. speed 150 rpm; Max. current 54 A eff; | alterado Out19 | 0 | 0
1FW6130-8RA05-0AA0 |  | 1FW6130-8RA05-0AA0 | 1 | UN | 1 | 25 | D | D | N | N | 85030099 | 1 |  | 4.5 | KG | 1816.55 | 1816.55 | MC05 | MC05 | SIMOTICS T Rotor for motor 1FW6130-0.B05-....; Diam. 310 mm; Length 90 mm; | alterado Out19 | 0 | 0
1FW6130-8RA07-0AA0 |  | 1FW6130-8RA07-0AA0 | 1 | UN | 1 | 25 | D | D | N | N | 85030099 | 1 |  | 6.3 | KG | 2028.45 | 2028.45 | MC05 | MC05 | SIMOTICS T Rotor for motor 1FW6130-0.B07-....; Diam. 310 mm; Length 110 mm; | alterado Out19 | 0 | 0
1FW6130-8RA10-0AA0 |  | 1FW6130-8RA10-0AA0 | 1 | UN | 1 | 25 | D | D | N | N | 85030099 | 1 |  | 9 | KG | 2482.61 | 2482.61 | MC05 | MC05 | SIMOTICS T Rotor for motor 1FW6130-0.B10-....; Diam. 310 mm; Length 140 mm; | alterado Out19 | 0 | 0
1FW6130-8RA15-0AA0 |  | 1FW6130-8RA15-0AA0 | 1 | UN | 1 | 25 | D | D | N | N | 85030099 | 1 |  | 13.5 | KG | 3057.83 | 3057.83 | MC05 | MC05 | SIMOTICS T Rotor for motor 1FW6130-0.B15-....; Diam. 310 mm; Length 190 mm; | alterado Out19 | 0 | 0
1FW6150-0NB05-1JC2 |  | 1FW6150-0NB05-1JC2 | 1 | UN | 1 | 25 | D | D | N | 9I999IR | 85030099 | 1 |  | 21.7 | KG | 7493.41 | 7493.41 | MC05 | MC05 | SIMOTICS T Torque motor; Components 3-phase synchronous motor; External cooling jacket; Tangential cable outlet; Diam. 385 mm; Length 110 mm; Max. torque 710 Nm; Max. speed 230 rpm; Max. current 44 A eff; | alterado Out19 | 0 | 0
1FW6150-0NB05-1JD2 |  | 1FW6150-0NB05-1JD2 | 1 | UN | 1 | 25 | D | D | N | 9I999IR | 85030099 | 1 |  | 21.7 | KG | 7804.95 | 7804.95 | MC05 | MC05 | SIMOTICS T Torque motor; Components 3-phase synchronous motor; External cooling jacket; Tangential cable outlet; Power cable 0.5 m with connector size 1; Signal cable 0.5 m with M17 connector; Diam. 385 mm; Length 110 mm; Max. torque 710 Nm; Max. speed 230 rpm; Max. current 44 A eff; | alterado Out19 | 0 | 0
1FW6150-0NB05-4FC2 |  | 1FW6150-0NB05-4FC2 | 1 | UN | 1 | 25 | D | D | N | 9I999IR | 85030099 | 1 |  | 21.7 | KG | 7493.41 | 7493.41 | MC05 | MC05 | SIMOTICS T Torque motor; Components 3-phase synchronous motor; External cooling jacket; Tangential cable outlet; Diam. 385 mm; Length 110 mm; Max. torque 710 Nm; Max. speed 650 rpm; Max. current 100 A eff; | alterado Out19 | 0 | 0
1FW6150-0NB05-4FD2 |  | 1FW6150-0NB05-4FD2 | 1 | UN | 1 | 25 | D | D | N | 9I999IR | 85030099 | 1 |  | 21.7 | KG | 7882.84 | 7882.84 | MC05 | MC05 | SIMOTICS T Torque motor; Components 3-phase synchronous motor; External cooling jacket; Tangential cable outlet; Power cable 0.5 m with connector Sz. 1.5; Signal cable 0.5 m with M17 connector; Diam. 385 mm; Length 110 mm; Max. torque 710 Nm; Max. speed 650 rpm; Max. current 100 A eff; | alterado Out19 | 0 | 0
1FW6150-0NB07-1JC2 |  | 1FW6150-0NB07-1JC2 | 1 | UN | 1 | 25 | D | D | N | 9I999IR | 85030099 | 1 |  | 34.071 | KG | 8830.04 | 8830.04 | MC05 | MC05 | SIMOTICS T Torque motor; Components 3-phase synchronous motor; External cooling jacket; Tangential cable outlet Length 2 m; Diam. 385 mm; Length 130 mm; Max. torque 994 Nm; Max. speed 157 rpm; Max. current 44.1 A eff; | alterado Out19 | 0 | 7
1FW6150-0NB07-2JC2 |  | 1FW6150-0NB07-2JC2 | 1 | UN | 1 | 25 | D | D | N | 9I999IR | 85030099 | 1 |  | 33.5 | KG | 8677.36 | 8677.36 | MC05 | MC05 | SIMOTICS T Torque motor; Components 3-phase synchronous motor; External cooling jacket; Tangential cable outlet; Diam. 385 mm; Length 130 mm; Max. torque 994 Nm; Max. speed 260 rpm; Max. current 66 A eff; | alterado Out19 | 0 | 0
1FW6150-0NB07-2JD2 |  | 1FW6150-0NB07-2JD2 | 1 | UN | 1 | 25 | D | D | N | 9I999IR | 85030099 | 1 |  | 33.5 | KG | 9066.82 | 9066.82 | MC05 | MC05 | SIMOTICS T Torque motor; Components 3-phase synchronous motor; External cooling jacket; Tangential cable outlet; Power cable 0.5 m with connector Sz. 1.5; Signal cable 0.5 m with M17 connector; Diam. 385 mm; Length 130 mm; Max. torque 994 Nm; Max. speed 260 rpm; Max. current 66 A eff; | alterado Out19 | 0 | 0
1FW6150-0NB07-4FC2 |  | 1FW6150-0NB07-4FC2 | 1 | UN | 1 | 25 | D | D | N | 9I999IR | 85030099 | 1 |  | 33.5 | KG | 8677.36 | 8677.36 | MC05 | MC05 | SIMOTICS T Torque motor; Components 3-phase synchronous motor; External cooling jacket; Tangential cable outlet; Diam. 385 mm; Length 130 mm; Max. torque 994 Nm; Max. speed 450 rpm; Max. current 100 A eff; | alterado Out19 | 0 | 0
1FW6150-0NB07-4FD2 |  | 1FW6150-0NB07-4FD2 | 1 | UN | 1 | 25 | D | D | N | 9I999IR | 85030099 | 1 |  | 33.5 | KG | 9066.82 | 9066.82 | MC05 | MC05 | SIMOTICS T Torque motor; Components 3-phase synchronous motor; External cooling jacket; Tangential cable outlet; Power cable 0.5 m with connector size 1; Signal cable 0.5 m with M17 connector; Diam. 385 mm; Length 130 mm; Max. torque 994 Nm; Max. speed 450 rpm; Max. current 100 A eff; | alterado Out19 | 0 | 0
1FW6150-0NB10-2JC2 |  | 1FW6150-0NB10-2JC2 | 1 | UN | 1 | 25 | D | D | N | 9I999IR | 85030099 | 1 |  | 60 | KG | 10313.14 | 10313.14 | MC05 | MC05 | SIMOTICS T Torque motor; Components 3-phase synchronous motor; External cooling jacket; Tangential cable outlet; Diam. 385 mm; Length 160 mm; Max. torque 1420 Nm; Max. speed 170 rpm; Max. current 66 A eff; | alterado Out19 | 0 | 0
1FW6150-0NB10-2JD2 |  | 1FW6150-0NB10-2JD2 | 1 | UN | 1 | 25 | D | D | N | 9I999IR | 85030099 | 1 |  | 47.5 | KG | 10702.59 | 10702.59 | MC05 | MC05 | SIMOTICS T Torque motor; Components 3-phase synchronous motor; External cooling jacket; Tangential cable outlet Power cable 0.5 m with connector Sz. 1.5; Signal cable 0.5 m with M17 connector; Diam. 385 mm; Length 160 mm; Max. torque 1420 Nm; Max. speed 170 rpm; Max. current 66 A eff; | alterado Out19 | 0 | 0
1FW6150-0NB10-2JR2 |  | 1FW6150-0NB10-2JR2 | 1 | UN | 1 | 25 | D | D | N | 9I999IR | 85030099 | 1 |  | 54 | KG | 10391.03 | 10391.03 | MC05 | MC05 | SIMOTICS T Torque motor; Components 3-phase synchronous motor; External cooling jacket; Tangential cable outlet; Signal cable and Power cable 4 m; Diam. 385 mm; Length 160 mm; Max. torque 1420 Nm; Max. speed 170 rpm; Max. current 66 A eff; | alterado Out19 | 0 | 7
1FW6150-0NB10-4FC2 |  | 1FW6150-0NB10-4FC2 | 1 | UN | 1 | 25 | D | D | N | 9I999IR | 85030099 | 1 |  | 47.5 | KG | 10313.14 | 10313.14 | MC05 | MC05 | SIMOTICS T Torque motor; Components 3-phase synchronous motor; External cooling jacket; Tangential cable outlet Diam. 385 mm; Length 160 mm; Max. torque 1420 Nm; Max. speed 300 rpm; Max. current 100 A eff; | alterado Out19 | 0 | 0
1FW6150-0NB10-4FD2 |  | 1FW6150-0NB10-4FD2 | 1 | UN | 1 | 25 | D | D | N | 9I999IR | 85030099 | 1 |  | 47.5 | KG | 10702.59 | 10702.59 | MC05 | MC05 | SIMOTICS T Torque motor; Components 3-phase synchronous motor; External cooling jacket; Tangential cable outlet Power cable 0.5 m with conn. Sz. 1; Signal c. 0.5 m with M17 connector; Diam. 385 mm; Length 160 mm; Max. torque 1420 Nm ; Max. speed 300 rpm; Max. current 100 A eff; | alterado Out19 | 0 | 0
1FW6150-0NB10-4FR2 |  | 1FW6150-0NB10-4FR2 | 1 | UN | 1 | 25 | D | D | N | 9I999IR | 85030099 | 1 |  | 47.5 | KG | 10468.92 | 10468.92 | MC05 | MC05 | SIMOTICS T Torque motor; Components 3-phase synchronous motor; External cooling jacket; Tangential cable outlet, 4 m Cable length without connector; Diam. 385 mm; Length 160 mm; Max. torque 1420 Nm; Max. speed 300 rpm; Max. current 100 A eff; | alterado Out19 | 0 | 0
1FW6150-0NB15-2JC2 |  | 1FW6150-0NB15-2JC2 | 1 | UN | 1 | 25 | D | D | N | 9I999IR | 85030099 | 1 |  | 70.8 | KG | 12073.54 | 12073.54 | MC05 | MC05 | SIMOTICS T Torque motor; Components 3-phase synchronous motor; External cooling jacket; Tangential cable outlet Diam. 385 mm; Length 210 mm; Max. torque 2130 Nm; Max. speed 100 rpm; Max. current 66 A eff; | alterado Out19 | 0 | 0
1FW6150-0NB15-2JD2 |  | 1FW6150-0NB15-2JD2 | 1 | UN | 1 | 25 | D | D | N | 9I999IR | 85030099 | 1 |  | 70.8 | KG | 12463.01 | 12463.01 | MC05 | MC05 | SIMOTICS T Torque motor; Components 3-phase synchronous motor; External cooling jacket; Tangential cable outlet; Power cable 0.5 m with connector Sz. 1.5; Signal cable 0.5 m with M17 connector; Diam. 385 mm; Length 210 mm; Max. torque 2130 Nm Max. speed 100 rpm; Max. current 66 A eff; | alterado Out19 | 0 | 0
1FW6150-0NB15-4FC2 |  | 1FW6150-0NB15-4FC2 | 1 | UN | 1 | 25 | D | D | N | 9I999IR | 85030099 | 1 |  | 70.8 | KG | 12073.54 | 12073.54 | MC05 | MC05 | SIMOTICS T Torque motor; Components 3-phase synchronous motor; External cooling jacket; Tangential cable outlet Diam. 385 mm; Length 210 mm; Max. torque 1420 Nm; Max. speed 190 rpm; Max. current 100 A eff; | alterado Out19 | 0 | 0
1FW6150-0NB15-4FD2 |  | 1FW6150-0NB15-4FD2 | 1 | UN | 1 | 25 | D | D | N | 9I999IR | 85030099 | 1 |  | 70.8 | KG | 12463.01 | 12463.01 | MC05 | MC05 | SIMOTICS T Torque motor; Components 3-phase synchronous motor; External cooling jacket; Tangential cable outlet; Power cable 0.5 m with connector Sz. 1; Signal cable 0.5 m with M17 connector; Diam. 385 mm; Length 210 mm; Max. torque 1420 Nm Max. speed 190 rpm; Max. current 100 A eff; | alterado Out19 | 0 | 0
1FW6150-0NB15-4FR2 |  | 1FW6150-0NB15-4FR2 | 1 | UN | 1 | 25 | D | D | N | 9I999IR | 85030099 | 1 |  | 70.8 | KG | 12229.34 | 12229.34 | MC05 | MC05 | SIMOTICS T Torque motor; Components 3-phase synchronous motor; External cooling jacket; Tangential cable outlet 4 m Diam. 385 mm; Length 210 mm; Max. torque 1420 Nm; Max. speed 190 rpm; Max. current 100 A eff; | alterado Out19 | 0 | 4
1FW6150-0NB15-7AC2 |  | 1FW6150-0NB15-7AC2 | 1 | UN | 1 | 25 | D | D | N | 9I999IR | 85030099 | 1 |  | 72 | KG | 12743.41 | 12743.41 | MC05 | MC05 | SIMOTICS T Torque motor; Components 3-phase synchronous motor; External cooling jacket; Tangential cable outlet; Length 2 m; Diam. 385 mm; Length 210 mm; Max. torque 2130 Nm; Max. speed 300 rpm; Max. current 150 A eff; | alterado Out19 | 0 | 7
1FW6150-0PB05-1JC2 |  | 1FW6150-0PB05-1JC2 | 1 | UN | 1 | 25 | D | D | N | 9I999IR | 85030099 | 1 |  | 21.7 | KG | 7493.41 | 7493.41 | MC05 | MC05 | SIMOTICS T Torque motor; Components 3-phase synchronous motor; External cooling jacket; Axial cable outlet; Diam. 385 mm; Length 110 mm; Max. torque 710 Nm; Max. speed 230 rpm; Max. current 44 A eff; | alterado Out19 | 0 | 0
1FW6150-0PB05-1JD2 |  | 1FW6150-0PB05-1JD2 | 1 | UN | 1 | 25 | D | D | N | 9I999IR | 85030099 | 1 |  | 21.7 | KG | 7804.95 | 7804.95 | MC05 | MC05 | SIMOTICS T Torque motor; Components 3-phase synchronous motor; External cooling jacket; Axial cable outlet Power cable 0.5 m with connector size 1; Signal cable 0.5 m with M17 connector; Diam. 385 mm; Length 110 mm; Max. torque 710 Nm; Max. speed 230 rpm; Max. current 44 A eff; | alterado Out19 | 0 | 0
1FW6150-0PB05-4FC2 |  | 1FW6150-0PB05-4FC2 | 1 | UN | 1 | 25 | D | D | N | 9I999IR | 85030099 | 1 |  | 21.7 | KG | 7493.41 | 7493.41 | MC05 | MC05 | SIMOTICS T Torque motor; Components 3-phase synchronous motor; External cooling jacket; Axial cable outlet; Diam. 385 mm; Length 110 mm; Max. torque 710 Nm; Max. speed 650 rpm; Max. current 100 A eff; | alterado Out19 | 0 | 0
1FW6150-0PB05-4FD2 |  | 1FW6150-0PB05-4FD2 | 1 | UN | 1 | 25 | D | D | N | 9I999IR | 85030099 | 1 |  | 21.7 | KG | 7882.84 | 7882.84 | MC05 | MC05 | SIMOTICS T Torque motor; Components 3-phase synchronous motor; External cooling jacket; Axial cable outlet Power cable 0.5 m with connector Sz. 1.5; Signal cable 0.5 m with M17 connector; Diam. 385 mm; Length 110 mm; Max. torque 710 Nm; Max. speed 650 rpm; Max. current 100 A eff; | alterado Out19 | 0 | 0
1FW6150-0PB07-1JC2 |  | 1FW6150-0PB07-1JC2 | 1 | UN | 1 | 25 | D | D | N | 9I999IR | 85030099 | 1 |  | 33.5 | KG | 8677.36 | 8677.36 | MC05 | MC05 | SIMOTICS T Torque motor; Components 3-phase synchronous motor; External cooling jacket; Axial cable outlet; Length 2 m; Diam. 385 mm; Length 130 mm; Max. torque 994 Nm; Max. speed 157 rpm; Max. current 44 A eff; | alterado Out19 | 0 | 0
1FW6150-0PB07-1JU2 |  | 1FW6150-0PB07-1JU2 | 1 | UN | 1 | 25 | D | D | N | 9I999IR | 85030099 | 1 |  | 33.5 | KG | 8833.15 | 8833.15 | MC05 | MC05 | SIMOTICS T Torque motor; Components 3-phase synchronous motor; External cooling jacket; Axial cable outlet; Length 6 m; Diam. 385 mm; Length 130 mm; Max. torque 994 Nm; Max. speed 157 rpm; Max. current 44 A eff; | alterado Out19 | 0 | 0
1FW6150-0PB07-2JC2 |  | 1FW6150-0PB07-2JC2 | 1 | UN | 1 | 25 | D | D | N | 9I999IR | 85030099 | 1 |  | 33.5 | KG | 8677.36 | 8677.36 | MC05 | MC05 | SIMOTICS T Torque motor; Components 3-phase synchronous motor; External cooling jacket; Axial cable outlet; Diam. 385 mm; Length 130 mm; Max. torque 994 Nm; Max. speed 260 rpm; Max. current 66 A eff; | alterado Out19 | 0 | 0
1FW6150-0PB07-2JD2 |  | 1FW6150-0PB07-2JD2 | 1 | UN | 1 | 25 | D | D | N | 9I999IR | 85030099 | 1 |  | 33.5 | KG | 9066.82 | 9066.82 | MC05 | MC05 | SIMOTICS T Torque motor; Components 3-phase synchronous motor; External cooling jacket; Axial cable outlet Power cable 0.5 m with connector Sz. 1.5; Signal cable 0.5 m with M17 connector; Diam. 385 mm; Length 130 mm; Max. torque 994 Nm; Max. speed 260 rpm; Max. current 66 A eff; | alterado Out19 | 0 | 0
1FW6150-0PB07-2JQ2 |  | 1FW6150-0PB07-2JQ2 | 1 | UN | 1 | 25 | D | D | N | 9I999IR | 85030099 | 1 |  | 33.5 | KG | 8755.26 | 8755.26 | MC05 | MC05 | SIMOTICS T Torque motor; Component 3-phase synchronous motor; External cooling jacket; Axial cable outlet Diam. 385 mm; Length 130 mm; Max. torque 994 Nm; Max. speed 260 rpm; Max. current 66 A eff; Cable length 3 m; | alterado Out19 | 0 | 0
1FW6150-0PB07-4FC2 |  | 1FW6150-0PB07-4FC2 | 1 | UN | 1 | 25 | D | D | N | 9I999IR | 85030099 | 1 |  | 33.5 | KG | 8677.36 | 8677.36 | MC05 | MC05 | SIMOTICS T Torque motor; Components 3-phase synchronous motor; External cooling jacket; Axial cable outlet; Diam. 385 mm; Length 130 mm; Max. torque 994 Nm; Max. speed 450 rpm; Max. current 100 A eff; | alterado Out19 | 0 | 0
1FW6150-0PB07-4FD2 |  | 1FW6150-0PB07-4FD2 | 1 | UN | 1 | 25 | D | D | N | 9I999IR | 85030099 | 1 |  | 33.5 | KG | 9066.82 | 9066.82 | MC05 | MC05 | SIMOTICS T Torque motor; Components 3-phase synchronous motor; External cooling jacket; Axial cable outlet Power cable 0.5 m with connector size 1; Signal cable 0.5 m with M17 connector; Diam. 385 mm; Length 130 mm; Max. torque 994 Nm; Max. speed 450 rpm; Max. current 100 A eff; | alterado Out19 | 0 | 0
1FW6150-0PB10-1JD2 |  | 1FW6150-0PB10-1JD2 | 1 | UN | 1 | 25 | D | D | N | 9I999IR | 85030099 | 1 |  | 48.5 | KG | 11363.06 | 11363.06 | MC05 | MC05 | SIMOTICS T Torque motor; Components 3-phase synchronous motor; External cooling jacket; Axial cable outlet Power cable 0.5 m with connector size 1; Signal cable 0.5 m with M17 connector; Diam. 385 mm; Length 160 mm; Max. torque 1420 Nm; Max. speed 99 rpm; Max. current 44 A eff; | alterado Out19 | 0 | 0
1FW6150-0PB10-2JC2 |  | 1FW6150-0PB10-2JC2 | 1 | UN | 1 | 25 | D | D | N | 9I999IR | 85030099 | 1 |  | 47.5 | KG | 10313.14 | 10313.14 | MC05 | MC05 | SIMOTICS T Torque motor; Components 3-phase synchronous motor; External cooling jacket; Axial cable outlet; Diam. 385 mm; Length 160 mm; Max. torque 1420 Nm; Max. speed 170 rpm; Max. current 66 A eff; | alterado Out19 | 0 | 0
1FW6150-0PB10-2JD2 |  | 1FW6150-0PB10-2JD2 | 1 | UN | 1 | 25 | D | D | N | 9I999IR | 85030099 | 1 |  | 47.5 | KG | 10702.59 | 10702.59 | MC05 | MC05 | SIMOTICS T Torque motor; Components 3-phase synchronous motor; External cooling jacket; Axial cable outlet Power cable 0.5 m with connector Sz. 1.5; Signal cable 0.5 m with M17 connector; Diam. 385 mm; Length 160 mm; Max. torque 1420 Nm; Max. speed 170 rpm; Max. current 66 A eff; | alterado Out19 | 0 | 0
1FW6150-0PB10-4FC2 |  | 1FW6150-0PB10-4FC2 | 1 | UN | 1 | 25 | D | D | N | 9I999IR | 85030099 | 1 |  | 47.5 | KG | 10313.14 | 10313.14 | MC05 | MC05 | SIMOTICS T Torque motor; Components 3-phase synchronous motor; External cooling jacket; Axial cable outlet; Diam. 385 mm; Length 160 mm; Max. torque 1420 Nm; Max. speed 300 rpm; Max. current 100 A eff; | alterado Out19 | 0 | 0
1FW6150-0PB10-4FD2 |  | 1FW6150-0PB10-4FD2 | 1 | UN | 1 | 25 | D | D | N | 9I999IR | 85030099 | 1 |  | 47.5 | KG | 10702.59 | 10702.59 | MC05 | MC05 | SIMOTICS T Torque motor; Components 3-phase synchronous motor; External cooling jacket; Axial cable outlet Power cable 0.5 m with connector size 1; Signal cable 0.5 m with M17 connector; Diam. 385 mm; Length 160 mm; Max. torque 1420 Nm; Max. speed 300 rpm; Max. current 100 A eff; | alterado Out19 | 0 | 0
1FW6150-0PB15-2JC2 |  | 1FW6150-0PB15-2JC2 | 1 | UN | 1 | 25 | D | D | N | 9I999IR | 85030099 | 1 |  | 70.8 | KG | 12073.54 | 12073.54 | MC05 | MC05 | SIMOTICS T Torque motor; Components 3-phase synchronous motor; External cooling jacket; Axial cable outlet; Diam. 385 mm; Length 210 mm; Max. torque 2130 Nm; Max. speed 100 rpm; Max. current 66 A eff; | alterado Out19 | 0 | 0
1FW6150-0PB15-2JD2 |  | 1FW6150-0PB15-2JD2 | 1 | UN | 1 | 25 | D | D | N | 9I999IR | 85030099 | 1 |  | 70.8 | KG | 12463.01 | 12463.01 | MC05 | MC05 | SIMOTICS T Torque motor; Components 3-phase synchronous motor; External cooling jacket; Axial cable outlet Power cable 0.5 m with connector Sz. 1.5; Signal cable 0.5 m with M17 connector; Diam. 385 mm; Length 210 mm; Max. torque 2130 Nm Max. speed 100 rpm; Max. current 66 A eff; | alterado Out19 | 0 | 0
1FW6150-0PB15-2JQ2 |  | 1FW6150-0PB15-2JQ2 | 1 | UN | 1 | 25 | D | D | N | 9I999IR | 85030099 | 1 |  | 70.8 | KG | 12151.43 | 12151.43 | MC05 | MC05 | SIMOTICS T Torque motor; Components 3-phase synchronous motor; External cooling jacket; Axial cable outlet; Cable length 3 m, without connector diam. 385 mm; Length 210 mm; Max. torque 2130 Nm; Max. speed 100 rpm; Max. current 66 A eff; | alterado Out19 | 0 | 7
1FW6150-0PB15-4FC2 |  | 1FW6150-0PB15-4FC2 | 1 | UN | 1 | 25 | D | D | N | 9I999IR | 85030099 | 1 |  | 70.8 | KG | 12073.54 | 12073.54 | MC05 | MC05 | SIMOTICS T Torque motor; Components 3-phase synchronous motor; External cooling jacket; Axial cable outlet; Diam. 385 mm; Length 210 mm; Max. torque 2130 Nm; Max. speed 190 rpm; Max. current 100 A eff; | alterado Out19 | 0 | 0
1FW6150-0PB15-4FD2 |  | 1FW6150-0PB15-4FD2 | 1 | UN | 1 | 25 | D | D | N | 9I999IR | 85030099 | 1 |  | 70.8 | KG | 12463.01 | 12463.01 | MC05 | MC05 | SIMOTICS T Torque motor; Components 3-phase synchronous motor; External cooling jacket; Axial cable outlet Power cable 0.5 m with connector Sz. 1; Signal cable 0.5 m with M17 connector; Diam. 385 mm; Length 210 mm; Max. torque 2130 Nm Max. speed 190 rpm; Max. current 100 A eff; | alterado Out19 | 0 | 0
1FW6150-0QB05-1JC2 |  | 1FW6150-0QB05-1JC2 | 1 | UN | 1 | 25 | D | D | N | 9I999IR | 85030099 | 1 |  | 21.7 | KG | 7493.41 | 7493.41 | MC05 | MC05 | SIMOTICS T Torque motor; Components 3-phase synchronous motor; External cooling jacket; Radial cable outlet; Diam. 385 mm; Length 110 mm; Max. torque 710 Nm; Max. speed 230 rpm; Max. current 44 A eff; | alterado Out19 | 0 | 0
1FW6150-0QB05-1JD2 |  | 1FW6150-0QB05-1JD2 | 1 | UN | 1 | 25 | D | D | N | 9I999IR | 85030099 | 1 |  | 21.7 | KG | 7804.95 | 7804.95 | MC05 | MC05 | SIMOTICS T Torque motor; Components 3-phase synchronous motor; External cooling jacket; Radial cable outlet Power cable 0.5 m with connector size 1; Signal cable 0.5 m with M17 connector; Diam. 385 mm; Length 110 mm; Max. torque 710 Nm; Max. speed 230 rpm; Max. current 44 A eff; | alterado Out19 | 0 | 0
1FW6150-0QB05-4FC2 |  | 1FW6150-0QB05-4FC2 | 1 | UN | 1 | 25 | D | D | N | 9I999IR | 85030099 | 1 |  | 21.7 | KG | 7493.41 | 7493.41 | MC05 | MC05 | SIMOTICS T Torque motor; Components 3-phase synchronous motor; External cooling jacket; Radial cable outlet; Diam. 385 mm; Length 110 mm; Max. torque 710 Nm; Max. speed 650 rpm; Max. current 100 A eff; | alterado Out19 | 0 | 0
1FW6150-0QB05-4FD2 |  | 1FW6150-0QB05-4FD2 | 1 | UN | 1 | 25 | D | D | N | 9I999IR | 85030099 | 1 |  | 21.7 | KG | 7882.84 | 7882.84 | MC05 | MC05 | SIMOTICS T Torque motor; Components 3-phase synchronous motor; External cooling jacket; Radial cable outlet Power cable 0.5 m with connector Sz. 1.5; Signal cable 0.5 m with M17 connector; Diam. 385 mm; Length 110 mm; Max. torque 710 Nm; Max. speed 650 rpm; Max. current 100 A eff; | alterado Out19 | 0 | 0
1FW6150-0QB07-2JC2 |  | 1FW6150-0QB07-2JC2 | 1 | UN | 1 | 25 | D | D | N | 9I999IR | 85030099 | 1 |  | 33.5 | KG | 8677.36 | 8677.36 | MC05 | MC05 | SIMOTICS T Torque motor; Components 3-phase synchronous motor; External cooling jacket; Radial cable outlet; Diam. 385 mm; Length 130 mm; Max. torque 994 Nm; Max. speed 260 rpm; Max. current 66 A eff; | alterado Out19 | 0 | 0
1FW6150-0QB07-2JD2 |  | 1FW6150-0QB07-2JD2 | 1 | UN | 1 | 25 | D | D | N | 9I999IR | 85030099 | 1 |  | 33.5 | KG | 9066.82 | 9066.82 | MC05 | MC05 | SIMOTICS T Torque motor; Components 3-phase synchronous motor; External cooling jacket; Radial cable outlet Power cable 0.5 m with connector Sz. 1.5; Signal cable 0.5 m with M17 connector; Diam. 385 mm; Length 130 mm; Max. torque 994 Nm; Max. speed 260 rpm; Max. current 66 A eff; | alterado Out19 | 0 | 0
1FW6150-0QB07-4FC2 |  | 1FW6150-0QB07-4FC2 | 1 | UN | 1 | 25 | D | D | N | 9I999IR | 85030099 | 1 |  | 33.5 | KG | 8677.36 | 8677.36 | MC05 | MC05 | SIMOTICS T Torque motor; Components 3-phase synchronous motor; External cooling jacket; Radial cable outlet; Diam. 385 mm; Length 130 mm; Max. torque 994 Nm; Max. speed 450 rpm; Max. current 100 A eff; | alterado Out19 | 0 | 0
1FW6150-0QB07-4FD2 |  | 1FW6150-0QB07-4FD2 | 1 | UN | 1 | 25 | D | D | N | 9I999IR | 85030099 | 1 |  | 33.5 | KG | 9066.82 | 9066.82 | MC05 | MC05 | SIMOTICS T Torque motor; Components 3-phase synchronous motor; External cooling jacket; Radial cable outlet Power cable 0.5 m with connector Sz. 1.5; Signal cable 0.5 m with M17 connector; Diam. 385 mm; Length 130 mm; Max. torque 994 Nm; Max. speed 450 rpm; Max. current 100 A eff; | alterado Out19 | 0 | 0
1FW6150-0QB10-2JC2 |  | 1FW6150-0QB10-2JC2 | 1 | UN | 1 | 25 | D | D | N | 9I999IR | 85030099 | 1 |  | 47.5 | KG | 10313.14 | 10313.14 | MC05 | MC05 | SIMOTICS T Torque motor; Components 3-phase synchronous motor; External cooling jacket; Radial cable outlet; Diam. 385 mm; Length 160 mm; Max. torque 1420 Nm; Max. speed 170 rpm; Max. current 66 A eff; | alterado Out19 | 0 | 0
1FW6150-0QB10-2JD2 |  | 1FW6150-0QB10-2JD2 | 1 | UN | 1 | 25 | D | D | N | 9I999IR | 85030099 | 1 |  | 47.5 | KG | 10702.59 | 10702.59 | MC05 | MC05 | SIMOTICS T Torque motor; Components 3-phase synchronous motor; External cooling jacket; Radial cable outlet Power cable 0.5 m with connector Sz. 1.5; Signal cable 0.5 m with M17 connector; Diam. 385 mm; Length 160 mm; Max. torque 1420 Nm; Max. speed 170 rpm; Max. current 66 A eff; | alterado Out19 | 0 | 0
1FW6150-0QB10-4FC2 |  | 1FW6150-0QB10-4FC2 | 1 | UN | 1 | 25 | D | D | N | 9I999IR | 85030099 | 1 |  | 47.5 | KG | 10313.14 | 10313.14 | MC05 | MC05 | SIMOTICS T Torque motor; Components 3-phase synchronous motor; External cooling jacket; Radial cable outlet; Diam. 385 mm; Length 160 mm; Max. torque 1420 Nm; Max. speed 300 rpm; Max. current 100 A eff; | alterado Out19 | 0 | 0
1FW6150-0QB10-4FD2 |  | 1FW6150-0QB10-4FD2 | 1 | UN | 1 | 25 | D | D | N | 9I999IR | 85030099 | 1 |  | 47.5 | KG | 10702.59 | 10702.59 | MC05 | MC05 | SIMOTICS T Torque motor; Components 3-phase synchronous motor; External cooling jacket; Radial cable outlet Power cable 0.5 m with connector size 1; Signal cable 0.5 m with M17 connector; Diam. 385 mm; Length 160 mm; Max. torque 1420 Nm; Max. speed 300 rpm; Max. current 100 A eff; | alterado Out19 | 0 | 0
1FW6150-0QB15-2JC2 |  | 1FW6150-0QB15-2JC2 | 1 | UN | 1 | 25 | D | D | N | 9I999IR | 85030099 | 1 |  | 70.8 | KG | 12073.54 | 12073.54 | MC05 | MC05 | SIMOTICS T Torque motor; Components 3-phase synchronous motor; External cooling jacket; Radial cable outlet; Diam. 385 mm; Length 210 mm; Max. torque 2130 Nm; Max. speed 100 rpm; Max. current 66 A eff; | alterado Out19 | 0 | 0
1FW6150-0QB15-2JD2 |  | 1FW6150-0QB15-2JD2 | 1 | UN | 1 | 25 | D | D | N | 9I999IR | 85030099 | 1 |  | 70.8 | KG | 12463.01 | 12463.01 | MC05 | MC05 | SIMOTICS T Torque motor; Components 3-phase synchronous motor; External cooling jacket; Radial cable outlet Power cable 0.5 m with connector Sz. 1.5; Signal cable 0.5 m with M17 connector; Diam. 385 mm; Length 210 mm; Max. torque 2130 Nm Max. speed 100 rpm; Max. current 66 A eff; | alterado Out19 | 0 | 0
1FW6150-0QB15-4FC2 |  | 1FW6150-0QB15-4FC2 | 1 | UN | 1 | 25 | D | D | N | 9I999IR | 85030099 | 1 |  | 70.8 | KG | 12073.54 | 12073.54 | MC05 | MC05 | SIMOTICS T Torque motor; Components 3-phase synchronous motor; External cooling jacket; Radial cable outlet; Diam. 385 mm; Length 210 mm; Max. torque 2130 Nm; Max. speed 190 rpm; Max. current 100 A eff; | alterado Out19 | 0 | 0
1FW6150-0QB15-4FD2 |  | 1FW6150-0QB15-4FD2 | 1 | UN | 1 | 25 | D | D | N | 9I999IR | 85030099 | 1 |  | 70.8 | KG | 12463.01 | 12463.01 | MC05 | MC05 | SIMOTICS T Torque motor; Components 3-phase synchronous motor; External cooling jacket; Radial cable outlet Power cable 0.5 m with connector size 1; Signal cable 0.5 m with M17 connector; Diam. 385 mm; Length 210 mm; Max. torque 2130 Nm Max. speed 190 rpm; Max. current 100 A eff; | alterado Out19 | 0 | 0
1FW6150-1EA00-0AA0 |  | 1FW6150-1EA00-0AA0 | 1 | UN | 1 | 25 | D | D | EAR99H | 9I999IR | 40169300 | 1 |  | 0.04 | KG | 40.01 | 40.01 | MC05 | MC05 | SIMOTICS T O-ring seal for torque motors with cooling jacket; size 1FW6150 | alterado Out19 | 0 | 7
1FW6150-8NB05-1JC2 |  | 1FW6150-8NB05-1JC2 | 1 | UN | 1 | 25 | D | D | N | 9I999IR | 85030099 | 1 |  | 17.9 | KG | 5218.89 | 5218.89 | MC05 | MC05 | SIMOTICS T Stator External cooling jacket; Tangential cable outlet; Diam. 385 mm; Length 110 mm; Max. torque 710 Nm; Max. speed 230 rpm; Max. current 44 A eff; | alterado Out19 | 0 | 0
1FW6150-8NB05-1JD2 |  | 1FW6150-8NB05-1JD2 | 1 | UN | 1 | 25 | D | D | N | 9I999IR | 85030099 | 1 |  | 17.9 | KG | 5530.45 | 5530.45 | MC05 | MC05 | SIMOTICS T Stator External cooling jacket; Tangential cable outlet; Power cable 0.5 m with connector size 1; Signal cable 0.5 m with M17 connector; Diam. 385 mm; Length 110 mm; Max. torque 710 Nm; Max. speed 230 rpm; Max. current 44 A eff; | alterado Out19 | 0 | 0
1FW6150-8NB05-4FC2 |  | 1FW6150-8NB05-4FC2 | 1 | UN | 1 | 25 | D | D | N | 9I999IR | 85030099 | 1 |  | 17.9 | KG | 5218.89 | 5218.89 | MC05 | MC05 | SIMOTICS T Stator External cooling jacket; Tangential cable outlet; Diam. 385 mm; Length 110 mm; Max. torque 710 Nm; Max. speed 650 rpm; Max. current 100 A eff; | alterado Out19 | 0 | 0
1FW6150-8NB05-4FD2 |  | 1FW6150-8NB05-4FD2 | 1 | UN | 1 | 25 | D | D | N | N | 85030099 | 1 |  | 17.9 | KG | 5608.35 | 5608.35 | MC05 | MC05 | SIMOTICS T Stator External cooling jacket; Tangential cable outlet; Power cable 0.5 m with connector Sz. 1.5; Signal cable 0.5 m with M17 connector; Diam. 385 mm; Length 110 mm; Max. torque 710 Nm; Max. speed 650 rpm; Max. current 100 A eff; | alterado Out19 | 0 | 0
1FW6150-8NB07-2JC2 |  | 1FW6150-8NB07-2JC2 | 1 | UN | 1 | 25 | D | D | N | 9I999IR | 85030099 | 1 |  | 24.7 | KG | 6044.55 | 6044.55 | MC05 | MC05 | SIMOTICS T Stator External cooling jacket; Tangential cable outlet; Diam. 385 mm; Length 130 mm; Max. torque 994 Nm; Max. speed 260 rpm; Max. current 66 A eff; | alterado Out19 | 0 | 0
1FW6150-8NB07-2JD2 |  | 1FW6150-8NB07-2JD2 | 1 | UN | 1 | 25 | D | D | N | 9I999IR | 85030099 | 1 |  | 24.7 | KG | 6434.03 | 6434.03 | MC05 | MC05 | SIMOTICS T Stator External cooling jacket; Tangential cable outlet Power cable 0.5 m with connector Sz. 1.5; Signal cable 0.5 m with M17 connector; Diam. 385 mm; Length 130 mm; Max. torque 994 Nm; Max. speed 260 rpm; Max. current 66 A eff; | alterado Out19 | 0 | 0
1FW6150-8NB07-4FC2 |  | 1FW6150-8NB07-4FC2 | 1 | UN | 1 | 25 | D | D | N | 9I999IR | 85030099 | 1 |  | 24.7 | KG | 6044.55 | 6044.55 | MC05 | MC05 | SIMOTICS T Stator External cooling jacket; Tangential cable outlet; Diam. 385 mm; Length 130 mm; Max. torque 994 Nm; Max. speed 450 rpm; Max. current 100 A eff; | alterado Out19 | 0 | 0
1FW6150-8NB07-4FD2 |  | 1FW6150-8NB07-4FD2 | 1 | UN | 1 | 25 | D | D | N | N | 85030099 | 1 |  | 24.7 | KG | 6434.03 | 6434.03 | MC05 | MC05 | SIMOTICS T Stator External cooling jacket; Tangential cable outlet Power cable 0.5 m with connector size 1; Signal cable 0.5 m with M17 connector; Diam. 385 mm; Length 130 mm; Max. torque 994 Nm; Max. speed 450 rpm; Max. current 100 A eff; | alterado Out19 | 0 | 0
1FW6150-8NB10-2JC2 |  | 1FW6150-8NB10-2JC2 | 1 | UN | 1 | 25 | D | D | N | 9I999IR | 85030099 | 1 |  | 34.9 | KG | 6870.22 | 6870.22 | MC05 | MC05 | SIMOTICS T Stator External cooling jacket; Tangential cable outlet; Diam. 385 mm; Length 160 mm; Max. torque 1420 Nm; Max. speed 170 rpm; Max. current 66 A eff; | alterado Out19 | 0 | 0
1FW6150-8NB10-2JD2 |  | 1FW6150-8NB10-2JD2 | 1 | UN | 1 | 25 | D | D | N | 9I999IR | 85030099 | 1 |  | 34.9 | KG | 7259.71 | 7259.71 | MC05 | MC05 | SIMOTICS T Stator External cooling jacket; Tangential cable outlet; Power cable 0.5 m with connector Sz. 1.5; Signal cable 0.5 m with M17 connector; Diam. 385 mm; Length 160 mm; Max. torque 1420 Nm; Max. speed 170 rpm; Max. current 66 A eff; | alterado Out19 | 0 | 0
1FW6150-8NB10-4FC2 |  | 1FW6150-8NB10-4FC2 | 1 | UN | 1 | 25 | D | D | N | 9I999IR | 85030099 | 1 |  | 34.9 | KG | 6870.22 | 6870.22 | MC05 | MC05 | SIMOTICS T Stator External cooling jacket; Tangential cable outlet; Diam. 385 mm; Length 160 mm; Max. torque 1420 Nm; Max. speed 300 rpm; Max. current 100 A eff; | alterado Out19 | 0 | 0
1FW6150-8NB10-4FD2 |  | 1FW6150-8NB10-4FD2 | 1 | UN | 1 | 25 | D | D | N | 9I999IR | 85030099 | 1 |  | 34.9 | KG | 7259.71 | 7259.71 | MC05 | MC05 | SIMOTICS T Stator External cooling jacket; Tangential cable outlet; Power cable 0.5 m with connector Sz. 1; Signal cable 0.5 m with M17 connector; Diam. 385 mm; Length 160 mm; Max. torque 1420 Nm; Max. speed 300 rpm; Max. current 100 A eff; | alterado Out19 | 0 | 0
1FW6150-8NB15-2JC2 |  | 1FW6150-8NB15-2JC2 | 1 | UN | 1 | 25 | D | D | N | 9I999IR | 85030099 | 1 |  | 51.9 | KG | 8023.05 | 8023.05 | MC05 | MC05 | SIMOTICS T Stator External cooling jacket; Tangential cable outlet Diam. 385 mm; Length 210 mm; Max. torque 2130 Nm; Max. speed 100 rpm; Max. current 66 A eff; | alterado Out19 | 0 | 0
1FW6150-8NB15-2JD2 |  | 1FW6150-8NB15-2JD2 | 1 | UN | 1 | 25 | D | D | N | 9I999IR | 85030099 | 1 |  | 51.9 | KG | 8412.53 | 8412.53 | MC05 | MC05 | SIMOTICS T Stator External cooling jacket; Tangential cable outlet Power cable 0.5 m with connector Sz. 1.5; Signal cable 0.5 m with M17 connector; Diam. 385 mm; Length 210 mm; Max. torque 2130 Nm; Max. speed 100 rpm; Max. current 66 A eff; | alterado Out19 | 0 | 0
1FW6150-8NB15-4FC2 |  | 1FW6150-8NB15-4FC2 | 1 | UN | 1 | 25 | D | D | N | 9I999IR | 85030099 | 1 |  | 51.9 | KG | 8023.05 | 8023.05 | MC05 | MC05 | SIMOTICS T Stator External cooling jacket; Tangential cable outlet Diam. 385 mm; Length 210 mm; Max. torque 1420 Nm; Max. speed 190 rpm; Max. current 100 A eff; | alterado Out19 | 0 | 0
1FW6150-8NB15-4FD2 |  | 1FW6150-8NB15-4FD2 | 1 | UN | 1 | 25 | D | D | N | 9I999IR | 85030099 | 1 |  | 51.9 | KG | 8412.53 | 8412.53 | MC05 | MC05 | SIMOTICS T Stator External cooling jacket; Tangential cable outlet Power cable 0.5 m with connector Sz. 1; Signal cable 0.5 m with M17 connector; Diam. 385 mm; Length 210 mm; Max. torque 1420 Nm; Max. speed 190 rpm; Max. current 100 A eff; | alterado Out19 | 0 | 0
1FW6150-8PB05-1JC2 |  | 1FW6150-8PB05-1JC2 | 1 | UN | 1 | 25 | D | D | N | 9I999IR | 85030099 | 1 |  | 17.9 | KG | 5218.89 | 5218.89 | MC05 | MC05 | SIMOTICS T Stator External cooling jacket; Tangential cable outlet; Diam. 385 mm; Length 110 mm; Max. torque 710 Nm; Max. speed 230 rpm; Max. current 44 A eff; | alterado Out19 | 0 | 0
1FW6150-8PB05-1JD2 |  | 1FW6150-8PB05-1JD2 | 1 | UN | 1 | 25 | D | D | N | 9I999IR | 85030099 | 1 |  | 17.9 | KG | 5530.45 | 5530.45 | MC05 | MC05 | SIMOTICS T Stator External cooling jacket; Axial cable outlet Power cable 0.5 m with connector size 1; Signal cable 0.5 m with M17 connector; Diam. 385 mm; Length 110 mm; Max. torque 710 Nm; Max. speed 230 rpm; Max. current 44 A eff; | alterado Out19 | 0 | 0
1FW6150-8PB05-4FC2 |  | 1FW6150-8PB05-4FC2 | 1 | UN | 1 | 25 | D | D | N | 9I999IR | 85030099 | 1 |  | 17.9 | KG | 5218.89 | 5218.89 | MC05 | MC05 | SIMOTICS T Stator External cooling jacket; Axial cable outlet Diam. 385 mm; Length 110 mm; Max. torque 710 Nm; Max. speed 650 rpm; Max. current 100 A eff; | alterado Out19 | 0 | 0
1FW6150-8PB05-4FD2 |  | 1FW6150-8PB05-4FD2 | 1 | UN | 1 | 25 | D | D | N | N | 85030099 | 1 |  | 17.9 | KG | 5608.35 | 5608.35 | MC05 | MC05 | SIMOTICS T Stator External cooling jacket; Axial cable outlet Power cable 0.5 m with connector Sz. 1.5; Signal cable 0.5 m with M17 connector; Diam. 385 mm; Length 110 mm; Max. torque 710 Nm; Max. speed 650 rpm; Max. current 100 A eff; | alterado Out19 | 0 | 0
1FW6150-8PB07-2JC2 |  | 1FW6150-8PB07-2JC2 | 1 | UN | 1 | 25 | D | D | N | 9I999IR | 85030099 | 1 |  | 24.7 | KG | 6044.55 | 6044.55 | MC05 | MC05 | SIMOTICS T Stator External cooling jacket; Axial cable outlet Diam. 385 mm; Length 130 mm; Max. torque 994 Nm; Max. speed 260 rpm; Max. current 66 A eff; | alterado Out19 | 0 | 0
1FW6150-8PB07-2JD2 |  | 1FW6150-8PB07-2JD2 | 1 | UN | 1 | 25 | D | D | N | 9I999IR | 85030099 | 1 |  | 24.7 | KG | 6434.03 | 6434.03 | MC05 | MC05 | SIMOTICS T Stator External cooling jacket; Axial cable outlet Power cable 0.5 m with connector Sz. 1.5; Signal cable 0.5 m with M17 connector; Diam. 385 mm; Length 130 mm; Max. torque 994 Nm; Max. speed 260 rpm; Max. current 66 A eff; | alterado Out19 | 0 | 0
1FW6150-8PB07-4FC2 |  | 1FW6150-8PB07-4FC2 | 1 | UN | 1 | 25 | D | D | N | 9I999IR | 85030099 | 1 |  | 24.7 | KG | 6044.55 | 6044.55 | MC05 | MC05 | SIMOTICS T Stator External cooling jacket; Axial cable outlet Diam. 385 mm; Length 130 mm; Max. torque 994 Nm; Max. speed 450 rpm; Max. current 100 A eff; | alterado Out19 | 0 | 0
1FW6150-8PB07-4FD2 |  | 1FW6150-8PB07-4FD2 | 1 | UN | 1 | 25 | D | D | N | N | 85030099 | 1 |  | 24.7 | KG | 6434.03 | 6434.03 | MC05 | MC05 | SIMOTICS T Stator External cooling jacket; Axial cable outlet Power cable 0.5 m with connector size 1; Signal cable 0.5 m with M17 connector; Diam. 385 mm; Length 130 mm; Max. torque 994 Nm; Max. speed 450 rpm; Max. current 100 A eff; | alterado Out19 | 0 | 0
1FW6150-8PB10-1JD2 |  | 1FW6150-8PB10-1JD2 | 1 | UN | 1 | 25 | D | D | N | N | 85030099 | 1 |  | 35.9 | KG | 7259.71 | 7259.71 | MC05 | MC05 | SIMOTICS T Stator External cooling jacket; Axial cable outlet Power cable 0.5 m with connector Sz. 1; Signal cable 0.5 m with M17 connector; Diam. 385 mm; Length 160 mm; Max. torque 1420 Nm; Max. speed 99 rpm; Max. current 44 A eff; | alterado Out19 | 0 | 0
1FW6150-8PB10-2JC2 |  | 1FW6150-8PB10-2JC2 | 1 | UN | 1 | 25 | D | D | N | 9I999IR | 85030099 | 1 |  | 34.9 | KG | 6870.22 | 6870.22 | MC05 | MC05 | SIMOTICS T Stator External cooling jacket; Axial cable outlet; Diam. 385 mm; Length 160 mm; Max. torque 1420 Nm; Max. speed 170 rpm; Max. current 66 A eff; | alterado Out19 | 0 | 0
1FW6150-8PB10-2JD2 |  | 1FW6150-8PB10-2JD2 | 1 | UN | 1 | 25 | D | D | N | 9I999IR | 85030099 | 1 |  | 34.9 | KG | 7259.71 | 7259.71 | MC05 | MC05 | SIMOTICS T Stator External cooling jacket; Axial cable outlet Power cable 0.5 m with connector Sz. 1.5; Signal cable 0.5 m with M17 connector; Diam. 385 mm; Length 160 mm; Max. torque 1420 Nm; Max. speed 170 rpm; Max. current 66 A eff; | alterado Out19 | 0 | 0
1FW6150-8PB10-4FC2 |  | 1FW6150-8PB10-4FC2 | 1 | UN | 1 | 25 | D | D | N | 9I999IR | 85030099 | 1 |  | 34.9 | KG | 6870.22 | 6870.22 | MC05 | MC05 | SIMOTICS T Stator External cooling jacket; Axial cable outlet Diam. 385 mm; Length 160 mm; Max. torque 1420 Nm; Max. speed 300 rpm; Max. current 100 A eff; | alterado Out19 | 0 | 0
1FW6150-8PB10-4FD2 |  | 1FW6150-8PB10-4FD2 | 1 | UN | 1 | 25 | D | D | N | 9I999IR | 85030099 | 1 |  | 34.9 | KG | 7259.71 | 7259.71 | MC05 | MC05 | SIMOTICS T Stator External cooling jacket; Axial cable outlet Power cable 0.5 m with connector Sz. 1.5; Signal cable 0.5 m with M17 connector; Diam. 385 mm; Length 160 mm; Max. torque 1420 Nm; Max. speed 300 rpm; Max. current 100 A eff; | alterado Out19 | 0 | 0
1FW6150-8PB15-2JC2 |  | 1FW6150-8PB15-2JC2 | 1 | UN | 1 | 25 | D | D | N | 9I999IR | 85030099 | 1 |  | 51.9 | KG | 8023.05 | 8023.05 | MC05 | MC05 | SIMOTICS T Stator External cooling jacket; Axial cable outlet Diam. 385 mm; Length 210 mm; Max. torque 2130 Nm; Max. speed 100 rpm; Max. current 66 A eff; | alterado Out19 | 0 | 0
1FW6150-8PB15-2JD2 |  | 1FW6150-8PB15-2JD2 | 1 | UN | 1 | 25 | D | D | N | 9I999IR | 85030099 | 1 |  | 51.9 | KG | 8412.53 | 8412.53 | MC05 | MC05 | SIMOTICS T Stator external cooling jacket; axial cable outlet Power cable 0.5m with connector size 1.5; signal cable 0.5m with M17 connector; Diameter 385 mm; length 210 mm; max. torque 2130Nm; max. speed 100rpm; max. current 66A eff; when using the direct motors in fork heads for machine tools or robots a license for the US patent US5584621 and the corresponding worldwide property rights may be required | alterado Out19 | 0 | 0
1FW6150-8PB15-4FC2 |  | 1FW6150-8PB15-4FC2 | 1 | UN | 1 | 25 | D | D | N | 9I999IR | 85030099 | 1 |  | 51.9 | KG | 8023.05 | 8023.05 | MC05 | MC05 | SIMOTICS T Stator external cooling jacket; axial cable outlet diameter 385mm; length 210 mm; max. torque 2130Nm; max. speed 190rpm; max. current 100A eff; when using the direct motors in fork heads for machine tools or robots a license for the US patent US5584621 and the corresponding worldwide property rights may be required | alterado Out19 | 0 | 0
1FW6150-8PB15-4FD2 |  | 1FW6150-8PB15-4FD2 | 1 | UN | 1 | 25 | D | D | N | 9I999IR | 85030099 | 1 |  | 51.9 | KG | 8412.53 | 8412.53 | MC05 | MC05 | SIMOTICS T Stator external cooling jacket; axial cable outlet Power cable 0.5m with connector size 1; signal cable 0.5m with M17 connector; Diameter 385 mm; length 210 mm; max. torque 2130Nm; max. speed 190rpm; max. current 100A eff; when using the direct motors in fork heads for machine tools or robots a license for the US patent US5584621 and the corresponding worldwide property rights may be required | alterado Out19 | 0 | 0
1FW6150-8QB05-1JC2 |  | 1FW6150-8QB05-1JC2 | 1 | UN | 1 | 25 | D | D | N | 9I999IR | 85030099 | 1 |  | 17.9 | KG | 5218.89 | 5218.89 | MC05 | MC05 | SIMOTICS T Stator external cooling jacket; radial cable outlet Diameter 385 mm; Length 110 mm; max. torque 710Nm; max. speed 230rpm; max. current 44A eff; when using the direct motors in fork heads for machine tools or robots a license for the US patent US5584621 and the corresponding worldwide property rights may be required | alterado Out19 | 0 | 0
1FW6150-8QB05-1JD2 |  | 1FW6150-8QB05-1JD2 | 1 | UN | 1 | 25 | D | D | N | 9I999IR | 85030099 | 1 |  | 17.9 | KG | 5530.45 | 5530.45 | MC05 | MC05 | SIMOTICS T Stator external cooling jacket; radial cable outlet power cable 0.5m with connector size 1.5; signal cable 0.5 m with M17 connector; Diameter 385 mm; Length 110 mm; max. torque 710Nm; max. speed 230rpm; max. current 44A eff; when using the direct motors in fork heads for machine tools or robots, a license for the US patent US5584621 and the corresponding worldwide property rights may be required | alterado Out19 | 0 | 0
1FW6150-8QB05-4FC2 |  | 1FW6150-8QB05-4FC2 | 1 | UN | 1 | 25 | D | D | N | N | 85030099 | 1 |  | 17.9 | KG | 5218.89 | 5218.89 | MC05 | MC05 | SIMOTICS T Stator external cooling jacket; radial cable outlet Diameter 385 mm; Length 110 mm; max. torque 710Nm; max. speed 650rpm; max. current 100A eff; when using the direct motors in fork heads for machine tools or robots a license for the US patent US5584621 and the corresponding worldwide property rights may be required | alterado Out19 | 0 | 0
1FW6150-8QB05-4FD2 |  | 1FW6150-8QB05-4FD2 | 1 | UN | 1 | 25 | D | D | N | N | 85030099 | 1 |  | 17.9 | KG | 5608.35 | 5608.35 | MC05 | MC05 | SIMOTICS T Stator external cooling jacket; radial cable outlet power cable 0.5m with connector size 1.5; signal cable 0.5 m with M17 connector; Diameter 385 mm; Length 110 mm; max. torque 710Nm; max. speed 650rpm; max. current 100A eff; when using the direct motors in fork heads for machine tools or robots, a license for the US patent US5584621 and the corresponding worldwide property rights may be required | alterado Out19 | 0 | 0
1FW6150-8QB07-2JC2 |  | 1FW6150-8QB07-2JC2 | 1 | UN | 1 | 25 | D | D | N | 9I999IR | 85030099 | 1 |  | 24.7 | KG | 6044.55 | 6044.55 | MC05 | MC05 | SIMOTICS T Stator external cooling jacket; radial cable outlet Diameter 385 mm; Length 130 mm; max. torque 994 Nm; max. speed 260 rpm; max. current 66A eff; when using the direct motors in fork heads for machine tools or robots a license for the US patent US5584621 and the corresponding worldwide property rights may be required | alterado Out19 | 0 | 0
1FW6150-8QB07-2JD2 |  | 1FW6150-8QB07-2JD2 | 1 | UN | 1 | 25 | D | D | N | 9I999IR | 85030099 | 1 |  | 24.7 | KG | 6434.03 | 6434.03 | MC05 | MC05 | SIMOTICS T Stator external cooling jacket; radial cable outlet power cable 0.5m with connector size 1.5; signal cable 0.5 m with M17 connector; Diameter 385 mm; Length 130 mm; max. torque 994 Nm; max. speed 260 rpm; max. current 66A eff; when using the direct motors in fork heads for machine tools or robots a license for the US patent US5584621 and the corresponding worldwide property rights may be required | alterado Out19 | 0 | 0
1FW6150-8QB07-4FC2 |  | 1FW6150-8QB07-4FC2 | 1 | UN | 1 | 25 | D | D | N | 9I999IR | 85030099 | 1 |  | 24.7 | KG | 6044.55 | 6044.55 | MC05 | MC05 | SIMOTICS T Stator external cooling jacket; radial cable outlet Diameter 385 mm; Length 130 mm; max. torque 994 Nm; max. speed 450rpm; max. current 100A eff; when using the direct motors in fork heads for machine tools or robots a license for the US patent US5584621 and the corresponding worldwide property rights may be required | alterado Out19 | 0 | 0
1FW6150-8QB07-4FD2 |  | 1FW6150-8QB07-4FD2 | 1 | UN | 1 | 25 | D | D | N | N | 85030099 | 1 |  | 24.7 | KG | 6434.03 | 6434.03 | MC05 | MC05 | SIMOTICS T Stator external cooling jacket; radial cable outlet power cable 0.5m with connector size 1; signal cable 0.5 m with M17 connector; Diameter 385 mm; Length 130 mm; max. torque 994 Nm; max. speed 450rpm; max. current 100A eff; when using the direct motors in fork heads for machine tools or robots a license for the US patent US5584621 and the corresponding worldwide property rights may be required | alterado Out19 | 0 | 0
1FW6150-8QB10-2JC2 |  | 1FW6150-8QB10-2JC2 | 1 | UN | 1 | 25 | D | D | N | 9I999IR | 85030099 | 1 |  | 34.9 | KG | 6870.22 | 6870.22 | MC05 | MC05 | SIMOTICS T Stator external cooling jacket; radial cable outlet Diameter 385 mm; Length 160 mm; max. torque 1420 Nm; max. speed 170 rpm; max. current 66A eff; when using the direct motors in fork heads for machine tools or robots a license for the US patent US5584621 and the corresponding worldwide property rights may be required | alterado Out19 | 0 | 0
1FW6150-8QB10-2JD2 |  | 1FW6150-8QB10-2JD2 | 1 | UN | 1 | 25 | D | D | N | 9I999IR | 85030099 | 1 |  | 34.9 | KG | 7259.71 | 7259.71 | MC05 | MC05 | SIMOTICS T Stator external cooling jacket; radial cable outlet Power cable 0.5m with connector size 1.5; signal cable 0.5m with M17 connector; Diameter 385 mm; Length 160 mm; max. torque 1420 Nm; max. speed 170 rpm; max. current 66A eff; when using the direct motors in fork heads for machine tools or robots a license for the US patent US5584621 and the corresponding worldwide property rights may be required | alterado Out19 | 0 | 0
1FW6150-8QB10-4FC2 |  | 1FW6150-8QB10-4FC2 | 1 | UN | 1 | 25 | D | D | N | 9I999IR | 85030099 | 1 |  | 34.9 | KG | 6870.22 | 6870.22 | MC05 | MC05 | SIMOTICS T Stator external cooling jacket; radial cable outlet Diameter 385 mm; Length 160 mm; max. torque 1420 Nm; max. speed 300rpm; max. current 100A eff; when using the direct motors in fork heads for machine tools or robots a license for the US patent US5584621 and the corresponding worldwide property rights may be required | alterado Out19 | 0 | 0
1FW6150-8QB10-4FD2 |  | 1FW6150-8QB10-4FD2 | 1 | UN | 1 | 25 | D | D | N | 9I999IR | 85030099 | 1 |  | 34.9 | KG | 7259.71 | 7259.71 | MC05 | MC05 | SIMOTICS T Stator external cooling jacket; radial cable outlet Power cable 0.5m with connector size 1; signal cable 0.5m with M17 connector; Diameter 385 mm; Length 160 mm; max. torque 1420 Nm; max. speed 300rpm; max. current 100A eff; when using the direct motors in fork heads for machine tools or robots a license for the US patent US5584621 and the corresponding worldwide property rights may be required | alterado Out19 | 0 | 0
1FW6150-8QB15-2JC2 |  | 1FW6150-8QB15-2JC2 | 1 | UN | 1 | 25 | D | D | N | 9I999IR | 85030099 | 1 |  | 51.9 | KG | 8023.05 | 8023.05 | MC05 | MC05 | SIMOTICS T Stator external cooling jacket; radial cable outlet Diameter 385 mm; length 210 mm; max. torque 2130Nm; max. speed 100rpm; max. current 66A eff; when using the direct motors in fork heads for machine tools or robots a license for the US patent US5584621 and the corresponding worldwide property rights may be required | alterado Out19 | 0 | 0
1FW6150-8QB15-2JD2 |  | 1FW6150-8QB15-2JD2 | 1 | UN | 1 | 25 | D | D | N | 9I999IR | 85030099 | 1 |  | 51.9 | KG | 8412.53 | 8412.53 | MC05 | MC05 | SIMOTICS T Stator external cooling jacket; radial cable outlet Power cable 0.5m with connector size 1.5; signal cable 0.5m with M17 connector; Diameter 385 mm; length 210 mm; max. torque 2130Nm; max. speed 100rpm; max. current 66A eff; when using the direct motors in fork heads for machine tools or robots a license for the US patent US5584621 and the corresponding worldwide property rights may be required | alterado Out19 | 0 | 0
1FW6150-8QB15-4FC2 |  | 1FW6150-8QB15-4FC2 | 1 | UN | 1 | 25 | D | D | N | 9I999IR | 85030099 | 1 |  | 51.9 | KG | 8023.05 | 8023.05 | MC05 | MC05 | SIMOTICS T Stator external cooling jacket; radial cable outlet Diameter 385 mm; length 210 mm; max. torque 2130Nm; max. speed 190rpm; max. current 100A eff; when using the direct motors in fork heads for machine tools or robots a license for the US patent US5584621 and the corresponding worldwide property rights may be required | alterado Out19 | 0 | 0
1FW6150-8QB15-4FD2 |  | 1FW6150-8QB15-4FD2 | 1 | UN | 1 | 25 | D | D | N | 9I999IR | 85030099 | 1 |  | 51.9 | KG | 8412.53 | 8412.53 | MC05 | MC05 | SIMOTICS T Stator external cooling jacket; radial cable outlet Power cable 0.5m with connector size 1; signal cable 0.5m with M17 connector; Diameter 385 mm; length 210 mm; max. torque 2130Nm; max. speed 190rpm; max. current 100A eff; when using the direct motors in fork heads for machine tools or robots a license for the US patent US5584621 and the corresponding worldwide property rights may be required | alterado Out19 | 0 | 0
1FW6150-8RA05-0AA0 |  | 1FW6150-8RA05-0AA0 | 1 | UN | 1 | 25 | D | D | N | N | 85030099 | 1 |  | 3.8 | KG | 2210.11 | 2210.11 | MC05 | MC05 | SIMOTICS T rotor for motor 1FW6150-0.B05-....; Diameter 230 mm; Length 90 mm; when using the direct motors in fork heads for machine tools or robots a license for the US patent US5584621 and the corresponding worldwide property rights may be required | alterado Out19 | 0 | 0
1FW6150-8RA07-0AA0 |  | 1FW6150-8RA07-0AA0 | 1 | UN | 1 | 25 | D | D | N | N | 85030099 | 1 |  | 8.8 | KG | 2558.27 | 2558.27 | MC05 | MC05 | SIMOTICS T rotor for motor 1FW6150-0.B07-....; Diameter 230 mm; Length 110 mm; when using the direct motors in fork heads for machine tools or robots a license for the US patent US5584621 and the corresponding worldwide property rights may be required | alterado Out19 | 0 | 0
1FW6150-8RA10-0AA0 |  | 1FW6150-8RA10-0AA0 | 1 | UN | 1 | 25 | D | D | N | N | 85030099 | 1 |  | 12.6 | KG | 3345.46 | 3345.46 | MC05 | MC05 | SIMOTICS T rotor for motor 1FW6150-0.B10-....; Diameter 230 mm; Length 140 mm; when using the direct motors in fork heads for machine tools or robots a license for the US patent US5584621 and the corresponding worldwide property rights may be required | alterado Out19 | 0 | 0
1FW6150-8RA15-0AA0 |  | 1FW6150-8RA15-0AA0 | 1 | UN | 1 | 25 | D | D | N | N | 85030099 | 1 |  | 18.9 | KG | 3935.85 | 3935.85 | MC05 | MC05 | SIMOTICS T rotor for motor 1FW6150-0.B15-....; Diameter 230 mm; Length 190 mm; when using the direct motors in fork heads for machine tools or robots a license for the US patent US5584621 and the corresponding worldwide property rights may be required | alterado Out19 | 0 | 0
1FW6152-8PC05-3AB3 |  | 1FW6152-8PC05-3AB3 | 1 | UN | 1 | 0 | A | D | N | 9I999IR | 85030099 | 1 |  | 24.5 | KG | 5437.03 | 5437.03 | MC05 | MC05 | SIMOTICS T Stator Components 3-phase synchronous motor; External cooling jacket; Axial cable outlet 1 m; Diameter 385 mm; Length 110 mm; Max. torque 800 Nm; Max. speed 890 rpm; Max. current 53 A eff With temperature sensor PTC130 and Pt1000; No UL approval | alterado Out19 | 0 | 0
1FW6152-8PC05-6AB3 |  | 1FW6152-8PC05-6AB3 | 1 | UN | 1 | 0 | A | D | N | 9I999IR | 85030099 | 1 |  | 24.5 | KG | 5437.03 | 5437.03 | MC05 | MC05 | SIMOTICS T Stator Components 3-phase synchronous motor; External cooling jacket; Axial cable outlet 1 m; Diameter 385 mm; Length 110 mm; Max. torque 800 Nm; Max. speed 1800 rpm; Max. current 107 A eff With temperature sensor PTC130 and Pt1000; No UL approval | alterado Out19 | 0 | 0
1FW6152-8PC10-2PB3 |  | 1FW6152-8PC10-2PB3 | 1 | UN | 1 | 0 | A | D | N | 9I999IR | 85030099 | 1 |  | 41 | KG | 7208.27 | 7208.27 | MC05 | MC05 | SIMOTICS T Stator Components 3-phase synchronous motor; External cooling jacket; Axial cable outlet 1 m; Diameter 385 mm; Length 160 mm; Max. torque 1600 Nm; Max. speed 1800 rpm; Max. current 215 A eff With temperature sensor PTC130 and Pt1000; No UL approval | alterado Out19 | 0 | 0
1FW6152-8PC10-6AB3 |  | 1FW6152-8PC10-6AB3 | 1 | UN | 1 | 0 | A | D | N | 9I999IR | 85030099 | 1 |  | 40.5 | KG | 7011.73 | 7011.73 | MC05 | MC05 | SIMOTICS T Stator Components 3-phase synchronous motor; External cooling jacket; Axial cable outlet 1 m; Diameter 385 mm; Length 160 mm; Max. torque 1600 Nm; Max. speed 902 rpm; Max. current 107 A eff With temperature sensor PTC130 and Pt1000; No UL approval | alterado Out19 | 0 | 0
1FW6152-8PC15-2PB3 |  | 1FW6152-8PC15-2PB3 | 1 | UN | 1 | 0 | A | D | N | 9I999IR | 85030099 | 1 |  | 57 | KG | 8306.15 | 8306.15 | MC05 | MC05 | SIMOTICS T Stator Components 3-phase synchronous motor; External cooling jacket; Axial cable outlet 1 m; Diameter 385 mm; Length 210 mm; Max. torque 2400 Nm; Max. speed 1350 rpm; Max. current 241 A eff With temperature sensor PTC130 and Pt1000; No UL approval | alterado Out19 | 0 | 0
1FW6152-8PC15-8FB3 |  | 1FW6152-8PC15-8FB3 | 1 | UN | 1 | 0 | A | D | N | 9I999IR | 85030099 | 1 |  | 56.5 | KG | 8075.87 | 8075.87 | MC05 | MC05 | SIMOTICS T Stator Components 3-phase synchronous motor; External cooling jacket; Axial cable outlet 1 m; Diameter 385 mm; Length 210 mm; Max. torque 2400 Nm; Max. speed 890 rpm; Max. current 159 A eff With temperature sensor PTC130 and Pt1000; No UL approval | alterado Out19 | 0 | 0
1FW6152-8RA05-0AA0 |  | 1FW6152-8RA05-0AA0 | 1 | UN | 1 | 0 | A | D | N | 9I999IR | 85030099 | 1 |  | 16.5 | KG | 3057.53 | 3057.53 | MC05 | MC05 | SIMOTICS T Rotor For motor 1FW6152-2.C05-....; Internal diameter 216 mm | alterado Out19 | 0 | 0
1FW6152-8RA10-0AA0 |  | 1FW6152-8RA10-0AA0 | 1 | UN | 1 | 0 | A | D | N | 9I999IR | 85030099 | 1 |  | 29 | KG | 4483.37 | 4483.37 | MC05 | MC05 | SIMOTICS T Rotor For motor 1FW6152-2.C10-....; Internal diameter 216 mm | alterado Out19 | 0 | 0
1FW6152-8RA15-0AA0 |  | 1FW6152-8RA15-0AA0 | 1 | UN | 1 | 0 | A | D | N | 9I999IR | 85030099 | 1 |  | 41 | KG | 5496.34 | 5496.34 | MC05 | MC05 | SIMOTICS T Rotor For motor 1FW6152-2.C15-....; Internal diameter 216 mm | alterado Out19 | 0 | 0
1FW6160-0TB05-1JC2 |  | 1FW6160-0TB05-1JC2 | 1 | UN | 1 | 25 | D | D | N | N | 85030099 | 1 |  | 36.3 | KG | 10001.56 | 10001.56 | MC05 | MC05 | SIMOTICS T torque motor; components 3-phase synchronous motor; integrated precision and power cooler; tangential cable outlet; Diameter 440 mm; Length 110 mm; max. torque 716Nm; max. speed 140rpm; max. current 31A eff; when using the direct motors in fork heads for machine tools or robots a license for the US patent US5584621 and the corresponding worldwide property rights may be required | alterado Out19 | 0 | 0
1FW6160-0TB05-1JD2 |  | 1FW6160-0TB05-1JD2 | 1 | UN | 1 | 25 | D | D | N | N | 85030099 | 1 |  | 36.3 | KG | 10313.14 | 10313.14 | MC05 | MC05 | SIMOTICS T torque motor; components 3-phase synchronous motor; integrated precision and power cooler; tangential cable outlet; power cable 0.5m with connector size 1; signal cable 0.5m with M17 connector; diameter 440mm; Length 110 mm; max. torque 716Nm; max. speed 140rpm; max. current 31A eff; when using the direct motors in fork heads for machine tools or robots a license for the US patent US5584621 and the corresponding worldwide property rights may be required | alterado Out19 | 0 | 0
1FW6160-0TB05-2JC2 |  | 1FW6160-0TB05-2JC2 | 1 | UN | 1 | 25 | D | D | N | N | 85030099 | 1 |  | 36.3 | KG | 10001.56 | 10001.56 | MC05 | MC05 | SIMOTICS T torque motor; components 3-phase synchronous motor; integrated precision and power cooler; tangential cable outlet; Diameter 440 mm; Length 110 mm; max. torque 716Nm; max. speed 250 rpm; max. current 49A eff; when using the direct motors in fork heads for machine tools or robots a license for the US patent US5584621 and the corresponding worldwide property rights may be required | alterado Out19 | 0 | 0
1FW6160-0TB05-2JD2 |  | 1FW6160-0TB05-2JD2 | 1 | UN | 1 | 25 | D | D | N | N | 85030099 | 1 |  | 36.3 | KG | 10391.03 | 10391.03 | MC05 | MC05 | SIMOTICS T torque motor; components 3-phase synchronous motor; integrated precision and power cooler; tangential cable outlet; power cable 0.5m with connector size 1.5; signal cable 0.5m with M17 connector; diameter 440mm; Length 110 mm; max. torque 716Nm; max. speed 250 rpm; max. current 49A eff; when using the direct motors in fork heads for machine tools or robots a license for the US patent US5584621 and the corresponding worldwide property rights may be required | alterado Out19 | 0 | 0
1FW6160-0TB05-5GC2 |  | 1FW6160-0TB05-5GC2 | 1 | UN | 1 | 25 | D | D | N | N | 85030099 | 1 |  | 36.3 | KG | 10001.56 | 10001.56 | MC05 | MC05 | SIMOTICS T torque motor; components 3-phase synchronous motor; integrated precision and power cooler; tangential cable outlet 2m; diameter 440mm; Length 110 mm; max. torque 716Nm; max. speed 590rpm; max. current 98A eff; when using the direct motors in fork heads for machine tools or robots a license for the US patent US5584621 and the corresponding worldwide property rights may be required | alterado Out19 | 0 | 0
1FW6160-0TB05-5GD2 |  | 1FW6160-0TB05-5GD2 | 1 | UN | 1 | 25 | D | D | N | N | 85030099 | 1 |  | 36.3 | KG | 10391.03 | 10391.03 | MC05 | MC05 | SIMOTICS T torque motor; components 3-phase synchronous motor; integrated precision and power cooler; tangential cable outlet 0.5 with connector Size 1.5 or M17; Diameter 440 mm; Length 110 mm; max. torque 716 NM; max. speed 590rpm; max. current 98A eff; when using the direct motors in fork heads for machine tools or robots a license for the US patent US5584621 and the corresponding worldwide property rights may be required | alterado Out19 | 0 | 0
1FW6160-0TB07-1JC2 |  | 1FW6160-0TB07-1JC2 | 1 | UN | 1 | 25 | D | D | N | N | 85030099 | 1 |  | 48.3 | KG | 11403.65 | 11403.65 | MC05 | MC05 | SIMOTICS T torque motor; components 3-phase synchronous motor; integrated precision and power cooler; tangential cable outlet; Diameter 440 mm; length 130mm; max. torque 1000 Nm; max. speed 96rpm; max. current 31A eff; when using the direct motors in fork heads for machine tools or robots a license for the US patent US5584621 and the corresponding worldwide property rights may be required | alterado Out19 | 0 | 0
1FW6160-0TB07-1JD2 |  | 1FW6160-0TB07-1JD2 | 1 | UN | 1 | 25 | D | D | N | N | 85030099 | 1 |  | 48.3 | KG | 11715.22 | 11715.22 | MC05 | MC05 | SIMOTICS T torque motor; components 3-phase synchronous motor; integrated precision and power cooler tangential cable outlet; power cable 0.5m with connector size 1; signal cable 0.5m with M17 connector; diameter 440mm; Length 130 mm; max. torque 1000 Nm; max. speed 96rpm; max. current 31A eff; when using the direct motors in fork heads for machine tools or robots a license for the US patent US5584621 and the corresponding worldwide property rights may be required | alterado Out19 | 0 | 0
1FW6160-0TB07-2JC2 |  | 1FW6160-0TB07-2JC2 | 1 | UN | 1 | 25 | D | D | N | N | 85030099 | 1 |  | 48.3 | KG | 11403.65 | 11403.65 | MC05 | MC05 | SIMOTICS T torque motor; components 3-phase synchronous motor; integrated precision and power cooler; tangential cable outlet; Diameter 440 mm; length 130mm; max. torque 1000 Nm; max. speed 170rpm; max. current 49A eff; when using the direct motors in fork heads for machine tools or robots, a license for the US patent US5584621 and the corresponding worldwide property rights may be required | alterado Out19 | 0 | 0
1FW6160-0TB07-2JD2 |  | 1FW6160-0TB07-2JD2 | 1 | UN | 1 | 25 | D | D | N | N | 85030099 | 1 |  | 48.3 | KG | 11793.12 | 11793.12 | MC05 | MC05 | SIMOTICS T torque motor; components 3-phase synchronous motor; integrated precision and power cooler; tangential cable outlet; power cable 0.5m with connector size 1.5; signal cable 0.5m with M17 connector; diameter 440mm; Length 130 mm; max. torque 1000 Nm; max. speed 170rpm; max. current 49A eff; when using the direct motors in fork heads for machine tools or robots, a license for the US patent US5584621 and the corresponding worldwide property rights may be required | alterado Out19 | 0 | 0
1FW6160-0TB07-5GC2 |  | 1FW6160-0TB07-5GC2 | 1 | UN | 1 | 25 | D | D | N | N | 85030099 | 1 |  | 48.3 | KG | 11403.65 | 11403.65 | MC05 | MC05 | SIMOTICS T torque motor; components 3-phase synchronous motor; integrated precision and power cooler; tangential cable outlet 2m; diameter 440mm; Length 130 mm; max. torque 1000 Nm; max. speed 390rpm; max. current 98A eff; when using the direct motors in fork heads for machine tools or robots, a license for the US patent US5584621 and the corresponding worldwide property rights may be required | alterado Out19 | 0 | 0
1FW6160-0TB07-5GD2 |  | 1FW6160-0TB07-5GD2 | 1 | UN | 1 | 25 | D | D | N | N | 85030099 | 1 |  | 48.3 | KG | 11793.12 | 11793.12 | MC05 | MC05 | SIMOTICS T torque motor; components 3-phase synchronous motor; integrated precision and power cooler; tangential cable outlet 0.5 with connector Size 1.5 or M17; Diameter 440 mm; Length 130 mm; max. torque 1000 NM; max. speed 390rpm; max. current 98A eff; when using the direct motors in fork heads for machine tools or robots, a license for the US patent US5584621 and the corresponding worldwide property rights may be required | alterado Out19 | 0 | 0
1FW6160-0TB10-1JC2 |  | 1FW6160-0TB10-1JC2 | 1 | UN | 1 | 25 | D | D | N | N | 85030099 | 1 |  | 66.3 | KG | 13257.51 | 13257.51 | MC05 | MC05 | SIMOTICS T torque motor; components 3-phase synchronous motor; integrated precision and power cooler; tangential cable outlet; Diameter 440 mm; length 160mm; max. torque 1430Nm; max. speed 60rpm; max. current 31A eff; when using the direct motors in fork heads for machine tools or robots, a license for the US patent US5584621 and the corresponding worldwide property rights may be required | alterado Out19 | 0 | 0
1FW6160-0TB10-1JD2 |  | 1FW6160-0TB10-1JD2 | 1 | UN | 1 | 25 | D | D | N | N | 85030099 | 1 |  | 66.3 | KG | 13569.1 | 13569.1 | MC05 | MC05 | SIMOTICS T torque motor; components 3-phase synchronous motor; integrated precision and power cooler; tangential cable outlet; power cable 0.5m with connector size 1; signal cable 0.5m with M17 connector; diameter 440mm; Length 160 mm; max. torque 1430Nm; max. speed 60rpm; max. current 31A eff; when using the direct motors in fork heads for machine tools or robots, a license for the US patent US5584621 and the corresponding worldwide property rights may be required | alterado Out19 | 0 | 0
1FW6160-0TB10-2JC2 |  | 1FW6160-0TB10-2JC2 | 1 | UN | 1 | 25 | D | D | N | N | 85030099 | 1 |  | 66.3 | KG | 13257.51 | 13257.51 | MC05 | MC05 | SIMOTICS T torque motor; components 3-phase synchronous motor; integrated precision and power cooler; tangential cable outlet; Diameter 440 mm; length 160mm; max. torque 1430Nm; max. speed 110rpm; max. current 49A eff; when using the direct motors in fork heads for machine tools or robots, a license for the US patent US5584621 and the corresponding worldwide property rights may be required | alterado Out19 | 0 | 0
1FW6160-0TB10-2JD2 |  | 1FW6160-0TB10-2JD2 | 1 | UN | 1 | 25 | D | D | N | N | 85030099 | 1 |  | 66.3 | KG | 13646.97 | 13646.97 | MC05 | MC05 | SIMOTICS T torque motor; components 3-phase synchronous motor; integrated precision and power cooler; tangential cable outlet; power cable 0.5m with connector size 1.5; signal cable 0.5m with M17 connector; diameter 440mm; Length 160 mm; max. torque 1430Nm; max. speed 110rpm; max. current 49A eff; when using the direct motors in fork heads for machine tools or robots, a license for the US patent US5584621 and the corresponding worldwide property rights may be required | alterado Out19 | 0 | 0
1FW6160-0TB10-5GC2 |  | 1FW6160-0TB10-5GC2 | 1 | UN | 1 | 25 | D | D | N | N | 85030099 | 1 |  | 66.3 | KG | 13257.51 | 13257.51 | MC05 | MC05 | SIMOTICS T torque motor; components 3-phase synchronous motor; integrated precision and power cooler; tangential cable outlet 2m; diameter 440mm; Length 160 mm; max. torque 1430Nm; max. speed 260 rpm; max. current 98A eff; when using the direct motors in fork heads for machine tools or robots, a license for the US patent US5584621 and the corresponding worldwide property rights may be required | alterado Out19 | 0 | 0
1FW6160-0TB10-5GD2 |  | 1FW6160-0TB10-5GD2 | 1 | UN | 1 | 25 | D | D | N | N | 85030099 | 1 |  | 66.3 | KG | 13646.97 | 13646.97 | MC05 | MC05 | SIMOTICS T torque motor; components 3-phase synchronous motor; integrated precision and power cooler; tangential cable outlet 0.5m with connector size 1.5 or M17; Diameter 440 mm; Length 160 mm; max. speed 1430rpm; max. speed 260 rpm; max. current 98A eff; when using the direct motors in fork heads for machine tools or robots, a license for the US patent US5584621 and the corresponding worldwide property rights may be required | alterado Out19 | 0 | 0
1FW6160-0TB15-2JC2 |  | 1FW6160-0TB15-2JC2 | 1 | UN | 1 | 25 | D | D | N | N | 85030099 | 1 |  | 100.5 | KG | 16014.95 | 16014.95 | MC05 | MC05 | SIMOTICS T torque motor; components 3-phase synchronous motor; integrated precision and power cooler; tangential cable outlet; Diameter 440 mm; length 210mm; max. torque 2150 Nm; max. speed 66rpm; max. current 49A eff; when using the direct motors in fork heads for machine tools or robots, a license for the US patent US5584621 and the corresponding worldwide property rights may be required | alterado Out19 | 0 | 0
1FW6160-0TB15-2JD2 |  | 1FW6160-0TB15-2JD2 | 1 | UN | 1 | 25 | D | D | N | N | 85030099 | 1 |  | 95.3 | KG | 16404.43 | 16404.43 | MC05 | MC05 | SIMOTICS T torque motor; components 3-phase synchronous motor; integrated precision and power cooler; tangential cable outlet; power cable 0.5m with connector size 1.5; signal cable 0.5m with M17 connector; diameter 440mm; length 210 mm; max. torque 2150 Nm; max. speed 66rpm; max. current 49A eff; when using the direct motors in fork heads for machine tools or robots, a license for the US patent US5584621 and the corresponding worldwide property rights may be required | alterado Out19 | 0 | 0
1FW6160-0TB15-5GC2 |  | 1FW6160-0TB15-5GC2 | 1 | UN | 1 | 25 | D | D | N | N | 85030099 | 1 |  | 95.3 | KG | 16014.95 | 16014.95 | MC05 | MC05 | SIMOTICS T torque motor; components 3-phase synchronous motor; integrated precision and power cooler; tangential cable outlet; Diameter 440 mm; length 210mm; max. torque 2150 Nm; max. speed 160rpm; max. current 98A eff; when using the direct motors in fork heads for machine tools or robots, a license for the US patent US5584621 and the corresponding worldwide property rights may be required | alterado Out19 | 0 | 0
1FW6160-0TB15-5GD2 |  | 1FW6160-0TB15-5GD2 | 1 | UN | 1 | 25 | D | D | N | N | 85030099 | 1 |  | 95.3 | KG | 16404.43 | 16404.43 | MC05 | MC05 | SIMOTICS T torque motor; components 3-phase synchronous motor; integrated precision and power cooler; tangential cable outlet; power cable 0.5m with connector size 1.5; signal cable 0.5m with M17 connector; diameter 440mm; length 210 mm; max. torque 2150 Nm; max. speed 160rpm; max. current 98A eff; when using the direct motors in fork heads for machine tools or robots, a license for the US patent US5584621 and the corresponding worldwide property rights may be required | alterado Out19 | 0 | 0
1FW6160-0TB20-5GC2 |  | 1FW6160-0TB20-5GC2 | 1 | UN | 1 | 25 | D | D | N | N | 85030099 | 1 |  | 124.3 | KG | 18569.85 | 18569.85 | MC05 | MC05 | SIMOTICS T torque motor; components 3-phase synchronous motor; integrated precision and power cooler; tangential cable outlet 2m; diameter 440mm; Length 260 mm; max. torque 2860 Nm; max. speed 110 rpm; max. current 98A eff; when using the direct motors in fork heads for machine tools or robots, a license for the US patent US5584621 and the corresponding worldwide property rights may be required | alterado Out19 | 0 | 0
1FW6160-0TB20-5GD2 |  | 1FW6160-0TB20-5GD2 | 1 | UN | 1 | 25 | D | D | N | N | 85030099 | 1 |  | 124.3 | KG | 18959.35 | 18959.35 | MC05 | MC05 | SIMOTICS T torque motor; components 3-phase synchronous motor; integrated precision and power cooler; tangential cable outlet 0.5m with connector size 1.5 or M17; Diameter 440 mm; Length 260 mm; max. torque 2860 NM; max. speed 110 rpm; max. current 98A eff; when using the direct motors in fork heads for machine tools or robots, a license for the US patent US5584621 and the corresponding worldwide property rights may be required | alterado Out19 | 0 | 0
1FW6160-0VB05-1JC2 |  | 1FW6160-0VB05-1JC2 | 1 | UN | 1 | 25 | D | D | N | N | 85030099 | 1 |  | 36.3 | KG | 10001.56 | 10001.56 | MC05 | MC05 | SIMOTICS T torque motor; components 3-phase synchronous motor; integrated precision and power cooler; radial cable outlet; Diameter 440 mm; Length 110 mm; max. torque 716Nm; max. speed 140rpm; max. current 31A eff; when using the direct motors in fork heads for machine tools or robots, a license for the US patent US5584621 and the corresponding worldwide property rights may be required | alterado Out19 | 0 | 0
1FW6160-0VB05-1JD2 |  | 1FW6160-0VB05-1JD2 | 1 | UN | 1 | 25 | D | D | N | N | 85030099 | 1 |  | 36.3 | KG | 10313.14 | 10313.14 | MC05 | MC05 | SIMOTICS T torque motor; components 3-phase synchronous motor; integrated precision and power cooler; radial cable outlet; power cable 0.5m with connector size 1; signal cable 0.5m with M17 connector; diameter 440mm; Length 110 mm; max. torque 716Nm; max. speed 140rpm; max. current 31A eff; when using the direct motors in fork heads for machine tools or robots, a license for the US patent US5584621 and the corresponding worldwide property rights may be required | alterado Out19 | 0 | 0
1FW6160-0VB05-2JC2 |  | 1FW6160-0VB05-2JC2 | 1 | UN | 1 | 25 | D | D | N | N | 85030099 | 1 |  | 36.3 | KG | 10001.56 | 10001.56 | MC05 | MC05 | SIMOTICS T torque motor; components 3-phase synchronous motor; integrated precision and power cooler; radial cable outlet; Diameter 440 mm; Length 110 mm; max. torque 716Nm; max. speed 250 rpm; max. current 49A eff; when using the direct motors in fork heads for machine tools or robots, a license for the US patent US5584621 and the corresponding worldwide property rights may be required | alterado Out19 | 0 | 0
1FW6160-0VB05-2JD2 |  | 1FW6160-0VB05-2JD2 | 1 | UN | 1 | 25 | D | D | N | N | 85030099 | 1 |  | 36.3 | KG | 10391.03 | 10391.03 | MC05 | MC05 | SIMOTICS T torque motor; components 3-phase synchronous motor; integrated precision and power cooler; radial cable outlet; power cable 0.5m with connector size 1.5; signal cable 0.5m with M17 connector; diameter 440mm; Length 110 mm; max. torque 716Nm; max. speed 250 rpm; max. current 49A eff; when using the direct motors in fork heads for machine tools or robots, a license for the US patent US5584621 and the corresponding worldwide property rights may be required | alterado Out19 | 0 | 0
1FW6160-0VB05-5GC2 |  | 1FW6160-0VB05-5GC2 | 1 | UN | 1 | 25 | D | D | N | N | 85030099 | 1 |  | 36.3 | KG | 10001.56 | 10001.56 | MC05 | MC05 | SIMOTICS T torque motor; components 3-phase synchronous motor; integrated precision and power cooler; radial cable outlet 2m; diameter 440mm; Length 110 mm; max. torque 716Nm; max. speed 590rpm; max. current 98A eff; when using the direct motors in fork heads for machine tools or robots, a license for the US patent US5584621 and the corresponding worldwide property rights may be required | alterado Out19 | 0 | 0
1FW6160-0VB05-5GD2 |  | 1FW6160-0VB05-5GD2 | 1 | UN | 1 | 25 | D | D | N | N | 85030099 | 1 |  | 36.3 | KG | 10391.03 | 10391.03 | MC05 | MC05 | SIMOTICS T torque motor; components 3-phase synchronous motor; integrated precision and power cooler; radial cable outlet 0.5m; with connector size 1.5 or M17; diameter 440mm; Length 110 mm; max. torque 716Nm; max. speed 590rpm; max. current 98A eff; when using the direct motors in fork heads for machine tools or robots, a license for the US patent US5584621 and the corresponding worldwide property rights may be required | alterado Out19 | 0 | 0
1FW6160-0VB07-1JC2 |  | 1FW6160-0VB07-1JC2 | 1 | UN | 1 | 25 | D | D | N | N | 85030099 | 1 |  | 48.3 | KG | 11403.65 | 11403.65 | MC05 | MC05 | SIMOTICS T torque motor; components 3-phase synchronous motor; integrated precision and power cooler; radial cable outlet; Diameter 440 mm; length 130mm; max. torque 1000 Nm; max. speed 96rpm; max. current 31A eff; when using the direct motors in fork heads for machine tools or robots, a license for the US patent US5584621 and the corresponding worldwide property rights may be required | alterado Out19 | 0 | 0
1FW6160-0VB07-1JD2 |  | 1FW6160-0VB07-1JD2 | 1 | UN | 1 | 25 | D | D | N | N | 85030099 | 1 |  | 48.3 | KG | 11715.22 | 11715.22 | MC05 | MC05 | SIMOTICS T torque motor; components 3-phase synchronous motor; integrated precision and power cooler; radial cable outlet; power cable 0.5m with connector size 1; signal cable 0.5m with M17 connector; diameter 440mm; Length 130 mm; max. torque 1000 Nm; max. speed 96rpm; max. current 31A eff; when using the direct motors in fork heads for machine tools or robots, a license for the US patent US5584621 and the corresponding worldwide property rights may be required | alterado Out19 | 0 | 0
1FW6160-0VB07-2JC2 |  | 1FW6160-0VB07-2JC2 | 1 | UN | 1 | 25 | D | D | N | N | 85030099 | 1 |  | 48.3 | KG | 11403.65 | 11403.65 | MC05 | MC05 | SIMOTICS T torque motor; components 3-phase synchronous motor; integrated precision and power cooler; radial cable outlet; Diameter 440 mm; length 130mm; max. torque 1000 Nm; max. speed 170rpm; max. current 49A eff; when using the direct motors in fork heads for machine tools or robots, a license for the US patent US5584621 and the corresponding worldwide property rights may be required | alterado Out19 | 0 | 0
1FW6160-0VB07-2JD2 |  | 1FW6160-0VB07-2JD2 | 1 | UN | 1 | 25 | D | D | N | N | 85030099 | 1 |  | 48.3 | KG | 11793.12 | 11793.12 | MC05 | MC05 | SIMOTICS T torque motor; components 3-phase synchronous motor; integrated precision and power cooler; radial cable outlet; power cable 0.5m with connector size 1.5; signal cable 0.5m with M17 connector; diameter 440mm; Length 130 mm; max. torque 1000 Nm; max. speed 170rpm; max. current 49A eff; when using the direct motors in fork heads for machine tools or robots, a license for the US patent US5584621 and the corresponding worldwide property rights may be required | alterado Out19 | 0 | 0
1FW6160-0VB07-5GC2 |  | 1FW6160-0VB07-5GC2 | 1 | UN | 1 | 25 | D | D | N | N | 85030099 | 1 |  | 48.3 | KG | 11403.65 | 11403.65 | MC05 | MC05 | SIMOTICS T torque motor; components 3-phase synchronous motor; integrated precision and power cooler; radial cable outlet 2m; diameter 440mm; Length 130 mm; max. torque 1000 Nm; max. speed 390rpm; max. current 98A eff; when using the direct motors in fork heads for machine tools or robots, a license for the US patent US5584621 and the corresponding worldwide property rights may be required | alterado Out19 | 0 | 0
1FW6160-0VB07-5GD2 |  | 1FW6160-0VB07-5GD2 | 1 | UN | 1 | 25 | D | D | N | N | 85030099 | 1 |  | 48.3 | KG | 11793.12 | 11793.12 | MC05 | MC05 | SIMOTICS T torque motor; components 3-phase synchronous motor; integrated precision and power cooler; radial cable outlet 0.5m with connector size 1.5 or M17; Diameter 440 mm; Length 130 mm; max. torque 1000 Nm; max. speed 390rpm; max. current 98A eff; when using the direct motors in fork heads for machine tools or robots, a license for the US patent US5584621 and the corresponding worldwide property rights may be required | alterado Out19 | 0 | 0
1FW6160-0VB07-8FB2 |  | 1FW6160-0VB07-8FB2 | 1 | UN | 1 | 25 | D | D | N | N | 85030099 | 1 |  | 48.3 | KG | 11886.58 | 11886.58 | MC05 | MC05 | SIMOTICS T torque motor; components 3-phase synchronous motor; integrated precision and power cooler; radial cable outlet; power and signal cable 1m diameter 440mm; Length 130 mm; max. torque 1000 Nm; max. speed 610rpm; max. current 140A eff; when using the direct motors in fork heads for machine tools or robots, a license for the US patent US5584621 and the corresponding worldwide property rights may be required | alterado Out19 | 0 | 0
1FW6160-0VB10-1JC2 |  | 1FW6160-0VB10-1JC2 | 1 | UN | 1 | 25 | D | D | N | N | 85030099 | 1 |  | 66.3 | KG | 13257.51 | 13257.51 | MC05 | MC05 | SIMOTICS T torque motor; components 3-phase synchronous motor; integrated precision and power cooler; radial cable outlet; Diameter 440 mm; length 160mm; max. torque 1430Nm; max. speed 60rpm; max. current 31A eff; when using the direct motors in fork heads for machine tools or robots, a license for the US patent US5584621 and the corresponding worldwide property rights may be required | alterado Out19 | 0 | 0
1FW6160-0VB10-1JD2 |  | 1FW6160-0VB10-1JD2 | 1 | UN | 1 | 25 | D | D | N | N | 85030099 | 1 |  | 66.3 | KG | 13569.1 | 13569.1 | MC05 | MC05 | SIMOTICS T torque motor; components 3-phase synchronous motor; integrated precision and power cooler; radial cable outlet; power cable 0.5m with connector size 1; signal cable 0.5m with M17 connector; diameter 440mm; Length 160 mm; max. torque 1430Nm; max. speed 60rpm; max. current 31A eff; when using the direct motors in fork heads for machine tools or robots, a license for the US patent US5584621 and the corresponding worldwide property rights may be required | alterado Out19 | 0 | 0
1FW6160-0VB10-2JC2 |  | 1FW6160-0VB10-2JC2 | 1 | UN | 1 | 25 | D | D | N | N | 85030099 | 1 |  | 66.3 | KG | 13257.51 | 13257.51 | MC05 | MC05 | SIMOTICS T torque motor; components 3-phase synchronous motor; integrated precision and power cooler; radial cable outlet; Diameter 440 mm; length 160mm; max. torque 1430Nm; max. speed 110rpm; max. current 49A eff; when using the direct motors in fork heads for machine tools or robots, a license for the US patent US5584621 and the corresponding worldwide property rights may be required | alterado Out19 | 0 | 0
1FW6160-0VB10-2JD2 |  | 1FW6160-0VB10-2JD2 | 1 | UN | 1 | 25 | D | D | N | N | 85030099 | 1 |  | 66.3 | KG | 13646.97 | 13646.97 | MC05 | MC05 | SIMOTICS T torque motor; components 3-phase synchronous motor; integrated precision and power cooler; radial cable outlet; power cable 0.5m with connector size 1.5; signal cable 0.5m with M17 connector; diameter 440mm; Length 160 mm; max. torque 1430Nm; max. speed 110rpm; max. current 49A eff; when using the direct motors in fork heads for machine tools or robots, a license for the US patent US5584621 and the corresponding worldwide property rights may be required | alterado Out19 | 0 | 0
1FW6160-0VB10-2PB2 |  | 1FW6160-0VB10-2PB2 | 1 | UN | 1 | 25 | D | D | N | N | 85030099 | 1 |  | 66.3 | KG | 14223.4 | 14223.4 | MC05 | MC05 | SIMOTICS T torque motor; components 3-phase synchronous motor; integrated precision and power cooler; radial cable outlet; power and signal cable 1m diameter 440mm; length 170mm; max. torque 1430Nm; max. speed 600rpm; max. current 190A eff; when using the direct motors in fork heads for machine tools or robots, a license for the US patent US5584621 and the corresponding worldwide property rights may be required | alterado Out19 | 0 | 0
1FW6160-0VB10-5GC2 |  | 1FW6160-0VB10-5GC2 | 1 | UN | 1 | 25 | D | D | N | N | 85030099 | 1 |  | 66.3 | KG | 13257.51 | 13257.51 | MC05 | MC05 | SIMOTICS T torque motor; components 3-phase synchronous motor; power cooler; radial cable outlet; Diameter 440 mm; Length 160 mm; max. torque 1430Nm max. speed 260rpm; max. current 98A eff; when using the direct motors in fork heads for machine tools or robots, a license for the US patent US5584621 and the corresponding worldwide property rights may be required | alterado Out19 | 0 | 0
1FW6160-0VB10-5GD2 |  | 1FW6160-0VB10-5GD2 | 1 | UN | 1 | 25 | D | D | N | N | 85030099 | 1 |  | 66.3 | KG | 13646.97 | 13646.97 | MC05 | MC05 | SIMOTICS T torque motor; components 3-phase synchronous motor; integrated precision and power cooler; radial cable outlet 0.5m with connector size 1.5 or M17; Diameter 440 mm; Length 160 mm; max. torque 1430 Nm; max. speed 260 rpm; max. current 98A eff; when using the direct motors in fork heads for machine tools or robots, a license for the US patent US5584621 and the corresponding worldwide property rights may be required | alterado Out19 | 0 | 0
1FW6160-0VB10-8FB2 |  | 1FW6160-0VB10-8FB2 | 1 | UN | 1 | 25 | D | D | N | N | 85030099 | 1 |  | 66.3 | KG | 13740.45 | 13740.45 | MC05 | MC05 | SIMOTICS T torque motor; components 3-phase synchronous motor; integrated precision and power cooler; radial cable outlet; power and signal cable 1m diameter 440mm; Length 160 mm; max. torque 1430Nm; max. speed 390rpm; max. current 140A eff; when using the direct motors in fork heads for machine tools or robots, a license for the US patent US5584621 and the corresponding worldwide property rights may be required | alterado Out19 | 0 | 0
1FW6160-0VB15-0WB2 |  | 1FW6160-0VB15-0WB2 | 1 | UN | 1 | 25 | D | D | N | N | 85030099 | 1 |  | 95.3 | KG | 16980.84 | 16980.84 | MC05 | MC05 | SIMOTICS T torque motor; components 3-phase synchronous motor; integrated precision and power cooler; radial cable outlet; power and signal cable 1m diameter 440mm; length 220mm; max. torque 2150 Nm; max. speed 560rpm; max. current 280A eff; when using the direct motors in fork heads for machine tools or robots, a license for the US patent US5584621 and the corresponding worldwide property rights may be required | alterado Out19 | 0 | 0
1FW6160-0VB15-2JC2 |  | 1FW6160-0VB15-2JC2 | 1 | UN | 1 | 25 | D | D | N | N | 85030099 | 1 |  | 95.3 | KG | 16014.95 | 16014.95 | MC05 | MC05 | SIMOTICS T torque motor; components 3-phase synchronous motor; integrated precision and power cooler; radial cable outlet; Diameter 440 mm; length 210mm; max. torque 2150 Nm; max. speed 66rpm; max. current 49A eff; when using the direct motors in fork heads for machine tools or robots, a license for the US patent US5584621 and the corresponding worldwide property rights may be required | alterado Out19 | 0 | 0
1FW6160-0VB15-2JD2 |  | 1FW6160-0VB15-2JD2 | 1 | UN | 1 | 25 | D | D | N | N | 85030099 | 1 |  | 95.3 | KG | 16404.43 | 16404.43 | MC05 | MC05 | SIMOTICS T torque motor; components 3-phase synchronous motor; integrated precision and power cooler; radial cable outlet; power cable 0.5m with connector size 1.5; signal cable 0.5m with M17 connector; diameter 440mm; length 210 mm; max. torque 2150 Nm; max. speed 66rpm; max. current 49A eff; when using the direct motors in fork heads for machine tools or robots, a license for the US patent US5584621 and the corresponding worldwide property rights may be required | alterado Out19 | 0 | 0
1FW6160-0VB15-2PB2 |  | 1FW6160-0VB15-2PB2 | 1 | UN | 1 | 25 | D | D | N | N | 85030099 | 1 |  | 95.3 | KG | 16980.84 | 16980.84 | MC05 | MC05 | SIMOTICS T torque motor; components 3-phase synchronous motor; integrated precision and power cooler; radial cable outlet; power and signal cable 1m diameter 440mm; length 220mm; max. torque 2150 Nm; max. speed 360rpm; max. current 190A eff; when using the direct motors in fork heads for machine tools or robots, a license for the US patent US5584621 and the corresponding worldwide property rights may be required | alterado Out19 | 0 | 0
1FW6160-0VB15-5GC2 |  | 1FW6160-0VB15-5GC2 | 1 | UN | 1 | 25 | D | D | N | N | 85030099 | 1 |  | 95.3 | KG | 16014.95 | 16014.95 | MC05 | MC05 | SIMOTICS T torque motor; components 3-phase synchronous motor; integrated precision and power cooler; radial cable outlet; Diameter 440 mm; length 210mm; max. torque 2150 Nm; max. speed 160rpm; max. current 98A eff; when using the direct motors in fork heads for machine tools or robots, a license for the US patent US5584621 and the corresponding worldwide property rights may be required | alterado Out19 | 0 | 0
1FW6160-0VB15-5GD2 |  | 1FW6160-0VB15-5GD2 | 1 | UN | 1 | 25 | D | D | N | N | 85030099 | 1 |  | 95.3 | KG | 16404.43 | 16404.43 | MC05 | MC05 | SIMOTICS T torque motor; components 3-phase synchronous motor; integrated precision and power cooler; radial cable outlet; power cable 0.5m with connector size 1.5; signal cable 0.5m with M17 connector; diameter 440mm; length 210 mm; max. torque 2150 Nm; max. speed 160rpm; max. current 98A eff; when using the direct motors in fork heads for machine tools or robots, a license for the US patent US5584621 and the corresponding worldwide property rights may be required | alterado Out19 | 0 | 0
1FW6160-0VB15-8FB2 |  | 1FW6160-0VB15-8FB2 | 1 | UN | 1 | 25 | D | D | N | N | 85030099 | 1 |  | 95.3 | KG | 16497.91 | 16497.91 | MC05 | MC05 | SIMOTICS T torque motor; components 3-phase synchronous motor; integrated precision and power cooler; radial cable outlet; power and signal cable 1m diameter 440mm; length 210 mm; max. torque 2150 Nm; max. speed 240rpm; max. current 140A eff; when using the direct motors in fork heads for machine tools or robots, a license for the US patent US5584621 and the corresponding worldwide property rights may be required | alterado Out19 | 0 | 0
1FW6160-0VB20-0WB2 |  | 1FW6160-0VB20-0WB2 | 1 | UN | 1 | 25 | D | D | N | N | 85030099 | 1 |  | 124.3 | KG | 19535.75 | 19535.75 | MC05 | MC05 | SIMOTICS T torque motor; components 3-phase synchronous motor; integrated precision and power cooler; radial cable outlet; power and signal cable 1m diameter 440mm; length 270mm; max. torque 2860 Nm; max. speed 400rpm; max. current 280A eff; when using the direct motors in fork heads for machine tools or robots, a license for the US patent US5584621 and the corresponding worldwide property rights may be required | alterado Out19 | 0 | 0
1FW6160-0VB20-2PB2 |  | 1FW6160-0VB20-2PB2 | 1 | UN | 1 | 25 | D | D | N | N | 85030099 | 1 |  | 124.3 | KG | 19535.75 | 19535.75 | MC05 | MC05 | SIMOTICS T torque motor; components 3-phase synchronous motor; integrated precision and power cooler; radial cable outlet; power and signal cable 1m diameter 440mm; length 270mm; max. torque 2860 Nm; max. speed 260 rpm; max. current 190A eff; when using the direct motors in fork heads for machine tools or robots, a license for the US patent US5584621 and the corresponding worldwide property rights may be required | alterado Out19 | 0 | 0
1FW6160-0VB20-5GC2 |  | 1FW6160-0VB20-5GC2 | 1 | UN | 1 | 25 | D | D | N | N | 85030099 | 1 |  | 124.3 | KG | 18569.85 | 18569.85 | MC05 | MC05 | SIMOTICS T torque motor; components 3-phase synchronous motor; integrated precision and power cooler; radial cable outlet 2m; diameter 440mm; Length 260 mm; max. Torque 2860NM; max. speed 110rpm; max. current 98A eff; when using the direct motors in fork heads for machine tools or robots, a license for the US patent US5584621 and the corresponding worldwide property rights may be required | alterado Out19 | 0 | 0
1FW6160-0VB20-5GD2 |  | 1FW6160-0VB20-5GD2 | 1 | UN | 1 | 25 | D | D | N | N | 85030099 | 1 |  | 124.3 | KG | 18959.35 | 18959.35 | MC05 | MC05 | SIMOTICS T torque motor; components 3-phase synchronous motor; integrated precision and power cooler; radial cable outlet 0.5m with connector size 1.5 or M17; Diameter 440 mm; Length 260 mm; max. torque 2860 NM; max. speed 110 rpm; max. current 98A eff; when using the direct motors in fork heads for machine tools or robots, a license for the US patent US5584621 and the corresponding worldwide property rights may be required | alterado Out19 | 0 | 0
1FW6160-0VB20-8FB2 |  | 1FW6160-0VB20-8FB2 | 1 | UN | 1 | 25 | D | D | N | N | 85030099 | 1 |  | 124.3 | KG | 19052.84 | 19052.84 | MC05 | MC05 | SIMOTICS T torque motor; components 3-phase synchronous motor; integrated precision and power cooler; radial cable outlet; power and signal cable 1m diameter 440mm; Length 260 mm; max. torque 2860 Nm; max. speed 170 rpm; max. current 140A eff; when using the direct motors in fork heads for machine tools or robots, a license for the US patent US5584621 and the corresponding worldwide property rights may be required | alterado Out19 | 0 | 0
1FW6160-0WB05-0KD2 |  | 1FW6160-0WB05-0KD2 | 1 | UN | 1 | 25 | D | D | N | N | 85030099 | 1 |  | 37 | KG | 10313.14 | 10313.14 | MC05 | MC05 | SIMOTICS T torque motor; components 3-phase synchronous motor; integrated precision and power cooler; axial cable outlet; power cable 0.5m with connector size 1; signal cable 0.5m with M17 connector; diameter 440mm; Length 110 mm; max. torque 716Nm; max. speed 54rpm; max. current 15A eff; when using the direct motors in fork heads for machine tools or robots, a license for the US patent US5584621 and the corresponding worldwide property rights may be required | alterado Out19 | 0 | 0
1FW6160-0WB05-1JC2 |  | 1FW6160-0WB05-1JC2 | 1 | UN | 1 | 25 | D | D | N | N | 85030099 | 1 |  | 36.3 | KG | 10001.56 | 10001.56 | MC05 | MC05 | SIMOTICS T torque motor; components 3-phase synchronous motor; integrated precision and power cooler; axial cable outlet; Diameter 440 mm; Length 110 mm; max. torque 716Nm; max. speed 140rpm; max. current 31A eff; when using the direct motors in fork heads for machine tools or robots, a license for the US patent US5584621 and the corresponding worldwide property rights may be required | alterado Out19 | 0 | 0
1FW6160-0WB05-1JD2 |  | 1FW6160-0WB05-1JD2 | 1 | UN | 1 | 25 | D | D | N | N | 85030099 | 1 |  | 36.3 | KG | 10313.14 | 10313.14 | MC05 | MC05 | SIMOTICS T torque motor; components 3-phase synchronous motor; integrated precision and power cooler; axial cable outlet; power cable 0.5m with connector size 1; signal cable 0.5m with M17 connector; diameter 440mm; Length 110 mm; max. torque 716Nm; max. speed 140rpm; max. current 31A eff; when using the direct motors in fork heads for machine tools or robots, a license for the US patent US5584621 and the corresponding worldwide property rights may be required | alterado Out19 | 0 | 0
1FW6160-0WB05-2JC2 |  | 1FW6160-0WB05-2JC2 | 1 | UN | 1 | 25 | D | D | N | N | 85030099 | 1 |  | 36.3 | KG | 10001.56 | 10001.56 | MC05 | MC05 | SIMOTICS T torque motor; components 3-phase synchronous motor; integrated precision and power cooler; axial cable outlet; Diameter 440 mm; Length 110 mm; max. torque 716Nm; max. speed 250 rpm; max. current 49A eff; when using the direct motors in fork heads for machine tools or robots, a license for the US patent US5584621 and the corresponding worldwide property rights may be required | alterado Out19 | 0 | 0
1FW6160-0WB05-2JD2 |  | 1FW6160-0WB05-2JD2 | 1 | UN | 1 | 25 | D | D | N | N | 85030099 | 1 |  | 36.3 | KG | 10391.03 | 10391.03 | MC05 | MC05 | SIMOTICS T torque motor; components 3-phase synchronous motor; integrated precision and power cooler; axial cable outlet; power cable 0.5m with connector size 1.5; signal cable 0.5m with M17 connector; diameter 440mm; Length 110 mm; max. torque 716Nm; max. speed 250 rpm; max. current 49A eff; when using the direct motors in fork heads for machine tools or robots, a license for the US patent US5584621 and the corresponding worldwide property rights may be required | alterado Out19 | 0 | 0
1FW6160-0WB05-5GC2 |  | 1FW6160-0WB05-5GC2 | 1 | UN | 1 | 25 | D | D | N | N | 85030099 | 1 |  | 36.3 | KG | 10001.56 | 10001.56 | MC05 | MC05 | SIMOTICS T torque motor; components 3-phase synchronous motor; integrated precision and power cooler; axial cable outlet 2m; diameter 440mm; Length 110 mm; max. torque 716Nm; max. speed 590rpm; max. current 98A eff; when using the direct motors in fork heads for machine tools or robots, a license for the US patent US5584621 and the corresponding worldwide property rights may be required | alterado Out19 | 0 | 0
1FW6160-0WB05-5GD2 |  | 1FW6160-0WB05-5GD2 | 1 | UN | 1 | 25 | D | D | N | N | 85030099 | 1 |  | 36.3 | KG | 10391.03 | 10391.03 | MC05 | MC05 | SIMOTICS T torque motor; components 3-phase synchronous motor; integrated precision and power cooler; axial cable outlet 0.5m; with connector size 1.5 or M17; diameter 440mm; Length 110 mm; max. torque 716Nm; max. speed 590rpm; max. current 98A eff; when using the direct motors in fork heads for machine tools or robots, a license for the US patent US5584621 and the corresponding worldwide property rights may be required | alterado Out19 | 0 | 0
1FW6160-0WB07-1JC2 |  | 1FW6160-0WB07-1JC2 | 1 | UN | 1 | 25 | D | D | N | N | 85030099 | 1 |  | 54.1 | KG | 11403.65 | 11403.65 | MC05 | MC05 | SIMOTICS T torque motor; components 3-phase synchronous motor; integrated precision and power cooler; axial cable outlet; Diameter 440 mm; length 130mm; max. torque 1000 Nm; max. speed 96rpm; max. current 31A eff; when using the direct motors in fork heads for machine tools or robots, a license for the US patent US5584621 and the corresponding worldwide property rights may be required | alterado Out19 | 0 | 0
1FW6160-0WB07-1JD2 |  | 1FW6160-0WB07-1JD2 | 1 | UN | 1 | 25 | D | D | N | N | 85030099 | 1 |  | 48.3 | KG | 11715.22 | 11715.22 | MC05 | MC05 | SIMOTICS T torque motor; components 3-phase synchronous motor; integrated precision and power cooler; axial cable outlet; power cable 0.5m with connector size 1; signal cable 0.5m with M17 connector; diameter 440mm; Length 130 mm; max. torque 1000 Nm; max. speed 96rpm; max. current 31A eff; when using the direct motors in fork heads for machine tools or robots, a license for the US patent US5584621 and the corresponding worldwide property rights may be required | alterado Out19 | 0 | 0
1FW6160-0WB07-1JG2 |  | 1FW6160-0WB07-1JG2 | 1 | UN | 1 | 25 | D | D | N | N | 85030099 | 1 |  | 48.3 | KG | 11485.5 | 11485.5 | MC05 | MC05 | SIMOTICS T torque motor; components 3-phase synchronous motor; integrated precision and power cooler; axial cable outlet 2m with connector GR1/M17; diameter 440mm; length 130mm; max. torque 1000Nm; max. speed 96rpm; max. current 31A eff; when using the direct motors in fork heads for machine tools or robots, a license for the US patent US5584621 and the corresponding worldwide property rights may be required | alterado Out19 | 0 | 0
1FW6160-0WB07-2JC2 |  | 1FW6160-0WB07-2JC2 | 1 | UN | 1 | 25 | D | D | N | N | 85030099 | 1 |  | 48.3 | KG | 11403.65 | 11403.65 | MC05 | MC05 | SIMOTICS T torque motor; components 3-phase synchronous motor; integrated precision and power cooler; axial cable outlet; Diameter 440 mm; length 130mm; max. torque 1000 Nm; max. speed 170rpm; max. current 49A eff; when using the direct motors in fork heads for machine tools or robots, a license for the US patent US5584621 and the corresponding worldwide property rights may be required | alterado Out19 | 0 | 0
1FW6160-0WB07-2JD2 |  | 1FW6160-0WB07-2JD2 | 1 | UN | 1 | 25 | D | D | N | N | 85030099 | 1 |  | 48.3 | KG | 11793.12 | 11793.12 | MC05 | MC05 | SIMOTICS T torque motor; components 3-phase synchronous motor; integrated precision and power cooler; axial cable outlet; power cable 0.5m with connector size 1.5; signal cable 0.5m with M17 connector; diameter 440mm; Length 130 mm; max. torque 1000 Nm; max. speed 170rpm; max. current 49A eff; when using the direct motors in fork heads for machine tools or robots, a license for the US patent US5584621 and the corresponding worldwide property rights may be required | alterado Out19 | 0 | 0
1FW6160-0WB07-2JG2 |  | 1FW6160-0WB07-2JG2 | 1 | UN | 1 | 25 | D | D | N | N | 85030099 | 1 |  | 48.3 | KG | 11793.12 | 11793.12 | MC05 | MC05 | SIMOTICS T torque motor; components 3-phase synchronous motor; integrated precision and power cooler; axial cable outlet; power cable 2m with connector size 1.5; signal cable 2m with M17 connector; Diameter 440 mm; length 130mm; max. torque 1000 Nm; max. speed 170rpm; max. current 49A eff; when using the direct motors in fork heads for machine tools or robots, a license for the US patent US5584621 and the corresponding worldwide property rights may be required | alterado Out19 | 0 | 7
1FW6160-0WB07-5GC2 |  | 1FW6160-0WB07-5GC2 | 1 | UN | 1 | 25 | D | D | N | N | 85030099 | 1 |  | 48.3 | KG | 11403.65 | 11403.65 | MC05 | MC05 | SIMOTICS T torque motor; components 3-phase synchronous motor; integrated precision and power cooler; axial cable outlet 2m; diameter 440mm; Length 130 mm; max. torque 1000 Nm; max. speed 390rpm; max. current 98A eff; when using the direct motors in fork heads for machine tools or robots, a license for the US patent US5584621 and the corresponding worldwide property rights may be required | alterado Out19 | 0 | 0
1FW6160-0WB07-5GD2 |  | 1FW6160-0WB07-5GD2 | 1 | UN | 1 | 25 | D | D | N | N | 85030099 | 1 |  | 48.3 | KG | 11793.12 | 11793.12 | MC05 | MC05 | SIMOTICS T torque motor; components 3-phase synchronous motor; integrated precision and power cooler; axial cable outlet 0.5m with connector size 1.5 or M17; Diameter 440 mm; Length 130 mm; max. torque 1000 NM; max. speed 390rpm; max. current 98A eff; when using the direct motors in fork heads for machine tools or robots, a license for the US patent US5584621 and the corresponding worldwide property rights may be required | alterado Out19 | 0 | 0
1FW6160-0WB07-8FB2 |  | 1FW6160-0WB07-8FB2 | 1 | UN | 1 | 25 | D | D | N | N | 85030099 | 1 |  | 48.3 | KG | 11886.58 | 11886.58 | MC05 | MC05 | SIMOTICS T torque motor; components 3-phase synchronous motor; integrated precision and power cooler; axial cable outlet; power and signal cable 1m diameter 440mm; Length 130 mm; max. torque 1000 Nm; max. speed 610rpm; max. current 140A eff; when using the direct motors in fork heads for machine tools or robots, a license for the US patent US5584621 and the corresponding worldwide property rights may be required | alterado Out19 | 0 | 0
1FW6160-0WB10-1JC2 |  | 1FW6160-0WB10-1JC2 | 1 | UN | 1 | 25 | D | D | N | N | 85030099 | 1 |  | 66.3 | KG | 13257.51 | 13257.51 | MC05 | MC05 | SIMOTICS T torque motor; components 3-phase synchronous motor; integrated precision and power cooler; axial cable outlet; Diameter 440 mm; length 160mm; max. torque 1430Nm; max. speed 60rpm; max. current 31A eff; when using the direct motors in fork heads for machine tools or robots, a license for the US patent US5584621 and the corresponding worldwide property rights may be required | alterado Out19 | 0 | 0
1FW6160-0WB10-1JD2 |  | 1FW6160-0WB10-1JD2 | 1 | UN | 1 | 25 | D | D | N | N | 85030099 | 1 |  | 66.3 | KG | 13569.1 | 13569.1 | MC05 | MC05 | SIMOTICS T torque motor; components 3-phase synchronous motor; integrated precision and power cooler; axial cable outlet; power cable 0.5m with connector size 1; signal cable 0.5m with M17 connector; diameter 440mm; Length 160 mm; max. torque 1430Nm; max. speed 60rpm; max. current 31A eff; when using the direct motors in fork heads for machine tools or robots, a license for the US patent US5584621 and the corresponding worldwide property rights may be required | alterado Out19 | 0 | 0
1FW6160-0WB10-2JC2 |  | 1FW6160-0WB10-2JC2 | 1 | UN | 1 | 25 | D | D | N | N | 85030099 | 1 |  | 66.3 | KG | 13257.51 | 13257.51 | MC05 | MC05 | SIMOTICS T torque motor; components 3-phase synchronous motor; integrated precision and power cooler; axial cable outlet; Diameter 440 mm; length 160mm; max. torque 1430Nm; max. speed 110rpm; max. current 49A eff; when using the direct motors in fork heads for machine tools or robots, a license for the US patent US5584621 and the corresponding worldwide property rights may be required | alterado Out19 | 0 | 0
1FW6160-0WB10-2JD2 |  | 1FW6160-0WB10-2JD2 | 1 | UN | 1 | 25 | D | D | N | N | 85030099 | 1 |  | 66.3 | KG | 13646.97 | 13646.97 | MC05 | MC05 | SIMOTICS T torque motor; components 3-phase synchronous motor; integrated precision and power cooler; axial cable outlet; power cable 0.5m with connector size 1.5; signal cable 0.5m with M17 connector; diameter 440mm; Length 160 mm; max. torque 1430Nm; max. speed 110rpm; max. current 49A eff; when using the direct motors in fork heads for machine tools or robots, a license for the US patent US5584621 and the corresponding worldwide property rights may be required | alterado Out19 | 0 | 0
1FW6160-0WB10-2PB2 |  | 1FW6160-0WB10-2PB2 | 1 | UN | 1 | 25 | D | D | N | N | 85030099 | 1 |  | 66.3 | KG | 14223.4 | 14223.4 | MC05 | MC05 | SIMOTICS T torque motor; components 3-phase synchronous motor; integrated precision and power cooler; axial cable outlet; power and signal cable 1m diameter 440mm; length 170mm; max. torque 1430Nm; max. speed 600rpm; max. current 190A eff; when using the direct motors in fork heads for machine tools or robots, a license for the US patent US5584621 and the corresponding worldwide property rights may be required | alterado Out19 | 0 | 0
1FW6160-0WB10-5GC2 |  | 1FW6160-0WB10-5GC2 | 1 | UN | 1 | 25 | D | D | N | N | 85030099 | 1 |  | 66.3 | KG | 13257.51 | 13257.51 | MC05 | MC05 | SIMOTICS T torque motor; components 3-phase synchronous motor; power cooler; axial cable outlet; Diameter 440 mm; Length 160 mm; max. torque 1430Nm max. speed 260rpm; max. current 98A eff; when using the direct motors in fork heads for machine tools or robots, a license for the US patent US5584621 and the corresponding worldwide property rights may be required | alterado Out19 | 0 | 0
1FW6160-0WB10-5GD2 |  | 1FW6160-0WB10-5GD2 | 1 | UN | 1 | 25 | D | D | N | N | 85030099 | 1 |  | 66.3 | KG | 13646.97 | 13646.97 | MC05 | MC05 | SIMOTICS T torque motor; components 3-phase synchronous motor; integrated precision and power cooler; axial cable outlet 0.5m with connector size 1.5 or M17; Diameter 440 mm; Length 160 mm; max. torque 1430 Nm; max. speed 260 rpm; max. current 98A eff; when using the direct motors in fork heads for machine tools or robots, a license for the US patent US5584621 and the corresponding worldwide property rights may be required | alterado Out19 | 0 | 0
1FW6160-0WB10-8FB2 |  | 1FW6160-0WB10-8FB2 | 1 | UN | 1 | 25 | D | D | N | N | 85030099 | 1 |  | 66.3 | KG | 13740.45 | 13740.45 | MC05 | MC05 | SIMOTICS T torque motor; components 3-phase synchronous motor; integrated precision and power cooler; axial cable outlet; power and signal cable 1m diameter 440mm; Length 160 mm; max. torque 1430Nm; max. speed 390rpm; max. current 140A eff; when using the direct motors in fork heads for machine tools or robots, a license for the US patent US5584621 and the corresponding worldwide property rights may be required | alterado Out19 | 0 | 0
1FW6160-0WB15-0WB2 |  | 1FW6160-0WB15-0WB2 | 1 | UN | 1 | 25 | D | D | N | N | 85030099 | 1 |  | 95.3 | KG | 16980.84 | 16980.84 | MC05 | MC05 | SIMOTICS T torque motor; components 3-phase synchronous motor; integrated precision and power cooler; axial cable outlet; power and signal cable 1m diameter 440mm; length 220mm; max. torque 2150 Nm; max. speed 560rpm; max. current 280A eff; when using the direct motors in fork heads for machine tools or robots, a license for the US patent US5584621 and the corresponding worldwide property rights may be required | alterado Out19 | 0 | 0
1FW6160-0WB15-2JC2 |  | 1FW6160-0WB15-2JC2 | 1 | UN | 1 | 25 | D | D | N | N | 85030099 | 1 |  | 100.3 | KG | 16014.95 | 16014.95 | MC05 | MC05 | SIMOTICS T torque motor; components 3-phase synchronous motor; integrated precision and power cooler; axial cable outlet; Diameter 440 mm; length 210mm; max. torque 2150 Nm; max. speed 66rpm; max. current 49A eff; when using the direct motors in fork heads for machine tools or robots, a license for the US patent US5584621 and the corresponding worldwide property rights may be required | alterado Out19 | 0 | 0
1FW6160-0WB15-2JD2 |  | 1FW6160-0WB15-2JD2 | 1 | UN | 1 | 25 | D | D | N | N | 85030099 | 1 |  | 95.3 | KG | 16404.43 | 16404.43 | MC05 | MC05 | SIMOTICS T torque motor; components 3-phase synchronous motor; integrated precision and power cooler; axial cable outlet; power cable 0.5m with connector size 1.5; signal cable 0.5m with M17 connector; diameter 440mm; length 210 mm; max. torque 2150 Nm; max. speed 66rpm; max. current 49A eff; when using the direct motors in fork heads for machine tools or robots, a license for the US patent US5584621 and the corresponding worldwide property rights may be required | alterado Out19 | 0 | 0
1FW6160-0WB15-2JT2 |  | 1FW6160-0WB15-2JT2 | 1 | UN | 1 | 25 | D | D | N | N | 85030099 | 1 |  | 95.3 | KG | 16170.74 | 16170.74 | MC05 | MC05 | SIMOTICS T torque motor; components 3-phase synchronous motor; integrated precision and power cooler; axial cable outlet 5m cable; Diameter 440 mm; length 210 mm; max. torque 2150 Nm; max. speed 66 rpm; max. current 49A eff; when using the direct motors in fork heads for machine tools or robots, a license for the US patent US5584621 and the corresponding worldwide property rights may be required | alterado Out19 | 0 | 0
1FW6160-0WB15-2PB2 |  | 1FW6160-0WB15-2PB2 | 1 | UN | 1 | 25 | D | D | N | N | 85030099 | 1 |  | 95.3 | KG | 16980.84 | 16980.84 | MC05 | MC05 | SIMOTICS T torque motor; components 3-phase synchronous motor; integrated precision and power cooler; axial cable outlet; power and signal cable 1m diameter 440mm; length 220mm; max. torque 2150 Nm; max. speed 360rpm; max. current 190A eff; when using the direct motors in fork heads for machine tools or robots, a license for the US patent US5584621 and the corresponding worldwide property rights may be required | alterado Out19 | 0 | 0
1FW6160-0WB15-5GC2 |  | 1FW6160-0WB15-5GC2 | 1 | UN | 1 | 25 | D | D | N | N | 85030099 | 1 |  | 95.3 | KG | 16014.95 | 16014.95 | MC05 | MC05 | SIMOTICS T torque motor; components 3-phase synchronous motor; integrated precision and power cooler; axial cable outlet; Diameter 440 mm; length 210mm; max. torque 2150 Nm; max. speed 160rpm; max. current 98A eff; when using the direct motors in fork heads for machine tools or robots, a license for the US patent US5584621 and the corresponding worldwide property rights may be required | alterado Out19 | 0 | 0
1FW6160-0WB15-5GD2 |  | 1FW6160-0WB15-5GD2 | 1 | UN | 1 | 25 | D | D | N | N | 85030099 | 1 |  | 95.3 | KG | 16404.43 | 16404.43 | MC05 | MC05 | SIMOTICS T torque motor; components 3-phase synchronous motor; integrated precision and power cooler; axial cable outlet; power cable 0.5m with connector size 1.5; signal cable 0.5m with M17 connector; diameter 440mm; length 210 mm; max. torque 2150 Nm; max. speed 160rpm; max. current 98A eff; when using the direct motors in fork heads for machine tools or robots, a license for the US patent US5584621 and the corresponding worldwide property rights may be required | alterado Out19 | 0 | 0
1FW6160-0WB15-8FB2 |  | 1FW6160-0WB15-8FB2 | 1 | UN | 1 | 25 | D | D | N | N | 85030099 | 1 |  | 95.3 | KG | 16497.91 | 16497.91 | MC05 | MC05 | SIMOTICS T torque motor; components 3-phase synchronous motor; integrated precision and power cooler; axial cable outlet; power and signal cable 1m diameter 440mm; length 210 mm; max. torque 2150 Nm; max. speed 240rpm; max. current 140A eff; when using the direct motors in fork heads for machine tools or robots, a license for the US patent US5584621 and the corresponding worldwide property rights may be required | alterado Out19 | 0 | 0
1FW6160-0WB20-0WB2 |  | 1FW6160-0WB20-0WB2 | 1 | UN | 1 | 25 | D | D | N | N | 85030099 | 1 |  | 124.3 | KG | 19535.75 | 19535.75 | MC05 | MC05 | SIMOTICS T torque motor; components 3-phase synchronous motor; integrated precision and power cooler; axial cable outlet; power and signal cable 1m diameter 440mm; length 270mm; max. torque 2860 Nm; max. speed 400rpm; max. current 280A eff; when using the direct motors in fork heads for machine tools or robots, a license for the US patent US5584621 and the corresponding worldwide property rights may be required | alterado Out19 | 0 | 0
1FW6160-0WB20-2PB2 |  | 1FW6160-0WB20-2PB2 | 1 | UN | 1 | 25 | D | D | N | N | 85030099 | 1 |  | 124.3 | KG | 19535.75 | 19535.75 | MC05 | MC05 | SIMOTICS T torque motor; components 3-phase synchronous motor; integrated precision and power cooler; axial cable outlet; power and signal cable 1m diameter 440mm; length 270mm; max. torque 2860 Nm; max. speed 260 rpm; max. current 190A eff; when using the direct motors in fork heads for machine tools or robots, a license for the US patent US5584621 and the corresponding worldwide property rights may be required | alterado Out19 | 0 | 0
1FW6160-0WB20-5GC2 |  | 1FW6160-0WB20-5GC2 | 1 | UN | 1 | 25 | D | D | N | N | 85030099 | 1 |  | 124.3 | KG | 18569.85 | 18569.85 | MC05 | MC05 | SIMOTICS T torque motor; components 3-phase synchronous motor; integrated precision and power cooler; axial cable outlet 2m; diameter 440mm; Length 260 mm; max. torque 2860 Nm; max. speed 110 rpm; max. current 98A eff; when using the direct motors in fork heads for machine tools or robots, a license for the US patent US5584621 and the corresponding worldwide property rights may be required | alterado Out19 | 0 | 0
1FW6160-0WB20-5GD2 |  | 1FW6160-0WB20-5GD2 | 1 | UN | 1 | 25 | D | D | N | N | 85030099 | 1 |  | 124.3 | KG | 18959.35 | 18959.35 | MC05 | MC05 | SIMOTICS T torque motor; components 3-phase synchronous motor; integrated precision and power cooler; axial cable outlet 0.5m with connector size 1.5 or M17; Diameter 440 mm; Length 260 mm; max. torque 2860 NM; max. speed 110 rpm; max. current 98A eff; when using the direct motors in fork heads for machine tools or robots, a license for the US patent US5584621 and the corresponding worldwide property rights may be required | alterado Out19 | 0 | 0
1FW6160-0WB20-5GU2 |  | 1FW6160-0WB20-5GU2 | 1 | UN | 1 | 25 | D | D | N | N | 85030099 | 1 |  | 115 | KG | 19193.04 | 19193.04 | MC05 | MC05 | SIMOTICS T torque motor; components 3-phase synchronous motor; integrated precision and power cooler; axial cable outlet; length 6m; Diameter 440 mm; length 260mm; max. torque 2860Nm; max. speed 110 rpm; max. current 98A eff; when using the direct motors in fork heads for machine tools or robots, a license for the US patent US5584621 and the corresponding worldwide property rights may be required | alterado Out19 | 0 | 7
1FW6160-0WB20-8FB2 |  | 1FW6160-0WB20-8FB2 | 1 | UN | 1 | 25 | D | D | N | N | 85030099 | 1 |  | 124.3 | KG | 19052.84 | 19052.84 | MC05 | MC05 | SIMOTICS T torque motor; components 3-phase synchronous motor; integrated precision and power cooler; axial cable outlet; power and signal cable 1m diameter 440mm; length 270mm; max. torque 2860 Nm; max. speed 400rpm; max. current 280A eff; when using the direct motors in fork heads for machine tools or robots, a license for the US patent US5584621 and the corresponding worldwide property rights may be required | alterado Out19 | 0 | 0
1FW6160-1BA00-0AA0 |  | 1FW6160-1BA00-0AA0 | 1 | UN | 1 | 25 | D | D | N | 9I999IR | 85030099 | 1 |  | 0.34 | KG | 522.26 | 522.26 | MC05 | MC05 | SIMOTICS T cooling connection adapter for torque motors with integrated cooling; sizes 1FW616 to 1FW623; internal interconnection of power and precision cooling; Radial and axial connection possible | alterado Out19 | 0 | 0
1FW6160-8RA05-0AA0 |  | 1FW6160-8RA05-0AA0 | 1 | UN | 1 | 25 | D | D | N | N | 85030099 | 1 |  | 9.1 | KG | 2664.28 | 2664.28 | MC05 | MC05 | SIMOTICS T rotor for motor 1FW6160-0.B05-....; Diameter 440 mm; Length 110 mm; when using the direct motors in fork heads for machine tools or robots a license for the US patent US5584621 and the corresponding worldwide property rights may be required | alterado Out19 | 0 | 0
1FW6160-8RA07-0AA0 |  | 1FW6160-8RA07-0AA0 | 1 | UN | 1 | 25 | D | D | N | N | 85030099 | 1 |  | 12.1 | KG | 3042.71 | 3042.71 | MC05 | MC05 | SIMOTICS T rotor for motor 1FW6160-0.B07-....; Diameter 440 mm; Length 130 mm; when using the direct motors in fork heads for machine tools or robots a license for the US patent US5584621 and the corresponding worldwide property rights may be required | alterado Out19 | 0 | 0
1FW6160-8RA10-0AA0 |  | 1FW6160-8RA10-0AA0 | 1 | UN | 1 | 25 | D | D | N | N | 85030099 | 1 |  | 17.3 | KG | 4162.94 | 4162.94 | MC05 | MC05 | SIMOTICS T rotor for motor 1FW6160-0.B10-....; Diameter 440 mm; Length 160 mm; when using the direct motors in fork heads for machine tools or robots a license for the US patent US5584621 and the corresponding worldwide property rights may be required | alterado Out19 | 0 | 0
1FW6160-8RA15-0AA0 |  | 1FW6160-8RA15-0AA0 | 1 | UN | 1 | 25 | D | D | N | N | 85030099 | 1 |  | 25.5 | KG | 4995.48 | 4995.48 | MC05 | MC05 | SIMOTICS T rotor for motor 1FW6160-0.B15-....; Diameter 440 mm; length 210 mm; when using the direct motors in fork heads for machine tools or robots a license for the US patent US5584621 and the corresponding worldwide | alterado Out19 | 0 | 0
1FW6160-8RA20-0AA0 |  | 1FW6160-8RA20-0AA0 | 1 | UN | 1 | 25 | D | D | N | N | 85030099 | 1 |  | 33.7 | KG | 6312.48 | 6312.48 | MC05 | MC05 | SIMOTICS T rotor for motor 1FW6160-0.B20-....; Diameter 440 mm; length 270mm; when using the direct motors in fork heads for machine tools or robots a license for the US patent US5584621 and the corresponding worldwide property rights may be required | alterado Out19 | 0 | 0
1FW6160-8TB05-1JD2 |  | 1FW6160-8TB05-1JD2 | 1 | UN | 1 | 25 | D | D | N | N | 85030099 | 1 |  | 27.2 | KG | 7571.27 | 7571.27 | MC05 | MC05 | SIMOTICS T stator integrated precision and power cooler; tangential cable outlet; power cable 0.5m with connector size 1; signal cable 0.5m with M17 connector; Diameter 440 mm; Length 110 mm; max. torque 716Nm; max. speed 140rpm; max. current 31A eff; when using the direct motors in fork heads for machine tools or robots, a license for the US patent US5584621 and the corresponding worldwide property rights may be required | alterado Out19 | 0 | 0
1FW6160-8TB05-2JD2 |  | 1FW6160-8TB05-2JD2 | 1 | UN | 1 | 25 | D | D | N | N | 85030099 | 1 |  | 27.2 | KG | 7649.17 | 7649.17 | MC05 | MC05 | SIMOTICS T stator integrated precision and power cooler; tangential cable outlet; power cable 0.5m; with connector size 1.5; signal cable 0.5 m with M17 connector; Diameter 440 mm; Length 110 mm; max. torque 716Nm; max. speed 250rpm; max. current 49A eff; when using the direct motors in fork heads for machine tools or robots a license for the US patent US5584621 and the corresponding worldwide property rights may be required | alterado Out19 | 0 | 0
1FW6160-8TB05-5GC2 |  | 1FW6160-8TB05-5GC2 | 1 | UN | 1 | 25 | D | D | N | N | 85030099 | 1 |  | 27.2 | KG | 7259.71 | 7259.71 | MC05 | MC05 | SIMOTICS T stator integrated precision and power cooler; tangential cable outlet 2m; Diameter 440 mm; Length 110 mm; max. torque 716Nm; max. speed 590rpm; max. current 98A eff; when using the direct motors in fork heads for machine tools or robots a license for the US patent US5584621 and the corresponding worldwide property rights may be required | alterado Out19 | 0 | 0
1FW6160-8TB05-5GD2 |  | 1FW6160-8TB05-5GD2 | 1 | UN | 1 | 25 | D | D | N | N | 85030099 | 1 |  | 27.2 | KG | 7649.17 | 7649.17 | MC05 | MC05 | SIMOTICS T stator integrated precision and power cooler; tangential cable outlet 0.5m; with connector size 1.5 or M17; Diameter 440 mm; Length 110 mm; max. torque 716Nm; max. speed 590rpm; max. current 98A eff; when using the direct motors in fork heads for machine tools or robots a license for the US patent US5584621 and the corresponding worldwide property rights may be required | alterado Out19 | 0 | 0
1FW6160-8TB07-1JD2 |  | 1FW6160-8TB07-1JD2 | 1 | UN | 1 | 25 | D | D | N | N | 85030099 | 1 |  | 36.2 | KG | 8583.88 | 8583.88 | MC05 | MC05 | SIMOTICS T stator integrated precision and power cooler; tangential cable outlet; power cable 0.5m; with connector size 1; signal cable 0.5m; with M17 connector; Diameter 440 mm; Length 130 mm; max. torque 1000Nm; max. speed 96rpm; max. current 31A eff; when using the direct motors in fork heads for machine tools or robots a license for the US patent US5584621 and the corresponding worldwide property rights may be required | alterado Out19 | 0 | 0
1FW6160-8TB07-2JD2 |  | 1FW6160-8TB07-2JD2 | 1 | UN | 1 | 25 | D | D | N | N | 85030099 | 1 |  | 36.2 | KG | 8661.79 | 8661.79 | MC05 | MC05 | SIMOTICS T stator integrated precision and power cooler; tangential cable outlet; power cable 0.5m with connector size 1.5; signal cable 0.5m with M17 connector; Diameter 440 mm; Length 130 mm; max. torque 1000Nm; max. speed 170 rpm; max. current 49A eff; when using the direct motors in fork heads for machine tools or robots, a license for the US patent US5584621 and the corresponding worldwide property rights may be required | alterado Out19 | 0 | 0
1FW6160-8TB07-5GC2 |  | 1FW6160-8TB07-5GC2 | 1 | UN | 1 | 25 | D | D | N | N | 85030099 | 1 |  | 36.2 | KG | 8272.33 | 8272.33 | MC05 | MC05 | SIMOTICS T stator integrated precision and power cooler; tangential cable outlet 2m; Diameter 440 mm; Length 130 mm; max. torque 1000Nm; max. speed 390rpm; max. current 98A eff; when using the direct motors in fork heads for machine tools or robots a license for the US patent US5584621 and the corresponding worldwide property rights may be required | alterado Out19 | 0 | 0
1FW6160-8TB07-5GD2 |  | 1FW6160-8TB07-5GD2 | 1 | UN | 1 | 25 | D | D | N | N | 85030099 | 1 |  | 36.2 | KG | 8661.79 | 8661.79 | MC05 | MC05 | SIMOTICS T stator integrated precision and power cooler; tangential cable outlet 0.5m; with connector size 1.5 or M17; Diameter 440 mm; Length 130 mm; max. torque 1000Nm; max. speed 390rpm; max. current 98A eff; when using the direct motors in fork heads for machine tools or robots a license for the US patent US5584621 and the corresponding worldwide property rights may be required | alterado Out19 | 0 | 0
1FW6160-8TB10-1JD2 |  | 1FW6160-8TB10-1JD2 | 1 | UN | 1 | 25 | D | D | N | N | 85030099 | 1 |  | 36.2 | KG | 9284.95 | 9284.95 | MC05 | MC05 | SIMOTICS T stator integrated precision and power cooler; tangential cable outlet; power cable 0.5m with connector size 1; signal cable 0.5m with M17 connector; Diameter 440 mm; Length 160 mm; max. torque 1430Nm; max. speed 60rpm; max. current 31A eff; when using the direct motors in fork heads for machine tools or robots, a license for the US patent US5584621 and the corresponding worldwide property rights may be required | alterado Out19 | 0 | 0
1FW6160-8TB10-2JD2 |  | 1FW6160-8TB10-2JD2 | 1 | UN | 1 | 25 | D | D | N | N | 85030099 | 1 |  | 49 | KG | 9362.82 | 9362.82 | MC05 | MC05 | SIMOTICS T stator integrated precision and power cooler; tangential cable outlet; power cable 0.5m with connector size 1.5; Signal cable 0.5m with M17 connector; Diameter 440 mm; Length 160 mm; max. torque 1430Nm; max. speed 110 rpm; max. current 49A eff; when using the direct motors in fork heads for machine tools or robots a license for the US patent US5584621 and the corresponding worldwide property rights may be required | alterado Out19 | 0 | 0
1FW6160-8TB10-5GC2 |  | 1FW6160-8TB10-5GC2 | 1 | UN | 1 | 25 | D | D | N | N | 85030099 | 1 |  | 49 | KG | 8973.38 | 8973.38 | MC05 | MC05 | SIMOTICS T stator integrated precision and power cooler; tangential cable outlet 2m; Diameter 440 mm; Length 160 mm; max. torque 1430Nm; max. speed 260 rpm; max. current 98A eff; when using the direct motors in fork heads for machine tools or robots a license for the US patent US5584621 and the corresponding worldwide property rights may be required | alterado Out19 | 0 | 0
1FW6160-8TB10-5GD2 |  | 1FW6160-8TB10-5GD2 | 1 | UN | 1 | 25 | D | D | N | N | 85030099 | 1 |  | 49 | KG | 9362.82 | 9362.82 | MC05 | MC05 | SIMOTICS T stator integrated precision and power cooler; tangential Cable outlet 0.5m; with connector size 1.5 or M17; Diameter 440 mm; Length 160 mm; max. speed 1430rpm; max. speed 260 rpm; max. current 98A eff; when using the direct motors in fork heads for machine tools or robots a license for the US patent US5584621 and the corresponding worldwide property rights may be required | alterado Out19 | 0 | 0
1FW6160-8TB15-2JC2 |  | 1FW6160-8TB15-2JC2 | 1 | UN | 1 | 25 | D | D | N | N | 85030099 | 1 |  | 39.643 | KG | 10873.97 | 10873.97 | MC05 | MC05 | SIMOTICS T stator integrated precision and power cooler; tangential cable outlet; Diameter 440 mm; length 210 mm; max. torque 2150 Nm; max. speed 66 rpm; max. current 49A eff; when using the direct motors in fork heads for machine tools or robots a license for the US patent US5584621 and the corresponding worldwide property rights may be required | alterado Out19 | 0 | 7
1FW6160-8TB15-2JD2 |  | 1FW6160-8TB15-2JD2 | 1 | UN | 1 | 25 | D | D | N | N | 85030099 | 1 |  | 69.8 | KG | 11263.45 | 11263.45 | MC05 | MC05 | SIMOTICS T stator integrated precision and power cooler; tangential cable outlet; power cable 0.5m with connector size 1.5; signal cable 0.5m; with M17 connector; Diameter 440 mm; length 210 mm; max. torque 2150 Nm; max. speed 66 rpm; max. current 49A eff; when using the direct motors in fork heads for machine tools or robots a license for the US patent US5584621 and the corresponding worldwide property rights may be required | alterado Out19 | 0 | 0
1FW6160-8TB15-5GD2 |  | 1FW6160-8TB15-5GD2 | 1 | UN | 1 | 25 | D | D | N | N | 85030099 | 1 |  | 69.8 | KG | 11263.45 | 11263.45 | MC05 | MC05 | SIMOTICS T stator integrated precision and power cooler; tangential cable outlet; power cable 0.5m with connector size 1.5; signal cable 0.5m; with M17 connector; Diameter 440 mm; length 210 mm; max. torque 2150 Nm; max. speed 160rpm; max. current 98A eff; when using the direct motors in fork heads for machine tools or robots a license for the US patent US5584621 and the corresponding worldwide property rights may be required | alterado Out19 | 0 | 0
1FW6160-8TB20-5GC2 |  | 1FW6160-8TB20-5GC2 | 1 | UN | 1 | 25 | D | D | N | N | 85030099 | 1 |  | 90.6 | KG | 12073.54 | 12073.54 | MC05 | MC05 | SIMOTICS T stator integrated precision and power cooler; tangential cable outlet 2m; diameter 440mm; length 260mm; max. torque 2860Nm; max. speed 110 rpm; max. current 98A eff; when using the direct motors in fork heads for machine tools or robots a license for the US patent US5584621 and the corresponding worldwide property rights may be required | alterado Out19 | 0 | 0
1FW6160-8TB20-5GD2 |  | 1FW6160-8TB20-5GD2 | 1 | UN | 1 | 25 | D | D | N | N | 85030099 | 1 |  | 90.6 | KG | 12463.01 | 12463.01 | MC05 | MC05 | SIMOTICS T stator integrated precision and power cooler; tangential Cable outlet 0.5m; with connector size 1.5 or M17; Diameter 440 mm; length 260mm; max. torque 2860Nm; max. speed 110 rpm; max. current 98A eff; when using the direct motors in fork heads for machine tools or robots a license for the US patent US5584621 and the corresponding worldwide property rights may be required | alterado Out19 | 0 | 0
1FW6160-8VB05-1JD2 |  | 1FW6160-8VB05-1JD2 | 1 | UN | 1 | 25 | D | D | N | N | 85030099 | 1 |  | 27.2 | KG | 7571.27 | 7571.27 | MC05 | MC05 | SIMOTICS T stator integrated precision and power cooler; radial cable outlet; power cable 0.5m with connector size 1; signal cable 0.5 m with M17 connector; Diameter 440 mm; Length 110 mm; max. torque 716Nm; max. speed 140rpm; max. current 31A eff; when using the direct motors in fork heads for machine tools or robots a license for the US patent US5584621 and the corresponding worldwide property rights may be required | alterado Out19 | 0 | 0
1FW6160-8VB05-2JD2 |  | 1FW6160-8VB05-2JD2 | 1 | UN | 1 | 25 | D | D | N | N | 85030099 | 1 |  | 27.2 | KG | 7649.17 | 7649.17 | MC05 | MC05 | SIMOTICS T stator integrated precision and power cooler; radial cable outlet; power cable 0.5m; with connector size 1.5; signal cable 0.5 m with M17 connector; Diameter 440 mm; Length 110 mm; max. torque 716Nm; max. speed 250rpm; max. current 49A eff; when using the direct motors in fork heads for machine tools or robots a license for the US patent US5584621 and the corresponding worldwide property rights may be required | alterado Out19 | 0 | 0
1FW6160-8VB05-5GC2 |  | 1FW6160-8VB05-5GC2 | 1 | UN | 1 | 25 | D | D | N | N | 85030099 | 1 |  | 27.2 | KG | 7259.71 | 7259.71 | MC05 | MC05 | SIMOTICS T stator integrated precision and power cooler; radial cable outlet 2m; Diameter 440 mm; Length 110 mm; max. torque 716Nm; max. speed 590rpm; max. current 98A eff; when using the direct motors in fork heads for machine tools or robots a license for the US patent US5584621 and the corresponding worldwide property rights may be required | alterado Out19 | 0 | 0
1FW6160-8VB05-5GD2 |  | 1FW6160-8VB05-5GD2 | 1 | UN | 1 | 25 | D | D | N | N | 85030099 | 1 |  | 27.2 | KG | 7649.17 | 7649.17 | MC05 | MC05 | SIMOTICS T stator integrated precision and power cooler; radial cable outlet 0.5m; with connector size 1.5 or M17; Diameter 440 mm; Length 110 mm; max. torque 716Nm; max. speed 590rpm; max. current 98A eff; when using the direct motors in fork heads for machine tools or robots a license for the US patent US5584621 and the corresponding worldwide property rights may be required | alterado Out19 | 0 | 0
1FW6160-8VB07-1JD2 |  | 1FW6160-8VB07-1JD2 | 1 | UN | 1 | 25 | D | D | N | N | 85030099 | 1 |  | 36.2 | KG | 8583.88 | 8583.88 | MC05 | MC05 | SIMOTICS T stator integrated precision and power cooler; radial cable outlet; power cable 0.5m with connector size 1; signal cable 0.5 m with M17 connector; Diameter 440 mm; Length 130 mm; max. torque 1000Nm; max. speed 96rpm; max. current 31A eff; when using the direct motors in fork heads for machine tools or robots a license for the US patent US5584621 and the corresponding worldwide property rights may be required | alterado Out19 | 0 | 0
1FW6160-8VB07-2JD2 |  | 1FW6160-8VB07-2JD2 | 1 | UN | 1 | 25 | D | D | N | N | 85030099 | 1 |  | 36.2 | KG | 8661.79 | 8661.79 | MC05 | MC05 | SIMOTICS T stator integrated precision and power cooler; radial cable outlet; power cable 0.5m with connector size 1.5; signal cable 0.5 m with M17 connector; Diameter 440 mm; Length 130 mm; max. torque 1000Nm; max. speed 170 rpm; max. current 49A eff; when using the direct motors in fork heads for machine tools or robots a license for the US patent US5584621 and the corresponding worldwide property rights may be required | alterado Out19 | 0 | 0
1FW6160-8VB07-5GC2 |  | 1FW6160-8VB07-5GC2 | 1 | UN | 1 | 25 | D | D | N | N | 85030099 | 1 |  | 36.2 | KG | 8272.33 | 8272.33 | MC05 | MC05 | SIMOTICS T stator integrated precision and power cooler; radial cable outlet 2m; Diameter 440 mm; Length 130 mm; max. torque 1000Nm; max. speed 390rpm; max. current 98A eff; when using the direct motors in fork heads for machine tools or robots a license for the US patent US5584621 and the corresponding worldwide property rights may be required | alterado Out19 | 0 | 0
1FW6160-8VB07-5GD2 |  | 1FW6160-8VB07-5GD2 | 1 | UN | 1 | 25 | D | D | N | N | 85030099 | 1 |  | 36.2 | KG | 8661.79 | 8661.79 | MC05 | MC05 | SIMOTICS T stator integrated precision and power cooler; radial cable outlet 0.5m; with connector size 1.5 or M17; Diameter 440 mm; Length 130 mm; max. torque 1000Nm; max. speed 390rpm; max. current 98A eff; when using the direct motors in fork heads for machine tools or robots a license for the US patent US5584621 and the corresponding worldwide property rights may be required | alterado Out19 | 0 | 0
1FW6160-8VB07-8FB2 |  | 1FW6160-8VB07-8FB2 | 1 | UN | 1 | 25 | D | D | N | N | 85030099 | 1 |  | 36.2 | KG | 8755.26 | 8755.26 | MC05 | MC05 | SIMOTICS T stator integrated precision and power cooler; radial cable outlet; Power and signal cable 1m Diameter 440 mm; Length 130 mm; max. torque 1000Nm; max. speed 610rpm; max. current 140A eff; when using the direct motors in fork heads for machine tools or robots patent US5584621 and the a license for the US corresponding worldwide property rights may be required | alterado Out19 | 0 | 0
1FW6160-8VB10-1JC2 |  | 1FW6160-8VB10-1JC2 | 1 | UN | 1 | 25 | D | D | N | N | 85030099 | 1 |  | 49 | KG | 8973.38 | 8973.38 | MC05 | MC05 | SIMOTICS T stator integrated precision and power cooler; radial cable outlet; Diameter 440 mm; Length 160 mm; max. torque 1430Nm; max. speed 60rpm; max. current 31A eff; when using the direct motors in fork heads for machine tools or robots a license for the US patent US5584621 and the corresponding worldwide property rights may be required | alterado Out19 | 0 | 7
1FW6160-8VB10-1JD2 |  | 1FW6160-8VB10-1JD2 | 1 | UN | 1 | 25 | D | D | N | N | 85030099 | 1 |  | 49 | KG | 9284.95 | 9284.95 | MC05 | MC05 | SIMOTICS T stator integrated precision and power cooler; radial cable outlet; power cable 0.5m with connector size 1; signal cable 0.5 m with M17 connector; Diameter 440 mm; Length 160 mm; max. torque 1430Nm; max. speed 60rpm; max. current 31A eff; when using the direct motors in fork heads for machine tools or robots a license for the US patent US5584621 and the corresponding worldwide property rights may be required | alterado Out19 | 0 | 0
1FW6160-8VB10-2JD2 |  | 1FW6160-8VB10-2JD2 | 1 | UN | 1 | 25 | D | D | N | N | 85030099 | 1 |  | 49 | KG | 9362.82 | 9362.82 | MC05 | MC05 | SIMOTICS T stator integrated precision and power cooler; radial cable outlet; power cable 0.5m with connector size 1.5; signal cable 0.5 m with M17 connector; Diameter 440 mm; Length 160 mm; max. torque 1430Nm; max. speed 110 rpm; max. current 49A eff; when using the direct motors in fork heads for machine tools or robots a license for the US patent US5584621 and the corresponding worldwide property rights may be required | alterado Out19 | 0 | 0
1FW6160-8VB10-2PB2 |  | 1FW6160-8VB10-2PB2 | 1 | UN | 1 | 25 | D | D | N | N | 85030099 | 1 |  | 49 | KG | 9939.24 | 9939.24 | MC05 | MC05 | SIMOTICS T stator integrated precision and power cooler; radial cable outlet Power and signal cable 1m Diameter 440 mm; Length 170 mm; max. torque 1430Nm; max. speed 600rpm; max. current 190A eff; when using the direct motors in fork heads for machine tools or robots a license for the US patent US5584621 and the corresponding worldwide property rights may be required | alterado Out19 | 0 | 0
1FW6160-8VB10-5GC2 |  | 1FW6160-8VB10-5GC2 | 1 | UN | 1 | 25 | D | D | N | N | 85030099 | 1 |  | 49 | KG | 8973.38 | 8973.38 | MC05 | MC05 | SIMOTICS T stator integrated precision and power cooler; radial cable outlet 2m; Diameter 440 mm; Length 160 mm; max. torque 1430Nm max. speed 260rpm; max. current 98A eff; when using the direct motors in fork heads for machine tools or robots a license for the US patent US5584621 and the corresponding worldwide property rights may be required | alterado Out19 | 0 | 0
1FW6160-8VB10-5GD2 |  | 1FW6160-8VB10-5GD2 | 1 | UN | 1 | 25 | D | D | N | N | 85030099 | 1 |  | 49 | KG | 9362.82 | 9362.82 | MC05 | MC05 | SIMOTICS T stator integrated precision and power cooler; radial cable outlet 0.5m with connector size 1.5 or M17; Diameter 440 mm; Length 160 mm; max. torque 1430Nm; max. speed 260 rpm; max. current 98A eff; when using the direct motors in fork heads for machine tools or robots a license for the US patent US5584621 and the corresponding worldwide property rights may be required | alterado Out19 | 0 | 0
1FW6160-8VB10-8FB2 |  | 1FW6160-8VB10-8FB2 | 1 | UN | 1 | 25 | D | D | N | N | 85030099 | 1 |  | 49 | KG | 9456.31 | 9456.31 | MC05 | MC05 | SIMOTICS T stator integrated precision and power cooler; radial cable outlet Power and signal cable 1m Diameter 440 mm; Length 160 mm; max. torque 1430Nm; max. speed 390rpm; max. current 140A eff; when using the direct motors in fork heads for machine tools or robots a license for the US patent US5584621 and the corresponding worldwide property rights may be required | alterado Out19 | 0 | 0
1FW6160-8VB15-0WB2 |  | 1FW6160-8VB15-0WB2 | 1 | UN | 1 | 25 | D | D | N | N | 85030099 | 1 |  | 69.8 | KG | 11839.84 | 11839.84 | MC05 | MC05 | SIMOTICS T stator integrated precision and power cooler; radial cable outlet Power and signal cable 1m Diameter 440 mm; length 220 mm; max. torque 2150 Nm; max. speed 560rpm; max. current 280A eff; when using the direct motors in fork heads for machine tools or robots a license for the US patent US5584621 and the corresponding worldwide property rights may be required | alterado Out19 | 0 | 0
1FW6160-8VB15-2JC2 |  | 1FW6160-8VB15-2JC2 | 1 | UN | 1 | 25 | D | D | N | N | 85030099 | 1 |  | 39.643 | KG | 10873.97 | 10873.97 | MC05 | MC05 | SIMOTICS T stator integrated precision and power cooler; radial cable outlet; Diameter 440 mm; length 210 mm; max. torque 2150 Nm; max. speed 66 rpm; max. current 49A eff; when using the direct motors in fork heads for machine tools or robots a license for the US patent US5584621 and the corresponding worldwide property rights may be required | alterado Out19 | 0 | 7
1FW6160-8VB15-2JD2 |  | 1FW6160-8VB15-2JD2 | 1 | UN | 1 | 25 | D | D | N | N | 85030099 | 1 |  | 69.8 | KG | 11263.45 | 11263.45 | MC05 | MC05 | SIMOTICS T stator integrated precision and power cooler; radial cable outlet; power cable 0.5m with connector size 1.5; signal cable 0.5 m with M17 connector; Diameter 440 mm; length 210 mm; max. torque 2150 Nm; max. speed 66 rpm; max. current 49A eff; when using the direct motors in fork heads for machine tools or robots a license for the US patent US5584621 and the corresponding worldwide property rights may be required | alterado Out19 | 0 | 0
1FW6160-8VB15-2PB2 |  | 1FW6160-8VB15-2PB2 | 1 | UN | 1 | 25 | D | D | N | N | 85030099 | 1 |  | 69.8 | KG | 11839.84 | 11839.84 | MC05 | MC05 | SIMOTICS T stator integrated precision and power cooler; radial cable outlet Power and signal cable 1m Diameter 440 mm; length 220 mm; max. torque 2150 Nm; max. speed 360rpm; max. current 190A eff; when using the direct motors in fork heads for machine tools or robots a license for the US patent US5584621 and the corresponding worldwide property rights may be required | alterado Out19 | 0 | 0
1FW6160-8VB15-5GD2 |  | 1FW6160-8VB15-5GD2 | 1 | UN | 1 | 25 | D | D | N | N | 85030099 | 1 |  | 69.8 | KG | 11263.45 | 11263.45 | MC05 | MC05 | SIMOTICS T stator integrated precision and power cooler; radial cable outlet; power cable 0.5m with connector size 1.5; signal cable 0.5 m with M17 connector; Diameter 440 mm; length 210 mm; max. torque 2150 Nm; max. speed 160rpm; max. current 98A eff; when using the direct motors in fork heads for machine tools or robots a license for the US patent US5584621 and the corresponding worldwide property rights may be required | alterado Out19 | 0 | 0
1FW6160-8VB15-8FB2 |  | 1FW6160-8VB15-8FB2 | 1 | UN | 1 | 25 | D | D | N | N | 85030099 | 1 |  | 69.8 | KG | 11356.89 | 11356.89 | MC05 | MC05 | SIMOTICS T stator integrated precision and power cooler; radial cable outlet Power and signal cable 1m Diameter 440 mm; length 210 mm; max. torque 2150 Nm; max. speed 240 rpm; max. current 140A eff; when using the direct motors in fork heads for machine tools or robots a license for the US patent US5584621 and the corresponding worldwide property rights may be required | alterado Out19 | 0 | 0
1FW6160-8VB20-0WB2 |  | 1FW6160-8VB20-0WB2 | 1 | UN | 1 | 25 | D | D | N | N | 85030099 | 1 |  | 90.6 | KG | 13039.4 | 13039.4 | MC05 | MC05 | SIMOTICS T stator integrated precision and power cooler; radial cable outlet Power and signal cable 1m Diameter 440 mm; length 270mm; max. torque 2860 Nm; max. speed 400rpm; max. current 280A eff; when using the direct motors in fork heads for machine tools or robots a license for the US patent US5584621 and the corresponding worldwide property rights may be required | alterado Out19 | 0 | 0
1FW6160-8VB20-2PB2 |  | 1FW6160-8VB20-2PB2 | 1 | UN | 1 | 25 | D | D | N | N | 85030099 | 1 |  | 90.6 | KG | 13039.4 | 13039.4 | MC05 | MC05 | SIMOTICS T stator integrated precision and power cooler; radial cable outlet Power and signal cable 1m Diameter 440 mm; length 270mm; max. torque 2860 Nm; max. speed 260 rpm; max. current 190A eff; when using the direct motors in fork heads for machine tools or robots a license for the US patent US5584621 and the corresponding worldwide property rights may be required | alterado Out19 | 0 | 0
1FW6160-8VB20-5GC2 |  | 1FW6160-8VB20-5GC2 | 1 | UN | 1 | 25 | D | D | N | N | 85030099 | 1 |  | 90.6 | KG | 12073.54 | 12073.54 | MC05 | MC05 | SIMOTICS T stator integrated precision and power cooler; radial cable outlet 2m Diameter 440 mm; length 260mm; max. torque 2860Nm; max. speed 110 rpm; max. current 98A eff; when using the direct motors in fork heads for machine tools or robots a license for the US patent US5584621 and the corresponding worldwide property rights may be required | alterado Out19 | 0 | 0
1FW6160-8VB20-5GD2 |  | 1FW6160-8VB20-5GD2 | 1 | UN | 1 | 25 | D | D | N | N | 85030099 | 1 |  | 90.6 | KG | 12463.01 | 12463.01 | MC05 | MC05 | SIMOTICS T stator integrated precision and power cooler; radial cable outlet 0.5m with connector size 1.5 or M17; Diameter 440 mm; length 260mm; max. torque 2860Nm; max. speed 110 rpm; max. current 98A eff; when using the direct motors in fork heads for machine tools or robots a license for the US patent US5584621 and the corresponding worldwide property rights may be required | alterado Out19 | 0 | 0
1FW6160-8VB20-8FB2 |  | 1FW6160-8VB20-8FB2 | 1 | UN | 1 | 25 | D | D | N | N | 85030099 | 1 |  | 90.6 | KG | 12556.48 | 12556.48 | MC05 | MC05 | SIMOTICS T stator integrated precision and power cooler; radial cable outlet Power and signal cable 1m Diameter 440 mm; length 260mm; max. torque 2860 Nm; max. speed 170 rpm; max. current 140A eff; when using the direct motors in fork heads for machine tools or robots a license for the US patent US5584621 and the corresponding worldwide property rights may be required | alterado Out19 | 0 | 0
1FW6160-8WB05-0KD2 |  | 1FW6160-8WB05-0KD2 | 1 | UN | 1 | 25 | D | D | N | N | 85030099 | 1 |  | 27.8 | KG | 7571.27 | 7571.27 | MC05 | MC05 | SIMOTICS T stator integrated precision and power cooler; axial cable outlet; Power cable 0.5m with connector size 1; signal cable 0.5 m with M17 connector; Diameter 440 mm; Length 110 mm; max. speed 54rpm; max. speed 140rpm; max. current 15A eff; when using the direct motors in fork heads for machine tools or robots a license for the US patent US5584621 and the corresponding worldwide property rights may be required | alterado Out19 | 0 | 0
1FW6160-8WB05-1JD2 |  | 1FW6160-8WB05-1JD2 | 1 | UN | 1 | 25 | D | D | N | N | 85030099 | 1 |  | 27.2 | KG | 7571.27 | 7571.27 | MC05 | MC05 | SIMOTICS T stator integrated precision and power cooler; axial cable outlet; Power cable 0.5m with connector size 1; signal cable 0.5 m with M17 connector; Diameter 440 mm; Length 110 mm; max. torque 716Nm; max. speed 140rpm; max. current 31A eff; when using the direct motors in fork heads for machine tools or robots a license for the US patent US5584621 and the corresponding worldwide property rights may be required | alterado Out19 | 0 | 0
1FW6160-8WB05-2JD2 |  | 1FW6160-8WB05-2JD2 | 1 | UN | 1 | 25 | D | D | N | N | 85030099 | 1 |  | 27.2 | KG | 7649.17 | 7649.17 | MC05 | MC05 | SIMOTICS T stator integrated precision and power cooler; axial cable outlet; power cable 0.5m with connector size 1.5; signal cable 0.5m with M17 connector; Diameter 440 mm; Length 110 mm; max. torque 716Nm; max. speed 250rpm; max. current 49A eff; when using the direct motors in fork heads for machine tools or robots a license for the US patent US5584621 and the corresponding worldwide property rights may be required | alterado Out19 | 0 | 0
1FW6160-8WB05-5GC2 |  | 1FW6160-8WB05-5GC2 | 1 | UN | 1 | 25 | D | D | N | N | 85030099 | 1 |  | 27.2 | KG | 7259.71 | 7259.71 | MC05 | MC05 | SIMOTICS T stator integrated precision and power cooler; axial cable outlet 2m; Diameter 440 mm; Length 110 mm; max. torque 716Nm; max. speed 590rpm; max. current 98A eff; when using the direct motors in fork heads for machine tools or robots a license for the US patent US5584621 and the corresponding worldwide property rights may be required | alterado Out19 | 0 | 0
1FW6160-8WB05-5GD2 |  | 1FW6160-8WB05-5GD2 | 1 | UN | 1 | 25 | D | D | N | N | 85030099 | 1 |  | 27.2 | KG | 7649.17 | 7649.17 | MC05 | MC05 | SIMOTICS T stator integrated precision and power cooler; axial cable outlet 0.5m; with connector size 1.5 or M17; Diameter 440 mm; Length 110 mm; max. torque 716Nm; max. speed 590rpm; max. current 98A eff; when using the direct motors in fork heads for machine tools or robots a license for the US patent US5584621 and the corresponding worldwide property rights may be required | alterado Out19 | 0 | 0
1FW6160-8WB07-1JD2 |  | 1FW6160-8WB07-1JD2 | 1 | UN | 1 | 25 | D | D | N | N | 85030099 | 1 |  | 36.2 | KG | 8583.88 | 8583.88 | MC05 | MC05 | SIMOTICS T stator integrated precision and power cooler; axial cable outlet; power cable 0.5m with connector size 1; signal cable 0.5m with M17 connector; Diameter 440 mm; Length 130 mm; max. torque 1000Nm; max. speed 96rpm; max. current 31A eff; when using the direct motors in fork heads for machine tools or robots a license for the US patent US5584621 and the corresponding worldwide property rights may be required | alterado Out19 | 0 | 0
1FW6160-8WB07-2JD2 |  | 1FW6160-8WB07-2JD2 | 1 | UN | 1 | 25 | D | D | N | N | 85030099 | 1 |  | 36.2 | KG | 8661.79 | 8661.79 | MC05 | MC05 | SIMOTICS T stator integrated precision and power cooler; axial cable outlet; power cable 0.5m with connector size 1.5; signal cable 0.5m with M17 connector; Diameter 440 mm; Length 130 mm; max. torque 1000Nm; max. speed 170 rpm; max. current 49A eff; when using the direct motors in fork heads for machine tools or robots a license for the US patent US5584621 and the corresponding worldwide property rights may be required | alterado Out19 | 0 | 0
1FW6160-8WB07-5GC2 |  | 1FW6160-8WB07-5GC2 | 1 | UN | 1 | 25 | D | D | N | N | 85030099 | 1 |  | 36.2 | KG | 8272.33 | 8272.33 | MC05 | MC05 | SIMOTICS T stator integrated precision and power cooler; axial cable outlet 2m; Diameter 440 mm; Length 130 mm; max. torque 1000Nm; max. speed 390rpm; max. current 98A eff; when using the direct motors in fork heads for machine tools or robots a license for the US patent US5584621 and the corresponding worldwide property rights may be required | alterado Out19 | 0 | 0
1FW6160-8WB07-5GD2 |  | 1FW6160-8WB07-5GD2 | 1 | UN | 1 | 25 | D | D | N | N | 85030099 | 1 |  | 36.2 | KG | 8661.79 | 8661.79 | MC05 | MC05 | SIMOTICS T stator integrated precision and power cooler; axial cable outlet 0.5m; with connector size 1.5 or M17; Diameter 440 mm; Length 130 mm; max. torque 1000Nm; max. speed 390rpm; max. current 98A eff; when using the direct motors in fork heads for machine tools or robots a license for the US patent US5584621 and the corresponding worldwide property rights may be required | alterado Out19 | 0 | 0
1FW6160-8WB07-8FB2 |  | 1FW6160-8WB07-8FB2 | 1 | UN | 1 | 25 | D | D | N | N | 85030099 | 1 |  | 36.2 | KG | 8755.26 | 8755.26 | MC05 | MC05 | SIMOTICS T stator integrated precision and power cooler; radial cable outlet Power and signal cable 1m Diameter 440 mm; length 210 mm; max. torque 2150 Nm; max. speed 240 rpm; max. current 140A eff; when using the direct motors in fork heads for machine tools or robots a license for the US patent US5584621 and the corresponding worldwide property rights may be required | alterado Out19 | 0 | 0
1FW6160-8WB10-1JC2 |  | 1FW6160-8WB10-1JC2 | 1 | UN | 1 | 25 | D | D | N | N | 85030099 | 1 |  | 28.5 | KG | 8973.38 | 8973.38 | MC05 | MC05 | SIMOTICS T stator integrated precision and power cooler; axial cable outlet; Diameter 440 mm; length 160mm; max. torque 1430Nm; max. speed 60rpm; max. current 31A eff; when using the direct motors in fork heads for machine tools or robots, a license for the US patent US5584621 and the corresponding worldwide property rights may be required | alterado Out19 | 0 | 0
1FW6160-8WB10-1JD2 |  | 1FW6160-8WB10-1JD2 | 1 | UN | 1 | 25 | D | D | N | N | 85030099 | 1 |  | 49 | KG | 9284.95 | 9284.95 | MC05 | MC05 | SIMOTICS T stator integrated precision and power cooler; axial cable outlet; power cable 0.5m with connector size 1; signal cable 0.5m with M17 connector; Diameter 440 mm; Length 160 mm; max. torque 1430Nm; max. speed 60rpm; max. current 31A eff; when using the direct motors in fork heads for machine tools or robots a license for the US patent US5584621 and the corresponding worldwide property rights may be required | alterado Out19 | 0 | 0
1FW6160-8WB10-2JD2 |  | 1FW6160-8WB10-2JD2 | 1 | UN | 1 | 25 | D | D | N | N | 85030099 | 1 |  | 49 | KG | 9362.82 | 9362.82 | MC05 | MC05 | SIMOTICS T stator integrated precision and power cooler; axial cable outlet; power cable 0.5m with connector size 1.5; signal cable 0.5m with M17 connector; Diameter 440 mm; Length 160 mm; max. torque 1430Nm; max. speed 110 rpm; max. current 49A eff; when using the direct motors in fork heads for machine tools or robots a license for the US patent US5584621 and the corresponding worldwide property rights may be required | alterado Out19 | 0 | 0
1FW6160-8WB10-2PB2 |  | 1FW6160-8WB10-2PB2 | 1 | UN | 1 | 25 | D | D | N | N | 85030099 | 1 |  | 49 | KG | 9939.24 | 9939.24 | MC05 | MC05 | SIMOTICS T stator integrated precision and power cooler; radial cable outlet Power and signal cable 1m Diameter 440 mm; length 270mm; max. torque 2860 Nm; max. speed 400rpm; max. current 280A eff; when using the direct motors in fork heads for machine tools or robots a license for the US patent US5584621 and the corresponding worldwide property rights may be required | alterado Out19 | 0 | 0
1FW6160-8WB10-5GC2 |  | 1FW6160-8WB10-5GC2 | 1 | UN | 1 | 25 | D | D | N | N | 85030099 | 1 |  | 49 | KG | 8973.38 | 8973.38 | MC05 | MC05 | SIMOTICS T stator integrated precision and power cooler; radial cable outlet Power and signal cable 1m Diameter 440 mm; length 270mm; max. torque 2860 Nm; max. speed 260 rpm; max. current 190A eff; when using the direct motors in fork heads for machine tools or robots a license for the US patent US5584621 and the corresponding worldwide property rights may be required | alterado Out19 | 0 | 0
1FW6160-8WB10-5GD2 |  | 1FW6160-8WB10-5GD2 | 1 | UN | 1 | 25 | D | D | N | N | 85030099 | 1 |  | 49 | KG | 9362.82 | 9362.82 | MC05 | MC05 | SIMOTICS T stator integrated precision and power cooler; axial cable outlet 0.5m with connector size 1.5 or M17; Diameter 440 mm; Length 160 mm; max. torque 1430Nm; max. speed 260 rpm; max. current 98A eff; when using the direct motors in fork heads for machine tools or robots a license for the US patent US5584621 and the corresponding worldwide property rights may be required | alterado Out19 | 0 | 0
1FW6160-8WB10-8FB2 |  | 1FW6160-8WB10-8FB2 | 1 | UN | 1 | 25 | D | D | N | N | 85030099 | 1 |  | 49 | KG | 9456.31 | 9456.31 | MC05 | MC05 | SIMOTICS T stator integrated precision and power cooler; radial cable outlet 0.5m with connector size 1.5 or M17; Diameter 440 mm; length 260mm; max. torque 2860Nm; max. speed 110 rpm; max. current 98A eff; when using the direct motors in fork heads for machine tools or robots a license for the US patent US5584621 and the corresponding worldwide property rights may be required | alterado Out19 | 0 | 0
1FW6160-8WB15-0WB2 |  | 1FW6160-8WB15-0WB2 | 1 | UN | 1 | 25 | D | D | N | N | 85030099 | 1 |  | 69.8 | KG | 11839.84 | 11839.84 | MC05 | MC05 | SIMOTICS T stator integrated precision and power cooler; radial cable outlet Power and signal cable 1m Diameter 440 mm; length 260mm; max. torque 2860 Nm; max. speed 170 rpm; max. current 140A eff; when using the direct motors in fork heads for machine tools or robots a license for the US patent US5584621 and the corresponding worldwide property rights may be required | alterado Out19 | 0 | 0
1FW6160-8WB15-2JC2 |  | 1FW6160-8WB15-2JC2 | 1 | UN | 1 | 25 | D | D | N | N | 85030099 | 1 |  | 39.643 | KG | 10873.97 | 10873.97 | MC05 | MC05 | SIMOTICS T stator integrated precision and power cooler; axial cable outlet; Diameter 440 mm; length 210 mm; max. torque 2150 Nm; max. speed 66 rpm; max. current 49A eff; when using the direct motors in fork heads for machine tools or robots a license for the US patent US5584621 and the corresponding worldwide property rights may be required | alterado Out19 | 0 | 7
1FW6160-8WB15-2JD2 |  | 1FW6160-8WB15-2JD2 | 1 | UN | 1 | 25 | D | D | N | N | 85030099 | 1 |  | 69.8 | KG | 11263.45 | 11263.45 | MC05 | MC05 | SIMOTICS T stator integrated precision and power cooler; axial cable outlet; power cable 0.5m with connector size 1.5; signal cable 0.5m with M17 connector; Diameter 440 mm; length 210 mm; max. torque 2150 Nm; max. speed 66 rpm; max. current 49A eff; when using the direct motors in fork heads for machine tools or robots a license for the US patent US5584621 and the corresponding worldwide property rights may be required | alterado Out19 | 0 | 0
1FW6160-8WB15-2PB2 |  | 1FW6160-8WB15-2PB2 | 1 | UN | 1 | 25 | D | D | N | N | 85030099 | 1 |  | 69.8 | KG | 11839.84 | 11839.84 | MC05 | MC05 | SIMOTICS T stator integrated precision and power cooler; axial cable outlet Power and signal cable 1m Diameter 440 mm; length 220 mm; max. torque 2150 Nm; max. speed 360rpm; max. current 190A eff; when using the direct motors in fork heads for machine tools or robots a license for the US patent US5584621 and the corresponding worldwide property rights may be required | alterado Out19 | 0 | 0
1FW6160-8WB15-5GD2 |  | 1FW6160-8WB15-5GD2 | 1 | UN | 1 | 25 | D | D | N | N | 85030099 | 1 |  | 69.8 | KG | 11263.45 | 11263.45 | MC05 | MC05 | SIMOTICS T stator integrated precision and power cooler; axial cable outlet; power cable 0.5m with connector size 1.5; signal cable 0.5m with M17 connector; Diameter 440 mm; length 210 mm; max. torque 2150 Nm; max. speed 160rpm; max. current 98A eff; when using the direct motors in fork heads for machine tools or robots a license for the US patent US5584621 and the corresponding worldwide property rights may be required | alterado Out19 | 0 | 0
1FW6160-8WB15-8FB2 |  | 1FW6160-8WB15-8FB2 | 1 | UN | 1 | 25 | D | D | N | N | 85030099 | 1 |  | 69.8 | KG | 11356.89 | 11356.89 | MC05 | MC05 | SIMOTICS T stator integrated precision and power cooler; axial cable outlet Power and signal cable 1m Diameter 440 mm; length 210 mm; max. torque 2150 Nm; max. speed 240 rpm; max. current 140A eff; when using the direct motors in fork heads for machine tools or robots a license for the US patent US5584621 and the corresponding worldwide property rights may be required | alterado Out19 | 0 | 0
1FW6160-8WB20-0WB2 |  | 1FW6160-8WB20-0WB2 | 1 | UN | 1 | 25 | D | D | N | N | 85030099 | 1 |  | 90.6 | KG | 13039.4 | 13039.4 | MC05 | MC05 | SIMOTICS T stator integrated precision and power cooler; axial cable outlet Power and signal cable 1m Diameter 440 mm; length 270mm; max. torque 2860 Nm; max. speed 400rpm; max. current 280A eff; when using the direct motors in fork heads for machine tools or robots a license for the US patent US5584621 and the corresponding worldwide property rights may be required | alterado Out19 | 0 | 0
1FW6160-8WB20-2PB2 |  | 1FW6160-8WB20-2PB2 | 1 | UN | 1 | 25 | D | D | N | N | 85030099 | 1 |  | 90.6 | KG | 13039.4 | 13039.4 | MC05 | MC05 | SIMOTICS T stator integrated precision and power cooler; axial cable outlet Power and signal cable 1m Diameter 440 mm; length 270mm; max. torque 2860 Nm; max. speed 260 rpm; max. current 190A eff; when using the direct motors in fork heads for machine tools or robots a license for the US patent US5584621 and the corresponding worldwide property rights may be required | alterado Out19 | 0 | 0
1FW6160-8WB20-5GC2 |  | 1FW6160-8WB20-5GC2 | 1 | UN | 1 | 25 | D | D | N | N | 85030099 | 1 |  | 90.6 | KG | 12073.54 | 12073.54 | MC05 | MC05 | SIMOTICS T stator integrated precision and power cooler; axial cable outlet 2m Diameter 440 mm; length 260mm; max. torque 2860Nm; max. speed 110 rpm; max. current 98A eff; when using the direct motors in fork heads for machine tools or robots a license for the US patent US5584621 and the corresponding worldwide property rights may be required | alterado Out19 | 0 | 0
1FW6160-8WB20-5GD2 |  | 1FW6160-8WB20-5GD2 | 1 | UN | 1 | 25 | D | D | N | N | 85030099 | 1 |  | 90.6 | KG | 12463.01 | 12463.01 | MC05 | MC05 | SIMOTICS T stator integrated precision and power cooler; axial cable outlet 0.5m with connector size 1.5 or M17; Diameter 440 mm; length 260mm; max. torque 2860Nm; max. speed 110 rpm; max. current 98A eff; when using the direct motors in fork heads for machine tools or robots a license for the US patent US5584621 and the corresponding worldwide property rights may be required | alterado Out19 | 0 | 0
1FW6160-8WB20-8FB2 |  | 1FW6160-8WB20-8FB2 | 1 | UN | 1 | 25 | D | D | N | N | 85030099 | 1 |  | 90.6 | KG | 12556.48 | 12556.48 | MC05 | MC05 | SIMOTICS T stator integrated precision and power cooler; axial cable outlet Power and signal cable 1m Diameter 440 mm; length 260mm; max. torque 2860 Nm; max. speed 170 rpm; max. current 140A eff; when using the direct motors in fork heads for machine tools or robots a license for the US patent US5584621 and the corresponding worldwide property rights may be required | alterado Out19 | 0 | 0
1FW6161-0TB15-2JC2 |  | 1FW6161-0TB15-2JC2 | 1 | UN | 1 | 25 | D | D | N | N | 85030099 | 1 |  | 100 | KG | 16363.91 | 16363.91 | MC05 | MC05 | SIMOTICS T torque motor; components 3-phase synchronous motor; integrated precision and power cooler; tangential cable outlet; Diameter 440 mm; length 210mm; max. torque 2150 Nm; max. speed 66rpm; max. current 94A eff; when using the direct motors in fork heads for machine tools or robots, a license for the US patent US5584621 and the corresponding worldwide property rights may be required | alterado Out19 | 0 | 7
1FW6161-0XB15-4CS2 |  | 1FW6161-0XB15-4CS2 | 1 | UN | 1 | 25 | D | D | N | N | 85030099 | 1 |  | 99 | KG | 12073.54 | 12073.54 | MC05 | MC05 | SIMOTICS T torque motor; components 3-phase synchronous motor; without liquid cooler; DE-side mounting of the stator; diameter 414 mm; length 210 mm; Power and signal cable with connector; Power cable 270mm; max. torque 2150 Nm; max. speed 350rpm; max. current 141A eff; when using the direct motors in fork heads for machine tools or robots, a license for the US patent US5584621 and the corresponding worldwide property rights may be required | alterado Out19 | 0 | 7
1FW6190-0TB05-1JC2 |  | 1FW6190-0TB05-1JC2 | 1 | UN | 1 | 25 | D | D | N | N | 85030099 | 1 |  | 42.8 | KG | 12026.79 | 12026.79 | MC05 | MC05 | SIMOTICS T torque motor; components 3-phase synchronous motor; integrated precision and power cooler; tangential cable outlet; diameter 502 mm; length 110mm; max. torque 990Nm; max. speed 97rpm; max. current 31A eff; when using the direct motors in fork heads for machine tools or robots, a license for the US patent US5584621 and the corresponding worldwide property rights may be required | alterado Out19 | 0 | 0
1FW6190-0TB05-1JD2 |  | 1FW6190-0TB05-1JD2 | 1 | UN | 1 | 25 | D | D | N | N | 85030099 | 1 |  | 42.8 | KG | 12338.37 | 12338.37 | MC05 | MC05 | SIMOTICS T torque motor; components 3-phase synchronous motor; integrated precision and power cooler; tangential cable outlet; power cable 0.5m with connector size 1; signal cable 0.5m with M17 connector; diameter 502mm; Length 110 mm; max. torque 990Nm; max. speed 97rpm; max. current 31A eff; when using the direct motors in fork heads for machine tools or robots, a license for the US patent US5584621 and the corresponding worldwide property rights may be required | alterado Out19 | 0 | 0
1FW6190-0TB05-2JC2 |  | 1FW6190-0TB05-2JC2 | 1 | UN | 1 | 25 | D | D | N | N | 85030099 | 1 |  | 42.8 | KG | 12026.79 | 12026.79 | MC05 | MC05 | SIMOTICS T torque motor; components 3-phase synchronous motor; integrated precision and power cooler; tangential cable outlet; diameter 502 mm; length 110mm; max. torque 990Nm; max. speed 160rpm; max. current 47A eff; when using the direct motors in fork heads for machine tools or robots, a license for the US patent US5584621 and the corresponding worldwide property rights may be required | alterado Out19 | 0 | 0
1FW6190-0TB05-2JD2 |  | 1FW6190-0TB05-2JD2 | 1 | UN | 1 | 25 | D | D | N | N | 85030099 | 1 |  | 42.8 | KG | 12416.27 | 12416.27 | MC05 | MC05 | SIMOTICS T torque motor; components 3-phase synchronous motor; integrated precision and power cooler; tangential cable outlet; power cable 0.5m with connector size 1.5; signal cable 0.5m with M17 connector; diameter 502mm; Length 110 mm; max. torque 990Nm; max. speed 160rpm; max. current 47A eff; when using the direct motors in fork heads for machine tools or robots, a license for the US patent US5584621 and the corresponding worldwide property rights may be required | alterado Out19 | 0 | 0
1FW6190-0TB05-5GC2 |  | 1FW6190-0TB05-5GC2 | 1 | UN | 1 | 25 | D | D | N | N | 85030099 | 1 |  | 42.8 | KG | 12026.79 | 12026.79 | MC05 | MC05 | SIMOTICS T torque motor; components 3-phase synchronous motor; integrated precision and power cooler; tangential Cable outlet 2m diameter 502 mm; Length 110 mm; max. torque 990 NM; max. speed 380rpm; max. current 95A eff; when using the direct motors in fork heads for machine tools or robots, a license for the US patent US5584621 and the corresponding worldwide property rights may be required | alterado Out19 | 0 | 0
1FW6190-0TB05-5GD2 |  | 1FW6190-0TB05-5GD2 | 1 | UN | 1 | 25 | D | D | N | N | 85030099 | 1 |  | 42.8 | KG | 12416.27 | 12416.27 | MC05 | MC05 | SIMOTICS T torque motor; components 3-phase synchronous motor; integrated precision and power cooler; tangential cable outlet 0.5m; with connector size 1.5 or M17; diameter 502 mm; length 110mm; max. torque 990 Nm max. speed 380rpm; max. current 95A eff; when using the direct motors in fork heads for machine tools or robots, a license for the US patent US5584621 and the corresponding worldwide property rights may be required | alterado Out19 | 0 | 0
1FW6190-0TB07-1JC2 |  | 1FW6190-0TB07-1JC2 | 1 | UN | 1 | 25 | D | D | N | N | 85030099 | 1 |  | 55.8 | KG | 14020.87 | 14020.87 | MC05 | MC05 | SIMOTICS T torque motor; components 3-phase synchronous motor; integrated precision and power cooler; tangential cable outlet; diameter 502 mm; Length 130 mm; max. torque 1390Nm; max. speed 63rpm; max. current 31A eff; when using the direct motors in fork heads for machine tools or robots, a license for the US patent US5584621 and the corresponding worldwide property rights may be required | alterado Out19 | 0 | 0
1FW6190-0TB07-1JD2 |  | 1FW6190-0TB07-1JD2 | 1 | UN | 1 | 25 | D | D | N | N | 85030099 | 1 |  | 55.8 | KG | 14332.43 | 14332.43 | MC05 | MC05 | SIMOTICS T torque motor; components 3-phase synchronous motor; integrated precision and power cooler; tangential cable outlet; power cable 0.5m with connector size 1; signal cable 0.5m with M17 connector; diameter 502mm; Length 130 mm; max. torque 1390Nm; max. speed 63rpm; max. current 31A eff; when using the direct motors in fork heads for machine tools or robots, a license for the US patent US5584621 and the corresponding worldwide property rights may be required | alterado Out19 | 0 | 0
1FW6190-0TB07-2JC2 |  | 1FW6190-0TB07-2JC2 | 1 | UN | 1 | 25 | D | D | N | N | 85030099 | 1 |  | 55.8 | KG | 14020.87 | 14020.87 | MC05 | MC05 | SIMOTICS T torque motor; components 3-phase synchronous motor; integrated precision and power cooler; tangential cable outlet; diameter 502 mm; Length 130 mm; max. torque 1390Nm; max. speed 110 rpm; max. current 47A eff; when using the direct motors in fork heads for machine tools or robots, a license for the US patent US5584621 and the corresponding worldwide property rights may be required | alterado Out19 | 0 | 0
1FW6190-0TB07-2JD2 |  | 1FW6190-0TB07-2JD2 | 1 | UN | 1 | 25 | D | D | N | N | 85030099 | 1 |  | 55.8 | KG | 14410.35 | 14410.35 | MC05 | MC05 | SIMOTICS T torque motor; components 3-phase synchronous motor; integrated precision and power cooler; tangential cable outlet; power cable 0.5m with connector size 1.5; signal cable 0.5m with M17 connector; diameter 502mm; Length 130 mm; max. torque 1390Nm; max. speed 110 rpm; max. current 47A eff; when using the direct motors in fork heads for machine tools or robots, a license for the US patent US5584621 and the corresponding worldwide property rights may be required | alterado Out19 | 0 | 0
1FW6190-0TB07-2JQ2 |  | 1FW6190-0TB07-2JQ2 | 1 | UN | 1 | 25 | D | D | N | N | 85030099 | 1 |  | 65.4 | KG | 14566.12 | 14566.12 | MC05 | MC05 | SIMOTICS T torque motor; components 3-phase synchronous motor; integrated precision and power cooler; tangential cable outlet; Length 3 m; diameter 502 mm; Length 130 mm; max. torque 1390Nm; max. speed 110 rpm; max. current 47A eff; when using the direct motors in fork heads for machine tools or robots, a license for the US patent US5584621 and the corresponding worldwide property rights may be required | alterado Out19 | 0 | 7
1FW6190-0TB07-5GC2 |  | 1FW6190-0TB07-5GC2 | 1 | UN | 1 | 25 | D | D | N | N | 85030099 | 1 |  | 55.8 | KG | 14020.87 | 14020.87 | MC05 | MC05 | SIMOTICS T torque motor; components 3-phase synchronous motor; integrated precision and power cooler; tangential Cable outlet 2m diameter 502 mm; Length 130 mm; max. torque 1390 NM; max. speed 250 rpm; max. current 95A eff; when using the direct motors in fork heads for machine tools or robots, a license for the US patent US5584621 and the corresponding worldwide property rights may be required | alterado Out19 | 0 | 0
1FW6190-0TB07-5GD2 |  | 1FW6190-0TB07-5GD2 | 1 | UN | 1 | 25 | D | D | N | N | 85030099 | 1 |  | 55.8 | KG | 14410.35 | 14410.35 | MC05 | MC05 | SIMOTICS T torque motor; components 3-phase synchronous motor; integrated precision and power cooler; tangential cable outlet 0.5m with connector size 1.5 or M17; Diameter 440 mm; Length 160 mm; max. torque 1430 NM; max. speed 260 rpm; max. current 98A eff; when using the direct motors in fork heads for machine tools or robots, a license for the US patent US5584621 and the corresponding worldwide property rights may be required | alterado Out19 | 0 | 0
1FW6190-0TB07-8FB2 |  | 1FW6190-0TB07-8FB2 | 1 | UN | 1 | 25 | D | D | N | N | 85030099 | 1 |  | 55.8 | KG | 14503.83 | 14503.83 | MC05 | MC05 | SIMOTICS T torque motor; components 3-phase synchronous motor; integrated precision and power cooler; tangential cable outlet; power and signal cable 1m diameter 502mm; Length 130 mm; max. torque 1390Nm; max. speed 390rpm; max. current 130A eff; when using the direct motors in fork heads for machine tools or robots, a license for the US patent US5584621 and the corresponding worldwide property rights may be required | alterado Out19 | 0 | 0
1FW6190-0TB10-1JC2 |  | 1FW6190-0TB10-1JC2 | 1 | UN | 1 | 25 | D | D | N | N | 85030099 | 1 |  | 89.1 | KG | 16529.06 | 16529.06 | MC05 | MC05 | SIMOTICS T torque motor; components 3-phase synchronous motor; integrated precision and power cooler; tangential cable outlet; diameter 502 mm; Length 160 mm; max. torque 1980Nm; max. speed 38rpm; max. current 31A eff; when using the direct motors in fork heads for machine tools or robots, a license for the US patent US5584621 and the corresponding worldwide property rights may be required | alterado Out19 | 0 | 0
1FW6190-0TB10-1JD2 |  | 1FW6190-0TB10-1JD2 | 1 | UN | 1 | 25 | D | D | N | N | 85030099 | 1 |  | 75.8 | KG | 16840.64 | 16840.64 | MC05 | MC05 | SIMOTICS T torque motor; components 3-phase synchronous motor; integrated precision and power cooler; tangential cable outlet; power cable 0.5m with connector size 1; signal cable 0.5m with M17 connector; diameter 502mm; Length 160 mm; max. torque 1980Nm; max. speed 38rpm; max. current 31A eff; when using the direct motors in fork heads for machine tools or robots, a license for the US patent US5584621 and the corresponding worldwide property rights may be required | alterado Out19 | 0 | 0
1FW6190-0TB10-2JC2 |  | 1FW6190-0TB10-2JC2 | 1 | UN | 1 | 25 | D | D | N | N | 85030099 | 1 |  | 75.8 | KG | 16529.06 | 16529.06 | MC05 | MC05 | SIMOTICS T torque motor; components 3-phase synchronous motor; integrated precision and power cooler; tangential cable outlet; diameter 502 mm; Length 160 mm; max. torque 1980Nm; max. speed 70rpm; max. current 47A eff; when using the direct motors in fork heads for machine tools or robots, a license for the US patent US5584621 and the corresponding worldwide property rights may be required | alterado Out19 | 0 | 0
1FW6190-0TB10-2JD2 |  | 1FW6190-0TB10-2JD2 | 1 | UN | 1 | 25 | D | D | N | N | 85030099 | 1 |  | 75.8 | KG | 16918.53 | 16918.53 | MC05 | MC05 | SIMOTICS T torque motor; components 3-phase synchronous motor; integrated precision and power cooler; tangential cable outlet; power cable 0.5m with connector size 1.5; signal cable 0.5m with M17 connector; diameter 502mm; Length 160 mm; max. torque 1980Nm; max. speed 70rpm; max. current 47A eff; when using the direct motors in fork heads for machine tools or robots, a license for the US patent US5584621 and the corresponding worldwide property rights may be required | alterado Out19 | 0 | 0
1FW6190-0TB10-5GC2 |  | 1FW6190-0TB10-5GC2 | 1 | UN | 1 | 25 | D | D | N | N | 85030099 | 1 |  | 75.8 | KG | 16529.06 | 16529.06 | MC05 | MC05 | SIMOTICS T torque motor; components 3-phase synchronous motor; integrated precision and power cooler; tangential cable outlet 2m; diameter 502mm; Length 160 mm; max. torque 1980Nm; max. speed 170 rpm; max. current 95A eff; when using the direct motors in fork heads for machine tools or robots, a license for the US patent US5584621 and the corresponding worldwide property rights may be required | alterado Out19 | 0 | 0
1FW6190-0TB10-5GD2 |  | 1FW6190-0TB10-5GD2 | 1 | UN | 1 | 25 | D | D | N | N | 85030099 | 1 |  | 75.8 | KG | 16918.53 | 16918.53 | MC05 | MC05 | SIMOTICS T torque motor; components 3-phase synchronous motor; integrated precision and power cooler; tangential cable outlet 0.5m; with connector size 1.5 or M17; diameter 502 mm; Length 160 mm; max. torque 1980Nm; max. speed 170 rpm; max. current 95A eff; when using the direct motors in fork heads for machine tools or robots, a license for the US patent US5584621 and the corresponding worldwide property rights may be required | alterado Out19 | 0 | 0
1FW6190-0TB15-2JC2 |  | 1FW6190-0TB15-2JC2 | 1 | UN | 1 | 25 | D | D | N | N | 85030099 | 1 |  | 116 | KG | 20408.17 | 20408.17 | MC05 | MC05 | SIMOTICS T torque motor; components 3-phase synchronous motor; integrated precision and power cooler; tangential cable outlet; diameter 502 mm; length 210 mm; max. torque 2970Nm; max. speed 40rpm; max. current 47A eff; when using the direct motors in fork heads for machine tools or robots, a license for the US patent US5584621 and the corresponding worldwide property rights may be required | alterado Out19 | 0 | 0
1FW6190-0TB15-2JD2 |  | 1FW6190-0TB15-2JD2 | 1 | UN | 1 | 25 | D | D | N | N | 85030099 | 1 |  | 107.8 | KG | 20797.64 | 20797.64 | MC05 | MC05 | SIMOTICS T torque motor; components 3-phase synchronous motor; integrated precision and power cooler; tangential cable outlet; power cable 0.5m with connector size 1.5; signal cable 0.5m with M17 connector; diameter 502mm; length 210 mm; max. torque 2970Nm; max. speed 40rpm; max. current 47A eff; when using the direct motors in fork heads for machine tools or robots, a license for the US patent US5584621 and the corresponding worldwide property rights may be required | alterado Out19 | 0 | 0
1FW6190-0TB15-5GC2 |  | 1FW6190-0TB15-5GC2 | 1 | UN | 1 | 25 | D | D | N | N | 85030099 | 1 |  | 107.8 | KG | 20408.17 | 20408.17 | MC05 | MC05 | SIMOTICS T torque motor; components 3-phase synchronous motor; integrated precision and power cooler; tangential cable outlet; diameter 502 mm; length 210 mm; max. torque 2970Nm; max. speed 100rpm; max. current 95A eff; when using the direct motors in fork heads for machine tools or robots, a license for the US patent US5584621 and the corresponding worldwide property rights may be required | alterado Out19 | 0 | 0
1FW6190-0TB15-5GD2 |  | 1FW6190-0TB15-5GD2 | 1 | UN | 1 | 25 | D | D | N | N | 85030099 | 1 |  | 114.2 | KG | 20797.64 | 20797.64 | MC05 | MC05 | SIMOTICS T torque motor; components 3-phase synchronous motor; integrated precision and power cooler; tangential cable outlet; power cable 0.5m with connector size 1.5; signal cable 0.5m with M17 connector; diameter 502mm; length 210 mm; max. torque 2970Nm; max. speed 100rpm; max. current 95A eff; when using the direct motors in fork heads for machine tools or robots, a license for the US patent US5584621 and the corresponding worldwide property rights may be required | alterado Out19 | 0 | 0
1FW6190-0TB20-5GC2 |  | 1FW6190-0TB20-5GC2 | 1 | UN | 1 | 25 | D | D | N | N | 85030099 | 1 |  | 136.2 | KG | 24059.82 | 24059.82 | MC05 | MC05 | SIMOTICS T torque motor; components 3-phase synchronous motor; integrated precision and power cooler; radial cable outlet 0.5m diam. 502mm; Length 260 mm; max. torque 3960Nm; max. speed 73rpm; max. current 95A eff; when using the direct motors in fork heads for machine tools or robots, a license for the US patent US5584621 and the corresponding worldwide property rights may be required | alterado Out19 | 0 | 0
1FW6190-0TB20-5GD2 |  | 1FW6190-0TB20-5GD2 | 1 | UN | 1 | 25 | D | D | N | N | 85030099 | 1 |  | 136.2 | KG | 24449.32 | 24449.32 | MC05 | MC05 | SIMOTICS T torque motor; components 3-phase synchronous motor; integrated precision and power cooler; radial cable outlet 0.5m diam. 502mm; Length 260 mm; max. torque 3960Nm; max. speed 73rpm; max. current 95A eff; when using the direct motors in fork heads for machine tools or robots, a license for the US patent US5584621 and the corresponding worldwide property rights may be required | alterado Out19 | 0 | 0
1FW6190-0VB05-1JC2 |  | 1FW6190-0VB05-1JC2 | 1 | UN | 1 | 25 | D | D | N | N | 85030099 | 1 |  | 42.8 | KG | 12026.79 | 12026.79 | MC05 | MC05 | SIMOTICS T torque motor; components 3-phase synchronous motor; integrated precision and power cooler; radial cable outlet; diameter 502 mm; length 110mm; max. torque 990Nm; max. speed 97rpm; max. current 31A eff; when using the direct motors in fork heads for machine tools or robots, a license for the US patent US5584621 and the corresponding worldwide property rights may be required | alterado Out19 | 0 | 0
1FW6190-0VB05-1JD2 |  | 1FW6190-0VB05-1JD2 | 1 | UN | 1 | 25 | D | D | N | N | 85030099 | 1 |  | 42.8 | KG | 12338.37 | 12338.37 | MC05 | MC05 | SIMOTICS T torque motor; components 3-phase synchronous motor; integrated precision and power cooler; radial cable outlet; power cable 0.5m with connector size 1; signal cable 0.5m with M17 connector; diameter 502mm; Length 110 mm; max. torque 990Nm; max. speed 97rpm; max. current 31A eff; when using the direct motors in fork heads for machine tools or robots, a license for the US patent US5584621 and the corresponding worldwide property rights may be required | alterado Out19 | 0 | 0
1FW6190-0VB05-2JC2 |  | 1FW6190-0VB05-2JC2 | 1 | UN | 1 | 25 | D | D | N | N | 85030099 | 1 |  | 42.8 | KG | 12026.79 | 12026.79 | MC05 | MC05 | SIMOTICS T torque motor; components 3-phase synchronous motor; integrated precision and power cooler; radial cable outlet; diameter 502 mm; length 110mm; max. torque 990Nm; max. speed 160rpm; max. current 47A eff; when using the direct motors in fork heads for machine tools or robots, a license for the US patent US5584621 and the corresponding worldwide property rights may be required | alterado Out19 | 0 | 0
1FW6190-0VB05-2JD2 |  | 1FW6190-0VB05-2JD2 | 1 | UN | 1 | 25 | D | D | N | N | 85030099 | 1 |  | 42.8 | KG | 12416.27 | 12416.27 | MC05 | MC05 | SIMOTICS T torque motor; components 3-phase synchronous motor; integrated precision and power cooler; radial cable outlet; power cable 0.5m with connector size 1.5; signal cable 0.5m with M17 connector; diameter 502mm; Length 110 mm; max. torque 990Nm; max. speed 160rpm; max. current 47A eff; when using the direct motors in fork heads for machine tools or robots, a license for the US patent US5584621 and the corresponding worldwide property rights may be required | alterado Out19 | 0 | 0
1FW6190-0VB05-5GC2 |  | 1FW6190-0VB05-5GC2 | 1 | UN | 1 | 25 | D | D | N | N | 85030099 | 1 |  | 42.8 | KG | 12026.79 | 12026.79 | MC05 | MC05 | SIMOTICS T torque motor; components 3-phase synchronous motor; integrated precision and power cooler; radial cable outlet 0.5m diam. 502mm; Length 110 mm; max. torque 990Nm; max. speed 380rpm; max. current 95A eff; when using the direct motors in fork heads for machine tools or robots, a license for the US patent US5584621 and the corresponding worldwide property rights may be required | alterado Out19 | 0 | 0
1FW6190-0VB05-5GD2 |  | 1FW6190-0VB05-5GD2 | 1 | UN | 1 | 25 | D | D | N | N | 85030099 | 1 |  | 42.8 | KG | 12416.27 | 12416.27 | MC05 | MC05 | SIMOTICS T torque motor; components 3-phase synchronous motor; integrated precision and power cooler; radial cable outlet 0.5m with connector Size 1.5 or M17; diameter 502 mm; Length 110 mm; max. torque 990 NM; max. speed 380rpm; max. current 95A eff; when using the direct motors in fork heads for machine tools or robots, a license for the US patent US5584621 and the corresponding worldwide property rights may be required | alterado Out19 | 0 | 0
1FW6190-0VB07-1JC2 |  | 1FW6190-0VB07-1JC2 | 1 | UN | 1 | 25 | D | D | N | N | 85030099 | 1 |  | 55.8 | KG | 14020.87 | 14020.87 | MC05 | MC05 | SIMOTICS T torque motor; components 3-phase synchronous motor; integrated precision and power cooler; radial cable outlet; diameter 502 mm; Length 130 mm; max. torque 1390Nm; max. speed 63rpm; max. current 31A eff; when using the direct motors in fork heads for machine tools or robots, a license for the US patent US5584621 and the corresponding worldwide property rights may be required | alterado Out19 | 0 | 0
1FW6190-0VB07-1JD2 |  | 1FW6190-0VB07-1JD2 | 1 | UN | 1 | 25 | D | D | N | N | 85030099 | 1 |  | 55.8 | KG | 14332.43 | 14332.43 | MC05 | MC05 | SIMOTICS T torque motor; components 3-phase synchronous motor; integrated precision and power cooler; radial cable outlet; power cable 0.5m with connector size 1; signal cable 0.5m with M17 connector; diameter 502mm; Length 130 mm; max. torque 1390Nm; max. speed 63rpm; max. current 31A eff; when using the direct motors in fork heads for machine tools or robots, a license for the US patent US5584621 and the corresponding worldwide property rights may be required | alterado Out19 | 0 | 0
1FW6190-0VB07-2JC2 |  | 1FW6190-0VB07-2JC2 | 1 | UN | 1 | 25 | D | D | N | N | 85030099 | 1 |  | 55.8 | KG | 14020.87 | 14020.87 | MC05 | MC05 | SIMOTICS T torque motor; components 3-phase synchronous motor; integrated precision and power cooler; radial cable outlet; diameter 502 mm; Length 130 mm; max. torque 1390Nm; max. speed 110 rpm; max. current 47A eff; when using the direct motors in fork heads for machine tools or robots, a license for the US patent US5584621 and the corresponding worldwide property rights may be required | alterado Out19 | 0 | 0
1FW6190-0VB07-2JD2 |  | 1FW6190-0VB07-2JD2 | 1 | UN | 1 | 25 | D | D | N | N | 85030099 | 1 |  | 55.8 | KG | 14410.35 | 14410.35 | MC05 | MC05 | SIMOTICS T torque motor; components 3-phase synchronous motor; integrated precision and power cooler; radial cable outlet; power cable 0.5m with connector size 1.5; signal cable 0.5m with M17 connector; diameter 502mm; Length 130 mm; max. torque 1390Nm; max. speed 110 rpm; max. current 47A eff; when using the direct motors in fork heads for machine tools or robots, a license for the US patent US5584621 and the corresponding worldwide property rights may be required | alterado Out19 | 0 | 0
1FW6190-0VB07-2JR2 |  | 1FW6190-0VB07-2JR2 | 1 | UN | 1 | 25 | D | D | N | N | 85030099 | 1 |  | 55.8 | KG | 14566.12 | 14566.12 | MC05 | MC05 | SIMOTICS T torque motor; components 3-phase synchronous motor; integrated precision and power cooler; radial cable outlet; Length 4m; diameter 502 mm; Length 130 mm; max. torque 1390Nm; max. speed 110 rpm; max. current 47A eff; when using the direct motors in fork heads for machine tools or robots, a license for the US patent US5584621 and the corresponding worldwide property rights may be required | alterado Out19 | 0 | 7
1FW6190-0VB07-5GC2 |  | 1FW6190-0VB07-5GC2 | 1 | UN | 1 | 25 | D | D | N | N | 85030099 | 1 |  | 55.8 | KG | 14020.87 | 14020.87 | MC05 | MC05 | SIMOTICS T torque motor; components 3-phase synchronous motor; integrated precision and power cooler; radial Cable outlet 2m diameter 502 mm; Length 130 mm; max. torque 1390 NM; max. speed 250 rpm; max. current 95A eff; when using the direct motors in fork heads for machine tools or robots, a license for the US patent US5584621 and the corresponding worldwide property rights may be required | alterado Out19 | 0 | 0
1FW6190-0VB07-5GD2 |  | 1FW6190-0VB07-5GD2 | 1 | UN | 1 | 25 | D | D | N | N | 85030099 | 1 |  | 55.8 | KG | 14410.35 | 14410.35 | MC05 | MC05 | SIMOTICS T torque motor; components 3-phase synchronous motor; integrated precision and power cooler; radial cable outlet 0.5m with connector Size 1.5 or M17; diameter 502 mm; Length 130 mm; max. torque 1390 NM; max. speed 250 rpm; max. current 95A eff; when using the direct motors in fork heads for machine tools or robots, a license for the US patent US5584621 and the corresponding worldwide property rights may be required | alterado Out19 | 0 | 0
1FW6190-0VB07-8FB2 |  | 1FW6190-0VB07-8FB2 | 1 | UN | 1 | 25 | D | D | N | N | 85030099 | 1 |  | 55.8 | KG | 14503.83 | 14503.83 | MC05 | MC05 | SIMOTICS T torque motor; components 3-phase synchronous motor; integrated precision and power cooler; radial cable outlet; power and signal cable 1m diameter 502mm; Length 130 mm; max. torque 1390Nm; max. speed 390rpm; max. current 130A eff; when using the direct motors in fork heads for machine tools or robots, a license for the US patent US5584621 and the corresponding worldwide property rights may be required | alterado Out19 | 0 | 0
1FW6190-0VB10-1JC2 |  | 1FW6190-0VB10-1JC2 | 1 | UN | 1 | 25 | D | D | N | N | 85030099 | 1 |  | 89.9 | KG | 16529.06 | 16529.06 | MC05 | MC05 | SIMOTICS T torque motor; components 3-phase synchronous motor; integrated precision and power cooler; radial cable outlet; diameter 502 mm; Length 160 mm; max. torque 1980Nm; max. speed 38rpm; max. current 31A eff; when using the direct motors in fork heads for machine tools or robots, a license for the US patent US5584621 and the corresponding worldwide property rights may be required | alterado Out19 | 0 | 0
1FW6190-0VB10-1JD2 |  | 1FW6190-0VB10-1JD2 | 1 | UN | 1 | 25 | D | D | N | N | 85030099 | 1 |  | 75.8 | KG | 16840.64 | 16840.64 | MC05 | MC05 | SIMOTICS T torque motor; components 3-phase synchronous motor; integrated precision and power cooler; radial cable outlet; power cable 0.5m with connector size 1; signal cable 0.5m with M17 connector; diameter 502mm; Length 160 mm; max. torque 1980Nm; max. speed 38rpm; max. current 31A eff; when using the direct motors in fork heads for machine tools or robots, a license for the US patent US5584621 and the corresponding worldwide property rights may be required | alterado Out19 | 0 | 0
1FW6190-0VB10-2JC2 |  | 1FW6190-0VB10-2JC2 | 1 | UN | 1 | 25 | D | D | N | N | 85030099 | 1 |  | 75.8 | KG | 16529.06 | 16529.06 | MC05 | MC05 | SIMOTICS T torque motor; components 3-phase synchronous motor; integrated precision and power cooler; radial cable outlet; diameter 502 mm; Length 160 mm; max. torque 1980Nm; max. speed 70rpm; max. current 47A eff; when using the direct motors in fork heads for machine tools or robots, a license for the US patent US5584621 and the corresponding worldwide property rights may be required | alterado Out19 | 0 | 0
1FW6190-0VB10-2JD2 |  | 1FW6190-0VB10-2JD2 | 1 | UN | 1 | 25 | D | D | N | N | 85030099 | 1 |  | 75.8 | KG | 16918.53 | 16918.53 | MC05 | MC05 | SIMOTICS T Torque motor; Components 3-phase synchronous motor; Integrated precision and power cooler; Radial cable outlet; Power cable 0.5 m with connector size 1.5; Signal line 0.5 m with M17 connector; Diam. 502 mm; Length 160 mm; Max. torque 1980 Nm; Max. speed 70 rpm; Max. current 47 A eff; | alterado Out19 | 0 | 0
1FW6190-0VB10-2PB2 |  | 1FW6190-0VB10-2PB2 | 1 | UN | 1 | 25 | D | D | N | N | 85030099 | 1 |  | 75.8 | KG | 17666.31 | 17666.31 | MC05 | MC05 | SIMOTICS T torque motor; components 3-phase synchronous motor; integrated precision and power cooler; radial cable outlet; power and signal cable 1m diameter 502mm; Length 170 mm; max. torque 1980Nm; max. speed 450rpm; max. current 210A eff; when using the direct motors in fork heads for machine tools or robots, a license for the US patent US5584621 and the corresponding worldwide property rights may be required | alterado Out19 | 0 | 0
1FW6190-0VB10-5GC2 |  | 1FW6190-0VB10-5GC2 | 1 | UN | 1 | 25 | D | D | N | N | 85030099 | 1 |  | 75.8 | KG | 16529.06 | 16529.06 | MC05 | MC05 | SIMOTICS T torque motor; components 3-phase synchronous motor; integrated precision and power cooler; radial cable outlet 2m; diameter 502 mm; Length 160 mm; max. torque 1980 NM; max. speed 170 rpm; max. current 95A eff; when using the direct motors in fork heads for machine tools or robots, a license for the US patent US5584621 and the corresponding worldwide property rights may be required | alterado Out19 | 0 | 0
1FW6190-0VB10-5GD2 |  | 1FW6190-0VB10-5GD2 | 1 | UN | 1 | 25 | D | D | N | N | 85030099 | 1 |  | 75.8 | KG | 16918.53 | 16918.53 | MC05 | MC05 | SIMOTICS T torque motor; components 3-phase synchronous motor; integrated precision and power cooler; radial cable outlet 0.5m with connector Size 1.5 or M17; diameter 502 mm; Length 160 mm; max. torque 1980 NM; max. speed 170 rpm; max. current 95A eff; when using the direct motors in fork heads for machine tools or robots, a license for the US patent US5584621 and the corresponding worldwide property rights may be required | alterado Out19 | 0 | 0
1FW6190-0VB10-8FB2 |  | 1FW6190-0VB10-8FB2 | 1 | UN | 1 | 25 | D | D | N | N | 85030099 | 1 |  | 75.8 | KG | 17012 | 17012 | MC05 | MC05 | SIMOTICS T torque motor; components 3-phase synchronous motor; integrated precision and power cooler; radial cable outlet; power and signal cable 1m diameter 502mm; Length 160 mm; max. torque 1980Nm; max. speed 260 rpm; max. current 130A eff; when using the direct motors in fork heads for machine tools or robots, a license for the US patent US5584621 and the corresponding worldwide property rights may be required | alterado Out19 | 0 | 0
1FW6190-0VB15-0WB2 |  | 1FW6190-0VB15-0WB2 | 1 | UN | 1 | 25 | D | D | N | N | 85030099 | 1 |  | 107.8 | KG | 21545.41 | 21545.41 | MC05 | MC05 | SIMOTICS T torque motor; components 3-phase synchronous motor; integrated precision and power cooler; radial cable outlet; power and signal cable 1m diameter 502mm; length 220 mm; max. torque 2970Nm; max. speed 370rpm; max. current 270A eff; when using the direct motors in fork heads for machine tools or robots, a license for the US patent US5584621 and the corresponding worldwide property rights may be required | alterado Out19 | 0 | 0
1FW6190-0VB15-2JC2 |  | 1FW6190-0VB15-2JC2 | 1 | UN | 1 | 25 | D | D | N | N | 85030099 | 1 |  | 107.8 | KG | 20408.17 | 20408.17 | MC05 | MC05 | SIMOTICS T torque motor; components 3-phase synchronous motor; integrated precision and power cooler; radial cable outlet; diameter 502 mm; length 210 mm; max. torque 2970Nm; max. speed 40rpm; max. current 47A eff; when using the direct motors in fork heads for machine tools or robots, a license for the US patent US5584621 and the corresponding worldwide property rights may be required | alterado Out19 | 0 | 0
1FW6190-0VB15-2JD2 |  | 1FW6190-0VB15-2JD2 | 1 | UN | 1 | 25 | D | D | N | N | 85030099 | 1 |  | 107.8 | KG | 20797.64 | 20797.64 | MC05 | MC05 | SIMOTICS T torque motor; components 3-phase synchronous motor; integrated precision and power cooler; radial cable outlet; power cable 0.5m with connector size 1.5; signal cable 0.5m with M17 connector; diameter 502mm; length 210 mm; max. torque 2970Nm; max. speed 40rpm; max. current 47A eff; when using the direct motors in fork heads for machine tools or robots, a license for the US patent US5584621 and the corresponding worldwide property rights may be required | alterado Out19 | 0 | 0
1FW6190-0VB15-2PB2 |  | 1FW6190-0VB15-2PB2 | 1 | UN | 1 | 25 | D | D | N | N | 85030099 | 1 |  | 107.8 | KG | 21545.41 | 21545.41 | MC05 | MC05 | SIMOTICS T torque motor; components 3-phase synchronous motor; integrated precision and power cooler; radial cable outlet; power and signal cable 1m diameter 502mm; length 220 mm; max. torque 2970Nm; max. speed 270 rpm; max. current 210A eff; when using the direct motors in fork heads for machine tools or robots, a license for the US patent US5584621 and the corresponding worldwide property rights may be required | alterado Out19 | 0 | 0
1FW6190-0VB15-5GC2 |  | 1FW6190-0VB15-5GC2 | 1 | UN | 1 | 25 | D | D | N | N | 85030099 | 1 |  | 107.8 | KG | 20408.17 | 20408.17 | MC05 | MC05 | SIMOTICS T torque motor; components 3-phase synchronous motor; integrated precision and power cooler; radial cable outlet; diameter 502 mm; length 210 mm; max. torque 2970Nm; max. speed 100rpm; max. current 95A eff; when using the direct motors in fork heads for machine tools or robots, a license for the US patent US5584621 and the corresponding worldwide property rights may be required | alterado Out19 | 0 | 0
1FW6190-0VB15-5GD2 |  | 1FW6190-0VB15-5GD2 | 1 | UN | 1 | 25 | D | D | N | N | 85030099 | 1 |  | 107.8 | KG | 20797.64 | 20797.64 | MC05 | MC05 | SIMOTICS T torque motor; components 3-phase synchronous motor; integrated precision and power cooler; radial cable outlet; power cable 0.5m with connector size 1.5; signal cable 0.5m with M17 connector; diameter 502mm; length 210 mm; max. torque 2970Nm; max. speed 100rpm; max. current 95A eff; when using the direct motors in fork heads for machine tools or robots, a license for the US patent US5584621 and the corresponding worldwide property rights may be required | alterado Out19 | 0 | 0
1FW6190-0VB15-8FB2 |  | 1FW6190-0VB15-8FB2 | 1 | UN | 1 | 25 | D | D | N | N | 85030099 | 1 |  | 107.8 | KG | 20906.69 | 20906.69 | MC05 | MC05 | SIMOTICS T torque motor; components 3-phase synchronous motor; integrated precision and power cooler; radial cable outlet; power and signal cable 1m diameter 502mm; length 210 mm; max. torque 2970Nm; max. speed 160rpm; max. current 130A eff; when using the direct motors in fork heads for machine tools or robots, a license for the US patent US5584621 and the corresponding worldwide property rights may be required | alterado Out19 | 0 | 0
1FW6190-0VB20-0WB2 |  | 1FW6190-0VB20-0WB2 | 1 | UN | 1 | 25 | D | D | N | N | 85030099 | 1 |  | 136.2 | KG | 25190.84 | 25190.84 | MC05 | MC05 | SIMOTICS T torque motor; components 3-phase synchronous motor; integrated precision and power cooler; radial cable outlet; power and signal cable 1m diameter 502mm; length 270mm; max. torque 3960Nm; max. speed 260 rpm; max. current 270A eff; when using the direct motors in fork heads for machine tools or robots, a license for the US patent US5584621 and the corresponding worldwide property rights may be required | alterado Out19 | 0 | 0
1FW6190-0VB20-2PB2 |  | 1FW6190-0VB20-2PB2 | 1 | UN | 1 | 25 | D | D | N | N | 85030099 | 1 |  | 136.2 | KG | 25190.84 | 25190.84 | MC05 | MC05 | SIMOTICS T torque motor; components 3-phase synchronous motor; integrated precision and power cooler; radial cable outlet; power and signal cable 1m diameter 502mm; length 270mm; max. torque 3960Nm; max. speed 200rpm; max. current 210A eff; when using the direct motors in fork heads for machine tools or robots, a license for the US patent US5584621 and the corresponding worldwide property rights may be required | alterado Out19 | 0 | 0
1FW6190-0VB20-5GC2 |  | 1FW6190-0VB20-5GC2 | 1 | UN | 1 | 25 | D | D | N | N | 85030099 | 1 |  | 136.2 | KG | 24059.82 | 24059.82 | MC05 | MC05 | SIMOTICS T torque motor; components 3-phase synchronous motor; integrated precision and power cooler; radial cable outlet 0.5m with connector Size 1.5 or M17; diameter 502 mm; Length 260 mm; max. torque 3960 NM; max. speed 73rpm; max. current 95A eff; when using the direct motors in fork heads for machine tools or robots, a license for the US patent US5584621 and the corresponding worldwide property rights may be required | alterado Out19 | 0 | 0
1FW6190-0VB20-5GD2 |  | 1FW6190-0VB20-5GD2 | 1 | UN | 1 | 25 | D | D | N | N | 85030099 | 1 |  | 136.2 | KG | 24449.32 | 24449.32 | MC05 | MC05 | SIMOTICS T torque motor; components 3-phase synchronous motor; integrated precision and power cooler; radial cable outlet 0.5m with connector Size 1.5 or M17; diameter 502 mm; Length 260 mm; max. torque 3960 NM; max. speed 73rpm; max. current 95A eff; when using the direct motors in fork heads for machine tools or robots, a license for the US patent US5584621 and the corresponding worldwide property rights may be required | alterado Out19 | 0 | 0
1FW6190-0VB20-8FB2 |  | 1FW6190-0VB20-8FB2 | 1 | UN | 1 | 25 | D | D | N | N | 85030099 | 1 |  | 136.2 | KG | 24552.1 | 24552.1 | MC05 | MC05 | SIMOTICS T torque motor; components 3-phase synchronous motor; integrated precision and power cooler; radial cable outlet; power and signal cable 1m diameter 502mm; Length 260 mm; max. torque 3960Nm; max. speed 110 rpm; max. current 130A eff; when using the direct motors in fork heads for machine tools or robots, a license for the US patent US5584621 and the corresponding worldwide property rights may be required | alterado Out19 | 0 | 0
1FW6190-0WB05-1JC2 |  | 1FW6190-0WB05-1JC2 | 1 | UN | 1 | 25 | D | D | N | N | 85030099 | 1 |  | 42.8 | KG | 12026.79 | 12026.79 | MC05 | MC05 | SIMOTICS T torque motor; components 3-phase synchronous motor; integrated precision and power cooler; axial cable outlet; diameter 502 mm; length 110mm; max. torque 990Nm; max. speed 97rpm; max. current 31A eff; when using the direct motors in fork heads for machine tools or robots, a license for the US patent US5584621 and the corresponding worldwide property rights may be required | alterado Out19 | 0 | 0
1FW6190-0WB05-1JD2 |  | 1FW6190-0WB05-1JD2 | 1 | UN | 1 | 25 | D | D | N | N | 85030099 | 1 |  | 42.8 | KG | 12338.37 | 12338.37 | MC05 | MC05 | SIMOTICS T torque motor; components 3-phase synchronous motor; integrated precision and power cooler; axial cable outlet; power cable 0.5m with connector size 1; signal cable 0.5m with M17 connector; diameter 502mm; Length 110 mm; max. torque 990Nm; max. speed 97rpm; max. current 31A eff; when using the direct motors in fork heads for machine tools or robots, a license for the US patent US5584621 and the corresponding worldwide property rights may be required | alterado Out19 | 0 | 0
1FW6190-0WB05-2JC2 |  | 1FW6190-0WB05-2JC2 | 1 | UN | 1 | 25 | D | D | N | N | 85030099 | 1 |  | 42.8 | KG | 12026.79 | 12026.79 | MC05 | MC05 | SIMOTICS T torque motor; components 3-phase synchronous motor; integrated precision and power cooler; axial cable outlet; diameter 502 mm; length 110mm; max. torque 990Nm; max. speed 160rpm; max. current 47A eff; when using the direct motors in fork heads for machine tools or robots, a license for the US patent US5584621 and the corresponding worldwide property rights may be required | alterado Out19 | 0 | 0
1FW6190-0WB05-2JD2 |  | 1FW6190-0WB05-2JD2 | 1 | UN | 1 | 25 | D | D | N | N | 85030099 | 1 |  | 42.8 | KG | 12416.27 | 12416.27 | MC05 | MC05 | SIMOTICS T torque motor; components 3-phase synchronous motor; integrated precision and power cooler; axial cable outlet; power cable 0.5m with connector size 1.5; signal cable 0.5m with M17 connector; diameter 502mm; Length 110 mm; max. torque 990Nm; max. speed 160rpm; max. current 47A eff; when using the direct motors in fork heads for machine tools or robots, a license for the US patent US5584621 and the corresponding worldwide property rights may be required | alterado Out19 | 0 | 0
1FW6190-0WB05-5GC2 |  | 1FW6190-0WB05-5GC2 | 1 | UN | 1 | 25 | D | D | N | N | 85030099 | 1 |  | 42.8 | KG | 12026.79 | 12026.79 | MC05 | MC05 | SIMOTICS T torque motor; components 3-phase synchronous motor; integrated precision and power cooler; axial Cable outlet 2m diameter 502 mm; Length 110 mm; max. torque 990 NM; max. speed 380rpm; max. current 95A eff; when using the direct motors in fork heads for machine tools or robots, a license for the US patent US5584621 and the corresponding worldwide property rights may be required | alterado Out19 | 0 | 0
1FW6190-0WB05-5GD2 |  | 1FW6190-0WB05-5GD2 | 1 | UN | 1 | 25 | D | D | N | N | 85030099 | 1 |  | 42.8 | KG | 12416.27 | 12416.27 | MC05 | MC05 | SIMOTICS T torque motor; components 3-phase synchronous motor; integrated precision and power cooler; axial cable outlet 0.5m with connector Size 1.5 or M17; diameter 502 mm; Length 110 mm; max. torque 990 NM; max. speed 380rpm; max. current 95A eff; when using the direct motors in fork heads for machine tools or robots, a license for the US patent US5584621 and the corresponding worldwide property rights may be required | alterado Out19 | 0 | 0
1FW6190-0WB07-1JC2 |  | 1FW6190-0WB07-1JC2 | 1 | UN | 1 | 25 | D | D | N | N | 85030099 | 1 |  | 55.8 | KG | 14020.87 | 14020.87 | MC05 | MC05 | SIMOTICS T torque motor; components 3-phase synchronous motor; integrated precision and power cooler; axial cable outlet; diameter 502 mm; Length 130 mm; max. torque 1390Nm; max. speed 63rpm; max. current 31A eff; when using the direct motors in fork heads for machine tools or robots, a license for the US patent US5584621 and the corresponding worldwide property rights may be required | alterado Out19 | 0 | 0
1FW6190-0WB07-1JD2 |  | 1FW6190-0WB07-1JD2 | 1 | UN | 1 | 25 | D | D | N | N | 85030099 | 1 |  | 55.8 | KG | 14332.43 | 14332.43 | MC05 | MC05 | SIMOTICS T torque motor; components 3-phase synchronous motor; integrated precision and power cooler; axial cable outlet; power cable 0.5m with connector size 1; signal cable 0.5m with M17 connector; diameter 502mm; Length 130 mm; max. torque 1390Nm; max. speed 63rpm; max. current 31A eff; when using the direct motors in fork heads for machine tools or robots, a license for the US patent US5584621 and the corresponding worldwide property rights may be required | alterado Out19 | 0 | 0
1FW6190-0WB07-2JC2 |  | 1FW6190-0WB07-2JC2 | 1 | UN | 1 | 25 | D | D | N | N | 85030099 | 1 |  | 55.8 | KG | 14020.87 | 14020.87 | MC05 | MC05 | SIMOTICS T torque motor; components 3-phase synchronous motor; integrated precision and power cooler; axial cable outlet; diameter 502 mm; Length 130 mm; max. torque 1390Nm; max. speed 110 rpm; max. current 47A eff; when using the direct motors in fork heads for machine tools or robots, a license for the US patent US5584621 and the corresponding worldwide property rights may be required | alterado Out19 | 0 | 0
1FW6190-0WB07-2JD2 |  | 1FW6190-0WB07-2JD2 | 1 | UN | 1 | 25 | D | D | N | N | 85030099 | 1 |  | 55.8 | KG | 14410.35 | 14410.35 | MC05 | MC05 | SIMOTICS T torque motor; components 3-phase synchronous motor; integrated precision and power cooler; axial cable outlet; power cable 0.5m with connector size 1.5; signal cable 0.5m with M17 connector; diameter 502mm; Length 130 mm; max. torque 1390Nm; max. speed 110 rpm; max. current 47A eff; when using the direct motors in fork heads for machine tools or robots, a license for the US patent US5584621 and the corresponding worldwide property rights may be required | alterado Out19 | 0 | 0
1FW6190-0WB07-5GC2 |  | 1FW6190-0WB07-5GC2 | 1 | UN | 1 | 25 | D | D | N | N | 85030099 | 1 |  | 55.8 | KG | 14020.87 | 14020.87 | MC05 | MC05 | SIMOTICS T torque motor; components 3-phase synchronous motor; integrated precision and power cooler; axial Cable outlet 2m diameter 502 mm; Length 130 mm; max. torque 1390 NM; max. speed 250 rpm; max. current 95A eff; when using the direct motors in fork heads for machine tools or robots, a license for the US patent US5584621 and the corresponding worldwide property rights may be required | alterado Out19 | 0 | 0
1FW6190-0WB07-5GD2 |  | 1FW6190-0WB07-5GD2 | 1 | UN | 1 | 25 | D | D | N | N | 85030099 | 1 |  | 55.8 | KG | 14410.35 | 14410.35 | MC05 | MC05 | SIMOTICS T torque motor; components 3-phase synchronous motor; integrated precision and power cooler; axial cable outlet 0.5m with connector Size 1.5 or M17; diameter 502 mm; Length 110 mm; max. torque 990 NM; max. speed 380rpm; max. current 95A eff; when using the direct motors in fork heads for machine tools or robots, a license for the US patent US5584621 and the corresponding worldwide property rights may be required | alterado Out19 | 0 | 0
1FW6190-0WB07-8FB2 |  | 1FW6190-0WB07-8FB2 | 1 | UN | 1 | 25 | D | D | N | N | 85030099 | 1 |  | 55.8 | KG | 14503.83 | 14503.83 | MC05 | MC05 | SIMOTICS T torque motor; components 3-phase synchronous motor; integrated precision and power cooler; axial cable outlet; power and signal cable 1m diameter 502mm; Length 130 mm; max. torque 1390Nm; max. speed 390rpm; max. current 130A eff; when using the direct motors in fork heads for machine tools or robots, a license for the US patent US5584621 and the corresponding worldwide property rights may be required | alterado Out19 | 0 | 0
1FW6190-0WB10-1JC2 |  | 1FW6190-0WB10-1JC2 | 1 | UN | 1 | 25 | D | D | N | N | 85030099 | 1 |  | 86.6 | KG | 16529.06 | 16529.06 | MC05 | MC05 | SIMOTICS T torque motor; components 3-phase synchronous motor; integrated precision and power cooler; axial cable outlet; diameter 502 mm; Length 160 mm; max. torque 1980Nm; max. speed 38rpm; max. current 31A eff; when using the direct motors in fork heads for machine tools or robots, a license for the US patent US5584621 and the corresponding worldwide property rights may be required | alterado Out19 | 0 | 0
1FW6190-0WB10-1JD2 |  | 1FW6190-0WB10-1JD2 | 1 | UN | 1 | 25 | D | D | N | N | 85030099 | 1 |  | 75.8 | KG | 16840.64 | 16840.64 | MC05 | MC05 | SIMOTICS T torque motor; components 3-phase synchronous motor; integrated precision and power cooler; axial cable outlet; power cable 0.5m with connector size 1; signal cable 0.5m with M17 connector; diameter 502mm; Length 160 mm; max. torque 1980Nm; max. speed 38rpm; max. current 31A eff; when using the direct motors in fork heads for machine tools or robots, a license for the US patent US5584621 and the corresponding worldwide property rights may be required | alterado Out19 | 0 | 0
1FW6190-0WB10-2JC2 |  | 1FW6190-0WB10-2JC2 | 1 | UN | 1 | 25 | D | D | N | N | 85030099 | 1 |  | 75.8 | KG | 16529.06 | 16529.06 | MC05 | MC05 | SIMOTICS T torque motor; components 3-phase synchronous motor; integrated precision and power cooler; axial cable outlet; diameter 502 mm; Length 160 mm; max. torque 1980Nm; max. speed 70rpm; max. current 47A eff; when using the direct motors in fork heads for machine tools or robots, a license for the US patent US5584621 and the corresponding worldwide property rights may be required | alterado Out19 | 0 | 0
1FW6190-0WB10-2JD2 |  | 1FW6190-0WB10-2JD2 | 1 | UN | 1 | 25 | D | D | N | N | 85030099 | 1 |  | 75.8 | KG | 16918.53 | 16918.53 | MC05 | MC05 | SIMOTICS T torque motor; components 3-phase synchronous motor; integrated precision and power cooler; axial cable outlet; power cable 0.5m with connector size 1.5; signal cable 0.5m with M17 connector; diameter 502mm; Length 160 mm; max. torque 1980Nm; max. speed 70rpm; max. current 47A eff; when using the direct motors in fork heads for machine tools or robots, a license for the US patent US5584621 and the corresponding worldwide property rights may be required | alterado Out19 | 0 | 0
1FW6190-0WB10-2PB2 |  | 1FW6190-0WB10-2PB2 | 1 | UN | 1 | 25 | D | D | N | N | 85030099 | 1 |  | 75.8 | KG | 17666.31 | 17666.31 | MC05 | MC05 | SIMOTICS T torque motor; components 3-phase synchronous motor; integrated precision and power cooler; axial cable outlet; power and signal cable 1m diameter 502mm; Length 170 mm; max. torque 1980Nm; max. speed 450rpm; max. current 210A eff; when using the direct motors in fork heads for machine tools or robots, a license for the US patent US5584621 and the corresponding worldwide property rights may be required | alterado Out19 | 0 | 0
1FW6190-0WB10-5GC2 |  | 1FW6190-0WB10-5GC2 | 1 | UN | 1 | 25 | D | D | N | N | 85030099 | 1 |  | 54.043 | KG | 16529.06 | 16529.06 | MC05 | MC05 | SIMOTICS T torque motor; components 3-phase synchronous motor; integrated precision and power cooler; axial cable outlet; diameter 502 mm; Length 160 mm; max. torque 1980Nm; max. speed 170 rpm; max. current 95A eff; when using the direct motors in fork heads for machine tools or robots, a license for the US patent US5584621 and the corresponding worldwide property rights may be required | alterado Out19 | 0 | 0
1FW6190-0WB10-5GD2 |  | 1FW6190-0WB10-5GD2 | 1 | UN | 1 | 25 | D | D | N | N | 85030099 | 1 |  | 75.8 | KG | 16918.53 | 16918.53 | MC05 | MC05 | SIMOTICS T torque motor; components 3-phase synchronous motor; integrated precision and power cooler; axial cable outlet 0.5m with connector size 1.5 or M17; Diameter 440 mm; Length 160 mm; max. torque 1980 NM; max. speed 170 rpm; max. current 95A eff; when using the direct motors in fork heads for machine tools or robots, a license for the US patent US5584621 and the corresponding worldwide property rights may be required | alterado Out19 | 0 | 0
1FW6190-0WB10-8FB2 |  | 1FW6190-0WB10-8FB2 | 1 | UN | 1 | 25 | D | D | N | N | 85030099 | 1 |  | 75.8 | KG | 17012 | 17012 | MC05 | MC05 | SIMOTICS T torque motor; components 3-phase synchronous motor; integrated precision and power cooler; axial cable outlet; power and signal cable 1m diameter 502mm; Length 160 mm; max. torque 1980Nm; max. speed 260 rpm; max. current 130A eff; when using the direct motors in fork heads for machine tools or robots, a license for the US patent US5584621 and the corresponding worldwide property rights may be required | alterado Out19 | 0 | 0
1FW6190-0WB15-0WB2 |  | 1FW6190-0WB15-0WB2 | 1 | UN | 1 | 25 | D | D | N | N | 85030099 | 1 |  | 107.8 | KG | 21545.41 | 21545.41 | MC05 | MC05 | SIMOTICS T torque motor; components 3-phase synchronous motor; integrated precision and power cooler; axial cable outlet; power and signal cable 1m diameter 502mm; length 220 mm; max. torque 2970Nm; max. speed 370rpm; max. current 270A eff; when using the direct motors in fork heads for machine tools or robots, a license for the US patent US5584621 and the corresponding worldwide property rights may be required | alterado Out19 | 0 | 0
1FW6190-0WB15-2JC2 |  | 1FW6190-0WB15-2JC2 | 1 | UN | 1 | 25 | D | D | N | N | 85030099 | 1 |  | 107.8 | KG | 20408.17 | 20408.17 | MC05 | MC05 | SIMOTICS T torque motor; components 3-phase synchronous motor; integrated precision and power cooler; axial cable outlet; diameter 502 mm; length 210 mm; max. torque 2970Nm; max. speed 40rpm; max. current 47A eff; when using the direct motors in fork heads for machine tools or robots, a license for the US patent US5584621 and the corresponding worldwide property rights may be required | alterado Out19 | 0 | 0
1FW6190-0WB15-2JD2 |  | 1FW6190-0WB15-2JD2 | 1 | UN | 1 | 25 | D | D | N | N | 85030099 | 1 |  | 107.8 | KG | 20797.64 | 20797.64 | MC05 | MC05 | SIMOTICS T torque motor; components 3-phase synchronous motor; integrated precision and power cooler; axial cable outlet; power cable 0.5m with connector size 1.5; signal cable 0.5m with M17 connector; diameter 502mm; length 210 mm; max. torque 2970Nm; max. speed 40rpm; max. current 47A eff; when using the direct motors in fork heads for machine tools or robots, a license for the US patent US5584621 and the corresponding worldwide property rights may be required | alterado Out19 | 0 | 0
1FW6190-0WB15-2PB2 |  | 1FW6190-0WB15-2PB2 | 1 | UN | 1 | 25 | D | D | N | N | 85030099 | 1 |  | 107.8 | KG | 21545.41 | 21545.41 | MC05 | MC05 | SIMOTICS T torque motor; components 3-phase synchronous motor; integrated precision and power cooler; axial cable outlet; power and signal cable 1m diameter 502mm; length 220 mm; max. torque 2970Nm; max. speed 270 rpm; max. current 210A eff; when using the direct motors in fork heads for machine tools or robots, a license for the US patent US5584621 and the corresponding worldwide property rights may be required | alterado Out19 | 0 | 0
1FW6190-0WB15-5GC2 |  | 1FW6190-0WB15-5GC2 | 1 | UN | 1 | 25 | D | D | N | N | 85030099 | 1 |  | 107.8 | KG | 20408.17 | 20408.17 | MC05 | MC05 | SIMOTICS T torque motor; components 3-phase synchronous motor; integrated precision and power cooler; axial cable outlet; diameter 502 mm; length 210 mm; max. torque 2970Nm; max. speed 100rpm; max. current 95A eff; when using the direct motors in fork heads for machine tools or robots, a license for the US patent US5584621 and the corresponding worldwide property rights may be required | alterado Out19 | 0 | 0
1FW6190-0WB15-5GD2 |  | 1FW6190-0WB15-5GD2 | 1 | UN | 1 | 25 | D | D | N | N | 85030099 | 1 |  | 107.8 | KG | 20797.64 | 20797.64 | MC05 | MC05 | SIMOTICS T torque motor; components 3-phase synchronous motor; integrated precision and power cooler; axial cable outlet; power cable 0.5m with connector size 1.5; signal cable 0.5m with M17 connector; diameter 502mm; length 210 mm; max. torque 2970Nm; max. speed 100rpm; max. current 95A eff; when using the direct motors in fork heads for machine tools or robots, a license for the US patent US5584621 and the corresponding worldwide property rights may be required | alterado Out19 | 0 | 0
1FW6190-0WB15-8FB2 |  | 1FW6190-0WB15-8FB2 | 1 | UN | 1 | 25 | D | D | N | N | 85030099 | 1 |  | 107.8 | KG | 20906.69 | 20906.69 | MC05 | MC05 | SIMOTICS T torque motor; components 3-phase synchronous motor; integrated precision and power cooler; axial cable outlet; power and signal cable 1m; diameter 502mm; length 210 mm; max. torque 2970Nm; max. speed 160rpm; max. current 130A eff; when using the direct motors in fork heads for machine tools or robots, a license for the US patent US5584621 and the corresponding worldwide property rights may be required | alterado Out19 | 0 | 0
1FW6190-0WB20-0WB2 |  | 1FW6190-0WB20-0WB2 | 1 | UN | 1 | 25 | D | D | N | N | 85030099 | 1 |  | 136.2 | KG | 25190.84 | 25190.84 | MC05 | MC05 | SIMOTICS T torque motor; components 3-phase synchronous motor; integrated precision and power cooler; axial cable outlet; power and signal cable 1m diameter 502mm; length 270mm; max. torque 3960Nm; max. speed 260 rpm; max. current 270A eff; when using the direct motors in fork heads for machine tools or robots, a license for the US patent US5584621 and the corresponding worldwide property rights may be required | alterado Out19 | 0 | 0
1FW6190-0WB20-2PB2 |  | 1FW6190-0WB20-2PB2 | 1 | UN | 1 | 25 | D | D | N | N | 85030099 | 1 |  | 136.2 | KG | 25190.84 | 25190.84 | MC05 | MC05 | SIMOTICS T torque motor; components 3-phase synchronous motor; integrated precision and power cooler; axial cable outlet; power and signal cable 1m diameter 502mm; length 270mm; max. torque 3960Nm; max. speed 200rpm; max. current 210A eff; when using the direct motors in fork heads for machine tools or robots, a license for the US patent US5584621 and the corresponding worldwide property rights may be required | alterado Out19 | 0 | 0
1FW6190-0WB20-4FC2 |  | 1FW6190-0WB20-4FC2 | 1 | UN | 1 | 25 | D | D | N | N | 85030099 | 1 |  | 136.9 | KG | 24059.82 | 24059.82 | MC05 | MC05 | SIMOTICS T torque motor; components 3-phase synchronous motor; integrated precision and power cooler; axial cable outlet; diameter 502 mm; Length 260 mm; max. torque 3960Nm; max. speed 53rpm; max. current 75A eff; when using the direct motors in fork heads for machine tools or robots, a license for the US patent US5584621 and the corresponding worldwide property rights may be required | alterado Out19 | 0 | 7
1FW6190-0WB20-5GC2 |  | 1FW6190-0WB20-5GC2 | 1 | UN | 1 | 25 | D | D | N | N | 85030099 | 1 |  | 136.2 | KG | 24059.82 | 24059.82 | MC05 | MC05 | SIMOTICS T torque motor; components 3-phase synchronous motor; integrated precision and power cooler; axial Cable outlet 2m diameter 502 mm; Length 260 mm; max. torque 3960 NM; max. speed 73rpm; max. current 95A eff; when using the direct motors in fork heads for machine tools or robots, a license for the US patent US5584621 and the corresponding worldwide property rights may be required | alterado Out19 | 0 | 0
1FW6190-0WB20-5GD2 |  | 1FW6190-0WB20-5GD2 | 1 | UN | 1 | 25 | D | D | N | N | 85030099 | 1 |  | 136.2 | KG | 24449.32 | 24449.32 | MC05 | MC05 | SIMOTICS T torque motor; components 3-phase synchronous motor; integrated precision and power cooler; axial cable outlet 0.5m with connector Size 1.5 or M17; diameter 502 mm; Length 260 mm; max. torque 3960 NM; max. speed 73rpm; max. current 95A eff; when using the direct motors in fork heads for machine tools or robots, a license for the US patent US5584621 and the corresponding worldwide property rights may be required | alterado Out19 | 0 | 0
1FW6190-0WB20-8FB2 |  | 1FW6190-0WB20-8FB2 | 1 | UN | 1 | 25 | D | D | N | N | 85030099 | 1 |  | 136.2 | KG | 24552.1 | 24552.1 | MC05 | MC05 | SIMOTICS T torque motor; components 3-phase synchronous motor; integrated precision and power cooler; axial cable outlet; power and signal cable 1m diameter 502mm; Length 260 mm; max. torque 3960Nm; max. speed 110 rpm; max. current 130A eff; when using the direct motors in fork heads for machine tools or robots, a license for the US patent US5584621 and the corresponding worldwide property rights may be required | alterado Out19 | 0 | 0
1FW6190-8RA05-0AA0 |  | 1FW6190-8RA05-0AA0 | 1 | UN | 1 | 25 | D | D | N | N | 85030099 | 1 |  | 10.7 | KG | 3345.46 | 3345.46 | MC05 | MC05 | SIMOTICS T rotor for motor 1FW6190-0.B05-....; diameter 502 mm; Length 110 mm; when using the direct motors in fork heads for machine tools or robots a license for the US patent US5584621 and the corresponding worldwide property rights may be | alterado Out19 | 0 | 0
1FW6190-8RA07-0AA0 |  | 1FW6190-8RA07-0AA0 | 1 | UN | 1 | 25 | D | D | N | N | 85030099 | 1 |  | 14.6 | KG | 3996.38 | 3996.38 | MC05 | MC05 | SIMOTICS T rotor for motor 1FW6190-0.B07-....; diameter 502 mm; Length 130 mm; when using the direct motors in fork heads for machine tools or robots a license for the US patent US5584621 and the corresponding worldwide property rights may be required | alterado Out19 | 0 | 0
1FW6190-8RA10-0AA0 |  | 1FW6190-8RA10-0AA0 | 1 | UN | 1 | 25 | D | D | N | N | 85030099 | 1 |  | 20.3 | KG | 5192.27 | 5192.27 | MC05 | MC05 | SIMOTICS T rotor for motor 1FW6190-0.B10-....; diameter 502 mm; Length 160 mm; when using the direct motors in fork heads for machine tools or robots a license for the US patent US5584621 and the corresponding worldwide property rights may be required | alterado Out19 | 0 | 0
1FW6190-8RA15-0AA0 |  | 1FW6190-8RA15-0AA0 | 1 | UN | 1 | 25 | D | D | N | N | 85030099 | 1 |  | 30 | KG | 7720.3 | 7720.3 | MC05 | MC05 | SIMOTICS T rotor for motor 1FW6190-0.B15-....; diameter 502 mm; length 210 mm; when using the direct motors in fork heads for machine tools or robots a license for the US patent US5584621 and the corresponding worldwide property rights may be required | alterado Out19 | 0 | 0
1FW6190-8RA20-0AA0 |  | 1FW6190-8RA20-0AA0 | 1 | UN | 1 | 25 | D | D | N | N | 85030099 | 1 |  | 39.6 | KG | 8189.57 | 8189.57 | MC05 | MC05 | SIMOTICS T rotor for motor 1FW6190-0.B20-....; Diameter 502 mm; length 270mm; when using the direct motors in fork heads for machine tools or robots a license for the US patent US5584621 and the corresponding worldwide property rights may be required | alterado Out19 | 0 | 0
1FW6190-8TB05-1JD2 |  | 1FW6190-8TB05-1JD2 | 1 | UN | 1 | 25 | D | D | N | N | 85030099 | 1 |  | 32.1 | KG | 8895.47 | 8895.47 | MC05 | MC05 | SIMOTICS T stator integrated precision and power cooler; tangential cable outlet; power cable 0.5m with connector size 1; signal cable 0.5m with M17 connector; diameter 502 mm; Length 110 mm; max. torque 990 Nm; max. speed 97rpm; max. current 31A eff; when using the direct motors in fork heads for machine tools or robots a license for the US patent US5584621 and the corresponding worldwide property rights may be required | alterado Out19 | 0 | 0
1FW6190-8TB05-2JD2 |  | 1FW6190-8TB05-2JD2 | 1 | UN | 1 | 25 | D | D | N | N | 85030099 | 1 |  | 32.1 | KG | 8973.38 | 8973.38 | MC05 | MC05 | SIMOTICS T stator integrated precision and power cooler; tangential cable outlet; power cable 0.5m with connector size 1.5; signal cable 0.5m with M17 connector; diameter 502 mm; Length 110 mm; max. torque 990 Nm; max. speed 160rpm; max. current 47A eff; when using the direct motors in fork heads for machine tools or robots a license for the US patent US5584621 and the corresponding worldwide property rights may be required | alterado Out19 | 0 | 0
1FW6190-8TB05-5GC2 |  | 1FW6190-8TB05-5GC2 | 1 | UN | 1 | 25 | D | D | N | N | 85030099 | 1 |  | 32.1 | KG | 8583.88 | 8583.88 | MC05 | MC05 | SIMOTICS T stator integrated precision and power cooler; tangential Cable outlet 2m diameter 502 mm; Length 110 mm; max. torque 990 Nm; max. speed 380rpm; max. current 95A eff; when using the direct motors in fork heads for machine tools or robots a license for the US patent US5584621 and the corresponding worldwide property rights may be required | alterado Out19 | 0 | 0
1FW6190-8TB05-5GD2 |  | 1FW6190-8TB05-5GD2 | 1 | UN | 1 | 25 | D | D | N | N | 85030099 | 1 |  | 32.1 | KG | 8973.38 | 8973.38 | MC05 | MC05 | SIMOTICS T stator integrated precision and power cooler; tangential cable outlet 0.5m; with connector size 1.5 or M17; diameter 502 mm; Length 110 mm; max. torque 990 Nm; max. speed 380rpm; max. current 95A eff; when using the direct motors in fork heads for machine tools or robots a license for the US patent US5584621 and the corresponding worldwide property rights may be required | alterado Out19 | 0 | 0
1FW6190-8TB07-1JD2 |  | 1FW6190-8TB07-1JD2 | 1 | UN | 1 | 25 | D | D | N | N | 85030099 | 1 |  | 41.2 | KG | 10219.66 | 10219.66 | MC05 | MC05 | SIMOTICS T stator integrated precision and power cooler; tangential cable outlet; power cable 0.5m with connector size 1; signal cable 0.5m with M17 connector; diameter 502 mm; Length 130 mm; max. torque 1390Nm; max. speed 63rpm; max. current 31A eff; when using the direct motors in fork heads for machine tools or robots a license for the US patent US5584621 and the corresponding worldwide property rights may be required | alterado Out19 | 0 | 0
1FW6190-8TB07-2JD2 |  | 1FW6190-8TB07-2JD2 | 1 | UN | 1 | 25 | D | D | N | N | 85030099 | 1 |  | 41.2 | KG | 10297.56 | 10297.56 | MC05 | MC05 | SIMOTICS T stator integrated precision and power cooler; tangential cable outlet; power cable 0.5m with connector size 1.5; signal cable 0.5m with M17 connector; diameter 502 mm; Length 130 mm; max. torque 1390Nm; max. speed 110 rpm; max. current 47A eff; when using the direct motors in fork heads for machine tools or robots a license for the US patent US5584621 and the corresponding worldwide property rights may be required | alterado Out19 | 0 | 0
1FW6190-8TB07-5GC2 |  | 1FW6190-8TB07-5GC2 | 1 | UN | 1 | 25 | D | D | N | N | 85030099 | 1 |  | 41.2 | KG | 9908.1 | 9908.1 | MC05 | MC05 | SIMOTICS T torque motor integrated precision and power cooler; tangential Cable outlet 2m diameter 502 mm; Length 130 mm; max. torque 1390Nm; max. speed 250 rpm; max. current 95A eff; when using the direct motors in fork heads for machine tools or robots a license for the US patent US5584621 and the corresponding worldwide property rights may be required | alterado Out19 | 0 | 0
1FW6190-8TB07-5GD2 |  | 1FW6190-8TB07-5GD2 | 1 | UN | 1 | 25 | D | D | N | N | 85030099 | 1 |  | 41.2 | KG | 10297.56 | 10297.56 | MC05 | MC05 | SIMOTICS T stator integrated precision and power cooler; tangential Cable outlet 0.5m; with connector size 1.5 or M17; Diameter 502mm; Length 130 mm; max. torque 1390Nm; max. speed 250 rpm; max. current 95A eff; when using the direct motors in fork heads for machine tools or robots a license for the US patent US5584621 and the corresponding worldwide property rights may be required | alterado Out19 | 0 | 0
1FW6190-8TB10-1JD2 |  | 1FW6190-8TB10-1JD2 | 1 | UN | 1 | 25 | D | D | N | N | 85030099 | 1 |  | 55.5 | KG | 11497.13 | 11497.13 | MC05 | MC05 | SIMOTICS T stator integrated precision and power cooler; tangential cable outlet; power cable 0.5m with connector size 1; signal cable 0.5m with M17 connector; diameter 502 mm; Length 160 mm; max. torque 1980 Nm; max. speed 38rpm; max. current 31A eff; when using the direct motors in fork heads for machine tools or robots a license for the US patent US5584621 and the corresponding worldwide property rights may be required | alterado Out19 | 0 | 0
1FW6190-8TB10-2JD2 |  | 1FW6190-8TB10-2JD2 | 1 | UN | 1 | 25 | D | D | N | N | 85030099 | 1 |  | 55.5 | KG | 11575.02 | 11575.02 | MC05 | MC05 | SIMOTICS T stator integrated precision and power cooler; tangential cable outlet; power cable 0.5m with connector size 1.5; signal cable 0.5m with M17 connector; diameter 502 mm; Length 160 mm; max. torque 1980 Nm; max. speed 70rpm; max. current 47A eff; when using the direct motors in fork heads for machine tools or robots a license for the US patent US5584621 and the corresponding worldwide property rights may be required | alterado Out19 | 0 | 0
1FW6190-8TB10-5GC2 |  | 1FW6190-8TB10-5GC2 | 1 | UN | 1 | 25 | D | D | N | N | 85030099 | 1 |  | 55.2 | KG | 11185.55 | 11185.55 | MC05 | MC05 | SIMOTICS T stator integrated precision and power cooler; tangential cable outlet 2m; diameter 502 mm; Length 160 mm; max. torque 1980 Nm; max. speed 170 rpm; max. current 95A eff; when using the direct motors in fork heads for machine tools or robots a license for the US patent US5584621 and the corresponding worldwide property rights may be required | alterado Out19 | 0 | 0
1FW6190-8TB10-5GD2 |  | 1FW6190-8TB10-5GD2 | 1 | UN | 1 | 25 | D | D | N | N | 85030099 | 1 |  | 55.2 | KG | 11575.02 | 11575.02 | MC05 | MC05 | SIMOTICS T stator integrated precision and power cooler; tangential cable outlet 0.5m; with connector size 1.5 or M17; diameter 502 mm; Length 160 mm; max. torque 1980 Nm; max. speed 170 rpm; max. current 95A eff; when using the direct motors in fork heads for machine tools or robots a license for the US patent US5584621 and the corresponding worldwide property rights may be required | alterado Out19 | 0 | 0
1FW6190-8TB15-2JD2 |  | 1FW6190-8TB15-2JD2 | 1 | UN | 1 | 25 | D | D | N | N | 85030099 | 1 |  | 77.8 | KG | 12852.49 | 12852.49 | MC05 | MC05 | SIMOTICS T stator integrated precision and power cooler; tangential cable outlet; power cable 0.5m with connector size 1.5; signal cable 0.5m with M17 connector; diameter 502 mm; length 210 mm; max. torque 2970 Nm; max. speed 40rpm; max. current 47A eff; when using the direct motors in fork heads for machine tools or robots a license for the US patent US5584621 and the corresponding worldwide property rights may be required | alterado Out19 | 0 | 0
1FW6190-8TB15-5GD2 |  | 1FW6190-8TB15-5GD2 | 1 | UN | 1 | 25 | D | D | N | N | 85030099 | 1 |  | 77.8 | KG | 12852.49 | 12852.49 | MC05 | MC05 | SIMOTICS T stator integrated precision and power cooler; tangential cable outlet; power cable 0.5m with connector size 1.5; signal cable 0.5m with M17 connector; diameter 502 mm; length 210 mm; max. torque 2970 Nm; max. speed 100rpm; max. current 95A eff; when using the direct motors in fork heads for machine tools or robots a license for the US patent US5584621 and the corresponding worldwide property rights may be required | alterado Out19 | 0 | 0
1FW6190-8TB20-5GC2 |  | 1FW6190-8TB20-5GC2 | 1 | UN | 1 | 25 | D | D | N | N | 85030099 | 1 |  | 96.6 | KG | 15631.7 | 15631.7 | MC05 | MC05 | SIMOTICS T stator integrated precision and power cooler; radial cable outlet 0.5m diameter 502 mm; Length 260 mm; max. torque 3960 Nm; max. speed 73rpm; max. current 95A eff; when using the direct motors in fork heads for machine tools or robots a license for the US patent US5584621 and the corresponding worldwide property rights may be required | alterado Out19 | 0 | 0
1FW6190-8TB20-5GD2 |  | 1FW6190-8TB20-5GD2 | 1 | UN | 1 | 25 | D | D | N | N | 85030099 | 1 |  | 96.6 | KG | 16021.2 | 16021.2 | MC05 | MC05 | SIMOTICS T stator integrated precision and power cooler; radial cable outlet 0.5m diameter 502 mm; Length 260 mm; max. torque 3960 Nm; max. speed 73rpm; max. current 95A eff; when using the direct motors in fork heads for machine tools or robots a license for the US patent US5584621 and the corresponding worldwide property rights may be required | alterado Out19 | 0 | 0
1FW6190-8VB05-1JD2 |  | 1FW6190-8VB05-1JD2 | 1 | UN | 1 | 25 | D | D | N | N | 85030099 | 1 |  | 32.1 | KG | 8895.47 | 8895.47 | MC05 | MC05 | SIMOTICS T stator integrated precision and power cooler; radial cable outlet; power cable 0.5m with connector size 1; signal cable 0.5m with M17 connector; diameter 502 mm; Length 110 mm; max. torque 990 Nm; max. speed 97rpm; max. current 31A eff; when using the direct motors in fork heads for machine tools or robots a license for the US patent US5584621 and the corresponding worldwide property rights may be required | alterado Out19 | 0 | 0
1FW6190-8VB05-2JD2 |  | 1FW6190-8VB05-2JD2 | 1 | UN | 1 | 25 | D | D | N | N | 85030099 | 1 |  | 32.1 | KG | 8973.38 | 8973.38 | MC05 | MC05 | SIMOTICS T stator integrated precision and power cooler; radial cable outlet; power cable 0.5m with connector size 1.5; signal cable 0.5m with M17 connector; diameter 502 mm; Length 110 mm; max. torque 990 Nm; max. speed 160rpm; max. current 47A eff; when using the direct motors in fork heads for machine tools or robots a license for the US patent US5584621 and the corresponding worldwide property rights may be required | alterado Out19 | 0 | 0
1FW6190-8VB05-5GC2 |  | 1FW6190-8VB05-5GC2 | 1 | UN | 1 | 25 | D | D | N | N | 85030099 | 1 |  | 32.1 | KG | 8583.88 | 8583.88 | MC05 | MC05 | SIMOTICS T stator integrated precision and power cooler; radial cable outlet 2m diameter 502 mm; Length 110 mm; max. torque 990 Nm; max. speed 380rpm; max. current 95A eff; when using the direct motors in fork heads for machine tools or robots a license for the US patent US5584621 and the corresponding worldwide property rights may be required | alterado Out19 | 0 | 0
1FW6190-8VB05-5GD2 |  | 1FW6190-8VB05-5GD2 | 1 | UN | 1 | 25 | D | D | N | N | 85030099 | 1 |  | 32.1 | KG | 8973.38 | 8973.38 | MC05 | MC05 | SIMOTICS T stator integrated precision and power cooler; radial cable outlet 0.5m with connector size 1.5 or M17; diameter 502 mm; Length 110 mm; max. torque 990 Nm; max. speed 380rpm; max. current 95A eff; when using the direct motors in fork heads for machine tools or robots a license for the US patent US5584621 and the corresponding worldwide property rights may be required | alterado Out19 | 0 | 0
1FW6190-8VB07-1JD2 |  | 1FW6190-8VB07-1JD2 | 1 | UN | 1 | 25 | D | D | N | N | 85030099 | 1 |  | 41.2 | KG | 10219.66 | 10219.66 | MC05 | MC05 | SIMOTICS T stator integrated precision and power cooler; radial cable outlet; power cable 0.5m with connector size 1; signal cable 0.5m with M17 connector; diameter 502 mm; Length 130 mm; max. torque 1390Nm; max. speed 63rpm; max. current 31A eff; when using the direct motors in fork heads for machine tools or robots a license for the US patent US5584621 and the corresponding worldwide property rights may be required | alterado Out19 | 0 | 0
1FW6190-8VB07-2JD2 |  | 1FW6190-8VB07-2JD2 | 1 | UN | 1 | 25 | D | D | N | N | 85030099 | 1 |  | 41.2 | KG | 10297.56 | 10297.56 | MC05 | MC05 | SIMOTICS T stator integrated precision and power cooler; radial cable outlet; power cable 0.5m with connector size 1.5; signal cable 0.5m with M17 connector; diameter 502 mm; Length 130 mm; max. torque 1390Nm; max. speed 110 rpm; max. current 47A eff; when using the direct motors in fork heads for machine tools or robots a license for the US patent US5584621 and the corresponding worldwide property rights may be required | alterado Out19 | 0 | 0
1FW6190-8VB07-5GC2 |  | 1FW6190-8VB07-5GC2 | 1 | UN | 1 | 25 | D | D | N | N | 85030099 | 1 |  | 41.2 | KG | 9908.1 | 9908.1 | MC05 | MC05 | SIMOTICS T stator integrated precision and power cooler; radial cable outlet 2m diameter 502 mm; Length 130 mm; max. torque 1390Nm; max. speed 250 rpm; max. current 95A eff; when using the direct motors in fork heads for machine tools or robots a license for the US patent US5584621 and the corresponding worldwide property rights may be required | alterado Out19 | 0 | 0
1FW6190-8VB07-5GD2 |  | 1FW6190-8VB07-5GD2 | 1 | UN | 1 | 25 | D | D | N | N | 85030099 | 1 |  | 41.2 | KG | 10297.56 | 10297.56 | MC05 | MC05 | SIMOTICS T stator integrated precision and power cooler; radial cable outlet 0.5m with connector size 1.5 or M17; Diameter 502mm; Length 130 mm; max. torque 1390Nm; max. speed 250 rpm; max. current 95A eff; when using the direct motors in fork heads for machine tools or robots a license for the US patent US5584621 and the corresponding worldwide property rights may be required | alterado Out19 | 0 | 0
1FW6190-8VB07-8FB2 |  | 1FW6190-8VB07-8FB2 | 1 | UN | 1 | 25 | D | D | N | N | 85030099 | 1 |  | 41.2 | KG | 10391.03 | 10391.03 | MC05 | MC05 | SIMOTICS T stator integrated precision and power cooler; radial cable outlet Power and signal cable 1m diameter 502 mm; Length 130 mm; max. torque 1390Nm; max. speed 390rpm; max. current 130A eff; when using the direct motors in fork heads for machine tools or robots a license for the US patent US5584621 and the corresponding worldwide property rights may be required | alterado Out19 | 0 | 0
1FW6190-8VB10-1JD2 |  | 1FW6190-8VB10-1JD2 | 1 | UN | 1 | 25 | D | D | N | N | 85030099 | 1 |  | 55.5 | KG | 11497.13 | 11497.13 | MC05 | MC05 | SIMOTICS T stator integrated precision and power cooler; radial cable outlet; power cable 0.5m with connector size 1; signal cable 0.5m with M17 connector; diameter 502 mm; Length 160 mm; max. torque 1980 Nm; max. speed 38rpm; max. current 31A eff; when using the direct motors in fork heads for machine tools or robots a license for the US patent US5584621 and the corresponding worldwide property rights may be required | alterado Out19 | 0 | 0
1FW6190-8VB10-2JD2 |  | 1FW6190-8VB10-2JD2 | 1 | UN | 1 | 25 | D | D | N | N | 85030099 | 1 |  | 55.5 | KG | 11575.02 | 11575.02 | MC05 | MC05 | SIMOTICS T stator integrated precision and power cooler; radial cable outlet; power cable 0.5m with connector size 1.5; signal cable 0.5m with M17 connector; diameter 502 mm; Length 160 mm; max. torque 1980 Nm; max. speed 70rpm; max. current 47A eff; when using the direct motors in fork heads for machine tools or robots a license for the US patent US5584621 and the corresponding worldwide property rights may be required | alterado Out19 | 0 | 0
1FW6190-8VB10-2PB2 |  | 1FW6190-8VB10-2PB2 | 1 | UN | 1 | 25 | D | D | N | N | 85030099 | 1 |  | 55.2 | KG | 12322.81 | 12322.81 | MC05 | MC05 | SIMOTICS T stator integrated precision and power cooler; radial cable outlet Power and signal cable 1m diameter 502 mm; Length 170 mm; max. torque 1980 Nm; max. speed 450rpm; max. current 210A eff; when using the direct motors in fork heads for machine tools or robots a license for the US patent US5584621 and the corresponding worldwide property rights may be required | alterado Out19 | 0 | 0
1FW6190-8VB10-5GC2 |  | 1FW6190-8VB10-5GC2 | 1 | UN | 1 | 25 | D | D | N | N | 85030099 | 1 |  | 55.2 | KG | 11185.55 | 11185.55 | MC05 | MC05 | SIMOTICS T stator integrated precision and power cooler; radial cable outlet 2m diameter 502 mm; Length 160 mm; max. torque 1980 Nm; max. speed 170 rpm; max. current 95A eff; when using the direct motors in fork heads for machine tools or robots a license for the US patent US5584621 and the corresponding worldwide property rights may be required | alterado Out19 | 0 | 0
1FW6190-8VB10-5GD2 |  | 1FW6190-8VB10-5GD2 | 1 | UN | 1 | 25 | D | D | N | N | 85030099 | 1 |  | 55.2 | KG | 11575.02 | 11575.02 | MC05 | MC05 | SIMOTICS T stator integrated precision and power cooler; radial cable outlet 0.5m with connector size 1.5 or M17; diameter 502 mm; Length 160 mm; max. torque 1980 Nm; max. speed 170 rpm; max. current 95A eff; when using the direct motors in fork heads for machine tools or robots a license for the US patent US5584621 and the corresponding worldwide property rights may be required | alterado Out19 | 0 | 0
1FW6190-8VB10-8FB2 |  | 1FW6190-8VB10-8FB2 | 1 | UN | 1 | 25 | D | D | N | N | 85030099 | 1 |  | 55.2 | KG | 11668.5 | 11668.5 | MC05 | MC05 | SIMOTICS T stator integrated precision and power cooler; radial cable outlet Power and signal cable 1m diameter 502 mm; Length 160 mm; max. torque 1980 Nm; max. speed 260 rpm; max. current 130A eff; when using the direct motors in fork heads for machine tools or robots a license for the US patent US5584621 and the corresponding worldwide property rights may be required | alterado Out19 | 0 | 0
1FW6190-8VB15-0WB2 |  | 1FW6190-8VB15-0WB2 | 1 | UN | 1 | 25 | D | D | N | N | 85030099 | 1 |  | 77.8 | KG | 13600.25 | 13600.25 | MC05 | MC05 | SIMOTICS T stator integrated precision and power cooler; radial cable outlet Power and signal cable 1m diameter 502 mm; length 220 mm; max. torque 2970 Nm; max. speed 370rpm; max. current 270A eff; when using the direct motors in fork heads for machine tools or robots a license for the US patent US5584621 and the corresponding worldwide property rights may be required | alterado Out19 | 0 | 0
1FW6190-8VB15-2JD2 |  | 1FW6190-8VB15-2JD2 | 1 | UN | 1 | 25 | D | D | N | N | 85030099 | 1 |  | 77.8 | KG | 12852.49 | 12852.49 | MC05 | MC05 | SIMOTICS T stator integrated precision and power cooler; radial cable outlet; power cable 0.5m with connector size 1.5; signal cable 0.5m with M17 connector; diameter 502 mm; length 210 mm; max. torque 2970 Nm; max. speed 40rpm; max. current 47A eff; when using the direct motors in fork heads for machine tools or robots a license for the US patent US5584621 and the corresponding worldwide property rights may be required | alterado Out19 | 0 | 0
1FW6190-8VB15-2PB2 |  | 1FW6190-8VB15-2PB2 | 1 | UN | 1 | 25 | D | D | N | N | 85030099 | 1 |  | 77.8 | KG | 13600.25 | 13600.25 | MC05 | MC05 | SIMOTICS T stator integrated precision and power cooler; radial cable outlet Power and signal cable 1m diameter 502 mm; length 220 mm; max. torque 2970 Nm; max. speed 270 rpm; max. current 210A eff; when using the direct motors in fork heads for machine tools or robots a license for the US patent US5584621 and the corresponding worldwide property rights may be required | alterado Out19 | 0 | 0
1FW6190-8VB15-5GC2 |  | 1FW6190-8VB15-5GC2 | 1 | UN | 1 | 25 | D | D | N | N | 85030099 | 1 |  | 77.8 | KG | 12463.01 | 12463.01 | MC05 | MC05 | SIMOTICS T stator integrated precision and power cooler; radial cable outlet; diameter 502 mm; length 210 mm; max. torque 2970 Nm; max. speed 100rpm; max. current 95A eff; when using the direct motors in fork heads for machine tools or robots a license for the US patent US5584621 and the corresponding worldwide property rights may be required | alterado Out19 | 0 | 0
1FW6190-8VB15-5GD2 |  | 1FW6190-8VB15-5GD2 | 1 | UN | 1 | 25 | D | D | N | N | 85030099 | 1 |  | 77.8 | KG | 12852.49 | 12852.49 | MC05 | MC05 | SIMOTICS T stator integrated precision and power cooler; radial cable outlet; power cable 0.5m with connector size 1.5; signal cable 0.5m with M17 connector; diameter 502 mm; length 210 mm; max. torque 2970 Nm; max. speed 100rpm; max. current 95A eff; when using the direct motors in fork heads for machine tools or robots a license for the US patent US5584621 and the corresponding worldwide property rights may be required | alterado Out19 | 0 | 0
1FW6190-8VB15-8FB2 |  | 1FW6190-8VB15-8FB2 | 1 | UN | 1 | 25 | D | D | N | N | 85030099 | 1 |  | 77.8 | KG | 12961.52 | 12961.52 | MC05 | MC05 | SIMOTICS T stator integrated precision and power cooler; radial cable outlet Power and signal cable 1m diameter 502 mm; length 210 mm; max. torque 2970 Nm; max. speed 160rpm; max. current 130A eff; when using the direct motors in fork heads for machine tools or robots a license for the US patent US5584621 and the corresponding worldwide property rights may be required | alterado Out19 | 0 | 0
1FW6190-8VB20-0WB2 |  | 1FW6190-8VB20-0WB2 | 1 | UN | 1 | 25 | D | D | N | N | 85030099 | 1 |  | 96.6 | KG | 16762.73 | 16762.73 | MC05 | MC05 | SIMOTICS T stator integrated precision and power cooler; radial cable outlet Power and signal cable 1m diameter 502 mm; length 270mm; max. torque 3960 Nm; max. speed 260 rpm; max. current 270A eff; when using the direct motors in fork heads for machine tools or robots a license for the US patent US5584621 and the corresponding worldwide property rights may be required | alterado Out19 | 0 | 0
1FW6190-8VB20-2PB2 |  | 1FW6190-8VB20-2PB2 | 1 | UN | 1 | 25 | D | D | N | N | 85030099 | 1 |  | 96.6 | KG | 16762.73 | 16762.73 | MC05 | MC05 | SIMOTICS T stator integrated precision and power cooler; radial cable outlet Power and signal cable 1m diameter 502 mm; length 270mm; max. torque 3960 Nm; max. speed 200rpm; max. current 210A eff; when using the direct motors in fork heads for machine tools or robots a license for the US patent US5584621 and the corresponding worldwide property rights may be required | alterado Out19 | 0 | 0
1FW6190-8VB20-5GC2 |  | 1FW6190-8VB20-5GC2 | 1 | UN | 1 | 25 | D | D | N | N | 85030099 | 1 |  | 96.6 | KG | 15631.7 | 15631.7 | MC05 | MC05 | SIMOTICS T stator integrated precision and power cooler; radial cable outlet 2m with connector size 1.5 or M17; diameter 502 mm; Length 260 mm; max. torque 3960 Nm; max. speed 73rpm; max. current 95A eff; when using the direct motors in fork heads for machine tools or robots a license for the US patent US5584621 and the corresponding worldwide property rights may be required | alterado Out19 | 0 | 0
1FW6190-8VB20-5GD2 |  | 1FW6190-8VB20-5GD2 | 1 | UN | 1 | 25 | D | D | N | N | 85030099 | 1 |  | 96.6 | KG | 16021.2 | 16021.2 | MC05 | MC05 | SIMOTICS T stator integrated precision and power cooler; radial cable outlet 0.5m with connector size 1.5 or M17; diameter 502 mm; Length 260 mm; max. torque 3960 Nm; max. speed 73rpm; max. current 95A eff; when using the direct motors in fork heads for machine tools or robots a license for the US patent US5584621 and the corresponding worldwide property rights may be required | alterado Out19 | 0 | 0
1FW6190-8VB20-8FB2 |  | 1FW6190-8VB20-8FB2 | 1 | UN | 1 | 25 | D | D | N | N | 85030099 | 1 |  | 96.6 | KG | 16124.02 | 16124.02 | MC05 | MC05 | SIMOTICS T stator integrated precision and power cooler; radial cable outlet Power and signal cable 1m diameter 502 mm; Length 260 mm; max. torque 3960 Nm; max. speed 110 rpm; max. current 130A eff; when using the direct motors in fork heads for machine tools or robots a license for the US patent US5584621 and the corresponding worldwide property rights may be required | alterado Out19 | 0 | 0
1FW6190-8WB05-1JD2 |  | 1FW6190-8WB05-1JD2 | 1 | UN | 1 | 25 | D | D | N | N | 85030099 | 1 |  | 32.1 | KG | 8895.47 | 8895.47 | MC05 | MC05 | SIMOTICS T stator integrated precision and power cooler; axial cable outlet; power cable 0.5m with connector size 1; signal cable 0.5m with M17 connector; diameter 502 mm; Length 110 mm; max. torque 990 Nm; max. speed 97rpm; max. current 31A eff; when using the direct motors in fork heads for machine tools or robots a license for the US patent US5584621 and the corresponding worldwide property rights may be required | alterado Out19 | 0 | 0
1FW6190-8WB05-2JC2 |  | 1FW6190-8WB05-2JC2 | 1 | UN | 1 | 25 | D | D | N | N | 85030099 | 1 |  | 42.8 | KG | 8583.88 | 8583.88 | MC05 | MC05 | SIMOTICS T stator integrated precision and power cooler; axial cable outlet; diameter 502 mm; Length 110 mm; max. torque 990 Nm; max. speed 160rpm; max. current 47A eff; when using the direct motors in fork heads for machine tools or robots a license for the US patent US5584621 and the corresponding worldwide property rights may be required | alterado Out19 | 0 | 0
1FW6190-8WB05-2JD2 |  | 1FW6190-8WB05-2JD2 | 1 | UN | 1 | 25 | D | D | N | N | 85030099 | 1 |  | 32.1 | KG | 8973.38 | 8973.38 | MC05 | MC05 | SIMOTICS T stator integrated precision and power cooler; axial cable outlet; power cable 0.5m with connector size 1.5; signal cable 0.5m with M17 connector; diameter 502 mm; Length 110 mm; max. torque 990 Nm; max. speed 160rpm; max. current 47A eff; when using the direct motors in fork heads for machine tools or robots a license for the US patent US5584621 and the corresponding worldwide property rights may be required | alterado Out19 | 0 | 0
1FW6190-8WB05-5GC2 |  | 1FW6190-8WB05-5GC2 | 1 | UN | 1 | 25 | D | D | N | N | 85030099 | 1 |  | 32.1 | KG | 8583.88 | 8583.88 | MC05 | MC05 | SIMOTICS T stator integrated precision and power cooler; axial cable outlet 2m diameter 502 mm; Length 110 mm; max. torque 990 Nm; max. speed 380rpm; max. current 95A eff; when using the direct motors in fork heads for machine tools or robots a license for the US patent US5584621 and the corresponding worldwide property rights may be required | alterado Out19 | 0 | 0
1FW6190-8WB05-5GD2 |  | 1FW6190-8WB05-5GD2 | 1 | UN | 1 | 25 | D | D | N | N | 85030099 | 1 |  | 32.1 | KG | 8973.38 | 8973.38 | MC05 | MC05 | SIMOTICS T stator integrated precision and power cooler; axial cable outlet 0.5m with connector size 1.5 or M17; diameter 502 mm; Length 110 mm; max. torque 990 Nm; max. speed 380rpm; max. current 95A eff; when using the direct motors in fork heads for machine tools or robots a license for the US patent US5584621 and the corresponding worldwide property rights may be required | alterado Out19 | 0 | 0
1FW6190-8WB07-1JD2 |  | 1FW6190-8WB07-1JD2 | 1 | UN | 1 | 25 | D | D | N | N | 85030099 | 1 |  | 41.2 | KG | 10219.66 | 10219.66 | MC05 | MC05 | SIMOTICS T stator integrated precision and power cooler; axial cable outlet; power cable 0.5m with connector size 1; signal cable 0.5m with M17 connector; diameter 502 mm; Length 130 mm; max. torque 1390Nm; max. speed 63rpm; max. current 31A eff; when using the direct motors in fork heads for machine tools or robots a license for the US patent US5584621 and the corresponding worldwide property rights may be required | alterado Out19 | 0 | 0
1FW6190-8WB07-2JD2 |  | 1FW6190-8WB07-2JD2 | 1 | UN | 1 | 25 | D | D | N | N | 85030099 | 1 |  | 41.2 | KG | 10297.56 | 10297.56 | MC05 | MC05 | SIMOTICS T stator integrated precision and power cooler; axial cable outlet; power cable 0.5m with connector size 1.5; signal cable 0.5m with M17 connector; diameter 502 mm; Length 130 mm; max. torque 1390Nm; max. speed 110 rpm; max. current 47A eff; when using the direct motors in fork heads for machine tools or robots a license for the US patent US5584621 and the corresponding worldwide property rights may be required | alterado Out19 | 0 | 0
1FW6190-8WB07-5GC2 |  | 1FW6190-8WB07-5GC2 | 1 | UN | 1 | 25 | D | D | N | N | 85030099 | 1 |  | 41.2 | KG | 9908.1 | 9908.1 | MC05 | MC05 | SIMOTICS T stator integrated precision and power cooler; axial cable outlet 2m; diameter 502 mm; Length 130 mm; max. torque 1390Nm; max. speed 250 rpm; max. current 95A eff; when using the direct motors in fork heads for machine tools or robots a license for the US patent US5584621 and the corresponding worldwide property rights may be required | alterado Out19 | 0 | 0
1FW6190-8WB07-5GD2 |  | 1FW6190-8WB07-5GD2 | 1 | UN | 1 | 25 | D | D | N | N | 85030099 | 1 |  | 41.2 | KG | 10297.56 | 10297.56 | MC05 | MC05 | SIMOTICS T stator integrated precision and power cooler; axial cable outlet 0.5m with connector size 1.5 or M17; Diameter 502mm; Length 130 mm; max. torque 1390Nm; max. speed 250 rpm; max. current 95A eff; when using the direct motors in fork heads for machine tools or robots a license for the US patent US5584621 and the corresponding worldwide property rights may be required | alterado Out19 | 0 | 0
1FW6190-8WB07-8FB2 |  | 1FW6190-8WB07-8FB2 | 1 | UN | 1 | 25 | D | D | N | N | 85030099 | 1 |  | 41.2 | KG | 10391.03 | 10391.03 | MC05 | MC05 | SIMOTICS T stator integrated precision and power cooler; axial cable outlet Power and signal cable 1m diameter 502 mm; Length 130 mm; max. torque 1390Nm; max. speed 390rpm; max. current 130A eff; when using the direct motors in fork heads for machine tools or robots a license for the US patent US5584621 and the corresponding worldwide property rights may be required | alterado Out19 | 0 | 0
1FW6190-8WB10-1JD2 |  | 1FW6190-8WB10-1JD2 | 1 | UN | 1 | 25 | D | D | N | N | 85030099 | 1 |  | 55.5 | KG | 11497.13 | 11497.13 | MC05 | MC05 | SIMOTICS T stator integrated precision and power cooler; axial cable outlet; power cable 0.5m with connector size 1; signal cable 0.5m with M17 connector; diameter 502 mm; Length 160 mm; max. torque 1980 Nm; max. speed 38rpm; max. current 31A eff; when using the direct motors in fork heads for machine tools or robots a license for the US patent US5584621 and the corresponding worldwide property rights may be required | alterado Out19 | 0 | 0
1FW6190-8WB10-2JC2 |  | 1FW6190-8WB10-2JC2 | 1 | UN | 1 | 25 | D | D | N | N | 85030099 | 1 |  | 55.5 | KG | 11185.55 | 11185.55 | MC05 | MC05 | SIMOTICS T stator integrated precision and power cooler; axial cable outlet; diameter 502 mm; Length 160 mm; max. torque 1980 Nm; max. speed 70rpm; max. current 47A eff; when using the direct motors in fork heads for machine tools or robots a license for the US patent US5584621 and the corresponding worldwide property rights may be required | alterado Out19 | 0 | 0
1FW6190-8WB10-2JD2 |  | 1FW6190-8WB10-2JD2 | 1 | UN | 1 | 25 | D | D | N | N | 85030099 | 1 |  | 55.5 | KG | 11575.02 | 11575.02 | MC05 | MC05 | SIMOTICS T stator integrated precision and power cooler; axial cable outlet; power cable 0.5m with connector size 1.5; signal cable 0.5m with M17 connector; diameter 502 mm; Length 160 mm; max. torque 1980 Nm; max. speed 70rpm; max. current 47A eff; when using the direct motors in fork heads for machine tools or robots a license for the US patent US5584621 and the corresponding worldwide property rights may be required | alterado Out19 | 0 | 0
1FW6190-8WB10-2PB2 |  | 1FW6190-8WB10-2PB2 | 1 | UN | 1 | 25 | D | D | N | N | 85030099 | 1 |  | 55.2 | KG | 12322.81 | 12322.81 | MC05 | MC05 | SIMOTICS T stator integrated precision and power cooler; axial cable outlet Power and signal cable 1m diameter 502 mm; Length 170 mm; max. torque 1980 Nm; max. speed 450rpm; max. current 210A eff; when using the direct motors in fork heads for machine tools or robots a license for the US patent US5584621 and the corresponding worldwide property rights may be required | alterado Out19 | 0 | 0
1FW6190-8WB10-5GC2 |  | 1FW6190-8WB10-5GC2 | 1 | UN | 1 | 25 | D | D | N | N | 85030099 | 1 |  | 55.2 | KG | 11185.55 | 11185.55 | MC05 | MC05 | SIMOTICS T stator integrated precision and power cooler; axial cable outlet 2m; diameter 502 mm; Length 160 mm; max. torque 1980 Nm; max. speed 170 rpm; max. current 95A eff; when using the direct motors in fork heads for machine tools or robots a license for the US patent US5584621 and the corresponding worldwide property rights may be required | alterado Out19 | 0 | 0
1FW6190-8WB10-5GD2 |  | 1FW6190-8WB10-5GD2 | 1 | UN | 1 | 25 | D | D | N | N | 85030099 | 1 |  | 55.2 | KG | 11575.02 | 11575.02 | MC05 | MC05 | SIMOTICS T stator integrated precision and power cooler; axial cable outlet 0.5m with connector size 1.5 or M17; Diameter 440 mm; Length 160 mm; max. torque 1980 Nm; max. speed 170 rpm; max. current 95A eff; when using the direct motors in fork heads for machine tools or robots a license for the US patent US5584621 and the corresponding worldwide property rights may be required | alterado Out19 | 0 | 0
1FW6190-8WB10-8FB2 |  | 1FW6190-8WB10-8FB2 | 1 | UN | 1 | 25 | D | D | N | N | 85030099 | 1 |  | 55.2 | KG | 11668.5 | 11668.5 | MC05 | MC05 | SIMOTICS T stator integrated precision and power cooler; axial cable outlet Power and signal cable 1m diameter 502 mm; Length 160 mm; max. torque 1980 Nm; max. speed 260 rpm; max. current 130A eff; when using the direct motors in fork heads for machine tools or robots a license for the US patent US5584621 and the corresponding worldwide property rights may be required | alterado Out19 | 0 | 0
1FW6190-8WB15-0WB2 |  | 1FW6190-8WB15-0WB2 | 1 | UN | 1 | 25 | D | D | N | N | 85030099 | 1 |  | 77.8 | KG | 13600.25 | 13600.25 | MC05 | MC05 | SIMOTICS T stator integrated precision and power cooler; axial cable outlet Power and signal cable 1m diameter 502 mm; length 220 mm; max. torque 2970 Nm; max. speed 370rpm; max. current 270A eff; when using the direct motors in fork heads for machine tools or robots a license for the US patent US5584621 and the corresponding worldwide property rights may be required | alterado Out19 | 0 | 0
1FW6190-8WB15-2JC2 |  | 1FW6190-8WB15-2JC2 | 1 | UN | 1 | 25 | D | D | N | N | 85030099 | 1 |  | 78.3 | KG | 12463.01 | 12463.01 | MC05 | MC05 | SIMOTICS T stator integrated precision and power cooler; axial cable outlet; diameter 502 mm; length 210 mm; max. torque 2970Nm; max. speed 40rpm; max. current 47A eff; when using the direct motors in fork heads for machine tools or robots a license for the US patent US5584621 and the corresponding worldwide property rights may be required | alterado Out19 | 0 | 0
1FW6190-8WB15-2JD2 |  | 1FW6190-8WB15-2JD2 | 1 | UN | 1 | 25 | D | D | N | N | 85030099 | 1 |  | 77.8 | KG | 12852.49 | 12852.49 | MC05 | MC05 | SIMOTICS T stator integrated precision and power cooler; axial cable outlet; power cable 0.5m with connector size 1.5; signal cable 0.5m with M17 connector; diameter 502 mm; length 210 mm; max. torque 2970 Nm; max. speed 40rpm; max. current 47A eff; when using the direct motors in fork heads for machine tools or robots a license for the US patent US5584621 and the corresponding worldwide property rights may be required | alterado Out19 | 0 | 0
1FW6190-8WB15-2PB2 |  | 1FW6190-8WB15-2PB2 | 1 | UN | 1 | 25 | D | D | N | N | 85030099 | 1 |  | 77.8 | KG | 13600.25 | 13600.25 | MC05 | MC05 | SIMOTICS T stator integrated precision and power cooler; axial cable outlet Power and signal cable 1m diameter 502 mm; length 220 mm; max. torque 2970 Nm; max. speed 270 rpm; max. current 210A eff; when using the direct motors in fork heads for machine tools or robots a license for the US patent US5584621 and the corresponding worldwide property rights may be required | alterado Out19 | 0 | 0
1FW6190-8WB15-5GC2 |  | 1FW6190-8WB15-5GC2 | 1 | UN | 1 | 25 | D | D | N | N | 85030099 | 1 |  | 77.8 | KG | 12463.01 | 12463.01 | MC05 | MC05 | SIMOTICS T stator integrated precision and power cooler; axial cable outlet; diameter 502 mm; length 210 mm; max. torque 2970 Nm; max. speed 100rpm; max. current 95A eff; when using the direct motors in fork heads for machine tools or robots a license for the US patent US5584621 and the corresponding worldwide property rights may be required | alterado Out19 | 0 | 7
1FW6190-8WB15-5GD2 |  | 1FW6190-8WB15-5GD2 | 1 | UN | 1 | 25 | D | D | N | N | 85030099 | 1 |  | 77.8 | KG | 12852.49 | 12852.49 | MC05 | MC05 | SIMOTICS T stator integrated precision and power cooler; axial cable outlet; power cable 0.5m with connector size 1.5; signal cable 0.5m with M17 connector; diameter 502 mm; length 210 mm; max. torque 2970 Nm; max. speed 100rpm; max. current 95A eff; when using the direct motors in fork heads for machine tools or robots a license for the US patent US5584621 and the corresponding worldwide property rights may be required | alterado Out19 | 0 | 0
1FW6190-8WB15-8FB2 |  | 1FW6190-8WB15-8FB2 | 1 | UN | 1 | 25 | D | D | N | N | 85030099 | 1 |  | 77.8 | KG | 12961.52 | 12961.52 | MC05 | MC05 | SIMOTICS T stator integrated precision and power cooler; axial cable outlet; Power and signal cable 1m; diameter 502 mm; length 210 mm; max. torque 2970 Nm; max. speed 160rpm; max. current 130A eff; when using the direct motors in fork heads for machine tools or robots a license for the US patent US5584621 and the corresponding worldwide property rights may be required | alterado Out19 | 0 | 0
1FW6190-8WB20-0WB2 |  | 1FW6190-8WB20-0WB2 | 1 | UN | 1 | 25 | D | D | N | N | 85030099 | 1 |  | 96.6 | KG | 16762.73 | 16762.73 | MC05 | MC05 | SIMOTICS T stator integrated precision and power cooler; axial cable outlet Power and signal cable 1m diameter 502 mm; length 270mm; max. torque 3960 Nm; max. speed 260 rpm; max. current 270A eff; when using the direct motors in fork heads for machine tools or robots a license for the US patent US5584621 and the corresponding worldwide property rights may be required | alterado Out19 | 0 | 0
1FW6190-8WB20-2PB2 |  | 1FW6190-8WB20-2PB2 | 1 | UN | 1 | 25 | D | D | N | N | 85030099 | 1 |  | 96.6 | KG | 16762.73 | 16762.73 | MC05 | MC05 | SIMOTICS T stator integrated precision and power cooler; axial cable outlet Power and signal cable 1m diameter 502 mm; length 270mm; max. torque 3960 Nm; max. speed 200rpm; max. current 210A eff; when using the direct motors in fork heads for machine tools or robots a license for the US patent US5584621 and the corresponding worldwide property rights may be required | alterado Out19 | 0 | 0
1FW6190-8WB20-5GC2 |  | 1FW6190-8WB20-5GC2 | 1 | UN | 1 | 25 | D | D | N | N | 85030099 | 1 |  | 96.6 | KG | 15631.7 | 15631.7 | MC05 | MC05 | SIMOTICS T stator integrated precision and power cooler; axial cable outlet 2m diameter 502 mm; Length 260 mm; max. torque 3960 Nm; max. speed 73rpm; max. current 95A eff; when using the direct motors in fork heads for machine tools or robots a license for the US patent US5584621 and the corresponding worldwide property rights may be required | alterado Out19 | 0 | 0
1FW6190-8WB20-5GD2 |  | 1FW6190-8WB20-5GD2 | 1 | UN | 1 | 25 | D | D | N | N | 85030099 | 1 |  | 96.6 | KG | 16021.2 | 16021.2 | MC05 | MC05 | SIMOTICS T stator integrated precision and power cooler; axial cable outlet 0.5m with connector size 1.5 or M17; diameter 502 mm; Length 260 mm; max. torque 3960 Nm; max. speed 73rpm; max. current 95A eff; when using the direct motors in fork heads for machine tools or robots a license for the US patent US5584621 and the corresponding worldwide property rights may be required | alterado Out19 | 0 | 0
1FW6190-8WB20-8FB2 |  | 1FW6190-8WB20-8FB2 | 1 | UN | 1 | 25 | D | D | N | N | 85030099 | 1 |  | 96.6 | KG | 16124.02 | 16124.02 | MC05 | MC05 | SIMOTICS T stator integrated precision and power cooler; axial cable outlet Power and signal cable 1m diameter 502 mm; Length 260 mm; max. torque 3960 Nm; max. speed 110 rpm; max. current 130A eff; when using the direct motors in fork heads for machine tools or robots a license for the US patent US5584621 and the corresponding worldwide property rights may be required | alterado Out19 | 0 | 0
1FW6191-0WA25-7AD2 |  | 1FW6191-0WA25-7AD2 | 1 | UN | 1 | 25 | D | D | N | N | 85030099 | 1 |  | 166 | KG | 32591.76 | 32591.76 | MC05 | MC05 | SIMOTICS T torque motor; components 3-phase synchronous motor; integrated precision and power cooler; axial cable outlet; The max. torque must not be applied! Via the flange, max. 2970 nm can be transferred; diameter 502mm; length 310mm; max. torque 4950Nm; max. speed 73rpm; max. current 119A eff; when using the direct motors in fork heads for machine tools or robots a license for the US patent US5584621 and the corresponding worldwide property rights may be required | alterado Out19 | 0 | 7
1FW6191-2VB07-1JD2 |  | 1FW6191-2VB07-1JD2 | 1 | UN | 1 | 25 | D | D | N | N | 85030099 | 1 |  | 55.8 | KG | 14566.12 | 14566.12 | MC05 | MC05 | SIMOTICS T torque motor; components 3-phase synchronous motor; integrated precision and power cooler; cooling connection adapter; Stator/rotor separated; Radial cable outlet; Cable 0.5m with connector size 1 or M17; diameter 502 mm; Length 130 mm; max. torque 1390Nm; max. speed 63rpm; max. current 31A eff; when using the direct motors in fork heads for machine tools or robots a license for the US patent US5584621 and the corresponding worldwide property rights may be required | alterado Out19 | 0 | 7
1FW6191-8RA07-0AA0 |  | 1FW6191-8RA07-0AA0 | 1 | UN | 1 | 25 | D | D | N | N | 85030099 | 1 |  | 14.6 | KG | 3996.38 | 3996.38 | MC05 | MC05 | SIMOTICS T rotor for motor 1FW6191-0.B07-....; diameter 502 mm; Length 130 mm; when using the direct motors in fork heads for machine tools or robots a license for the US patent US5584621 and the corresponding worldwide property rights may be required | alterado Out19 | 0 | 7
1FW6191-8VB07-1JD2 |  | 1FW6191-8VB07-1JD2 | 1 | UN | 1 | 25 | D | D | N | N | 85030099 | 1 |  | 41.5 | KG | 10453.33 | 10453.33 | MC05 | MC05 | SIMOTICS T stator integrated precision and power cooler; cooling connection adapter; radial cable outlet 0.5m with connector Size 1/M17; diameter 502 mm; Length 130 mm; max. torque 1390Nm; max. speed 63rpm; max. current 31A eff; when using the direct motors in fork heads for machine tools or robots a license for the US patent US5584621 and the corresponding worldwide property rights may be required | alterado Out19 | 0 | 7
1FW6192-8RA05-0AA0 |  | 1FW6192-8RA05-0AA0 | 1 | UN | 1 | 0 | A | D | N | 9I999IR | 85030099 | 1 |  | 27 | KG | 4892.74 | 4892.74 | MC05 | MC05 | SIMOTICS T Rotor For motor 1FW6192-2.C05-....; Internal diameter 286 mm | alterado Out19 | 0 | 0
1FW6192-8RA10-0AA0 |  | 1FW6192-8RA10-0AA0 | 1 | UN | 1 | 0 | A | D | N | 9I999IR | 85030099 | 1 |  | 46.5 | KG | 7197.81 | 7197.81 | MC05 | MC05 | SIMOTICS T Rotor For motor 1FW6192-2.C10-....; Internal diameter 286 mm | alterado Out19 | 0 | 0
1FW6192-8RA15-0AA0 |  | 1FW6192-8RA15-0AA0 | 1 | UN | 1 | 0 | A | D | N | 9I999IR | 85030099 | 1 |  | 66 | KG | 10157.64 | 10157.64 | MC05 | MC05 | SIMOTICS T Rotor For motor 1FW6192-2.C15-....; Internal diameter 286 mm | alterado Out19 | 0 | 0
1FW6192-8RA20-0AA0 |  | 1FW6192-8RA20-0AA0 | 1 | UN | 1 | 0 | A | D | N | 9I999IR | 85030099 | 1 |  | 86 | KG | 11068.27 | 11068.27 | MC05 | MC05 | SIMOTICS T Rotor For motor 1FW6192-2.C20-....; Internal diameter 286 mm | alterado Out19 | 0 | 0
1FW6192-8VC05-4FB3 |  | 1FW6192-8VC05-4FB3 | 1 | UN | 1 | 0 | A | D | N | 9I999IR | 85030099 | 1 |  | 35.5 | KG | 8282.89 | 8282.89 | MC05 | MC05 | SIMOTICS T Stator Components 3-phase synchronous motor; Integrated precision and power cooler; Radial cable outlet 1 m; Diameter 502 mm; Length 110 mm; Max. torque 1180 Nm; Max. speed 893 rpm; Max. current 68 A eff With temperature sensor PTC130 and Pt1000; No UL approval | alterado Out19 | 0 | 0
1FW6192-8VC05-8FB3 |  | 1FW6192-8VC05-8FB3 | 1 | UN | 1 | 0 | A | D | N | 9I999IR | 85030099 | 1 |  | 35.5 | KG | 8512 | 8512 | MC05 | MC05 | SIMOTICS T Stator Components 3-phase synchronous motor; Integrated precision and power cooler; Radial cable outlet 1 m; Diameter 502 mm; Length 110 mm; Max. torque 1180 Nm; Max. speed 1500 rpm; Max. current 136 A eff With temperature sensor PTC130 and Pt1000; No UL approval | alterado Out19 | 0 | 0
1FW6192-8VC10-2PB3 |  | 1FW6192-8VC10-2PB3 | 1 | UN | 1 | 0 | A | D | N | 9I999IR | 85030099 | 1 |  | 57.5 | KG | 12982.57 | 12982.57 | MC05 | MC05 | SIMOTICS T Stator Components 3-phase synchronous motor; Integrated precision and power cooler; Radial cable outlet 1 m; Diameter 502 mm; Length 170 mm; Max. torque 2350 Nm; Max. speed 1410 rpm; Max. current 214 A eff With temperature sensor PTC130 and Pt1000; No UL approval | alterado Out19 | 0 | 0
1FW6192-8VC10-8FB3 |  | 1FW6192-8VC10-8FB3 | 1 | UN | 1 | 0 | A | D | N | 9I999IR | 85030099 | 1 |  | 55 | KG | 11115.95 | 11115.95 | MC05 | MC05 | SIMOTICS T Stator Components 3-phase synchronous motor; Integrated precision and power cooler; Radial cable outlet 1 m; Diameter 502 mm; Length 160 mm; Max. torque 2350 Nm; Max. speed 893 rpm; Max. current 136 A eff With temperature sensor PTC130 and Pt1000; No UL approval | alterado Out19 | 0 | 0
1FW6192-8VC15-0WB3 |  | 1FW6192-8VC15-0WB3 | 1 | UN | 1 | 0 | A | D | N | 9I999IR | 85030099 | 1 |  | 78 | KG | 13034.9 | 13034.9 | MC05 | MC05 | SIMOTICS T Stator Components 3-phase synchronous motor; Integrated precision and power cooler; Radial cable outlet 1 m; Diameter 502 mm; Length 220 mm; Max. torque 35300 Nm; Max. speed 1190 rpm; Max. current 272 A eff With temperature sensor PTC130 and Pt1000; No UL approval | alterado Out19 | 0 | 0
1FW6192-8VC15-8FB3 |  | 1FW6192-8VC15-8FB3 | 1 | UN | 1 | 0 | A | D | N | 9I999IR | 85030099 | 1 |  | 75.5 | KG | 12347.57 | 12347.57 | MC05 | MC05 | SIMOTICS T Stator Components 3-phase synchronous motor; Integrated precision and power cooler; Radial cable outlet 1 m; Diameter 502 mm; Length 210 mm; Max. torque 35300 Nm; Max. speed 596 rpm; Max. current 136 A eff With temperature sensor PTC130 and Pt1000; No UL approval | alterado Out19 | 0 | 0
1FW6192-8VC20-0WB3 |  | 1FW6192-8VC20-0WB3 | 1 | UN | 1 | 0 | A | D | N | 9I999IR | 85030099 | 1 |  | 97.5 | KG | 16048.24 | 16048.24 | MC05 | MC05 | SIMOTICS T Stator Components 3-phase synchronous motor; Integrated precision and power cooler; Radial cable outlet 1 m; Diameter 502 mm; Length 270 mm; Max. torque 4700 Nm; Max. speed 893 rpm; Max. current 272 A eff With temperature sensor PTC130 and Pt1000; No UL approval | alterado Out19 | 0 | 0
1FW6192-8VC20-8FB3 |  | 1FW6192-8VC20-8FB3 | 1 | UN | 1 | 0 | A | D | N | 9I999IR | 85030099 | 1 |  | 95 | KG | 15360.9 | 15360.9 | MC05 | MC05 | SIMOTICS T Stator Components 3-phase synchronous motor; Integrated precision and power cooler; Radial cable outlet 1 m; Diameter 502 mm; Length 260 mm; Max. torque 4700 Nm; Max. speed 447 rpm; Max. current 136 A eff With temperature sensor PTC130 and Pt1000; No UL approval | alterado Out19 | 0 | 0
1FW6192-8WC05-4FB3 |  | 1FW6192-8WC05-4FB3 | 1 | UN | 1 | 0 | A | D | N | 9I999IR | 85030099 | 1 |  | 35.5 | KG | 8282.89 | 8282.89 | MC05 | MC05 | SIMOTICS T Stator Components 3-phase synchronous motor; Integrated precision and power cooler; Axial cable outlet 1 m; Diameter 502 mm; Length 110 mm; Max. torque 1180 Nm; Max. speed 893 rpm; Max. current 68 A eff With temperature sensor PTC130 and Pt1000; No UL approval | alterado Out19 | 0 | 0
1FW6192-8WC05-8FB3 |  | 1FW6192-8WC05-8FB3 | 1 | UN | 1 | 0 | A | D | N | 9I999IR | 85030099 | 1 |  | 35.5 | KG | 8512 | 8512 | MC05 | MC05 | SIMOTICS T Stator Components 3-phase synchronous motor; Integrated precision and power cooler; Axial cable outlet 1 m; Diameter 502 mm; Length 110 mm; Max. torque 1180 Nm; Max. speed 1500 rpm; Max. current 136 A eff With temperature sensor PTC130 and Pt1000; No UL approval | alterado Out19 | 0 | 0
1FW6192-8WC10-2PB3 |  | 1FW6192-8WC10-2PB3 | 1 | UN | 1 | 0 | A | D | N | 9I999IR | 85030099 | 1 |  | 57.5 | KG | 11819.57 | 11819.57 | MC05 | MC05 | SIMOTICS T Stator Components 3-phase synchronous motor; Integrated precision and power cooler; Axial cable outlet 1 m; Diameter 502 mm; Length 170 mm; Max. torque 2350 Nm; Max. speed 1410 rpm; Max. current 214 A eff With temperature sensor PTC130 and Pt1000; No UL approval | alterado Out19 | 0 | 0
1FW6192-8WC10-8FB3 |  | 1FW6192-8WC10-8FB3 | 1 | UN | 1 | 0 | A | D | N | 9I999IR | 85030099 | 1 |  | 55 | KG | 11115.95 | 11115.95 | MC05 | MC05 | SIMOTICS T Stator Components 3-phase synchronous motor; Integrated precision and power cooler; Axial cable outlet 1 m; Diameter 502 mm; Length 160 mm; Max. torque 2350 Nm; Max. speed 893 rpm; Max. current 136 A eff With temperature sensor PTC130 and Pt1000; No UL approval | alterado Out19 | 0 | 0
1FW6192-8WC15-0WB3 |  | 1FW6192-8WC15-0WB3 | 1 | UN | 1 | 0 | A | D | N | 9I999IR | 85030099 | 1 |  | 78 | KG | 13034.9 | 13034.9 | MC05 | MC05 | SIMOTICS T Stator Components 3-phase synchronous motor; Integrated precision and power cooler; Axial cable outlet 1 m; Diameter 502 mm; Length 220 mm; Max. torque 35300 Nm; Max. speed 1190 rpm; Max. current 272 A eff With temperature sensor PTC130 and Pt1000; No UL approval | alterado Out19 | 0 | 0
1FW6192-8WC15-8FB3 |  | 1FW6192-8WC15-8FB3 | 1 | UN | 1 | 0 | A | D | N | 9I999IR | 85030099 | 1 |  | 75.5 | KG | 12347.57 | 12347.57 | MC05 | MC05 | SIMOTICS T Stator Components 3-phase synchronous motor; Integrated precision and power cooler; Axial cable outlet 1 m; Diameter 502 mm; Length 210 mm; Max. torque 35300 Nm; Max. speed 596 rpm; Max. current 136 A eff With temperature sensor PTC130 and Pt1000; No UL approval | alterado Out19 | 0 | 0
1FW6192-8WC20-0WB3 |  | 1FW6192-8WC20-0WB3 | 1 | UN | 1 | 0 | A | D | N | 9I999IR | 85030099 | 1 |  | 97.5 | KG | 16048.24 | 16048.24 | MC05 | MC05 | SIMOTICS T Stator Components 3-phase synchronous motor; Integrated precision and power cooler; Axial cable outlet 1 m; Diameter 502 mm; Length 270 mm; Max. torque 4700 Nm; Max. speed 893 rpm; Max. current 272 A eff With temperature sensor PTC130 and Pt1000; No UL approval | alterado Out19 | 0 | 0
1FW6192-8WC20-8FB3 |  | 1FW6192-8WC20-8FB3 | 1 | UN | 1 | 0 | A | D | N | 9I999IR | 85030099 | 1 |  | 95 | KG | 15360.9 | 15360.9 | MC05 | MC05 | SIMOTICS T Stator Components 3-phase synchronous motor; Integrated precision and power cooler; Axial cable outlet 1 m; Diameter 502 mm; Length 260 mm; Max. torque 4700 Nm; Max. speed 447 rpm; Max. current 136 A eff With temperature sensor PTC130 and Pt1000; No UL approval | alterado Out19 | 0 | 0
1FW6230-0RB10-2PB2 |  | 1FW6230-0RB10-2PB2 | 1 | UN | 1 | 25 | D | D | N | N | 85030099 | 1 |  | 99 | KG | 21386.51 | 21386.51 | MC05 | MC05 | SIMOTICS T torque motor; components 3-phase synchronous motor; integrated precision and power cooler; radial cable outlet inwards; length 1m; Diameter 576 mm; length 160mm; max. torque 2630Nm; max. Speed 290rpm; max. current 190A eff; when using the direct motors in fork heads for machine tools or robots, a license for the US patent US5584621 and the corresponding worldwide property rights may be required | alterado Out19 | 0 | 7
1FW6230-0RB10-5GC2 |  | 1FW6230-0RB10-5GC2 | 1 | UN | 1 | 25 | D | D | N | N | 85030099 | 1 |  | 106.2 | KG | 19769.42 | 19769.42 | MC05 | MC05 | SIMOTICS T torque motor; components 3-phase synchronous motor; integrated precision and power cooler; radial cable outlet; Diameter 576 mm; Length 160 mm; max. torque 2630Nm; max. speed 135rpm; max. current 103A eff; when using the direct motors in fork heads for machine tools or robots a license for the US patent US5584621 and the corresponding worldwide property rights may be required | alterado Out19 | 0 | 7
1FW6230-0RB15-2JC2 |  | 1FW6230-0RB15-2JC2 | 1 | UN | 1 | 25 | D | D | N | N | 85030099 | 1 |  | 117.8 | KG | 24630 | 24630 | MC05 | MC05 | SIMOTICS T torque motor; components 3-phase synchronous motor; integrated precision and power cooler; radial cable outlet inwards; diameter 576mm; length 210 mm; max. torque 3950Nm; max. speed 37rpm; max. current 56A eff; when using the direct motors in fork heads for machine tools or robots a license for the US patent US5584621 and the corresponding worldwide property rights may be required | alterado Out19 | 0 | 7
1FW6230-0TB05-1JC2 |  | 1FW6230-0TB05-1JC2 | 1 | UN | 1 | 25 | D | D | N | N | 85030099 | 1 |  | 44.8 | KG | 14534.98 | 14534.98 | MC05 | MC05 | SIMOTICS T torque motor; components 3-phase synchronous motor; integrated precision and power cooler; tangential cable outlet; Diameter 576 mm; Length 110 mm; max. torque 1320 Nm; max. speed 69rpm; max. current 31A eff; when using the direct motors in fork heads for machine tools or robots a license for the US patent US5584621 and the corresponding worldwide property rights may be required | alterado Out19 | 0 | 0
1FW6230-0TB05-1JD2 |  | 1FW6230-0TB05-1JD2 | 1 | UN | 1 | 25 | D | D | N | N | 85030099 | 1 |  | 44.8 | KG | 14846.54 | 14846.54 | MC05 | MC05 | SIMOTICS T torque motor; components 3-phase synchronous motor; integrated precision and power cooler; tangential cable outlet; power cable 0.5m with connector size 1; signal cable 0.5m with M17 connector; diameter 576mm; Length 110 mm; max. torque 1320 Nm; max. speed 69rpm; max. current 31A eff; when using the direct motors in fork heads for machine tools or robots a license for the US patent US5584621 and the corresponding worldwide property rights may be required | alterado Out19 | 0 | 0
1FW6230-0TB05-2JC2 |  | 1FW6230-0TB05-2JC2 | 1 | UN | 1 | 25 | D | D | N | N | 85030099 | 1 |  | 44.8 | KG | 14534.98 | 14534.98 | MC05 | MC05 | SIMOTICS T torque motor; components 3-phase synchronous motor; integrated precision and power cooler; tangential cable outlet; Diameter 576 mm; Length 110 mm; max. torque 1320 Nm; max. speed 110 rpm; max. current 45A eff; when using the direct motors in fork heads for machine tools or robots a license for the US patent US5584621 and the corresponding worldwide property rights may be required | alterado Out19 | 0 | 0
1FW6230-0TB05-2JD2 |  | 1FW6230-0TB05-2JD2 | 1 | UN | 1 | 25 | D | D | N | N | 85030099 | 1 |  | 44.8 | KG | 14924.44 | 14924.44 | MC05 | MC05 | SIMOTICS T torque motor; components 3-phase synchronous motor; integrated precision and power cooler; tangential cable outlet; power cable 0.5m with connector size 1.5; signal cable 0.5m with M17 connector; diameter 576mm; Length 110 mm; max. torque 1320 Nm; max. speed 110 rpm; max. current 45A eff; when using the direct motors in fork heads for machine tools or robots a license for the US patent US5584621 and the corresponding worldwide property rights may be required | alterado Out19 | 0 | 0
1FW6230-0TB05-5GC2 |  | 1FW6230-0TB05-5GC2 | 1 | UN | 1 | 25 | D | D | N | N | 85030099 | 1 |  | 44.8 | KG | 14534.98 | 14534.98 | MC05 | MC05 | SIMOTICS T torque motor; components 3-phase synchronous motor; integrated precision and power cooler; tangential cable outlet 2m; diameter 576mm; Length 110 mm; max. torque 1320 Nm; max. speed 290rpm; max. current 100A eff; when using the direct motors in fork heads for machine tools or robots a license for the US patent US5584621 and the corresponding worldwide property rights may be required | alterado Out19 | 0 | 0
1FW6230-0TB05-5GD2 |  | 1FW6230-0TB05-5GD2 | 1 | UN | 1 | 25 | D | D | N | N | 85030099 | 1 |  | 44.8 | KG | 14924.44 | 14924.44 | MC05 | MC05 | SIMOTICS T torque motor; components 3-phase synchronous motor; integrated precision and power cooler; tangential cable outlet 0.5m; with connector size 1.5 or M17; Diameter 576 mm; Length 110 mm; max. torque 1320 Nm; max. speed 290rpm; max. current 100A eff; when using the direct motors in fork heads for machine tools or robots a license for the US patent US5584621 and the corresponding worldwide property rights may be required | alterado Out19 | 0 | 0
1FW6230-0TB07-1JC2 |  | 1FW6230-0TB07-1JC2 | 1 | UN | 1 | 25 | D | D | N | N | 85030099 | 1 |  | 58.8 | KG | 16700.41 | 16700.41 | MC05 | MC05 | SIMOTICS T torque motor; components 3-phase synchronous motor; integrated precision and power cooler; tangential cable outlet; Diameter 576 mm; Length 130 mm; max. torque 1840Nm; max. speed 45rpm; max. current 31A eff; when using the direct motors in fork heads for machine tools or robots a license for the US patent US5584621 and the corresponding worldwide property rights may be required | alterado Out19 | 0 | 0
1FW6230-0TB07-1JD2 |  | 1FW6230-0TB07-1JD2 | 1 | UN | 1 | 25 | D | D | N | N | 85030099 | 1 |  | 58.8 | KG | 17012 | 17012 | MC05 | MC05 | SIMOTICS T torque motor; components 3-phase synchronous motor; integrated precision and power cooler; tangential cable outlet; power cable 0.5m with connector size 1; signal cable 0.5m with M17 connector; diameter 576mm; Length 130 mm; max. torque 1840Nm; max. speed 45rpm; max. current 31A eff; when using the direct motors in fork heads for machine tools or robots a license for the US patent US5584621 and the corresponding worldwide property rights may be required | alterado Out19 | 0 | 0
1FW6230-0TB07-2JC2 |  | 1FW6230-0TB07-2JC2 | 1 | UN | 1 | 25 | D | D | N | N | 85030099 | 1 |  | 58.8 | KG | 16700.41 | 16700.41 | MC05 | MC05 | SIMOTICS T torque motor; components 3-phase synchronous motor; integrated precision and power cooler; tangential cable outlet; Diameter 576 mm; Length 130 mm; max. torque 1840Nm; max. speed 73rpm; max. current 45A eff; when using the direct motors in fork heads for machine tools or robots a license for the US patent US5584621 and the corresponding worldwide property rights may be required | alterado Out19 | 0 | 0
1FW6230-0TB07-2JD2 |  | 1FW6230-0TB07-2JD2 | 1 | UN | 1 | 25 | D | D | N | N | 85030099 | 1 |  | 58.8 | KG | 17089.88 | 17089.88 | MC05 | MC05 | SIMOTICS T torque motor; components 3-phase synchronous motor; integrated precision and power cooler; tangential cable outlet; power cable 0.5m with connector size 1.5; signal cable 0.5m with M17 connector; diameter 576mm; Length 130 mm; max. torque 1840Nm; max. speed 73rpm; max. current 45A eff; when using the direct motors in fork heads for machine tools or robots a license for the US patent US5584621 and the corresponding worldwide property rights may be required | alterado Out19 | 0 | 0
1FW6230-0TB07-5GC2 |  | 1FW6230-0TB07-5GC2 | 1 | UN | 1 | 25 | D | D | N | N | 85030099 | 1 |  | 58.8 | KG | 16700.41 | 16700.41 | MC05 | MC05 | SIMOTICS T torque motor; components 3-phase synchronous motor; integrated precision and power cooler; tangential cable outlet 2m; diameter 576mm; Length 130 mm; max. torque 1840Nm; max. speed 190rpm; max. current 100A eff; when using the direct motors in fork heads for machine tools or robots a license for the US patent US5584621 and the corresponding worldwide property rights may be required | alterado Out19 | 0 | 0
1FW6230-0TB07-5GD2 |  | 1FW6230-0TB07-5GD2 | 1 | UN | 1 | 25 | D | D | N | N | 85030099 | 1 |  | 58.8 | KG | 17089.88 | 17089.88 | MC05 | MC05 | SIMOTICS T torque motor; components 3-phase synchronous motor; integrated precision and power cooler; tangential cable outlet 0.5m; with connector size 1.5 or M17; Diameter 576 mm; Length 130 mm; max. torque 1840Nm; max. speed 190rpm; max. current 100A eff; when using the direct motors in fork heads for machine tools or robots a license for the US patent US5584621 and the corresponding worldwide property rights may be required | alterado Out19 | 0 | 0
1FW6230-0TB10-2JC2 |  | 1FW6230-0TB10-2JC2 | 1 | UN | 1 | 25 | D | D | N | N | 85030099 | 1 |  | 81.8 | KG | 19769.42 | 19769.42 | MC05 | MC05 | SIMOTICS T torque motor; components 3-phase synchronous motor; integrated precision and power cooler; tangential cable outlet; Diameter 576 mm; Length 160 mm; max. torque 2630Nm; max. speed 46rpm; max. current 45A eff; when using the direct motors in fork heads for machine tools or robots a license for the US patent US5584621 and the corresponding worldwide property rights may be required | alterado Out19 | 0 | 0
1FW6230-0TB10-2JD2 |  | 1FW6230-0TB10-2JD2 | 1 | UN | 1 | 25 | D | D | N | N | 85030099 | 1 |  | 81.8 | KG | 20158.91 | 20158.91 | MC05 | MC05 | SIMOTICS T torque motor; components 3-phase synchronous motor; integrated precision and power cooler; tangential cable outlet; power cable 0.5m with connector size 1.5; signal cable 0.5m with M17 connector; diameter 576mm; Length 160 mm; max. torque 2630Nm; max. speed 46rpm; max. current 45A eff; when using the direct motors in fork heads for machine tools or robots a license for the US patent US5584621 and the corresponding worldwide property rights may be required | alterado Out19 | 0 | 0
1FW6230-0TB10-5GC2 |  | 1FW6230-0TB10-5GC2 | 1 | UN | 1 | 25 | D | D | N | N | 85030099 | 1 |  | 81.8 | KG | 19769.42 | 19769.42 | MC05 | MC05 | SIMOTICS T torque motor; components 3-phase synchronous motor; integrated precision and power cooler; tangential cable outlet; Diameter 576 mm; Length 160 mm; max. torque 2630Nm; max. speed 130 rpm; max. current 100A eff; when using the direct motors in fork heads for machine tools or robots a license for the US patent US5584621 and the corresponding worldwide property rights may be required | alterado Out19 | 0 | 0
1FW6230-0TB10-5GD2 |  | 1FW6230-0TB10-5GD2 | 1 | UN | 1 | 25 | D | D | N | N | 85030099 | 1 |  | 81.8 | KG | 20158.91 | 20158.91 | MC05 | MC05 | SIMOTICS T torque motor; components 3-phase synchronous motor; integrated precision and power cooler; tangential cable outlet; power cable 0.5m with connector size 1.5; signal cable 0.5m with M17 connector; diameter 576mm; Length 160 mm; max. torque 2630Nm; max. speed 130 rpm; max. current 100A eff; when using the direct motors in fork heads for machine tools or robots a license for the US patent US5584621 and the corresponding worldwide property rights may be required | alterado Out19 | 0 | 0
1FW6230-0TB10-8FB2 |  | 1FW6230-0TB10-8FB2 | 1 | UN | 1 | 25 | D | D | N | N | 85030099 | 1 |  | 81.8 | KG | 20252.39 | 20252.39 | MC05 | MC05 | SIMOTICS T torque motor; components 3-phase synchronous motor; integrated precision and power cooler; tangential cable outlet; power and signal cable 1m diameter 576mm; Length 160 mm; max. torque 2630Nm; max. speed 190rpm; max. current 130A eff; when using the direct motors in fork heads for machine tools or robots a license for the US patent US5584621 and the corresponding worldwide property rights may be required | alterado Out19 | 0 | 7
1FW6230-0TB15-4CC2 |  | 1FW6230-0TB15-4CC2 | 1 | UN | 1 | 25 | D | D | N | N | 85030099 | 1 |  | 117.8 | KG | 24630 | 24630 | MC05 | MC05 | SIMOTICS T torque motor; components 3-phase synchronous motor; integrated precision and power cooler; tangential cable outlet; Diameter 576 mm; length 210 mm; max. torque 3950Nm; max. speed 43rpm; max. current 63A eff; when using the direct motors in fork heads for machine tools or robots a license for the US patent US5584621 and the corresponding worldwide property rights may be required | alterado Out19 | 0 | 0
1FW6230-0TB15-4CD2 |  | 1FW6230-0TB15-4CD2 | 1 | UN | 1 | 25 | D | D | N | N | 85030099 | 1 |  | 117.8 | KG | 25019.46 | 25019.46 | MC05 | MC05 | SIMOTICS T torque motor; components 3-phase synchronous motor; integrated precision and power cooler; tangential cable outlet; power cable 0.5m with connector size 1.5; signal cable 0.5m with M17 connector; diameter 576mm; length 210 mm; max. torque 3950Nm; max. speed 43rpm; max. current 63A eff; when using the direct motors in fork heads for machine tools or robots a license for the US patent US5584621 and the corresponding worldwide property rights may be required | alterado Out19 | 0 | 0
1FW6230-0TB15-5GC2 |  | 1FW6230-0TB15-5GC2 | 1 | UN | 1 | 25 | D | D | N | N | 85030099 | 1 |  | 117.8 | KG | 24630 | 24630 | MC05 | MC05 | SIMOTICS T torque motor; components 3-phase synchronous motor; integrated precision and power cooler; tangential cable outlet; Diameter 576 mm; length 210 mm; max. torque 3950Nm; max. speed 80rpm; max. current 100A eff; when using the direct motors in fork heads for machine tools or robots a license for the US patent US5584621 and the corresponding worldwide property rights may be required | alterado Out19 | 0 | 0
1FW6230-0TB15-5GD2 |  | 1FW6230-0TB15-5GD2 | 1 | UN | 1 | 25 | D | D | N | N | 85030099 | 1 |  | 117.8 | KG | 25019.46 | 25019.46 | MC05 | MC05 | SIMOTICS T torque motor; components 3-phase synchronous motor; integrated precision and power cooler; tangential cable outlet; power cable 0.5m with connector size 1.5; signal cable 0.5m with M17 connector; diameter 576mm; length 210 mm; max. torque 3950Nm; max. speed 80rpm; max. current 100A eff; when using the direct motors in fork heads for machine tools or robots a license for the US patent US5584621 and the corresponding worldwide property rights may be required | alterado Out19 | 0 | 0
1FW6230-0TB20-5GC2 |  | 1FW6230-0TB20-5GC2 | 1 | UN | 1 | 25 | D | D | N | N | 85030099 | 1 |  | 153.8 | KG | 29334.78 | 29334.78 | MC05 | MC05 | SIMOTICS T torque motor; components 3-phase synchronous motor; integrated precision and power cooler; tangential cable outlet 2m; diameter 576mm; Length 260 mm; max. torque 5260Nm; max. speed 56rpm; max. current 100A eff; when using the direct motors in fork heads for machine tools or robots a license for the US patent US5584621 and the corresponding worldwide property rights may be required | alterado Out19 | 0 | 0
1FW6230-0TB20-5GD2 |  | 1FW6230-0TB20-5GD2 | 1 | UN | 1 | 25 | D | D | N | N | 85030099 | 1 |  | 153.8 | KG | 29724.27 | 29724.27 | MC05 | MC05 | SIMOTICS T torque motor; components 3-phase synchronous motor; integrated precision and power cooler; tangential cable outlet 0.5m; with connector size 1.5 or M17; Diameter 576 mm; 576mm; Length 260 mm; max. torque 5260Nm; max. speed 56rpm; max. current 100A eff; when using the direct motors in fork heads for machine tools or robots a license for the US patent US5584621 and the corresponding worldwide property rights may be required | alterado Out19 | 0 | 0
1FW6230-0VB05-1JC2 |  | 1FW6230-0VB05-1JC2 | 1 | UN | 1 | 25 | D | D | N | N | 85030099 | 1 |  | 44.8 | KG | 14534.98 | 14534.98 | MC05 | MC05 | SIMOTICS T torque motor; components 3-phase synchronous motor; integrated precision and power cooler; radial cable outlet; Diameter 576 mm; Length 110 mm; max. torque 1320 Nm; max. speed 69rpm; max. current 31A eff; when using the direct motors in fork heads for machine tools or robots a license for the US patent US5584621 and the corresponding worldwide property rights may be required | alterado Out19 | 0 | 0
1FW6230-0VB05-1JD2 |  | 1FW6230-0VB05-1JD2 | 1 | UN | 1 | 25 | D | D | N | N | 85030099 | 1 |  | 44.8 | KG | 14846.54 | 14846.54 | MC05 | MC05 | SIMOTICS T torque motor; components 3-phase synchronous motor; integrated precision and power cooler; radial cable outlet; power cable 0.5m with connector size 1; signal cable 0.5m with M17 connector; diameter 576mm; Length 110 mm; max. torque 1320 Nm; max. speed 69rpm; max. current 31A eff; when using the direct motors in fork heads for machine tools or robots a license for the US patent US5584621 and the corresponding worldwide property rights may be required | alterado Out19 | 0 | 0
1FW6230-0VB05-2JC2 |  | 1FW6230-0VB05-2JC2 | 1 | UN | 1 | 25 | D | D | N | N | 85030099 | 1 |  | 44.8 | KG | 14534.98 | 14534.98 | MC05 | MC05 | SIMOTICS T torque motor; components 3-phase synchronous motor; integrated precision and power cooler; radial cable outlet; Diameter 576 mm; Length 110 mm; max. torque 1320 Nm; max. speed 110 rpm; max. current 45A eff; when using the direct motors in fork heads for machine tools or robots a license for the US patent US5584621 and the corresponding worldwide property rights may be required | alterado Out19 | 0 | 0
1FW6230-0VB05-2JD2 |  | 1FW6230-0VB05-2JD2 | 1 | UN | 1 | 25 | D | D | N | N | 85030099 | 1 |  | 44.8 | KG | 14924.44 | 14924.44 | MC05 | MC05 | SIMOTICS T torque motor; components 3-phase synchronous motor; integrated precision and power cooler; radial cable outlet; power cable 0.5m with connector size 1.5; signal cable 0.5m with M17 connector; diameter 576mm; Length 110 mm; max. torque 1320 Nm; max. speed 110 rpm; max. current 45A eff; when using the direct motors in fork heads for machine tools or robots a license for the US patent US5584621 and the corresponding worldwide property rights may be required | alterado Out19 | 0 | 0
1FW6230-0VB05-5GC2 |  | 1FW6230-0VB05-5GC2 | 1 | UN | 1 | 25 | D | D | N | N | 85030099 | 1 |  | 44.8 | KG | 14534.98 | 14534.98 | MC05 | MC05 | SIMOTICS T torque motor; components 3-phase synchronous motor; integrated precision and power cooler; radial Cable outlet 2m Diameter 576 mm; Length 110 mm; max. torque 1320 NM; max. speed 290rpm; max. current 100A eff; when using the direct motors in fork heads for machine tools or robots a license for the US patent US5584621 and the corresponding worldwide property rights may be required | alterado Out19 | 0 | 0
1FW6230-0VB05-5GD2 |  | 1FW6230-0VB05-5GD2 | 1 | UN | 1 | 25 | D | D | N | N | 85030099 | 1 |  | 44.8 | KG | 14924.44 | 14924.44 | MC05 | MC05 | SIMOTICS T torque motor; components 3-phase synchronous motor; integrated precision and power cooler; radial cable outlet 0.5m with connector Size 1.5 or M17; Diameter 576 mm; Length 110 mm; max. torque 1320 NM; max. speed 290rpm; max. current 100A eff; when using the direct motors in fork heads for machine tools or robots a license for the US patent US5584621 and the corresponding worldwide property rights may be required | alterado Out19 | 0 | 0
1FW6230-0VB07-1JC2 |  | 1FW6230-0VB07-1JC2 | 1 | UN | 1 | 25 | D | D | N | N | 85030099 | 1 |  | 58.8 | KG | 16700.41 | 16700.41 | MC05 | MC05 | SIMOTICS T torque motor; components 3-phase synchronous motor; integrated precision and power cooler; radial cable outlet; Diameter 576 mm; Length 130 mm; max. torque 1840Nm; max. speed 45rpm; max. current 31A eff; when using the direct motors in fork heads for machine tools or robots a license for the US patent US5584621 and the corresponding worldwide property rights may be required | alterado Out19 | 0 | 0
1FW6230-0VB07-1JD2 |  | 1FW6230-0VB07-1JD2 | 1 | UN | 1 | 25 | D | D | N | N | 85030099 | 1 |  | 58.8 | KG | 17012 | 17012 | MC05 | MC05 | SIMOTICS T torque motor; components 3-phase synchronous motor; integrated precision and power cooler; radial cable outlet; power cable 0.5m with connector size 1; signal cable 0.5m with M17 connector; diameter 576mm; Length 130 mm; max. torque 1840Nm; max. speed 45rpm; max. current 31A eff; when using the direct motors in fork heads for machine tools or robots a license for the US patent US5584621 and the corresponding worldwide property rights may be required | alterado Out19 | 0 | 0
1FW6230-0VB07-2JC2 |  | 1FW6230-0VB07-2JC2 | 1 | UN | 1 | 25 | D | D | N | N | 85030099 | 1 |  | 58.8 | KG | 16700.41 | 16700.41 | MC05 | MC05 | SIMOTICS T torque motor; components 3-phase synchronous motor; integrated precision and power cooler; radial cable outlet; Diameter 576 mm; Length 130 mm; max. torque 1840Nm; max. speed 73rpm; max. current 45A eff; when using the direct motors in fork heads for machine tools or robots a license for the US patent US5584621 and the corresponding worldwide property rights may be required | alterado Out19 | 0 | 0
1FW6230-0VB07-2JD2 |  | 1FW6230-0VB07-2JD2 | 1 | UN | 1 | 25 | D | D | N | N | 85030099 | 1 |  | 58.8 | KG | 17089.88 | 17089.88 | MC05 | MC05 | SIMOTICS T torque motor; components 3-phase synchronous motor; integrated precision and power cooler; radial cable outlet; power cable 0.5m with connector size 1.5; signal cable 0.5m with M17 connector; diameter 576mm; Length 130 mm; max. torque 1840Nm; max. speed 73rpm; max. current 45A eff; when using the direct motors in fork heads for machine tools or robots a license for the US patent US5584621 and the corresponding worldwide property rights may be required | alterado Out19 | 0 | 0
1FW6230-0VB07-5GC2 |  | 1FW6230-0VB07-5GC2 | 1 | UN | 1 | 25 | D | D | N | N | 85030099 | 1 |  | 58.8 | KG | 16700.41 | 16700.41 | MC05 | MC05 | SIMOTICS T torque motor; components 3-phase synchronous motor; integrated precision and power cooler; radial cable outlet 2m; Diameter 576 mm; Length 130 mm; max. torque 1840 Nm; max. speed 190rpm; max. current 100A eff; when using the direct motors in fork heads for machine tools or robots a license for the US patent US5584621 and the corresponding worldwide property rights may be required | alterado Out19 | 0 | 0
1FW6230-0VB07-5GD2 |  | 1FW6230-0VB07-5GD2 | 1 | UN | 1 | 25 | D | D | N | N | 85030099 | 1 |  | 58.8 | KG | 17089.88 | 17089.88 | MC05 | MC05 | SIMOTICS T torque motor; components 3-phase synchronous motor; integrated precision and power cooler; radial cable outlet 0.5m with connector Size 1.5 or M17; Diameter 576 mm; Length 130 mm; max. torque 1840 Nm; max. speed 190rpm; max. current 100A eff; when using the direct motors in fork heads for machine tools or robots a license for the US patent US5584621 and the corresponding worldwide property rights may be required | alterado Out19 | 0 | 0
1FW6230-0VB07-8FB2 |  | 1FW6230-0VB07-8FB2 | 1 | UN | 1 | 25 | D | D | N | N | 85030099 | 1 |  | 58.8 | KG | 17183.37 | 17183.37 | MC05 | MC05 | SIMOTICS T torque motor; components 3-phase synchronous motor; integrated precision and power cooler; radial cable outlet; power and signal cable 1m diameter 576mm; Length 130 mm; max. torque 1840Nm; max. speed 290rpm; max. current 130A eff; when using the direct motors in fork heads for machine tools or robots a license for the US patent US5584621 and the corresponding worldwide property rights may be required | alterado Out19 | 0 | 0
1FW6230-0VB10-2JC2 |  | 1FW6230-0VB10-2JC2 | 1 | UN | 1 | 25 | D | D | N | N | 85030099 | 1 |  | 81.8 | KG | 19769.42 | 19769.42 | MC05 | MC05 | SIMOTICS T torque motor; components 3-phase synchronous motor; integrated precision and power cooler; radial cable outlet; Diameter 576 mm; Length 160 mm; max. torque 2630Nm; max. speed 46rpm; max. current 45A eff; when using the direct motors in fork heads for machine tools or robots a license for the US patent US5584621 and the corresponding worldwide property rights may be required | alterado Out19 | 0 | 0
1FW6230-0VB10-2JD2 |  | 1FW6230-0VB10-2JD2 | 1 | UN | 1 | 25 | D | D | N | N | 85030099 | 1 |  | 81.8 | KG | 20158.91 | 20158.91 | MC05 | MC05 | SIMOTICS T torque motor; components 3-phase synchronous motor; integrated precision and power cooler; radial cable outlet; power cable 0.5m with connector size 1.5; signal cable 0.5m with M17 connector; diameter 576mm; Length 160 mm; max. torque 2630Nm; max. speed 46rpm; max. current 45A eff; when using the direct motors in fork heads for machine tools or robots a license for the US patent US5584621 and the corresponding worldwide property rights may be required | alterado Out19 | 0 | 0
1FW6230-0VB10-2PB2 |  | 1FW6230-0VB10-2PB2 | 1 | UN | 1 | 25 | D | D | N | N | 85030099 | 1 |  | 81.8 | KG | 20252.39 | 20252.39 | MC05 | MC05 | SIMOTICS T torque motor; components 3-phase synchronous motor; integrated precision and power cooler; radial cable outlet; power and signal cable 1m diameter 576mm; Length 160 mm; max. torque 2630Nm; max. speed 290rpm; max. current 190A eff; when using the direct motors in fork heads for machine tools or robots a license for the US patent US5584621 and the corresponding worldwide property rights may be required | alterado Out19 | 0 | 0
1FW6230-0VB10-5GC2 |  | 1FW6230-0VB10-5GC2 | 1 | UN | 1 | 25 | D | D | N | N | 85030099 | 1 |  | 81.8 | KG | 19769.42 | 19769.42 | MC05 | MC05 | SIMOTICS T torque motor; components 3-phase synchronous motor; integrated precision and power cooler; radial cable outlet; Diameter 576 mm; Length 160 mm; max. torque 2630Nm; max. speed 130 rpm; max. current 100A eff; when using the direct motors in fork heads for machine tools or robots a license for the US patent US5584621 and the corresponding worldwide property rights may be required | alterado Out19 | 0 | 0
1FW6230-0VB10-5GD2 |  | 1FW6230-0VB10-5GD2 | 1 | UN | 1 | 25 | D | D | N | N | 85030099 | 1 |  | 81.8 | KG | 20158.91 | 20158.91 | MC05 | MC05 | SIMOTICS T torque motor; components 3-phase synchronous motor; integrated precision and power cooler; radial cable outlet; power cable 0.5m with connector size 1.5; signal cable 0.5m with M17 connector; diameter 576mm; Length 160 mm; max. torque 2630Nm; max. speed 130 rpm; max. current 100A eff; for E" | alterado Out19 | 0 | 0
1FW6230-0VB10-8FB2 |  | 1FW6230-0VB10-8FB2 | 1 | UN | 1 | 25 | D | D | N | N | 85030099 | 1 |  | 81.8 | KG | 20252.39 | 20252.39 | MC05 | MC05 | SIMOTICS T torque motor; components 3-phase synchronous motor; integrated precision and power cooler; radial cable outlet; power and signal cable 1m diameter 576mm; Length 160 mm; max. torque 2630Nm; max. speed 190rpm; max. current 130A eff; when using the direct motors in fork heads for machine tools or robots a license for the US patent US5584621 and the corresponding worldwide property rights may be required | alterado Out19 | 0 | 0
1FW6230-0VB15-0WB2 |  | 1FW6230-0VB15-0WB2 | 1 | UN | 1 | 25 | D | D | N | N | 85030099 | 1 |  | 117.8 | KG | 25923.06 | 25923.06 | MC05 | MC05 | SIMOTICS T torque motor; components 3-phase synchronous motor; integrated precision and power cooler; radial cable outlet; power and signal cable 1m diameter 576mm; length 220 mm; max. torque 3950Nm; max. speed 270 rpm; max. current 270A eff; when using the direct motors in fork heads for machine tools or robots a license for the US patent US5584621 and the corresponding worldwide property rights may be required | alterado Out19 | 0 | 0
1FW6230-0VB15-2PB2 |  | 1FW6230-0VB15-2PB2 | 1 | UN | 1 | 25 | D | D | N | N | 85030099 | 1 |  | 117.8 | KG | 25112.95 | 25112.95 | MC05 | MC05 | SIMOTICS T torque motor; components 3-phase synchronous motor; integrated precision and power cooler; radial cable outlet; power and signal cable 1m diameter 576mm; length 210 mm; max. torque 3950Nm; max. speed 180rpm; max. current 190A eff; when using the direct motors in fork heads for machine tools or robots a license for the US patent US5584621 and the corresponding worldwide property rights may be required | alterado Out19 | 0 | 0
1FW6230-0VB15-4CC2 |  | 1FW6230-0VB15-4CC2 | 1 | UN | 1 | 25 | D | D | N | N | 85030099 | 1 |  | 117.8 | KG | 24630 | 24630 | MC05 | MC05 | SIMOTICS T torque motor; components 3-phase synchronous motor; integrated precision and power cooler; radial cable outlet; Diameter 576 mm; length 210 mm; max. torque 3950Nm; max. speed 43rpm; max. current 63A eff; when using the direct motors in fork heads for machine tools or robots a license for the US patent US5584621 and the corresponding worldwide property rights may be required | alterado Out19 | 0 | 0
1FW6230-0VB15-4CD2 |  | 1FW6230-0VB15-4CD2 | 1 | UN | 1 | 25 | D | D | N | N | 85030099 | 1 |  | 117.8 | KG | 25019.46 | 25019.46 | MC05 | MC05 | SIMOTICS T torque motor; components 3-phase synchronous motor; integrated precision and power cooler; radial cable outlet; power cable 0.5m with connector size 1.5; signal cable 0.5m with M17 connector; diameter 576mm; length 210 mm; max. torque 3950Nm; max. speed 43rpm; max. current 63A eff; when using the direct motors in fork heads for machine tools or robots a license for the US patent US5584621 and the corresponding worldwide property rights may be required | alterado Out19 | 0 | 0
1FW6230-0VB15-5GC2 |  | 1FW6230-0VB15-5GC2 | 1 | UN | 1 | 25 | D | D | N | N | 85030099 | 1 |  | 117.8 | KG | 24630 | 24630 | MC05 | MC05 | SIMOTICS T torque motor; components 3-phase synchronous motor; integrated precision and power cooler; radial cable outlet; Diameter 576 mm; length 210 mm; max. torque 3950Nm; max. speed 80rpm; max. current 100A eff; when using the direct motors in fork heads for machine tools or robots a license for the US patent US5584621 and the corresponding worldwide property rights may be required | alterado Out19 | 0 | 0
1FW6230-0VB15-5GD2 |  | 1FW6230-0VB15-5GD2 | 1 | UN | 1 | 25 | D | D | N | N | 85030099 | 1 |  | 117.8 | KG | 25019.46 | 25019.46 | MC05 | MC05 | SIMOTICS T torque motor; components 3-phase synchronous motor; integrated precision and power cooler; radial cable outlet; power cable 0.5m with connector size 1.5; signal cable 0.5m with M17 connector; diameter 576mm; length 210 mm; max. torque 3950Nm; max. speed 80rpm; max. current 100A eff; when using the direct motors in fork heads for machine tools or robots a license for the US patent US5584621 and the corresponding worldwide property rights may be required | alterado Out19 | 0 | 0
1FW6230-0VB15-7AC2 |  | 1FW6230-0VB15-7AC2 | 1 | UN | 1 | 25 | D | D | N | N | 85030099 | 1 |  | 117.8 | KG | 24630 | 24630 | MC05 | MC05 | SIMOTICS T torque motor; components 3-phase synchronous motor; integrated precision and power cooler; radial cable outlet; Diameter 576 mm; length 210 mm; max. torque 3950Nm; max. speed 100rpm; max. current 120A eff; when using the direct motors in fork heads for machine tools or robots a license for the US patent US5584621 and the corresponding worldwide property rights may be required | alterado Out19 | 0 | 0
1FW6230-0VB15-8FB2 |  | 1FW6230-0VB15-8FB2 | 1 | UN | 1 | 25 | D | D | N | N | 85030099 | 1 |  | 117.8 | KG | 25112.95 | 25112.95 | MC05 | MC05 | SIMOTICS T torque motor; components 3-phase synchronous motor; integrated precision and power cooler; radial cable outlet; power and signal cable 1m diameter 576mm; length 210 mm; max. torque 3950Nm; max. speed 120 rpm; max. current 130A eff; when using the direct motors in fork heads for machine tools or robots a license for the US patent US5584621 and the corresponding worldwide property rights may be required | alterado Out19 | 0 | 0
1FW6230-0VB20-0WB2 |  | 1FW6230-0VB20-0WB2 | 1 | UN | 1 | 25 | D | D | N | N | 85030099 | 1 |  | 153.8 | KG | 30627.83 | 30627.83 | MC05 | MC05 | SIMOTICS T torque motor; components 3-phase synchronous motor; integrated precision and power cooler; radial cable outlet; power and signal cable 1m diameter 576mm; length 270mm; max. torque 5260Nm; max. speed 190rpm; max. current 270A eff; when using the direct motors in fork heads for machine tools or robots a license for the US patent US5584621 and the corresponding worldwide property rights may be required | alterado Out19 | 0 | 0
1FW6230-0VB20-2PB2 |  | 1FW6230-0VB20-2PB2 | 1 | UN | 1 | 25 | D | D | N | N | 85030099 | 1 |  | 153.8 | KG | 29817.73 | 29817.73 | MC05 | MC05 | SIMOTICS T torque motor; components 3-phase synchronous motor; integrated precision and power cooler; radial cable outlet; power and signal cable 1m diameter 576mm; Length 260 mm; max. torque 5260Nm; max. speed 130 rpm; max. current 190A eff; when using the direct motors in fork heads for machine tools or robots a license for the US patent US5584621 and the corresponding worldwide property rights may be required | alterado Out19 | 0 | 0
1FW6230-0VB20-4FT2 |  | 1FW6230-0VB20-4FT2 | 1 | UN | 1 | 25 | D | D | N | N | 85030099 | 1 |  | 153.8 | KG | 29911.2 | 29911.2 | MC05 | MC05 | SIMOTICS T torque motor; components 3-phase synchronous motor; integrated precision and power cooler; radial cable outlet 5m; Diameter 576mm; Length 260mm; max. torque 5260 NM; max. speed 40rpm; max. current 88A eff; when using the direct motors in fork heads for machine tools or robots a license for the US patent US5584621 and the corresponding worldwide property rights may be required | alterado Out19 | 0 | 0
1FW6230-0VB20-5GC2 |  | 1FW6230-0VB20-5GC2 | 1 | UN | 1 | 25 | D | D | N | N | 85030099 | 1 |  | 153.8 | KG | 29334.78 | 29334.78 | MC05 | MC05 | SIMOTICS T torque motor; components 3-phase synchronous motor; integrated precision and power cooler; radial Cable outlet 2m Diameter 576 mm; Length 260 mm; max. torque 5260 Nm; max. speed 56rpm; max. current 100A eff; when using the direct motors in fork heads for machine tools or robots a license for the US patent US5584621 and the corresponding worldwide property rights may be required | alterado Out19 | 0 | 0
1FW6230-0VB20-5GD2 |  | 1FW6230-0VB20-5GD2 | 1 | UN | 1 | 25 | D | D | N | N | 85030099 | 1 |  | 153.8 | KG | 29724.27 | 29724.27 | MC05 | MC05 | SIMOTICS T torque motor; components 3-phase synchronous motor; integrated precision and power cooler; radial cable outlet 0.5m with connector Size 1.5 or M17; Diameter 576 mm; Length 260 mm; max. torque 5260 Nm; max. speed 56rpm; max. current 100A eff; when using the direct motors in fork heads for machine tools or robots a license for the US patent US5584621 and the corresponding worldwide property rights may be required | alterado Out19 | 0 | 0
1FW6230-0VB20-8FB2 |  | 1FW6230-0VB20-8FB2 | 1 | UN | 1 | 25 | D | D | N | N | 85030099 | 1 |  | 153.8 | KG | 29817.73 | 29817.73 | MC05 | MC05 | SIMOTICS T torque motor; components 3-phase synchronous motor; integrated precision and power cooler; radial cable outlet; power and signal cable 1m diameter 576mm; Length 260 mm; max. torque 5260Nm; max. speed 84rpm; max. current 130A eff; when using the direct motors in fork heads for machine tools or robots a license for the US patent US5584621 and the corresponding worldwide property rights may be required | alterado Out19 | 0 | 0
1FW6230-0WB05-1JC2 |  | 1FW6230-0WB05-1JC2 | 1 | UN | 1 | 25 | D | D | N | N | 85030099 | 1 |  | 44.8 | KG | 14534.98 | 14534.98 | MC05 | MC05 | SIMOTICS T torque motor; components 3-phase synchronous motor; integrated precision and power cooler; axial cable outlet; Diameter 576 mm; Length 110 mm; max. torque 1320 Nm; max. speed 69rpm; max. current 31A eff; when using the direct motors in fork heads for machine tools or robots a license for the US patent US5584621 and the corresponding worldwide property rights may be required | alterado Out19 | 0 | 0
1FW6230-0WB05-1JD2 |  | 1FW6230-0WB05-1JD2 | 1 | UN | 1 | 25 | D | D | N | N | 85030099 | 1 |  | 44.8 | KG | 14846.54 | 14846.54 | MC05 | MC05 | SIMOTICS T torque motor; components 3-phase synchronous motor; integrated precision and power cooler; axial cable outlet; power cable 0.5m with connector size 1; signal cable 0.5m with M17 connector; diameter 576mm; Length 110 mm; max. torque 1320 Nm; max. speed 69rpm; max. current 31A eff; when using the direct motors in fork heads for machine tools or robots a license for the US patent US5584621 and the corresponding worldwide property rights may be required | alterado Out19 | 0 | 0
1FW6230-0WB05-2JC2 |  | 1FW6230-0WB05-2JC2 | 1 | UN | 1 | 25 | D | D | N | N | 85030099 | 1 |  | 44.8 | KG | 14534.98 | 14534.98 | MC05 | MC05 | SIMOTICS T torque motor; components 3-phase synchronous motor; integrated precision and power cooler; axial cable outlet; Diameter 576 mm; Length 110 mm; max. torque 1320 Nm; max. speed 110 rpm; max. current 45A eff; when using the direct motors in fork heads for machine tools or robots a license for the US patent US5584621 and the corresponding worldwide property rights may be required | alterado Out19 | 0 | 0
1FW6230-0WB05-2JD2 |  | 1FW6230-0WB05-2JD2 | 1 | UN | 1 | 25 | D | D | N | N | 85030099 | 1 |  | 44.8 | KG | 14924.44 | 14924.44 | MC05 | MC05 | SIMOTICS T torque motor; components 3-phase synchronous motor; integrated precision and power cooler; axial cable outlet; power cable 0.5m with connector size 1.5; signal cable 0.5m with M17 connector; diameter 576mm; Length 110 mm; max. torque 1320 Nm; max. speed 110 rpm; max. current 45A eff; when using the direct motors in fork heads for machine tools or robots a license for the US patent US5584621 and the corresponding worldwide property rights may be required | alterado Out19 | 0 | 0
1FW6230-0WB05-5GC2 |  | 1FW6230-0WB05-5GC2 | 1 | UN | 1 | 25 | D | D | N | N | 85030099 | 1 |  | 44.8 | KG | 14534.98 | 14534.98 | MC05 | MC05 | SIMOTICS T torque motor; components 3-phase synchronous motor; integrated precision and power cooler; axial Cable outlet 2m Diameter 576 mm; Length 110 mm; max. torque 1320 NM; max. speed 290rpm; max. current 100A eff; when using the direct motors in fork heads for machine tools or robots a license for the US patent US5584621 and the corresponding worldwide property rights may be required | alterado Out19 | 0 | 0
1FW6230-0WB05-5GD2 |  | 1FW6230-0WB05-5GD2 | 1 | UN | 1 | 25 | D | D | N | N | 85030099 | 1 |  | 44.8 | KG | 14924.44 | 14924.44 | MC05 | MC05 | SIMOTICS T torque motor; components 3-phase synchronous motor; integrated precision and power cooler; axial cable outlet 0.5m with connector Size 1.5 or M17; Diameter 576 mm; Length 110 mm; max. torque 1320 Nm; max. speed 290rpm; max. current 100A eff; when using the direct motors in fork heads for machine tools or robots a license for the US patent US5584621 and the corresponding worldwide property rights may be required | alterado Out19 | 0 | 0
1FW6230-0WB07-1JC2 |  | 1FW6230-0WB07-1JC2 | 1 | UN | 1 | 25 | D | D | N | N | 85030099 | 1 |  | 58.8 | KG | 16700.41 | 16700.41 | MC05 | MC05 | SIMOTICS T torque motor; components 3-phase synchronous motor; integrated precision and power cooler; axial cable outlet; Diameter 576 mm; Length 130 mm; max. torque 1840Nm; max. speed 45rpm; max. current 31A eff; when using the direct motors in fork heads for machine tools or robots a license for the US patent US5584621 and the corresponding worldwide property rights may be required | alterado Out19 | 0 | 0
1FW6230-0WB07-1JD2 |  | 1FW6230-0WB07-1JD2 | 1 | UN | 1 | 25 | D | D | N | N | 85030099 | 1 |  | 58.8 | KG | 17012 | 17012 | MC05 | MC05 | SIMOTICS T torque motor; components 3-phase synchronous motor; integrated precision and power cooler; axial cable outlet; power cable 0.5m with connector size 1; signal cable 0.5m with M17 connector; diameter 576mm; Length 130 mm; max. torque 1840Nm; max. speed 45rpm; max. current 31A eff; when using the direct motors in fork heads for machine tools or robots a license for the US patent US5584621 and the corresponding worldwide property rights may be required | alterado Out19 | 0 | 0
1FW6230-0WB07-2JC2 |  | 1FW6230-0WB07-2JC2 | 1 | UN | 1 | 25 | D | D | N | N | 85030099 | 1 |  | 58.8 | KG | 16700.41 | 16700.41 | MC05 | MC05 | SIMOTICS T torque motor; components 3-phase synchronous motor; integrated precision and power cooler; axial cable outlet; Diameter 576 mm; Length 130 mm; max. torque 1840Nm; max. speed 73rpm; max. current 45A eff; when using the direct motors in fork heads for machine tools or robots a license for the US patent US5584621 and the corresponding worldwide property rights may be required | alterado Out19 | 0 | 0
1FW6230-0WB07-2JD2 |  | 1FW6230-0WB07-2JD2 | 1 | UN | 1 | 25 | D | D | N | N | 85030099 | 1 |  | 58.8 | KG | 17089.88 | 17089.88 | MC05 | MC05 | SIMOTICS T torque motor; components 3-phase synchronous motor; integrated precision and power cooler; axial cable outlet; power cable 0.5m with connector size 1.5; signal cable 0.5m with M17 connector; diameter 576mm; Length 130 mm; max. torque 1840Nm; max. speed 73rpm; max. current 45A eff; when using the direct motors in fork heads for machine tools or robots a license for the US patent US5584621 and the corresponding worldwide property rights may be required | alterado Out19 | 0 | 0
1FW6230-0WB07-5GC2 |  | 1FW6230-0WB07-5GC2 | 1 | UN | 1 | 25 | D | D | N | N | 85030099 | 1 |  | 58.8 | KG | 16700.41 | 16700.41 | MC05 | MC05 | SIMOTICS T torque motor; components 3-phase synchronous motor; integrated precision and power cooler; axial Cable outlet 2m Diameter 576 mm; Length 130 mm; max. torque 1840 NM; max. speed 190rpm; max. current 100A eff; when using the direct motors in fork heads for machine tools or robots a license for the US patent US5584621 and the corresponding worldwide property rights may be required | alterado Out19 | 0 | 0
1FW6230-0WB07-5GD2 |  | 1FW6230-0WB07-5GD2 | 1 | UN | 1 | 25 | D | D | N | N | 85030099 | 1 |  | 58.8 | KG | 17089.88 | 17089.88 | MC05 | MC05 | SIMOTICS T torque motor; components 3-phase synchronous motor; integrated precision and power cooler; axial cable outlet 0.5m with connector Size 1.5 or M17; Diameter 576 mm; Length 130 mm; max. torque 1840 NM; max. speed 190rpm; max. current 100A eff; when using the direct motors in fork heads for machine tools or robots a license for the US patent US5584621 and the corresponding worldwide property rights may be required | alterado Out19 | 0 | 0
1FW6230-0WB07-8FB2 |  | 1FW6230-0WB07-8FB2 | 1 | UN | 1 | 25 | D | D | N | N | 85030099 | 1 |  | 58.8 | KG | 17183.37 | 17183.37 | MC05 | MC05 | SIMOTICS T torque motor; components 3-phase synchronous motor; integrated precision and power cooler; axial cable outlet; power and signal cable 1m diameter 576mm; Length 130 mm; max. torque 1840Nm; max. speed 290rpm; max. current 130A eff; when using the direct motors in fork heads for machine tools or robots a license for the US patent US5584621 and the corresponding worldwide property rights may be required | alterado Out19 | 0 | 0
1FW6230-0WB10-2JC2 |  | 1FW6230-0WB10-2JC2 | 1 | UN | 1 | 25 | D | D | N | N | 85030099 | 1 |  | 81.8 | KG | 19769.42 | 19769.42 | MC05 | MC05 | SIMOTICS T torque motor; components 3-phase synchronous motor; integrated precision and power cooler; axial cable outlet; Diameter 576 mm; Length 160 mm; max. torque 2630Nm; max. speed 46rpm; max. current 45A eff; when using the direct motors in fork heads for machine tools or robots a license for the US patent US5584621 and the corresponding worldwide property rights may be required | alterado Out19 | 0 | 0
1FW6230-0WB10-2JD2 |  | 1FW6230-0WB10-2JD2 | 1 | UN | 1 | 25 | D | D | N | N | 85030099 | 1 |  | 81.8 | KG | 20158.91 | 20158.91 | MC05 | MC05 | SIMOTICS T torque motor; components 3-phase synchronous motor; integrated precision and power cooler; axial cable outlet; power cable 0.5m with connector size 1.5; signal cable 0.5m with M17 connector; diameter 576mm; Length 160 mm; max. torque 2630Nm; max. speed 46rpm; max. current 45A eff; when using the direct motors in fork heads for machine tools or robots a license for the US patent US5584621 and the corresponding worldwide property rights may be required | alterado Out19 | 0 | 0
1FW6230-0WB10-2PB2 |  | 1FW6230-0WB10-2PB2 | 1 | UN | 1 | 25 | D | D | N | N | 85030099 | 1 |  | 81.8 | KG | 20252.39 | 20252.39 | MC05 | MC05 | SIMOTICS T torque motor; components 3-phase synchronous motor; integrated precision and power cooler; axial cable outlet; power and signal cable 1m diameter 576mm; Length 160 mm; max. torque 2630Nm; max. speed 290rpm; max. current 190A eff; when using the direct motors in fork heads for machine tools or robots a license for the US patent US5584621 and the corresponding worldwide property rights may be required | alterado Out19 | 0 | 0
1FW6230-0WB10-4CC2 |  | 1FW6230-0WB10-4CC2 | 1 | UN | 1 | 25 | D | D | N | N | 85030099 | 1 |  | 81.8 | KG | 19769.42 | 19769.42 | MC05 | MC05 | SIMOTICS T torque motor; components 3-phase synchronous motor; integrated precision and power cooler; axial cable outlet; Diameter 576 mm; Length 160 mm; max. torque 2630Nm; max. speed 63rpm; max. current 56A eff; when using the direct motors in fork heads for machine tools or robots a license for the US patent US5584621 and the corresponding worldwide property rights may be required | alterado Out19 | 0 | 7
1FW6230-0WB10-5GC2 |  | 1FW6230-0WB10-5GC2 | 1 | UN | 1 | 25 | D | D | N | N | 85030099 | 1 |  | 103.4 | KG | 19769.42 | 19769.42 | MC05 | MC05 | SIMOTICS T torque motor; components 3-phase synchronous motor; integrated precision and power cooler; axial cable outlet; Diameter 576 mm; Length 160 mm; max. torque 2630Nm; max. speed 130 rpm; max. current 100A eff; when using the direct motors in fork heads for machine tools or robots a license for the US patent US5584621 and the corresponding worldwide property rights may be required | alterado Out19 | 0 | 0
1FW6230-0WB10-5GD2 |  | 1FW6230-0WB10-5GD2 | 1 | UN | 1 | 25 | D | D | N | N | 85030099 | 1 |  | 81.8 | KG | 20158.91 | 20158.91 | MC05 | MC05 | SIMOTICS T torque motor; components 3-phase synchronous motor; integrated precision and power cooler; axial cable outlet; power cable 0.5m with connector size 1.5; signal cable 0.5m with M17 connector; diameter 576mm; Length 160 mm; max. torque 2630Nm; max. speed 130 rpm; max. current 100A eff; when using the direct motors in fork heads for machine tools or robots a license for the US patent US5584621 and the corresponding worldwide property rights may be required | alterado Out19 | 0 | 0
1FW6230-0WB10-5GG2 |  | 1FW6230-0WB10-5GG2 | 1 | UN | 1 | 25 | D | D | N | N | 85030099 | 1 |  | 81.8 | KG | 20158.91 | 20158.91 | MC05 | MC05 | SIMOTICS T torque motor; components 3-phase synchronous motor; integrated precision and power cooler; axial cable outlet; power cable 2m with connector size 1.5; signal cable 2m with M17 connector; Diameter 576 mm; Length 160 mm; max. torque 2630Nm; max. current 100A eff; when using the direct motors in fork heads for machine tools or robots a license for the US patent US5584621 and the corresponding worldwide property rights may be required | alterado Out19 | 0 | 0
1FW6230-0WB10-8FB2 |  | 1FW6230-0WB10-8FB2 | 1 | UN | 1 | 25 | D | D | N | N | 85030099 | 1 |  | 81.8 | KG | 20252.39 | 20252.39 | MC05 | MC05 | SIMOTICS T torque motor; components 3-phase synchronous motor; integrated precision and power cooler; axial cable outlet; power and signal cable 1m diameter 576mm; Length 160 mm; max. torque 2630Nm; max. speed 190rpm; max. current 130A eff; when using the direct motors in fork heads for machine tools or robots a license for the US patent US5584621 and the corresponding worldwide property rights may be required | alterado Out19 | 0 | 0
1FW6230-0WB15-0WB2 |  | 1FW6230-0WB15-0WB2 | 1 | UN | 1 | 25 | D | D | N | N | 85030099 | 1 |  | 117.8 | KG | 25923.06 | 25923.06 | MC05 | MC05 | SIMOTICS T torque motor; components 3-phase synchronous motor; integrated precision and power cooler; axial cable outlet length 1m; Diameter 576 mm; length 210 mm; max. torque 3950 Nm; max. speed 270 rpm; max. current 270A eff; when using the direct motors in fork heads for machine tools or robots a license for the US patent US5584621 and the corresponding worldwide property rights may be required | alterado Out19 | 0 | 0
1FW6230-0WB15-0WR2 |  | 1FW6230-0WB15-0WR2 | 1 | UN | 1 | 25 | D | D | N | N | 85030099 | 1 |  | 119.4 | KG | 26312.5 | 26312.5 | MC05 | MC05 | SIMOTICS T torque motor; components 3-phase synchronous motor; integrated precision and power cooler; axial cable outlet length 4m; Diameter 576 mm; length 210 mm; max. torque 3950 Nm; max. speed 270 rpm; max. current 270A eff; when using the direct motors in fork heads for machine tools or robots a license for the US patent US5584621 and the corresponding worldwide property rights may be required | alterado Out19 | 0 | 7
1FW6230-0WB15-2PB2 |  | 1FW6230-0WB15-2PB2 | 1 | UN | 1 | 25 | D | D | N | N | 85030099 | 1 |  | 117.8 | KG | 25112.95 | 25112.95 | MC05 | MC05 | SIMOTICS T torque motor; components 3-phase synchronous motor; integrated precision and power cooler; axial cable outlet; power and signal cable 1m diameter 576mm; length 210 mm; max. torque 3950Nm; max. speed 180rpm; max. current 190A eff; when using the direct motors in fork heads for machine tools or robots a license for the US patent US5584621 and the corresponding worldwide property rights may be required | alterado Out19 | 0 | 0
1FW6230-0WB15-4CC2 |  | 1FW6230-0WB15-4CC2 | 1 | UN | 1 | 25 | D | D | N | N | 85030099 | 1 |  | 117.8 | KG | 24630 | 24630 | MC05 | MC05 | SIMOTICS T torque motor; components 3-phase synchronous motor; integrated precision and power cooler; axial cable outlet; Diameter 576 mm; length 210 mm; max. torque 3950Nm; max. speed 43rpm; max. current 63A eff; when using the direct motors in fork heads for machine tools or robots a license for the US patent US5584621 and the corresponding worldwide property rights may be required | alterado Out19 | 0 | 0
1FW6230-0WB15-4CD2 |  | 1FW6230-0WB15-4CD2 | 1 | UN | 1 | 25 | D | D | N | N | 85030099 | 1 |  | 117.8 | KG | 25019.46 | 25019.46 | MC05 | MC05 | SIMOTICS T torque motor; components 3-phase synchronous motor; integrated precision and power cooler; axial cable outlet; power cable 0.5m with connector size 1.5; signal cable 0.5m with M17 connector; diameter 576mm; length 210 mm; max. torque 3950Nm; max. speed 43rpm; max. current 63A eff; when using the direct motors in fork heads for machine tools or robots a license for the US patent US5584621 and the corresponding worldwide property rights may be required | alterado Out19 | 0 | 0
1FW6230-0WB15-5GC2 |  | 1FW6230-0WB15-5GC2 | 1 | UN | 1 | 25 | D | D | N | N | 85030099 | 1 |  | 117.8 | KG | 24630 | 24630 | MC05 | MC05 | SIMOTICS T torque motor; components 3-phase synchronous motor; integrated precision and power cooler; axial cable outlet; Diameter 576 mm; length 210 mm; max. torque 3950Nm; max. speed 80rpm; max. current 100A eff; when using the direct motors in fork heads for machine tools or robots a license for the US patent US5584621 and the corresponding worldwide property rights may be required | alterado Out19 | 0 | 0
1FW6230-0WB15-5GD2 |  | 1FW6230-0WB15-5GD2 | 1 | UN | 1 | 25 | D | D | N | N | 85030099 | 1 |  | 117.8 | KG | 25019.46 | 25019.46 | MC05 | MC05 | SIMOTICS T torque motor; components 3-phase synchronous motor; integrated precision and power cooler; axial cable outlet; power cable 0.5m with connector size 1.5; signal cable 0.5m with M17 connector; diameter 576mm; length 210 mm; max. torque 3950Nm; max. speed 80rpm; max. current 100A eff; when using the direct motors in fork heads for machine tools or robots a license for the US patent US5584621 and the corresponding worldwide property rights may be required | alterado Out19 | 0 | 0
1FW6230-0WB15-8FB2 |  | 1FW6230-0WB15-8FB2 | 1 | UN | 1 | 25 | D | D | N | N | 85030099 | 1 |  | 117.8 | KG | 25112.95 | 25112.95 | MC05 | MC05 | SIMOTICS T torque motor; components 3-phase synchronous motor; integrated precision and power cooler; axial cable outlet; power and signal cable 1m diameter 576mm; length 210 mm; max. torque 3950Nm; max. speed 120 rpm; max. current 130A eff; when using the direct motors in fork heads for machine tools or robots a license for the US patent US5584621 and the corresponding worldwide property rights may be required | alterado Out19 | 0 | 0
1FW6230-0WB20-0WB2 |  | 1FW6230-0WB20-0WB2 | 1 | UN | 1 | 25 | D | D | N | N | 85030099 | 1 |  | 153.8 | KG | 30627.83 | 30627.83 | MC05 | MC05 | SIMOTICS T torque motor; components 3-phase synchronous motor; integrated precision and power cooler; axial cable outlet; power and signal cable 1m diameter 576mm; length 270mm; max. torque 5260Nm; max. speed 190rpm; max. current 270A eff; when using the direct motors in fork heads for machine tools or robots a license for the US patent US5584621 and the corresponding worldwide property rights may be required | alterado Out19 | 0 | 0
1FW6230-0WB20-2PB2 |  | 1FW6230-0WB20-2PB2 | 1 | UN | 1 | 25 | D | D | N | N | 85030099 | 1 |  | 153.8 | KG | 29817.73 | 29817.73 | MC05 | MC05 | SIMOTICS T torque motor; components 3-phase synchronous motor; integrated precision and power cooler; axial cable outlet; power and signal cable 1m diameter 576mm; Length 260 mm; max. torque 5260Nm; max. speed 130 rpm; max. current 190A eff; when using the direct motors in fork heads for machine tools or robots a license for the US patent US5584621 and the corresponding worldwide property rights may be required | alterado Out19 | 0 | 0
1FW6230-0WB20-5GC2 |  | 1FW6230-0WB20-5GC2 | 1 | UN | 1 | 25 | D | D | N | N | 85030099 | 1 |  | 153.8 | KG | 29334.78 | 29334.78 | MC05 | MC05 | SIMOTICS T torque motor; components 3-phase synchronous motor; integrated precision and power cooler; axial cable outlet 2m; diameter 576mm; Length 260mm; max. torque 5260 NM; max. speed 56rpm; max. current 100A eff; when using the direct motors in fork heads for machine tools or robots a license for the US patent US5584621 and the corresponding worldwide property rights may be required | alterado Out19 | 0 | 0
1FW6230-0WB20-5GD2 |  | 1FW6230-0WB20-5GD2 | 1 | UN | 1 | 25 | D | D | N | N | 85030099 | 1 |  | 153.8 | KG | 29724.27 | 29724.27 | MC05 | MC05 | SIMOTICS T torque motor; components 3-phase synchronous motor; integrated precision and power cooler; axial cable outlet 0.5m with connector Size 1.5 or M17; Diameter 576 mm; Length 260mm; max. torque 5260 NM; max. speed 56rpm; max. current 100A eff; when using the direct motors in fork heads for machine tools or robots a license for the US patent US5584621 and the corresponding worldwide property rights may be required | alterado Out19 | 0 | 0
1FW6230-0WB20-5GU2 |  | 1FW6230-0WB20-5GU2 | 1 | UN | 1 | 25 | D | D | N | N | 85030099 | 1 |  | 145.8 | KG | 29552.88 | 29552.88 | MC05 | MC05 | SIMOTICS T torque motor; components 3-phase synchronous motor; integrated precision and power cooler; axial cable outlet; length 6 m; Diameter 576 mm; length 260mm; max. torque 5260Nm; max. speed 56rpm; max. current 100A eff; when using the direct motors in fork heads for machine tools or robots a license for the US patent US5584621 and the corresponding worldwide property rights may be required | alterado Out19 | 0 | 7
1FW6230-0WB20-6AU2 |  | 1FW6230-0WB20-6AU2 | 1 | UN | 1 | 25 | D | D | N | N | 85030099 | 1 |  | 145 | KG | 29552.88 | 29552.88 | MC05 | MC05 | SIMOTICS T torque motor; components 3-phase synchronous motor; integrated precision and power cooler; axial cable outlet; length 6 m; Diameter 576 mm; length 260mm; max. torque 5260Nm; max. speed 64rpm; max. current 110A eff; when using the direct motors in fork heads for machine tools or robots a license for the US patent US5584621 and the corresponding worldwide property rights may be required | alterado Out19 | 0 | 7
1FW6230-0WB20-8FB2 |  | 1FW6230-0WB20-8FB2 | 1 | UN | 1 | 25 | D | D | N | N | 85030099 | 1 |  | 153.8 | KG | 29817.73 | 29817.73 | MC05 | MC05 | SIMOTICS T torque motor; components 3-phase synchronous motor; integrated precision and power cooler; axial cable outlet; power and Signal cable 1 m; diameter 576mm; Length 260 mm; max. torque 5260Nm; max. speed 84rpm; max. current 130A eff; when using the direct motors in fork heads for machine tools or robots a license for the US patent US5584621 and the corresponding worldwide property rights may be required | alterado Out19 | 0 | 0
1FW6230-8RA05-0AA0 |  | 1FW6230-8RA05-0AA0 | 1 | UN | 1 | 25 | D | D | N | N | 85030099 | 1 |  | 12.9 | KG | 4147.77 | 4147.77 | MC05 | MC05 | SIMOTICS T rotor for motor 1FW6230-0.B05-....; Diameter 576 mm; Length 110 mm; when using the direct motors in fork heads for machine tools or robots a license for the US patent US5584621 and the corresponding worldwide property rights may be required | alterado Out19 | 0 | 0
1FW6230-8RA07-0AA0 |  | 1FW6230-8RA07-0AA0 | 1 | UN | 1 | 25 | D | D | N | N | 85030099 | 1 |  | 17.4 | KG | 4723.01 | 4723.01 | MC05 | MC05 | SIMOTICS T rotor for motor 1FW6230-0.B07-....; Diameter 576 mm; Length 130 mm; when using the direct motors in fork heads for machine tools or robots a license for the US patent US5584621 and the corresponding worldwide property rights may be required | alterado Out19 | 0 | 0
1FW6230-8RA10-0AA0 |  | 1FW6230-8RA10-0AA0 | 1 | UN | 1 | 25 | D | D | N | N | 85030099 | 1 |  | 24.3 | KG | 6494.13 | 6494.13 | MC05 | MC05 | SIMOTICS T rotor for motor 1FW6230-0..10-....; Diameter 576 mm; Length 160 mm; when using the direct motors in fork heads for machine tools or robots a license for the US patent US5584621 and the corresponding worldwide property rights may be required | alterado Out19 | 0 | 0
1FW6230-8RA15-0AA0 |  | 1FW6230-8RA15-0AA0 | 1 | UN | 1 | 25 | D | D | N | N | 85030099 | 1 |  | 35.7 | KG | 7871.66 | 7871.66 | MC05 | MC05 | SIMOTICS T rotor for motor 1FW6230-0.B15-....; Diameter 576 mm; length 210 mm; when using the direct motors in fork heads for machine tools or robots a license for the US patent US5584621 and the corresponding worldwide property rights may be required | alterado Out19 | 0 | 0
1FW6230-8RA20-0AA0 |  | 1FW6230-8RA20-0AA0 | 1 | UN | 1 | 25 | D | D | N | N | 85030099 | 1 |  | 47.1 | KG | 9975.84 | 9975.84 | MC05 | MC05 | SIMOTICS T rotor for motor 1FW6230-0.B20-....; Diameter 576 mm; length 270mm; when using the direct motors in fork heads for machine tools or robots a license for the US patent US5584621 and the corresponding worldwide property rights may be required | alterado Out19 | 0 | 0
1FW6230-8TB05-1JD2 |  | 1FW6230-8TB05-1JD2 | 1 | UN | 1 | 25 | D | D | N | N | 85030099 | 1 |  | 31.9 | KG | 10577.96 | 10577.96 | MC05 | MC05 | SIMOTICS T stator integrated precision and power cooler; tangential cable outlet; power cable 0.5m with connector size 1; signal cable 0.5m with M17 connector; Diameter 576 mm; Length 110 mm; max. torque 1320 Nm; max. speed 69rpm; max. current 31A eff; when using the direct motors in fork heads for machine tools or robots a license for the US patent US5584621 and the corresponding worldwide property rights may be required | alterado Out19 | 0 | 0
1FW6230-8TB05-2JD2 |  | 1FW6230-8TB05-2JD2 | 1 | UN | 1 | 25 | D | D | N | N | 85030099 | 1 |  | 31.9 | KG | 10655.84 | 10655.84 | MC05 | MC05 | SIMOTICS T stator integrated precision and power cooler; tangential cable outlet; power cable 0.5m with connector size 1.5; signal cable 0.5m with M17 connector; Diameter 576 mm; Length 110 mm; max. torque 1320 Nm; max. speed 110 rpm; max. current 45A eff; when using the direct motors in fork heads for machine tools or robots a license for the US patent US5584621 and the corresponding worldwide property rights may be required | alterado Out19 | 0 | 0
1FW6230-8TB05-5GC2 |  | 1FW6230-8TB05-5GC2 | 1 | UN | 1 | 25 | D | D | N | N | 85030099 | 1 |  | 31.9 | KG | 10266.39 | 10266.39 | MC05 | MC05 | SIMOTICS T stator integrated precision and power cooler; tangential cable outlet 2m; Diameter 576 mm; Length 110 mm; max. torque 1320 Nm; max. speed 290rpm; max. current 100A eff; when using the direct motors in fork heads for machine tools or robots a license for the US patent US5584621 and the corresponding worldwide property rights may be required | alterado Out19 | 0 | 0
1FW6230-8TB07-1JD2 |  | 1FW6230-8TB07-1JD2 | 1 | UN | 1 | 25 | D | D | N | N | 85030099 | 1 |  | 41.4 | KG | 12151.43 | 12151.43 | MC05 | MC05 | SIMOTICS T stator integrated precision and power cooler; tangential cable outlet; power cable 0.5m with connector size 1; signal cable 0.5m with M17 connector; Diameter 576 mm; Length 130 mm; Max. torque 1840Nm; max. speed 45rpm; max. current 31A eff; when using the direct motors in fork heads for machine tools or robots a license for the US patent US5584621 and the corresponding worldwide property rights may be required | alterado Out19 | 0 | 0
1FW6230-8TB07-2JD2 |  | 1FW6230-8TB07-2JD2 | 1 | UN | 1 | 25 | D | D | N | N | 85030099 | 1 |  | 41.4 | KG | 12229.34 | 12229.34 | MC05 | MC05 | SIMOTICS T stator integrated precision and power cooler; tangential cable outlet; power cable 0.5m with connector size 1.5; signal cable 0.5m with M17 connector; Diameter 576 mm; Length 130 mm; Max. torque 1840Nm; max. speed 73rpm; max. current 45A eff; when using the direct motors in fork heads for machine tools or robots a license for the US patent US5584621 and the corresponding worldwide property rights may be required | alterado Out19 | 0 | 0
1FW6230-8TB07-5GC2 |  | 1FW6230-8TB07-5GC2 | 1 | UN | 1 | 25 | D | D | N | N | 85030099 | 1 |  | 50 | KG | 11839.84 | 11839.84 | MC05 | MC05 | SIMOTICS T stator integrated precision and power cooler; tangential cable outlet 2m; Diameter 576 mm; Length 130 mm; Max. torque 1840Nm; max. speed 190rpm; max. current 100A eff; when using the direct motors in fork heads for machine tools or robots a license for the US patent US5584621 and the corresponding worldwide property rights may be required | alterado Out19 | 0 | 0
1FW6230-8TB07-5GD2 |  | 1FW6230-8TB07-5GD2 | 1 | UN | 1 | 25 | D | D | N | N | 85030099 | 1 |  | 41.4 | KG | 12229.34 | 12229.34 | MC05 | MC05 | SIMOTICS T stator integrated precision and power cooler; tangential cable outlet 0.5m; with connector size 1.5 or M17; Diameter 576 mm; Length 130 mm; Max. torque 1840Nm; max. speed 190rpm; max. current 100A eff; when using the direct motors in fork heads for machine tools or robots a license for the US patent US5584621 and the corresponding worldwide property rights may be required | alterado Out19 | 0 | 0
1FW6230-8TB10-2JD2 |  | 1FW6230-8TB10-2JD2 | 1 | UN | 1 | 25 | D | D | N | N | 85030099 | 1 |  | 57.5 | KG | 13475.63 | 13475.63 | MC05 | MC05 | SIMOTICS T stator integrated precision and power cooler; tangential cable outlet; power cable 0.5m with connector size 1; signal cable 0.5m with M17 connector; Diameter 576 mm; Length 160 mm; max. torque 2630Nm; max. speed 46rpm; max. current 45A eff; when using the direct motors in fork heads for machine tools or robots a license for the US patent US5584621 and the corresponding worldwide property rights may be required | alterado Out19 | 0 | 0
1FW6230-8TB10-5GD2 |  | 1FW6230-8TB10-5GD2 | 1 | UN | 1 | 25 | D | D | N | N | 85030099 | 1 |  | 57.5 | KG | 13475.63 | 13475.63 | MC05 | MC05 | SIMOTICS T stator integrated precision and power cooler; tangential cable outlet; power cable 0.5m with connector size 1.5; signal cable 0.5m with M17 connector; Diameter 576 mm; Length 160 mm; max. torque 2630Nm; max. speed 130 rpm; max. current 100A eff; when using the direct motors in fork heads for machine tools or robots a license for the US patent US5584621 and the corresponding worldwide property rights may be required | alterado Out19 | 0 | 0
1FW6230-8TB15-4CD2 |  | 1FW6230-8TB15-4CD2 | 1 | UN | 1 | 25 | D | D | N | N | 85030099 | 1 |  | 82.1 | KG | 16918.53 | 16918.53 | MC05 | MC05 | SIMOTICS T stator integrated precision and power cooler; tangential cable outlet; power cable 0.5m with connector size 1.5; signal cable 0.5m with M17 connector; Diameter 576 mm; length 210 mm; max. torque 3950 Nm; max. speed 43 rpm; max. current 63A eff; when using the direct motors in fork heads for machine tools or robots a license for the US patent US5584621 and the corresponding worldwide property rights may be required | alterado Out19 | 0 | 0
1FW6230-8TB15-5GD2 |  | 1FW6230-8TB15-5GD2 | 1 | UN | 1 | 25 | D | D | N | N | 85030099 | 1 |  | 82.1 | KG | 16918.53 | 16918.53 | MC05 | MC05 | SIMOTICS T stator integrated precision and power cooler; tangential cable outlet; power cable 0.5m with connector size 1.5; signal cable 0.5m with M17 connector; Diameter 576 mm; length 210 mm; max. torque 3950 Nm; max. speed 80rpm; max. current 100A eff; when using the direct motors in fork heads for machine tools or robots a license for the US patent US5584621 and the corresponding worldwide property rights may be required | alterado Out19 | 0 | 0
1FW6230-8TB20-5GC2 |  | 1FW6230-8TB20-5GC2 | 1 | UN | 1 | 25 | D | D | N | N | 85030099 | 1 |  | 106.7 | KG | 19068.37 | 19068.37 | MC05 | MC05 | SIMOTICS T stator integrated precision and power cooler; tangential cable outlet 2m; diameter 576mm; length 260mm; max. torque 5260Nm; max. speed 56rpm; max. current 100A eff; when using the direct motors in fork heads for machine tools or robots a license for the US patent US5584621 and the corresponding worldwide property rights may be required | alterado Out19 | 0 | 0
1FW6230-8TB20-5GD2 |  | 1FW6230-8TB20-5GD2 | 1 | UN | 1 | 25 | D | D | N | N | 85030099 | 1 |  | 106.7 | KG | 19457.87 | 19457.87 | MC05 | MC05 | SIMOTICS T stator integrated precision and power cooler; tangential cable outlet 0.5m; with connector size 1.5 or M17; Diameter 576 mm; length 260mm; max. torque 5260Nm; max. speed 56rpm; max. current 100A eff; when using the direct motors in fork heads for machine tools or robots a license for the US patent US5584621 and the corresponding worldwide property rights may be required | alterado Out19 | 0 | 0
1FW6230-8VB05-1JD2 |  | 1FW6230-8VB05-1JD2 | 1 | UN | 1 | 25 | D | D | N | N | 85030099 | 1 |  | 31.9 | KG | 10577.96 | 10577.96 | MC05 | MC05 | SIMOTICS T stator integrated precision and power cooler; radial cable outlet; power cable 0.5m with connector size 1; signal cable 0.5m with M17 connector; Diameter 576 mm; Length 110 mm; max. torque 1320 Nm; max. speed 69rpm; max. current 31A eff; when using the direct motors in fork heads for machine tools or robots a license for the US patent US5584621 and the corresponding worldwide property rights may be required | alterado Out19 | 0 | 0
1FW6230-8VB05-2JD2 |  | 1FW6230-8VB05-2JD2 | 1 | UN | 1 | 25 | D | D | N | N | 85030099 | 1 |  | 31.9 | KG | 10655.84 | 10655.84 | MC05 | MC05 | SIMOTICS T stator integrated precision and power cooler; radial cable outlet; power cable 0.5m with connector size 1.5; signal cable 0.5m with M17 connector; Diameter 576 mm; Length 110 mm; max. torque 1320 Nm; max. speed 110 rpm; max. current 45A eff; when using the direct motors in fork heads for machine tools or robots a license for the US patent US5584621 and the corresponding worldwide property rights may be required | alterado Out19 | 0 | 0
1FW6230-8VB05-5GC2 |  | 1FW6230-8VB05-5GC2 | 1 | UN | 1 | 25 | D | D | N | N | 85030099 | 1 |  | 31.9 | KG | 10266.39 | 10266.39 | MC05 | MC05 | SIMOTICS T stator integrated precision and power cooler; radial cable outlet 2m Diameter 576 mm; Length 110 mm; max. torque 1320 Nm; max. speed 290rpm; max. current 100A eff; when using the direct motors in fork heads for machine tools or robots a license for the US patent US5584621 and the corresponding worldwide property rights may be required | alterado Out19 | 0 | 0
1FW6230-8VB05-5GD2 |  | 1FW6230-8VB05-5GD2 | 1 | UN | 1 | 25 | D | D | N | N | 85030099 | 1 |  | 31.9 | KG | 10655.84 | 10655.84 | MC05 | MC05 | SIMOTICS T stator integrated precision and power cooler; radial cable outlet 0.5m with connector size 1.5 or M17; Diameter 576 mm; Length 110 mm; max. torque 1320 Nm; max. speed 290rpm; max. current 100A eff; when using the direct motors in fork heads for machine tools or robots a license for the US patent US5584621 and the corresponding worldwide property rights may be required | alterado Out19 | 0 | 0
1FW6230-8VB07-1JD2 |  | 1FW6230-8VB07-1JD2 | 1 | UN | 1 | 25 | D | D | N | N | 85030099 | 1 |  | 41.4 | KG | 12151.43 | 12151.43 | MC05 | MC05 | SIMOTICS T stator integrated precision and power cooler; radial cable outlet; power cable 0.5m with connector size 1; signal cable 0.5m with M17 connector; Diameter 576 mm; Length 130 mm; Max. torque 1840Nm; max. speed 45rpm; max. current 31A eff; when using the direct motors in fork heads for machine tools or robots a license for the US patent US5584621 and the corresponding worldwide property rights may be required | alterado Out19 | 0 | 0
1FW6230-8VB07-2JD2 |  | 1FW6230-8VB07-2JD2 | 1 | UN | 1 | 25 | D | D | N | N | 85030099 | 1 |  | 41.4 | KG | 12229.34 | 12229.34 | MC05 | MC05 | SIMOTICS T stator integrated precision and power cooler; radial cable outlet; power cable 0.5m with connector size 1.5; signal cable 0.5m with M17 connector; Diameter 576 mm; Length 130 mm; Max. torque 1840Nm; max. speed 73rpm; max. current 45A eff; when using the direct motors in fork heads for machine tools or robots a license for the US patent US5584621 and the corresponding worldwide property rights may be required | alterado Out19 | 0 | 0
1FW6230-8VB07-5GC2 |  | 1FW6230-8VB07-5GC2 | 1 | UN | 1 | 25 | D | D | N | N | 85030099 | 1 |  | 41.4 | KG | 11839.84 | 11839.84 | MC05 | MC05 | SIMOTICS T stator integrated precision and power cooler; radial cable outlet 2m Diameter 576 mm; Length 130 mm; Max. torque 1840Nm; max. speed 190rpm; max. current 100A eff; when using the direct motors in fork heads for machine tools or robots a license for the US patent US5584621 and the corresponding worldwide property rights may be required | alterado Out19 | 0 | 0
1FW6230-8VB07-5GD2 |  | 1FW6230-8VB07-5GD2 | 1 | UN | 1 | 25 | D | D | N | N | 85030099 | 1 |  | 41.4 | KG | 12229.34 | 12229.34 | MC05 | MC05 | SIMOTICS T stator integrated precision and power cooler; radial cable outlet 0.5m with connector size 1.5 or M17; Diameter 576 mm; Length 130 mm; Max. torque 1840Nm; max. speed 190rpm; max. current 100A eff; when using the direct motors in fork heads for machine tools or robots a license for the US patent US5584621 and the corresponding worldwide property rights may be required | alterado Out19 | 0 | 0
1FW6230-8VB07-8FB2 |  | 1FW6230-8VB07-8FB2 | 1 | UN | 1 | 25 | D | D | N | N | 85030099 | 1 |  | 41.4 | KG | 12322.81 | 12322.81 | MC05 | MC05 | SIMOTICS T stator integrated precision and power cooler; radial cable outlet Power and signal cable 1m Diameter 576 mm; Length 130 mm; Max. torque 1840Nm; max. speed 290rpm; max. current 130A eff; when using the direct motors in fork heads for machine tools or robots a license for the US patent US5584621 and the corresponding worldwide property rights may be required | alterado Out19 | 0 | 0
1FW6230-8VB10-2JD2 |  | 1FW6230-8VB10-2JD2 | 1 | UN | 1 | 25 | D | D | N | N | 85030099 | 1 |  | 57.5 | KG | 13475.63 | 13475.63 | MC05 | MC05 | SIMOTICS T stator integrated precision and power cooler; radial cable outlet; power cable 0.5m with connector size 1.5; signal cable 0.5m; with M17 connector; Diameter 576 mm; Length 160 mm; max. torque 2630Nm; max. speed 46rpm; max. current 45A eff; when using the direct motors in fork heads for machine tools or robots, a license for the US patent US5584621 and the corresponding worldwide property rights may be required | alterado Out19 | 0 | 0
1FW6230-8VB10-2PB2 |  | 1FW6230-8VB10-2PB2 | 1 | UN | 1 | 25 | D | D | N | N | 85030099 | 1 |  | 57.5 | KG | 13569.1 | 13569.1 | MC05 | MC05 | SIMOTICS T stator integrated precision and power cooler; radial cable outlet Power and signal cable 1m Diameter 576 mm; Length 160 mm; max. torque 2630Nm; max. speed 290rpm; max. current 190A eff; when using the direct motors in fork heads for machine tools or robots a license for the US patent US5584621 and the corresponding worldwide property rights may be required | alterado Out19 | 0 | 0
1FW6230-8VB10-5GD2 |  | 1FW6230-8VB10-5GD2 | 1 | UN | 1 | 25 | D | D | N | N | 85030099 | 1 |  | 57.5 | KG | 13475.63 | 13475.63 | MC05 | MC05 | SIMOTICS T stator integrated precision and power cooler; radial cable outlet; power cable 0.5m with connector size 1.5; signal cable 0.5m with M17 connector; Diameter 576 mm; Length 160 mm; max. torque 2630Nm; max. speed 130 rpm; max. current 100A eff; when using the direct motors in fork heads for machine tools or robots a license for the US patent US5584621 and the corresponding worldwide property rights may be required | alterado Out19 | 0 | 0
1FW6230-8VB10-8FB2 |  | 1FW6230-8VB10-8FB2 | 1 | UN | 1 | 25 | D | D | N | N | 85030099 | 1 |  | 57.5 | KG | 13569.1 | 13569.1 | MC05 | MC05 | SIMOTICS T stator integrated precision and power cooler; radial cable outlet Power and signal cable 1m Diameter 576 mm; Length 160 mm; max. torque 2630Nm; max. speed 190rpm; max. current 130A eff; when using the direct motors in fork heads for machine tools or robots a license for the US patent US5584621 and the corresponding worldwide property rights may be required | alterado Out19 | 0 | 0
1FW6230-8VB15-2PB2 |  | 1FW6230-8VB15-2PB2 | 1 | UN | 1 | 25 | D | D | N | N | 85030099 | 1 |  | 82.1 | KG | 17012 | 17012 | MC05 | MC05 | SIMOTICS T integrated precision and power cooler; radial cable outlet Power and signal cable 1m Diameter 576 mm; length 210 mm; max. torque 3950 Nm; max. speed 180rpm; max. current 190A eff; when using the direct motors in fork heads for machine tools or robots a license for the US patent US5584621 and the corresponding worldwide property rights may be required | alterado Out19 | 0 | 0
1FW6230-8VB15-4CC2 |  | 1FW6230-8VB15-4CC2 | 1 | UN | 1 | 25 | D | D | N | N | 85030099 | 1 |  | 82.1 | KG | 16606.95 | 16606.95 | MC05 | MC05 | SIMOTICS T stator integrated precision and power cooler; radial cable outlet; Diameter 576 mm; length 210 mm; max. torque 3950 Nm; max. speed 43 rpm; max. current 63A eff; when using the direct motors in fork heads for machine tools or robots a license for the US patent US5584621 and the corresponding worldwide property rights may be required | alterado Out19 | 0 | 0
1FW6230-8VB15-4CD2 |  | 1FW6230-8VB15-4CD2 | 1 | UN | 1 | 25 | D | D | N | N | 85030099 | 1 |  | 82.1 | KG | 16918.53 | 16918.53 | MC05 | MC05 | SIMOTICS T stator integrated precision and power cooler; radial cable outlet; power cable 0.5m with connector size 1.5; signal cable 0.5m with M17 connector; Diameter 576 mm; length 210 mm; max. torque 3950 Nm; max. speed 43 rpm; max. current 63A eff; when using the direct motors in fork heads for machine tools or robots a license for the US patent US5584621 and the corresponding worldwide property rights may be required | alterado Out19 | 0 | 0
1FW6230-8VB15-5GD2 |  | 1FW6230-8VB15-5GD2 | 1 | UN | 1 | 25 | D | D | N | N | 85030099 | 1 |  | 82.1 | KG | 16918.53 | 16918.53 | MC05 | MC05 | SIMOTICS T stator integrated precision and power cooler; radial cable outlet; power cable 0.5m with connector size 1.5; signal cable 0.5m with M17 connector; Diameter 576 mm; length 210 mm; max. torque 3950 Nm; max. speed 80rpm; max. current 100A eff; when using the direct motors in fork heads for machine tools or robots a license for the US patent US5584621 and the corresponding worldwide property rights may be required | alterado Out19 | 0 | 0
1FW6230-8VB20-2PB2 |  | 1FW6230-8VB20-2PB2 | 1 | UN | 1 | 25 | D | D | N | N | 85030099 | 1 |  | 106.7 | KG | 19551.33 | 19551.33 | MC05 | MC05 | SIMOTICS T stator integrated precision and power cooler; radial cable outlet Power and signal cable 1m Diameter 576 mm; length 260mm; max. torque 5260Nm; max. speed 130 rpm; max. current 190A eff; when using the direct motors in fork heads for machine tools or robots a license for the US patent US5584621 and the corresponding worldwide property rights may be required | alterado Out19 | 0 | 0
1FW6230-8VB20-5GC2 |  | 1FW6230-8VB20-5GC2 | 1 | UN | 1 | 25 | D | D | N | N | 85030099 | 1 |  | 106.7 | KG | 19068.37 | 19068.37 | MC05 | MC05 | SIMOTICS T stator integrated precision and power cooler; radial cable outlet 2m Diameter 576 mm; length 260mm; max. torque 5260Nm; max. speed 56rpm; max. current 100A eff; when using the direct motors in fork heads for machine tools or robots a license for the US patent US5584621 and the corresponding worldwide property rights may be required | alterado Out19 | 0 | 0
1FW6230-8VB20-5GD2 |  | 1FW6230-8VB20-5GD2 | 1 | UN | 1 | 25 | D | D | N | N | 85030099 | 1 |  | 106.7 | KG | 19457.87 | 19457.87 | MC05 | MC05 | SIMOTICS T stator integrated precision and power cooler; radial cable outlet 0.5m with connector size 1.5 or M17; Diameter 576 mm; length 260mm; max. torque 5260Nm; max. speed 56rpm; max. current 100A eff; when using the direct motors in fork heads for machine tools or robots a license for the US patent US5584621 and the corresponding worldwide property rights may be required | alterado Out19 | 0 | 0
1FW6230-8VB20-8FB2 |  | 1FW6230-8VB20-8FB2 | 1 | UN | 1 | 25 | D | D | N | N | 85030099 | 1 |  | 106.7 | KG | 19551.33 | 19551.33 | MC05 | MC05 | SIMOTICS T torque motor integrated precision and power cooler; radial cable outlet Power and signal cable 1m Diameter 576 mm; length 260mm; max. torque 5260Nm; max. speed 84rpm; max. current 130A eff; when using the direct motors in fork heads for machine tools or robots a license for the US patent US5584621 and the corresponding worldwide property rights may be required | alterado Out19 | 0 | 0
1FW6230-8WB05-1JD2 |  | 1FW6230-8WB05-1JD2 | 1 | UN | 1 | 25 | D | D | N | N | 85030099 | 1 |  | 31.9 | KG | 10577.96 | 10577.96 | MC05 | MC05 | SIMOTICS T stator integrated precision and power cooler; axial cable outlet; power cable 0.5m with connector size 1; signal cable 0.5m with M17 connector; Diameter 576 mm; Length 110 mm; max. torque 1320 Nm; max. speed 69rpm; max. current 31A eff; when using the direct motors in fork heads for machine tools or robots a license for the US patent US5584621 and the corresponding worldwide property rights may be required | alterado Out19 | 0 | 0
1FW6230-8WB05-2JD2 |  | 1FW6230-8WB05-2JD2 | 1 | UN | 1 | 25 | D | D | N | N | 85030099 | 1 |  | 31.9 | KG | 10655.84 | 10655.84 | MC05 | MC05 | SIMOTICS T stator integrated precision and power cooler; axial cable outlet; power cable 0.5m with connector size 1.5; signal cable 0.5m with M17 connector; Diameter 576 mm; Length 110 mm; max. torque 1320 Nm; max. speed 110 rpm; max. current 45A eff; when using the direct motors in fork heads for machine tools or robots a license for the US patent US5584621 and the corresponding worldwide property rights may be required | alterado Out19 | 0 | 0
1FW6230-8WB05-5GC2 |  | 1FW6230-8WB05-5GC2 | 1 | UN | 1 | 25 | D | D | N | N | 85030099 | 1 |  | 31.9 | KG | 10266.39 | 10266.39 | MC05 | MC05 | SIMOTICS T stator integrated precision and power cooler; axial cable outlet 2m Diameter 576 mm; Length 110 mm; max. torque 1320 Nm; max. speed 290rpm; max. current 100A eff; when using the direct motors in fork heads for machine tools or robots a license for the US patent US5584621 and the corresponding worldwide property rights may be required | alterado Out19 | 0 | 0
1FW6230-8WB05-5GD2 |  | 1FW6230-8WB05-5GD2 | 1 | UN | 1 | 25 | D | D | N | N | 85030099 | 1 |  | 31.9 | KG | 10655.84 | 10655.84 | MC05 | MC05 | SIMOTICS T stator integrated precision and power cooler; axial cable outlet 0.5m with connector size 1.5 or M17; Diameter 576 mm; Length 110 mm; max. torque 1320 Nm; max. speed 290rpm; max. current 100A eff; when using the direct motors in fork heads for machine tools or robots a license for the US patent US5584621 and the corresponding worldwide property rights may be required | alterado Out19 | 0 | 0
1FW6230-8WB07-1JD2 |  | 1FW6230-8WB07-1JD2 | 1 | UN | 1 | 25 | D | D | N | N | 85030099 | 1 |  | 41.4 | KG | 12151.43 | 12151.43 | MC05 | MC05 | SIMOTICS T stator integrated precision and power cooler; axial cable outlet; power cable 0.5m with connector size 1; signal cable 0.5m with M17 connector; Diameter 576 mm; Length 130 mm; Max. torque 1840Nm; max. speed 45rpm; max. current 31A eff; when using the direct motors in fork heads for machine tools or robots a license for the US patent US5584621 and the corresponding worldwide property rights may be required | alterado Out19 | 0 | 0
1FW6230-8WB07-2JD2 |  | 1FW6230-8WB07-2JD2 | 1 | UN | 1 | 25 | D | D | N | N | 85030099 | 1 |  | 41.4 | KG | 12229.34 | 12229.34 | MC05 | MC05 | SIMOTICS T stator integrated precision and power cooler; axial cable outlet; power cable 0.5m with connector size 1.5; signal cable 0.5m with M17 connector; Diameter 576 mm; Length 130 mm; Max. torque 1840Nm; max. speed 73rpm; max. current 45A eff; when using the direct motors in fork heads for machine tools or robots a license for the US patent US5584621 and the corresponding worldwide property rights may be required | alterado Out19 | 0 | 0
1FW6230-8WB07-5GC2 |  | 1FW6230-8WB07-5GC2 | 1 | UN | 1 | 25 | D | D | N | N | 85030099 | 1 |  | 41.4 | KG | 11839.84 | 11839.84 | MC05 | MC05 | SIMOTICS T stator integrated precision and power cooler; axial cable outlet 2m Diameter 576 mm; Length 130 mm; Max. torque 1840Nm; max. speed 190rpm; max. current 100A eff; when using the direct motors in fork heads for machine tools or robots a license for the US patent US5584621 and the corresponding worldwide property rights may be required | alterado Out19 | 0 | 0
1FW6230-8WB07-5GD2 |  | 1FW6230-8WB07-5GD2 | 1 | UN | 1 | 25 | D | D | N | N | 85030099 | 1 |  | 41.4 | KG | 12229.34 | 12229.34 | MC05 | MC05 | SIMOTICS T stator integrated precision and power cooler; axial cable outlet 0.5m with connector size 1.5 or M17; Diameter 576 mm; Length 130 mm; Max. torque 1840Nm; max. speed 190rpm; max. current 100A eff; when using the direct motors in fork heads for machine tools or robots a license for the US patent US5584621 and the corresponding worldwide property rights may be required | alterado Out19 | 0 | 0
1FW6230-8WB07-8FB2 |  | 1FW6230-8WB07-8FB2 | 1 | UN | 1 | 25 | D | D | N | N | 85030099 | 1 |  | 41.4 | KG | 12322.81 | 12322.81 | MC05 | MC05 | SIMOTICS T stator integrated precision and power cooler; axial cable outlet Power and signal cable 1m Diameter 576 mm; Length 130 mm; Max. torque 1840Nm; max. speed 290rpm; max. current 130A eff; when using the direct motors in fork heads for machine tools or robots a license for the US patent US5584621 and the corresponding worldwide property rights may be required | alterado Out19 | 0 | 0
1FW6230-8WB10-2JD2 |  | 1FW6230-8WB10-2JD2 | 1 | UN | 1 | 25 | D | D | N | N | 85030099 | 1 |  | 57.5 | KG | 13475.63 | 13475.63 | MC05 | MC05 | SIMOTICS T stator integrated precision and power cooler; axial cable outlet; power cable 0.5m with connector size 1.5; signal cable 0.5m with M17 connector; Diameter 576 mm; Length 160 mm; max. torque 2630Nm; max. speed 46rpm; max. current 45A eff; when using the direct motors in fork heads for machine tools or robots a license for the US patent US5584621 and the corresponding worldwide property rights may be required | alterado Out19 | 0 | 0
1FW6230-8WB10-2PB2 |  | 1FW6230-8WB10-2PB2 | 1 | UN | 1 | 25 | D | D | N | N | 85030099 | 1 |  | 57.5 | KG | 13569.1 | 13569.1 | MC05 | MC05 | SIMOTICS T stator integrated precision and power cooler; axial cable outlet Power and signal cable 1m Diameter 576 mm; Length 160 mm; max. torque 2630Nm; max. speed 290rpm; max. current 190A eff; when using the direct motors in fork heads for machine tools or robots a license for the US patent US5584621 and the corresponding worldwide property rights may be required | alterado Out19 | 0 | 0
1FW6230-8WB10-2PQ2 |  | 1FW6230-8WB10-2PQ2 | 1 | UN | 1 | 25 | D | D | N | N | 85030099 | 1 |  | 57.5 | KG | 13319.83 | 13319.83 | MC05 | MC05 | SIMOTICS T stator integrated precision and power cooler; axial cable outlet; length 3m; Power cable with single cores Diameter 576 mm; Length 160 mm; max. torque 2630Nm; max. speed 290rpm; max. current 190A eff; when using the direct motors in fork heads for machine tools or robots a license for the US patent US5584621 and the corresponding worldwide property rights may be required | alterado Out19 | 0 | 7
1FW6230-8WB10-5GD2 |  | 1FW6230-8WB10-5GD2 | 1 | UN | 1 | 25 | D | D | N | N | 85030099 | 1 |  | 57.5 | KG | 13475.63 | 13475.63 | MC05 | MC05 | SIMOTICS T stator integrated precision and power cooler; axial cable outlet; power cable 0.5m with connector size 1.5; signal cable 0.5m with M17 connector; Diameter 576 mm; Length 160 mm; max. torque 2630Nm; max. speed 130 rpm; max. current 100A eff; when using the direct motors in fork heads for machine tools or robots a license for the US patent US5584621 and the corresponding worldwide property rights may be required | alterado Out19 | 0 | 0
1FW6230-8WB10-8FB2 |  | 1FW6230-8WB10-8FB2 | 1 | UN | 1 | 25 | D | D | N | N | 85030099 | 1 |  | 57.5 | KG | 13569.1 | 13569.1 | MC05 | MC05 | SIMOTICS T stator integrated precision and power cooler; axial cable outlet Power and signal cable 1m Diameter 576 mm; Length 160 mm; max. torque 2630Nm; max. speed 190rpm; max. current 130A eff; when using the direct motors in fork heads for machine tools or robots a license for the US patent US5584621 and the corresponding worldwide property rights may be required | alterado Out19 | 0 | 0
1FW6230-8WB15-0WB2 |  | 1FW6230-8WB15-0WB2 | 1 | UN | 1 | 25 | D | D | N | N | 85030099 | 1 |  | 50 | KG | 17822.1 | 17822.1 | MC05 | MC05 | SIMOTICS T stator integrated precision and power cooler; axial cable outlet length 1 m; Diameter 576 mm; length 220 mm; max. torque 3950 Nm; max. speed 270 rpm; max. current 270A eff; when using the direct motors in fork heads for machine tools or robots a license for the US patent US5584621 and the corresponding worldwide property rights may be required | alterado Out19 | 0 | 0
1FW6230-8WB15-2PB2 |  | 1FW6230-8WB15-2PB2 | 1 | UN | 1 | 25 | D | D | N | N | 85030099 | 1 |  | 82.1 | KG | 17012 | 17012 | MC05 | MC05 | SIMOTICS T stator integrated precision and power cooler; axial cable outlet Power and signal cable 1m Diameter 576 mm; length 210 mm; max. torque 3950 Nm; max. speed 180rpm; max. current 190A eff; when using the direct motors in fork heads for machine tools or robots a license for the US patent US5584621 and the corresponding worldwide property rights may be required | alterado Out19 | 0 | 0
1FW6230-8WB15-2PQ2 |  | 1FW6230-8WB15-2PQ2 | 1 | UN | 1 | 25 | D | D | N | N | 85030099 | 1 |  | 82.1 | KG | 17261.26 | 17261.26 | MC05 | MC05 | SIMOTICS T stator integrated precision and power cooler; axial cable outlet Power and signal cable 3m Diameter 576 mm; length 210 mm; max. torque 3950 Nm; max. speed 180rpm; max. current 190A eff; when using the direct motors in fork heads for machine tools or robots a license for the US patent US5584621 and the corresponding worldwide property rights may be required | alterado Out19 | 0 | 0
1FW6230-8WB15-4CD2 |  | 1FW6230-8WB15-4CD2 | 1 | UN | 1 | 25 | D | D | N | N | 85030099 | 1 |  | 82.1 | KG | 16918.53 | 16918.53 | MC05 | MC05 | SIMOTICS T stator integrated precision and power cooler; axial cable outlet; power cable 0.5m with connector size 1.5; signal cable 0.5m with M17 connector; Diameter 576 mm; length 210 mm; max. torque 3950 Nm; max. speed 43 rpm; max. current 63A eff; when using the direct motors in fork heads for machine tools or robots a license for the US patent US5584621 and the corresponding worldwide property rights may be required | alterado Out19 | 0 | 0
1FW6230-8WB15-5GD2 |  | 1FW6230-8WB15-5GD2 | 1 | UN | 1 | 25 | D | D | N | N | 85030099 | 1 |  | 82.1 | KG | 16918.53 | 16918.53 | MC05 | MC05 | SIMOTICS T stator integrated precision and power cooler; axial cable outlet; power cable 0.5m with connector size 1.5; signal cable 0.5m with M17 connector; Diameter 576 mm; length 210 mm; max. torque 3950 Nm; max. speed 80rpm; max. current 100A eff; when using the direct motors in fork heads for machine tools or robots a license for the US patent US5584621 and the corresponding worldwide property rights may be required | alterado Out19 | 0 | 0
1FW6230-8WB15-8FB2 |  | 1FW6230-8WB15-8FB2 | 1 | UN | 1 | 25 | D | D | N | N | 85030099 | 1 |  | 82.1 | KG | 17012 | 17012 | MC05 | MC05 | SIMOTICS T stator integrated precision and power cooler; axial cable outlet Power and signal cable 1m Diameter 576 mm; length 210 mm; max. torque 3950 Nm; max. speed 120 rpm; max. current 130A eff; when using the direct motors in fork heads for machine tools or robots a license for the US patent US5584621 and the corresponding worldwide property rights may be required | alterado Out19 | 0 | 0
1FW6230-8WB20-0WB2 |  | 1FW6230-8WB20-0WB2 | 1 | UN | 1 | 25 | D | D | N | N | 85030099 | 1 |  | 106.7 | KG | 20361.43 | 20361.43 | MC05 | MC05 | SIMOTICS T stator integrated precision and power cooler; axial cable outlet Power and signal cable 1m Diameter 576 mm; length 270mm; max. torque 5260Nm; max. speed 190rpm; max. current 270A eff; when using the direct motors in fork heads for machine tools or robots a license for the US patent US5584621 and the corresponding worldwide property rights may be required | alterado Out19 | 0 | 0
1FW6230-8WB20-2PB2 |  | 1FW6230-8WB20-2PB2 | 1 | UN | 1 | 25 | D | D | N | N | 85030099 | 1 |  | 106.7 | KG | 19551.33 | 19551.33 | MC05 | MC05 | SIMOTICS T stator integrated precision and power cooler; axial cable outlet Power and signal cable 1m Diameter 576 mm; length 260mm; max. torque 5260Nm; max. speed 130 rpm; max. current 190A eff; when using the direct motors in fork heads for machine tools or robots a license for the US patent US5584621 and the corresponding worldwide property rights may be required | alterado Out19 | 0 | 0
1FW6230-8WB20-5GC2 |  | 1FW6230-8WB20-5GC2 | 1 | UN | 1 | 25 | D | D | N | N | 85030099 | 1 |  | 106.7 | KG | 19068.37 | 19068.37 | MC05 | MC05 | SIMOTICS T stator integrated precision and power cooler; axial cable outlet 2m Diameter 576 mm; length 260mm; max. torque 5260Nm; max. speed 56rpm; max. current 100A eff; when using the direct motors in fork heads for machine tools or robots a license for the US patent US5584621 and the corresponding worldwide property rights may be required | alterado Out19 | 0 | 0
1FW6230-8WB20-5GD2 |  | 1FW6230-8WB20-5GD2 | 1 | UN | 1 | 25 | D | D | N | N | 85030099 | 1 |  | 106.7 | KG | 19457.87 | 19457.87 | MC05 | MC05 | SIMOTICS T stator integrated precision and power cooler; axial cable outlet 0.5m with connector size 1.5 or M17; Diameter 576 mm; length 260mm; max. torque 5260Nm; max. speed 56rpm; max. current 100A eff; when using the direct motors in fork heads for machine tools or robots a license for the US patent US5584621 and the corresponding worldwide property rights may be required | alterado Out19 | 0 | 0
1FW6230-8WB20-8FB2 |  | 1FW6230-8WB20-8FB2 | 1 | UN | 1 | 25 | D | D | N | N | 85030099 | 1 |  | 106.7 | KG | 19551.33 | 19551.33 | MC05 | MC05 | SIMOTICS T stator integrated precision and power cooler; axial cable outlet Power and signal cable 1m Diameter 576 mm; length 260mm; max. torque 5260Nm; max. speed 84rpm; max. current 130A eff; when using the direct motors in fork heads for machine tools or robots a license for the US patent US5584621 and the corresponding worldwide property rights may be required | alterado Out19 | 0 | 0
1FW6231-2VB10-2JD2 |  | 1FW6231-2VB10-2JD2 | 1 | UN | 1 | 25 | D | D | N | N | 85030099 | 1 |  | 81.8 | KG | 20158.91 | 20158.91 | MC05 | MC05 | SIMOTICS T torque motor; components 3-phase synchronous motor; integrated precision and power cooler; cooling connection adapter; Stator/rotor separated; Radial cable outlet; Cable 0.5m with connector size 1.5 or M17; Diameter 576 mm; Length 160 mm; max. torque 2630Nm; max. speed 46rpm; max. current 45A eff; when using the direct motors in fork heads for machine tools or robots a license for the US patent US5584621 and the corresponding worldwide property rights may be required | alterado Out19 | 0 | 7
1FW6231-8VB10-2JD2 |  | 1FW6231-8VB10-2JD2 | 1 | UN | 1 | 25 | D | D | N | N | 85030099 | 1 |  | 57.8 | KG | 12307.21 | 12307.21 | MC05 | MC05 | SIMOTICS T stator integrated precision and power cooler; cooling connection adapter; radial cable outlet 0.5m with connector size 1.5/M17; Diameter 576 mm; Length 160 mm; max. torque 2630Nm; max. speed 46rpm; max. current 45A eff; when using the direct motors in fork heads for machine tools or robots a license for the US patent US5584621 and the corresponding worldwide property rights may be required | alterado Out19 | 0 | 7
1FW6232-8RA05-0AA0 |  | 1FW6232-8RA05-0AA0 | 1 | UN | 1 | 0 | A | D | N | N | 85030099 | 1 |  | 33 | KG | 6051.09 | 6051.09 | MC05 | MC05 | SIMOTICS T Rotor For motor 1FW6192-2.C05-....; Internal diameter 286 mm | alterado Out19 | 0 | 0
1FW6232-8RA10-0AA0 |  | 1FW6232-8RA10-0AA0 | 1 | UN | 1 | 0 | A | D | N | N | 85030099 | 1 |  | 57 | KG | 8874.85 | 8874.85 | MC05 | MC05 | SIMOTICS T Rotor For motor 1FW6192-2.C10-....; Internal diameter 286 mm | alterado Out19 | 0 | 0
1FW6232-8RA15-0AA0 |  | 1FW6232-8RA15-0AA0 | 1 | UN | 1 | 0 | A | D | N | N | 85030099 | 1 |  | 81 | KG | 10826.37 | 10826.37 | MC05 | MC05 | SIMOTICS T Rotor For motor 1FW6192-2.C15-....; Internal diameter 286 mm | alterado Out19 | 0 | 0
1FW6232-8RA20-0AA0 |  | 1FW6232-8RA20-0AA0 | 1 | UN | 1 | 0 | A | D | N | N | 85030099 | 1 |  | 105 | KG | 13472.19 | 13472.19 | MC05 | MC05 | SIMOTICS T Rotor For motor 1FW6192-2.C20-....; Internal diameter 286 mm | alterado Out19 | 0 | 0
1FW6232-8VC05-6AB3 |  | 1FW6232-8VC05-6AB3 | 1 | UN | 1 | 0 | A | D | N | N | 85030099 | 1 |  | 42 | KG | 9872.71 | 9872.71 | MC05 | MC05 | SIMOTICS T Stator Components 3-phase synchronous motor; Integrated precision and power cooler; Radial cable outlet 1 m; Diameter 576 mm; Length 110 mm; Max. torque 1590 Nm; Max. speed 930 rpm; Max. current 101 A eff With temperature sensor PTC130 and Pt1000; No UL approval | alterado Out19 | 0 | 0
1FW6232-8VC05-8FB3 |  | 1FW6232-8VC05-8FB3 | 1 | UN | 1 | 0 | A | D | N | N | 85030099 | 1 |  | 42 | KG | 10079.72 | 10079.72 | MC05 | MC05 | SIMOTICS T Stator Components 3-phase synchronous motor; Integrated precision and power cooler; Radial cable outlet 1 m; Diameter 576 mm; Length 110 mm; Max. torque 1590 Nm; Max. speed 1300 rpm; Max. current 139 A eff With temperature sensor PTC130 and Pt1000; No UL approval | alterado Out19 | 0 | 0
1FW6232-8VC10-0WB3 |  | 1FW6232-8VC10-0WB3 | 1 | UN | 1 | 0 | A | D | N | N | 85030099 | 1 |  | 66.5 | KG | 13799 | 13799 | MC05 | MC05 | SIMOTICS T Stator Components 3-phase synchronous motor; Integrated precision and power cooler; Radial cable outlet 1 m; Diameter 576 mm; Length 170 mm; Max. torque 3190 Nm; Max. speed 1300 rpm; Max. current 279 A eff With temperature sensor PTC130 and Pt1000; No UL approval | alterado Out19 | 0 | 0
1FW6232-8VC10-2PB3 |  | 1FW6232-8VC10-2PB3 | 1 | UN | 1 | 0 | A | D | N | N | 85030099 | 1 |  | 64 | KG | 12926.75 | 12926.75 | MC05 | MC05 | SIMOTICS T Stator Components 3-phase synchronous motor; Integrated precision and power cooler; Radial cable outlet 1 m; Diameter 576 mm; Length 160 mm; Max. torque 3190 Nm; Max. speed 930 rpm; Max. current 199 A eff With temperature sensor PTC130 and Pt1000; No UL approval | alterado Out19 | 0 | 0
1FW6232-8VC15-0WB3 |  | 1FW6232-8VC15-0WB3 | 1 | UN | 1 | 0 | A | D | N | N | 85030099 | 1 |  | 90.5 | KG | 17078.66 | 17078.66 | MC05 | MC05 | SIMOTICS T Stator Components 3-phase synchronous motor; Integrated precision and power cooler; Radial cable outlet 1 m; Diameter 576 mm; Length 220 mm; Max. torque 4780 Nm; Max. speed 870 rpm; Max. current 279 A eff With temperature sensor PTC130 and Pt1000; No UL approval | alterado Out19 | 0 | 0
1FW6232-8VC15-2PB3 |  | 1FW6232-8VC15-2PB3 | 1 | UN | 1 | 0 | A | D | N | N | 85030099 | 1 |  | 88 | KG | 16206.41 | 16206.41 | MC05 | MC05 | SIMOTICS T Stator Components 3-phase synchronous motor; Integrated precision and power cooler; Radial cable outlet 1 m; Diameter 576 mm; Length 210 mm; Max. torque 4780 Nm; Max. speed 620 rpm; Max. current 199 A eff With temperature sensor PTC130 and Pt1000; No UL approval | alterado Out19 | 0 | 0
1FW6232-8VC20-0WB3 |  | 1FW6232-8VC20-0WB3 | 1 | UN | 1 | 0 | A | D | N | N | 85030099 | 1 |  | 114 | KG | 16206.41 | 16206.41 | MC05 | MC05 | SIMOTICS T Stator Components 3-phase synchronous motor; Integrated precision and power cooler; Radial cable outlet 1 m; Diameter 576 mm; Length 270 mm; Max. torque 6370 Nm; Max. speed 650 rpm; Max. current 279 A eff With temperature sensor PTC130 and Pt1000; No UL approval | alterado Out19 | 0 | 0
1FW6232-8VC20-2PB3 |  | 1FW6232-8VC20-2PB3 | 1 | UN | 1 | 0 | A | D | N | N | 85030099 | 1 |  | 111.5 | KG | 18625.45 | 18625.45 | MC05 | MC05 | SIMOTICS T Stator Components 3-phase synchronous motor; Integrated precision and power cooler; Radial cable outlet 1 m; Diameter 576 mm; Length 260 mm; Max. torque 6370 Nm; Max. speed 460 rpm; Max. current 199 A eff With temperature sensor PTC130 and Pt1000; No UL approval | alterado Out19 | 0 | 0
1FW6232-8WC05-6AB3 |  | 1FW6232-8WC05-6AB3 | 1 | UN | 1 | 0 | A | D | N | N | 85030099 | 1 |  | 42 | KG | 9872.71 | 9872.71 | MC05 | MC05 | SIMOTICS T Stator Components 3-phase synchronous motor; Integrated precision and power cooler; Axial cable outlet 1 m; Diameter 576 mm; Length 110 mm; Max. torque 1590 Nm; Max. speed 930 rpm; Max. current 101 A eff With temperature sensor PTC130 and Pt1000; No UL approval | alterado Out19 | 0 | 0
1FW6232-8WC05-8FB3 |  | 1FW6232-8WC05-8FB3 | 1 | UN | 1 | 0 | A | D | N | N | 85030099 | 1 |  | 42 | KG | 10079.72 | 10079.72 | MC05 | MC05 | SIMOTICS T Stator Components 3-phase synchronous motor; Integrated precision and power cooler; Axial cable outlet 1 m; Diameter 576 mm; Length 110 mm; Max. torque 1590 Nm; Max. speed 1300 rpm; Max. current 139 A eff With temperature sensor PTC130 and Pt1000; No UL approval | alterado Out19 | 0 | 0
1FW6232-8WC10-0WB3 |  | 1FW6232-8WC10-0WB3 | 1 | UN | 1 | 0 | A | D | N | N | 85030099 | 1 |  | 66.5 | KG | 13799 | 13799 | MC05 | MC05 | SIMOTICS T Stator Components 3-phase synchronous motor; Integrated precision and power cooler; Axial cable outlet 1 m; Diameter 576 mm; Length 170 mm; Max. torque 3190 Nm; Max. speed 1300 rpm; Max. current 279 A eff With temperature sensor PTC130 and Pt1000; No UL approval | alterado Out19 | 0 | 0
1FW6232-8WC10-2PB3 |  | 1FW6232-8WC10-2PB3 | 1 | UN | 1 | 0 | A | D | N | N | 85030099 | 1 |  | 64 | KG | 12926.75 | 12926.75 | MC05 | MC05 | SIMOTICS T Stator Components 3-phase synchronous motor; Integrated precision and power cooler; Axial cable outlet 1 m; Diameter 576 mm; Length 160 mm; Max. torque 3190 Nm; Max. speed 930 rpm; Max. current 199 A eff With temperature sensor PTC130 and Pt1000; No UL approval | alterado Out19 | 0 | 0
1FW6232-8WC15-0WB3 |  | 1FW6232-8WC15-0WB3 | 1 | UN | 1 | 0 | A | D | N | N | 85030099 | 1 |  | 90.5 | KG | 17078.66 | 17078.66 | MC05 | MC05 | SIMOTICS T Stator Components 3-phase synchronous motor; Integrated precision and power cooler; Axial cable outlet 1 m; Diameter 576 mm; Length 220 mm; Max. torque 4780 Nm; Max. speed 870 rpm; Max. current 279 A eff With temperature sensor PTC130 and Pt1000; No UL approval | alterado Out19 | 0 | 0
1FW6232-8WC15-2PB3 |  | 1FW6232-8WC15-2PB3 | 1 | UN | 1 | 0 | A | D | N | N | 85030099 | 1 |  | 88 | KG | 16206.41 | 16206.41 | MC05 | MC05 | SIMOTICS T Stator Components 3-phase synchronous motor; Integrated precision and power cooler; Axial cable outlet 1 m; Diameter 576 mm; Length 210 mm; Max. torque 4780 Nm; Max. speed 620 rpm; Max. current 199 A eff With temperature sensor PTC130 and Pt1000; No UL approval | alterado Out19 | 0 | 0
1FW6232-8WC20-0WB3 |  | 1FW6232-8WC20-0WB3 | 1 | UN | 1 | 0 | A | D | N | N | 85030099 | 1 |  | 114 | KG | 19497.7 | 19497.7 | MC05 | MC05 | SIMOTICS T Stator Components 3-phase synchronous motor; Integrated precision and power cooler; Axial cable outlet 1 m; Diameter 576 mm; Length 270 mm; Max. torque 6370 Nm; Max. speed 650 rpm; Max. current 279 A eff With temperature sensor PTC130 and Pt1000; No UL approval | alterado Out19 | 0 | 0
1FW6232-8WC20-2PB3 |  | 1FW6232-8WC20-2PB3 | 1 | UN | 1 | 0 | A | D | N | N | 85030099 | 1 |  | 111.5 | KG | 18625.45 | 18625.45 | MC05 | MC05 | SIMOTICS T Stator Components 3-phase synchronous motor; Integrated precision and power cooler; Axial cable outlet 1 m; Diameter 576 mm; Length 260 mm; Max. torque 6370 Nm; Max. speed 460 rpm; Max. current 199 A eff With temperature sensor PTC130 and Pt1000; No UL approval | alterado Out19 | 0 | 0
1FW6290-0RB20-0WB2 |  | 1FW6290-0RB20-0WB2 | 1 | UN | 1 | 25 | D | D | N | N | 85030099 | 1 |  | 280 | KG | 42140.51 | 42140.51 | MC05 | MC05 | SIMOTICS T torque motor; components 3-phase synchronous motor; integrated precision and power cooler; radial cable outlet inwards; length 1 m; Diameter 730mm; length 280mm; Max. torque 10900Nm; max. speed 150 rpm; max. current 410A eff; when using the direct motors in fork heads for machine tools or robots a license for the US patent US5584621 and the corresponding worldwide property rights may be required | alterado Out19 | 0 | 7
1FW6290-0TB07-5GC2 |  | 1FW6290-0TB07-5GC2 | 1 | UN | 1 | 25 | D | D | N | N | 85030099 | 1 |  | 103.6 | KG | 24801.38 | 24801.38 | MC05 | MC05 | SIMOTICS T torque motor; components 3-phase synchronous motor; integrated precision and power cooler; tangential cable outlet 2m; diameter 730mm; Length 140 mm; max. torque 4000Nm; max. speed 110 rpm; max. current 110A eff; when using the direct motors in fork heads for machine tools or robots a license for the US patent US5584621 and the corresponding worldwide property rights may be required | alterado Out19 | 0 | 0
1FW6290-0TB07-5GD2 |  | 1FW6290-0TB07-5GD2 | 1 | UN | 1 | 25 | D | D | N | N | 85030099 | 1 |  | 103.6 | KG | 25190.84 | 25190.84 | MC05 | MC05 | SIMOTICS T torque motor; components 3-phase synchronous motor; integrated precision and power cooler; tangential cable outlet 0.5m; with connector size 1.5 or M17; Diameter 730mm; Length 140 mm; max. torque 4000Nm; max. speed 110 rpm; max. current 110A eff; when using the direct motors in fork heads for machine tools or robots a license for the US patent US5584621 and the corresponding worldwide property rights may be required | alterado Out19 | 0 | 0
1FW6290-0TB11-7AC2 |  | 1FW6290-0TB11-7AC2 | 1 | UN | 1 | 25 | D | D | N | N | 85030099 | 1 |  | 159 | KG | 29007.63 | 29007.63 | MC05 | MC05 | SIMOTICS T torque motor; components 3-phase synchronous motor; integrated precision and power cooler; tangential cable outlet 2m; diameter 730mm; length 180mm; max. torque 6280Nm; max. speed 73rpm; max. current 130A eff; when using the direct motors in fork heads for machine tools or robots a license for the US patent US5584621 and the corresponding worldwide property rights may be required | alterado Out19 | 0 | 0
1FW6290-0TB11-7AD2 |  | 1FW6290-0TB11-7AD2 | 1 | UN | 1 | 25 | D | D | N | N | 85030099 | 1 |  | 159 | KG | 29397.1 | 29397.1 | MC05 | MC05 | SIMOTICS T torque motor; components 3-phase synchronous motor; integrated precision and power cooler; tangential cable outlet 0.5m; with connector size 1.5 or M17; Diameter 730mm; length 180mm; max. torque 6280Nm; max. speed 73rpm; max. current 130A eff; when using the direct motors in fork heads for machine tools or robots a license for the US patent US5584621 and the corresponding worldwide property rights may be required | alterado Out19 | 0 | 0
1FW6290-0TB15-0LC2 |  | 1FW6290-0TB15-0LC2 | 1 | UN | 1 | 25 | D | D | N | N | 85030099 | 1 |  | 214.6 | KG | 33541.04 | 33541.04 | MC05 | MC05 | SIMOTICS T torque motor; components 3-phase synchronous motor; integrated precision and power cooler; tangential cable outlet 2m; Diameter 730mm; length 220 mm; max. torque 2970 Nm; max. speed 89rpm; max. current 210A eff; when using the direct motors in fork heads for machine tools or robots a license for the US patent US5584621 and the corresponding worldwide property rights may be required | alterado Out19 | 0 | 4
1FW6290-0TB15-7AC2 |  | 1FW6290-0TB15-7AC2 | 1 | UN | 1 | 25 | D | D | N | N | 85030099 | 1 |  | 214.6 | KG | 33541.04 | 33541.04 | MC05 | MC05 | SIMOTICS T torque motor; components 3-phase synchronous motor; integrated precision and power cooler; tangential cable outlet; Diameter 730mm; length 220 mm; max. torque 8570Nm; max. speed 53rpm; max. current 130A eff; when using the direct motors in fork heads for machine tools or robots a license for the US patent US5584621 and the corresponding worldwide property rights may be required | alterado Out19 | 0 | 0
1FW6290-0TB15-7AD2 |  | 1FW6290-0TB15-7AD2 | 1 | UN | 1 | 25 | D | D | N | N | 85030099 | 1 |  | 214.6 | KG | 33930.51 | 33930.51 | MC05 | MC05 | SIMOTICS T torque motor; components 3-phase synchronous motor; integrated precision and power cooler; tangential cable outlet; power cable 0.5m with connector size 1.5; signal cable 0.5m with M17 connector; diameter 730mm; length 220 mm; max. torque 8570Nm; max. speed 53rpm; max. current 130A eff; when using the direct motors in fork heads for machine tools or robots a license for the US patent US5584621 and the corresponding worldwide property rights may be required | alterado Out19 | 0 | 0
1FW6290-0VB07-0LB2 |  | 1FW6290-0VB07-0LB2 | 1 | UN | 1 | 25 | D | D | N | N | 85030099 | 1 |  | 103.6 | KG | 24801.38 | 24801.38 | MC05 | MC05 | SIMOTICS T torque motor; components 3-phase synchronous motor; integrated precision and power cooler; radial cable outlet; power and signal cable 1m diameter 730mm; Length 140 mm; max. torque 4000Nm; max. speed 210rpm; max. current 210A eff; when using the direct motors in fork heads for machine tools or robots a license for the US patent US5584621 and the corresponding worldwide property rights may be required | alterado Out19 | 0 | 0
1FW6290-0VB07-2PB2 |  | 1FW6290-0VB07-2PB2 | 1 | UN | 1 | 25 | D | D | N | N | 85030099 | 1 |  | 103.6 | KG | 27714.58 | 27714.58 | MC05 | MC05 | SIMOTICS T torque motor; components 3-phase synchronous motor; integrated precision and power cooler; radial cable outlet; power and signal cable 1m diameter 730mm; Length 160 mm; max. torque 4000Nm; max. speed 270 rpm; max. current 270A eff; when using the direct motors in fork heads for machine tools or robots a license for the US patent US5584621 and the corresponding worldwide property rights may be required | alterado Out19 | 0 | 0
1FW6290-0VB07-5GC2 |  | 1FW6290-0VB07-5GC2 | 1 | UN | 1 | 25 | D | D | N | N | 85030099 | 1 |  | 103.6 | KG | 24801.38 | 24801.38 | MC05 | MC05 | SIMOTICS T torque motor; components 3-phase synchronous motor; integrated precision and power cooler; radial cable outlet 2m; diameter 730mm; Length 140 mm; max. torque 4000Nm; max. speed 93rpm; max. current 100A eff; when using the direct motors in fork heads for machine tools or robots a license for the US patent US5584621 and the corresponding worldwide property rights may be required | alterado Out19 | 0 | 0
1FW6290-0VB07-5GD2 |  | 1FW6290-0VB07-5GD2 | 1 | UN | 1 | 25 | D | D | N | N | 85030099 | 1 |  | 103.6 | KG | 25190.84 | 25190.84 | MC05 | MC05 | SIMOTICS T torque motor; components 3-phase synchronous motor; integrated precision and power cooler; radial cable outlet 0.5m; with connector size 1.5 or M17 Diameter 730 mm; Length 140 mm; max. torque 4000Nm; max. speed 93rpm; max. current 100A eff; when using the direct motors in fork heads for machine tools or robots a license for the US patent US5584621 and the corresponding worldwide property rights may be required | alterado Out19 | 0 | 0
1FW6290-0VB11-0LB2 |  | 1FW6290-0VB11-0LB2 | 1 | UN | 1 | 25 | D | D | N | N | 85030099 | 1 |  | 159 | KG | 29007.63 | 29007.63 | MC05 | MC05 | SIMOTICS T torque motor; components 3-phase synchronous motor; integrated precision and power cooler; radial cable outlet; power and signal cable 1m diameter 730mm; length 180mm; max. torque 6280Nm; max. speed 130 rpm; max. current 210A eff; when using the direct motors in fork heads for machine tools or robots a license for the US patent US5584621 and the corresponding worldwide property rights may be required | alterado Out19 | 0 | 0
1FW6290-0VB11-2PB2 |  | 1FW6290-0VB11-2PB2 | 1 | UN | 1 | 25 | D | D | N | N | 85030099 | 1 |  | 159 | KG | 31936.43 | 31936.43 | MC05 | MC05 | SIMOTICS T torque motor; components 3-phase synchronous motor; integrated precision and power cooler; radial cable outlet; power and signal cable 1m diameter 730mm; Length 200mm; max. torque 6280Nm; max. speed 170 rpm; max. current 270A eff; when using the direct motors in fork heads for machine tools or robots a license for the US patent US5584621 and the corresponding worldwide property rights may be required | alterado Out19 | 0 | 0
1FW6290-0VB11-7AC2 |  | 1FW6290-0VB11-7AC2 | 1 | UN | 1 | 25 | D | D | N | N | 85030099 | 1 |  | 176 | KG | 29007.63 | 29007.63 | MC05 | MC05 | SIMOTICS T torque motor; components 3-phase synchronous motor; integrated precision and power cooler; radial cable outlet; Diameter 730mm; length 180mm; max. torque 6280Nm; max. speed 75rpm; max. current 130A eff; when using the direct motors in fork heads for machine tools or robots a license for the US patent US5584621 and the corresponding worldwide property rights may be required | alterado Out19 | 0 | 0
1FW6290-0VB11-7AD2 |  | 1FW6290-0VB11-7AD2 | 1 | UN | 1 | 25 | D | D | N | N | 85030099 | 1 |  | 159 | KG | 29397.1 | 29397.1 | MC05 | MC05 | SIMOTICS T torque motor; components 3-phase synchronous motor; integrated precision and power cooler; radial cable outlet 0.5m with connector Size 1.5 or M17; Diameter 730mm; length 180mm; max. torque 6280 NM; max. speed 73rpm; max. current 130A eff; when using the direct motors in fork heads for machine tools or robots a license for the US patent US5584621 and the corresponding worldwide property rights may be required | alterado Out19 | 0 | 0
1FW6290-0VB15-0LB2 |  | 1FW6290-0VB15-0LB2 | 1 | UN | 1 | 25 | D | D | N | N | 85030099 | 1 |  | 214.6 | KG | 33541.04 | 33541.04 | MC05 | MC05 | SIMOTICS T torque motor; components 3-phase synchronous motor; integrated precision and power cooler; radial cable outlet; power and signal cable 1m diameter 730mm; length 220 mm; max. torque 8570Nm; max. speed 89rpm; max. current 210A eff; when using the direct motors in fork heads for machine tools or robots a license for the US patent US5584621 and the corresponding worldwide property rights may be required | alterado Out19 | 0 | 0
1FW6290-0VB15-0LC2 |  | 1FW6290-0VB15-0LC2 | 1 | UN | 1 | 25 | D | D | N | N | 85030099 | 1 |  | 214.6 | KG | 33541.04 | 33541.04 | MC05 | MC05 | SIMOTICS T torque motor; components 3-phase synchronous motor; integrated precision and power cooler; radial cable outlet; Diameter 730mm; length 220 mm; max. torque 8570Nm; max. speed 89rpm; max. current 210A eff; when using the direct motors in fork heads for machine tools or robots a license for the US patent US5584621 and the corresponding worldwide property rights may be required | alterado Out19 | 0 | 7
1FW6290-0VB15-2PB2 |  | 1FW6290-0VB15-2PB2 | 1 | UN | 1 | 25 | D | D | N | N | 85030099 | 1 |  | 214.6 | KG | 36454.28 | 36454.28 | MC05 | MC05 | SIMOTICS T torque motor; components 3-phase synchronous motor; integrated precision and power cooler; radial cable outlet; power and signal cable 1m diameter 730mm; length 240mm; max. torque 8570Nm; max. speed 120 rpm; max. current 270A eff; when using the direct motors in fork heads for machine tools or robots a license for the US patent US5584621 and the corresponding worldwide property rights may be required | alterado Out19 | 0 | 0
1FW6290-0VB15-2PT2 |  | 1FW6290-0VB15-2PT2 | 1 | UN | 1 | 25 | D | D | N | N | 85030099 | 1 |  | 219.8 | KG | 37326.68 | 37326.68 | MC05 | MC05 | SIMOTICS T torque motor; components 3-phase synchronous motor; integrated precision and power cooler; radial cable outlet; power and signal cable 5m diameter 730mm; length 240mm; max. torque 8570Nm; max. speed 120 rpm; max. current 270A eff; when using the direct motors in fork heads for machine tools or robots a license for the US patent US5584621 and the corresponding worldwide property rights may be required | alterado Out19 | 0 | 0
1FW6290-0VB15-7AC2 |  | 1FW6290-0VB15-7AC2 | 1 | UN | 1 | 25 | D | D | N | N | 85030099 | 1 |  | 303 | KG | 33541.04 | 33541.04 | MC05 | MC05 | SIMOTICS T torque motor; components 3-phase synchronous motor; integrated precision and power cooler; radial cable outlet; Diameter 730mm; length 220 mm; max. torque 8570Nm; max. speed 53rpm; max. current 130A eff; when using the direct motors in fork heads for machine tools or robots a license for the US patent US5584621 and the corresponding worldwide property rights may be required | alterado Out19 | 0 | 0
1FW6290-0VB15-7AD2 |  | 1FW6290-0VB15-7AD2 | 1 | UN | 1 | 25 | D | D | N | N | 85030099 | 1 |  | 214.6 | KG | 33930.51 | 33930.51 | MC05 | MC05 | SIMOTICS T torque motor; components 3-phase synchronous motor; integrated precision and power cooler; radial cable outlet; power cable 0.5m with connector size 1.5; signal cable 0.5m with M17 connector; diameter 730mm; length 220 mm; max. torque 8570Nm; max. speed 53rpm; max. current 130A eff; when using the direct motors in fork heads for machine tools or robots a license for the US patent US5584621 and the corresponding worldwide property rights may be required | alterado Out19 | 0 | 0
1FW6290-0VB15-7AR2 |  | 1FW6290-0VB15-7AR2 | 1 | UN | 1 | 25 | D | D | N | N | 85030099 | 1 |  | 214.6 | KG | 33930.51 | 33930.51 | MC05 | MC05 | SIMOTICS T torque motor; components 3-phase synchronous motor; integrated precision and power cooler; radial cable outlet; Length 4m; bare end; Diameter 730mm; length 220 mm; max. torque 8570Nm; max. speed 53rpm; max. current 130A eff; when using the direct motors in fork heads for machine tools or robots a license for the US patent US5584621 and the corresponding worldwide property rights may be required | alterado Out19 | 0 | 7
1FW6290-0VB20-0LB2 |  | 1FW6290-0VB20-0LB2 | 1 | UN | 1 | 25 | D | D | N | N | 85030099 | 1 |  | 260.6 | KG | 39258.44 | 39258.44 | MC05 | MC05 | SIMOTICS T torque motor; components 3-phase synchronous motor; integrated precision and power cooler; radial cable outlet; power and signal cable 1m diameter 730mm; Length 260 mm; max. torque 10900Nm; max. speed 68rpm; max. current 210A eff; when using the direct motors in fork heads for machine tools or robots a license for the US patent US5584621 and the corresponding worldwide property rights may be required | alterado Out19 | 0 | 0
1FW6290-0VB20-2PB2 |  | 1FW6290-0VB20-2PB2 | 1 | UN | 1 | 25 | D | D | N | N | 85030099 | 1 |  | 230 | KG | 42140.51 | 42140.51 | MC05 | MC05 | SIMOTICS T torque motor; components 3-phase synchronous motor; integrated precision and power cooler; radial cable outlet; length 1 m; Diameter 730mm; length 280mm; Max. torque 10900Nm; max. speed 91rpm; max. current 270A eff; when using the direct motors in fork heads for machine tools or robots a license for the US patent US5584621 and the corresponding worldwide property rights may be required | alterado Out19 | 0 | 0
1FW6290-0VB20-2PR2 |  | 1FW6290-0VB20-2PR2 | 1 | UN | 1 | 25 | D | D | N | N | 85030099 | 1 |  | 230 | KG | 42997.34 | 42997.34 | MC05 | MC05 | SIMOTICS T torque motor; components 3-phase synchronous motor; integrated precision and power cooler; radial cable outlet; Length 4m; Diameter 730mm; length 280mm; Max. torque 10900Nm; max. speed 91rpm; max. current 270A eff; when using the direct motors in fork heads for machine tools or robots a license for the US patent US5584621 and the corresponding worldwide property rights may be required | alterado Out19 | 0 | 7
1FW6290-0WB07-0LB2 |  | 1FW6290-0WB07-0LB2 | 1 | UN | 1 | 25 | D | D | N | N | 85030099 | 1 |  | 103.6 | KG | 24801.38 | 24801.38 | MC05 | MC05 | SIMOTICS T torque motor; components 3-phase synchronous motor; integrated precision and power cooler; axial cable outlet; power and signal cable 1m diameter 730mm; Length 140 mm; max. torque 4000Nm; max. speed 210rpm; max. current 210A eff; when using the direct motors in fork heads for machine tools or robots a license for the US patent US5584621 and the corresponding worldwide property rights may be required | alterado Out19 | 0 | 0
1FW6290-0WB07-2PB2 |  | 1FW6290-0WB07-2PB2 | 1 | UN | 1 | 25 | D | D | N | N | 85030099 | 1 |  | 103.6 | KG | 27714.58 | 27714.58 | MC05 | MC05 | SIMOTICS T torque motor; components 3-phase synchronous motor; integrated precision and power cooler; axial cable outlet; power and signal cable 1m diameter 730mm; Length 160 mm; max. torque 4000Nm; max. speed 270 rpm; max. current 270A eff; when using the direct motors in fork heads for machine tools or robots a license for the US patent US5584621 and the corresponding worldwide property rights may be required | alterado Out19 | 0 | 0
1FW6290-0WB07-5GC2 |  | 1FW6290-0WB07-5GC2 | 1 | UN | 1 | 25 | D | D | N | N | 85030099 | 1 |  | 103.6 | KG | 24801.38 | 24801.38 | MC05 | MC05 | SIMOTICS T torque motor; components 3-phase synchronous motor; integrated precision and power cooler; axial cable outlet 2m; Diameter 730mm; Length 140 mm; max. torque 4000 NM; max. speed 110 rpm; max. current 110A eff; when using the direct motors in fork heads for machine tools or robots a license for the US patent US5584621 and the corresponding worldwide property rights may be required | alterado Out19 | 0 | 0
1FW6290-0WB07-5GD2 |  | 1FW6290-0WB07-5GD2 | 1 | UN | 1 | 25 | D | D | N | N | 85030099 | 1 |  | 103.6 | KG | 25190.84 | 25190.84 | MC05 | MC05 | SIMOTICS T torque motor; components 3-phase synchronous motor; integrated precision and power cooler; axial cable outlet 0.5m with connector Size 1.5 or M17; Diameter 730mm; Length 140 mm; max. torque 4000 NM; max. speed 110 rpm; max. current 110A eff; when using the direct motors in fork heads for machine tools or robots a license for the US patent US5584621 and the corresponding worldwide property rights may be required | alterado Out19 | 0 | 0
1FW6290-0WB11-0LB2 |  | 1FW6290-0WB11-0LB2 | 1 | UN | 1 | 25 | D | D | N | N | 85030099 | 1 |  | 159 | KG | 29007.63 | 29007.63 | MC05 | MC05 | SIMOTICS T torque motor; components 3-phase synchronous motor; integrated precision and power cooler; axial cable outlet; power and signal cable 1m diameter 730mm; length 180mm; max. torque 6280Nm; max. speed 130 rpm; max. current 210A eff; when using the direct motors in fork heads for machine tools or robots a license for the US patent US5584621 and the corresponding worldwide property rights may be required | alterado Out19 | 0 | 0
1FW6290-0WB11-2PB2 |  | 1FW6290-0WB11-2PB2 | 1 | UN | 1 | 25 | D | D | N | N | 85030099 | 1 |  | 159 | KG | 31936.43 | 31936.43 | MC05 | MC05 | SIMOTICS T torque motor; components 3-phase synchronous motor; integrated precision and power cooler; axial cable outlet; power and signal cable 1m diameter 730mm; Length 200mm; max. torque 6280Nm; max. speed 170 rpm; max. current 270A eff; when using the direct motors in fork heads for machine tools or robots a license for the US patent US5584621 and the corresponding worldwide property rights may be required | alterado Out19 | 0 | 0
1FW6290-0WB11-2PR2 |  | 1FW6290-0WB11-2PR2 | 1 | UN | 1 | 25 | D | D | N | N | 85030099 | 1 |  | 159 | KG | 32793.29 | 32793.29 | MC05 | MC05 | SIMOTICS T torque motor; components 3-phase synchronous motor; integrated precision and power cooler; axial cable outlet; power and Signal cable 4 m; diameter 730mm; Length 200mm; max. torque 6280Nm; max. speed 170 rpm; max. current 270A eff; when using the direct motors in fork heads for machine tools or robots a license for the US patent US5584621 and the corresponding worldwide property rights may be required | alterado Out19 | 0 | 0
1FW6290-0WB11-5GC2 |  | 1FW6290-0WB11-5GC2 | 1 | UN | 1 | 25 | D | D | N | N | 85030099 | 1 |  | 161 | KG | 29007.63 | 29007.63 | MC05 | MC05 | SIMOTICS T torque motor; components 3-phase synchronous motor; integrated precision and power cooler; axial cable outlet 2m; Diameter 730mm; length 180mm; max. torque 6280Nm; max. speed 65rpm; max. current 110A eff; when using the direct motors in fork heads for machine tools or robots a license for the US patent US5584621 and the corresponding worldwide property rights may be required | alterado Out19 | 0 | 7
1FW6290-0WB11-7AC2 |  | 1FW6290-0WB11-7AC2 | 1 | UN | 1 | 25 | D | D | N | N | 85030099 | 1 |  | 159 | KG | 29007.63 | 29007.63 | MC05 | MC05 | SIMOTICS T torque motor; components 3-phase synchronous motor; integrated precision and power cooler; axial cable outlet 2m; Diameter 730mm; length 180mm; max. torque 6280 NM; max. speed 73rpm; max. current 130A eff; when using the direct motors in fork heads for machine tools or robots a license for the US patent US5584621 and the corresponding worldwide property rights may be required | alterado Out19 | 0 | 0
1FW6290-0WB11-7AD2 |  | 1FW6290-0WB11-7AD2 | 1 | UN | 1 | 25 | D | D | N | N | 85030099 | 1 |  | 159 | KG | 29397.1 | 29397.1 | MC05 | MC05 | SIMOTICS T torque motor; components 3-phase synchronous motor; integrated precision and power cooler; axial cable outlet 0.5m with connector Size 1.5 or M17; Diameter 730mm; length 180mm; max. torque 6280 NM; max. speed 73rpm; max. current 130A eff; when using the direct motors in fork heads for machine tools or robots a license for the US patent US5584621 and the corresponding worldwide property rights may be required | alterado Out19 | 0 | 0
1FW6290-0WB15-0LB2 |  | 1FW6290-0WB15-0LB2 | 1 | UN | 1 | 25 | D | D | N | N | 85030099 | 1 |  | 214.6 | KG | 33541.04 | 33541.04 | MC05 | MC05 | SIMOTICS T torque motor; components 3-phase synchronous motor; integrated precision and power cooler; axial cable outlet; power and signal cable 1m diameter 730mm; length 220 mm; max. torque 8570Nm; max. speed 89rpm; max. current 210A eff; when using the direct motors in fork heads for machine tools or robots a license for the US patent US5584621 and the corresponding worldwide property rights may be required | alterado Out19 | 0 | 0
1FW6290-0WB15-2PB2 |  | 1FW6290-0WB15-2PB2 | 1 | UN | 1 | 25 | D | D | N | N | 85030099 | 1 |  | 214.6 | KG | 36454.28 | 36454.28 | MC05 | MC05 | SIMOTICS T torque motor; components 3-phase synchronous motor; integrated precision and power cooler; axial cable outlet; length 1 m; Diameter 730mm; length 240 mm; max. torque 2970 Nm; max. speed 120 rpm; max. current 270A eff; when using the direct motors in fork heads for machine tools or robots a license for the US patent US5584621 and the corresponding worldwide property rights may be required | alterado Out19 | 0 | 0
1FW6290-0WB15-7AC2 |  | 1FW6290-0WB15-7AC2 | 1 | UN | 1 | 25 | D | D | N | N | 85030099 | 1 |  | 214.6 | KG | 33541.04 | 33541.04 | MC05 | MC05 | SIMOTICS T torque motor; components 3-phase synchronous motor; integrated precision and power cooler; axial cable outlet; Diameter 730mm; length 220 mm; max. torque 8570Nm; max. speed 53rpm; max. current 130A eff; when using the direct motors in fork heads for machine tools or robots a license for the US patent US5584621 and the corresponding worldwide property rights may be required | alterado Out19 | 0 | 0
1FW6290-0WB15-7AD2 |  | 1FW6290-0WB15-7AD2 | 1 | UN | 1 | 25 | D | D | N | N | 85030099 | 1 |  | 214.6 | KG | 33930.51 | 33930.51 | MC05 | MC05 | SIMOTICS T torque motor; components 3-phase synchronous motor; integrated precision and power cooler; axial cable outlet; power cable 0.5m with connector size 1.5; signal cable 0.5m with M17 connector; diameter 730mm; length 220 mm; max. torque 8570Nm; max. speed 53rpm; max. current 130A eff; when using the direct motors in fork heads for machine tools or robots a license for the US patent US5584621 and the corresponding worldwide property rights may be required | alterado Out19 | 0 | 0
1FW6290-0WB15-7AE2 |  | 1FW6290-0WB15-7AE2 | 1 | UN | 1 | 25 | D | D | N | N | 85030099 | 1 |  | 214.6 | KG | 33930.51 | 33930.51 | MC05 | MC05 | SIMOTICS T torque motor; components 3-phase synchronous motor; integrated precision and power cooler; axial cable outlet; Power cable 1 m with connector size 1.5; signal cable 1 m with M17 connector; diameter 730mm; length 220 mm; max. torque 8570Nm; max. speed 53rpm; max. current 130A eff; when using the direct motors in fork heads for machine tools or robots a license for the US patent US5584621 and the corresponding worldwide property rights may be required | alterado Out19 | 0 | 0
1FW6290-0WB20-0LB2 |  | 1FW6290-0WB20-0LB2 | 1 | UN | 1 | 25 | D | D | N | N | 85030099 | 1 |  | 260.6 | KG | 39258.44 | 39258.44 | MC05 | MC05 | SIMOTICS T torque motor; components 3-phase synchronous motor; integrated precision and power cooler; axial cable outlet; power and signal cable 1m diameter 730mm; Length 260 mm; max. torque 10900Nm; max. speed 68rpm; max. current 210A eff; when using the direct motors in fork heads for machine tools or robots a license for the US patent US5584621 and the corresponding worldwide property rights may be required | alterado Out19 | 0 | 0
1FW6290-0WB20-0LC2 |  | 1FW6290-0WB20-0LC2 | 1 | UN | 1 | 25 | D | D | N | N | 85030099 | 1 |  | 137.679 | KG | 39258.44 | 39258.44 | MC05 | MC05 | SIMOTICS T torque motor; components 3-phase synchronous motor; integrated precision and power cooler; axial cable outlet 2m; diameter 730mm; Length 260 mm; max. torque 10900Nm; max. speed 68rpm; max. current 210A eff; when using the direct motors in fork heads for machine tools or robots a license for the US patent US5584621 and the corresponding worldwide property rights may be required | alterado Out19 | 0 | 7
1FW6290-0WB20-0LT2 |  | 1FW6290-0WB20-0LT2 | 1 | UN | 1 | 25 | D | D | N | N | 85030099 | 1 |  | 230 | KG | 39881.6 | 39881.6 | MC05 | MC05 | SIMOTICS T torque motor; components 3-phase synchronous motor; integrated precision and power cooler; axial cable outlet; Length 5m; Diameter 730mm; length 280mm; Max. torque 10900Nm; max. speed 68rpm; max. current 210A eff; when using the direct motors in fork heads for machine tools or robots a license for the US patent US5584621 and the corresponding worldwide property rights may be required | alterado Out19 | 0 | 7
1FW6290-0WB20-0WB2 |  | 1FW6290-0WB20-0WB2 | 1 | UN | 1 | 25 | D | D | N | N | 85030099 | 1 |  | 230 | KG | 42140.51 | 42140.51 | MC05 | MC05 | SIMOTICS T torque motor; components 3-phase synchronous motor; integrated precision and power cooler; axial cable outlet; Diameter 730mm; length 280mm; Max. torque 10900Nm; max. speed 150 rpm; max. current 410A eff; when using the direct motors in fork heads for machine tools or robots, a license for the US patent US5584621 and the corresponding worldwide property rights may be required | alterado Out19 | 0 | 7
1FW6290-0WB20-2PB2 |  | 1FW6290-0WB20-2PB2 | 1 | UN | 1 | 25 | D | D | N | N | 85030099 | 1 |  | 260.6 | KG | 42140.51 | 42140.51 | MC05 | MC05 | SIMOTICS T torque motor; components 3-phase synchronous motor; integrated precision and power cooler; axial cable outlet; power and signal cable 1m diameter 730mm; length 280mm; max. torque 10900Nm; max. speed 91rpm; max. current 270A eff; when using the direct motors in fork heads for machine tools or robots, a license for the US patent US5584621 and the corresponding worldwide property rights may be required | alterado Out19 | 0 | 0
1FW6290-0WB20-2PR2 |  | 1FW6290-0WB20-2PR2 | 1 | UN | 1 | 25 | D | D | N | N | 85030099 | 1 |  | 230 | KG | 42935.02 | 42935.02 | MC05 | MC05 | SIMOTICS T torque motor; components 3-phase synchronous motor; integrated precision and power cooler; axial cable outlet; Length 4m; Diameter 730mm; length 280mm; Max. torque 10900Nm; max. speed 91rpm; max. current 270A eff; when using the direct motors in fork heads for machine tools or robots, a license for the US patent US5584621 and the corresponding worldwide property rights may be required | alterado Out19 | 0 | 7
1FW6290-0WB20-2PT2 |  | 1FW6290-0WB20-2PT2 | 1 | UN | 1 | 25 | D | D | N | N | 85030099 | 1 |  | 230 | KG | 42997.34 | 42997.34 | MC05 | MC05 | SIMOTICS T torque motor; components 3-phase synchronous motor; integrated precision and power cooler; axial cable outlet; Length 5m; Diameter 730mm; length 280mm; Max. torque 10900Nm; max. speed 91rpm; max. current 270A eff; when using the direct motors in fork heads for machine tools or robots, a license for the US patent US5584621 and the corresponding worldwide property rights may be required | alterado Out19 | 0 | 7
1FW6290-1BA00-0AA0 |  | 1FW6290-1BA00-0AA0 | 1 | UN | 1 | 25 | D | D | N | 9I999IR | 85030099 | 1 |  | 0.45 | KG | 567.67 | 567.67 | MC05 | MC05 | SIMOTICS T cooling connection adapter for torque motors with integrated cooling; Size 1FW6290; internal interconnection of power and precision cooling; Radial and axial connection possible | alterado Out19 | 0 | 0
1FW6290-8RA07-0AA0 |  | 1FW6290-8RA07-0AA0 | 1 | UN | 1 | 25 | D | D | N | N | 85030099 | 1 |  | 31 | KG | 6993.68 | 6993.68 | MC05 | MC05 | SIMOTICS T rotor for motor 1FW6290-0.B07-....; Diameter 730mm; Length 140 mm; when using the direct motors in fork heads for machine tools or robots a license for the US patent US5584621 and the corresponding worldwide property rights may be required | alterado Out19 | 0 | 0
1FW6290-8RA11-0AA0 |  | 1FW6290-8RA11-0AA0 | 1 | UN | 1 | 25 | D | D | N | N | 85030099 | 1 |  | 48.3 | KG | 9279.48 | 9279.48 | MC05 | MC05 | SIMOTICS T rotor for motor 1FW6290-0.B11-....; Diameter 730mm; length 180mm; when using the direct motors in fork heads for machine tools or robots a license for the US patent US5584621 and the corresponding worldwide property rights may be required | alterado Out19 | 0 | 0
1FW6290-8RA15-0AA0 |  | 1FW6290-8RA15-0AA0 | 1 | UN | 1 | 25 | D | D | N | N | 85030099 | 1 |  | 59 | KG | 10551.07 | 10551.07 | MC05 | MC05 | SIMOTICS T rotor for motor 1FW6290-0.B15-....; Diameter 730mm; length 220 mm; when using the direct motors in fork heads for machine tools or robots a license for the US patent US5584621 and the corresponding worldwide property rights may be required | alterado Out19 | 0 | 7
1FW6290-8RA20-0AA0 |  | 1FW6290-8RA20-0AA0 | 1 | UN | 1 | 25 | D | D | N | N | 85030099 | 1 |  | 73 | KG | 14320.4 | 14320.4 | MC05 | MC05 | SIMOTICS T rotor for motor 1FW6290-0.B20-....; Diameter 730mm; length 280mm; when using the direct motors in fork heads for machine tools or robots a license for the US patent US5584621 and the corresponding worldwide property rights may be required | alterado Out19 | 0 | 0
1FW6290-8TB07-5GC2 |  | 1FW6290-8TB07-5GC2 | 1 | UN | 1 | 25 | D | D | N | N | 85030099 | 1 |  | 72.6 | KG | 17604.01 | 17604.01 | MC05 | MC05 | SIMOTICS T stator integrated precision and power cooler; tangential cable outlet 2m; Diameter 730mm; Length 140 mm; Max. torque 4000Nm; max. speed 110 rpm; max. current 110A eff; when using the direct motors in fork heads for machine tools or robots a license for the US patent US5584621 and the corresponding worldwide property rights may be required | alterado Out19 | 0 | 0
1FW6290-8TB07-5GD2 |  | 1FW6290-8TB07-5GD2 | 1 | UN | 1 | 25 | D | D | N | N | 85030099 | 1 |  | 72.6 | KG | 17993.45 | 17993.45 | MC05 | MC05 | SIMOTICS T stator integrated precision and power cooler; tangential cable outlet 0.5m; with connector size 1.5 or M17; Diameter 730mm; Length 140 mm; Max. torque 4000Nm; max. speed 110 rpm; max. current 110A eff; when using the direct motors in fork heads for machine tools or robots a license for the US patent US5584621 and the corresponding worldwide property rights may be required | alterado Out19 | 0 | 0
1FW6290-8TB11-7AC2 |  | 1FW6290-8TB11-7AC2 | 1 | UN | 1 | 25 | D | D | N | N | 85030099 | 1 |  | 114 | KG | 19457.87 | 19457.87 | MC05 | MC05 | SIMOTICS T stator integrated precision and power cooler; tangential cable outlet 2m; Diameter 730mm; length 180mm; max. torque 6280Nm; max. speed 75rpm; max. current 130A eff; when using the direct motors in fork heads for machine tools or robots a license for the US patent US5584621 and the corresponding worldwide property rights may be required | alterado Out19 | 0 | 0
1FW6290-8TB11-7AD2 |  | 1FW6290-8TB11-7AD2 | 1 | UN | 1 | 25 | D | D | N | N | 85030099 | 1 |  | 114 | KG | 19847.32 | 19847.32 | MC05 | MC05 | SIMOTICS T stator integrated precision and power cooler; tangential cable outlet 0.5m; with connector size 1.5 or M17; Diameter 730mm; length 180mm; max. torque 6280Nm; max. speed 75rpm; max. current 130A eff; when using the direct motors in fork heads for machine tools or robots a license for the US patent US5584621 and the corresponding worldwide property rights may be required | alterado Out19 | 0 | 0
1FW6290-8TB15-7AD2 |  | 1FW6290-8TB15-7AD2 | 1 | UN | 1 | 25 | D | D | N | N | 85030099 | 1 |  | 155.6 | KG | 23072.13 | 23072.13 | MC05 | MC05 | SIMOTICS T stator integrated precision and power cooler; tangential cable outlet; power cable 0.5m with connector size 1.5; signal cable 0.5m with M17 connector; Diameter 730mm; length 220 mm; max. torque 2970 Nm; max. speed 53rpm; max. current 130A eff; when using the direct motors in fork heads for machine tools or robots a license for the US patent US5584621 and the corresponding worldwide property rights may be required | alterado Out19 | 0 | 0
1FW6290-8VB07-0LB2 |  | 1FW6290-8VB07-0LB2 | 1 | UN | 1 | 25 | D | D | N | N | 85030099 | 1 |  | 72.6 | KG | 17604.01 | 17604.01 | MC05 | MC05 | SIMOTICS T stator integrated precision and power cooler; radial cable outlet; Power and signal cable 1m Diameter 730mm; Length 140 mm; Max. torque 4000Nm; max. speed 210rpm; max. current 210A eff; when using the direct motors in fork heads for machine tools or robots a license for the US patent US5584621 and the corresponding worldwide property rights may be required | alterado Out19 | 0 | 0
1FW6290-8VB07-2PB2 |  | 1FW6290-8VB07-2PB2 | 1 | UN | 1 | 25 | D | D | N | N | 85030099 | 1 |  | 72.6 | KG | 20517.22 | 20517.22 | MC05 | MC05 | SIMOTICS T stator integrated precision and power cooler; radial cable outlet; Power and signal cable 1m Diameter 730mm; Length 140 mm; Max. torque 4000Nm; max. speed 210rpm; max. current 210A eff; when using the direct motors in fork heads for machine tools or robots a license for the US patent US5584621 and the corresponding worldwide property rights may be required | alterado Out19 | 0 | 0
1FW6290-8VB07-5GC2 |  | 1FW6290-8VB07-5GC2 | 1 | UN | 1 | 25 | D | D | N | N | 85030099 | 1 |  | 72.6 | KG | 17604.01 | 17604.01 | MC05 | MC05 | SIMOTICS T stator integrated precision and power cooler; radial cable outlet 2m; Diameter 730mm; Length 140 mm; Max. torque 4000Nm; max. speed 110 rpm; max. current 110A eff; when using the direct motors in fork heads for machine tools or robots a license for the US patent US5584621 and the corresponding worldwide property rights may be required | alterado Out19 | 0 | 0
1FW6290-8VB07-5GD2 |  | 1FW6290-8VB07-5GD2 | 1 | UN | 1 | 25 | D | D | N | N | 85030099 | 1 |  | 72.6 | KG | 17993.45 | 17993.45 | MC05 | MC05 | SIMOTICS T stator integrated precision and power cooler; radial cable outlet 0.5m; with connector size 1.5 or M17 Diameter 730mm; Length 140 mm; Max. torque 4000Nm; max. speed 110 rpm; max. current 110A eff; when using the direct motors in fork heads for machine tools or robots a license for the US patent US5584621 and the corresponding worldwide property rights may be required | alterado Out19 | 0 | 0
1FW6290-8VB11-0LB2 |  | 1FW6290-8VB11-0LB2 | 1 | UN | 1 | 25 | D | D | N | N | 85030099 | 1 |  | 114 | KG | 19457.87 | 19457.87 | MC05 | MC05 | SIMOTICS T stator integrated precision and power cooler; radial cable outlet; Power and signal cable 1m Diameter 730mm; length 180mm; max. torque 6280Nm; max. speed 130 rpm; max. current 210A eff; when using the direct motors in fork heads for machine tools or robots a license for the US patent US5584621 and the corresponding worldwide property rights may be required | alterado Out19 | 0 | 0
1FW6290-8VB11-2PB2 |  | 1FW6290-8VB11-2PB2 | 1 | UN | 1 | 25 | D | D | N | N | 85030099 | 1 |  | 114 | KG | 22386.67 | 22386.67 | MC05 | MC05 | SIMOTICS T stator integrated precision and power cooler; radial cable outlet; Power and signal cable 1m Diameter 730mm; Length 200mm; max. torque 6280Nm; max. speed 170 rpm; max. current 270A eff; when using the direct motors in fork heads for machine tools or robots a license for the US patent US5584621 and the corresponding worldwide property rights may be required | alterado Out19 | 0 | 0
1FW6290-8VB11-7AC2 |  | 1FW6290-8VB11-7AC2 | 1 | UN | 1 | 25 | D | D | N | N | 85030099 | 1 |  | 127.4 | KG | 19457.87 | 19457.87 | MC05 | MC05 | SIMOTICS T torque motor integrated precision and power cooler; radial cable outlet; Diameter 730mm; length 180mm; max. torque 6280Nm; max. speed 75rpm; max. current 130A eff; when using the direct motors in fork heads for machine tools or robots a license for the US patent US5584621 and the corresponding worldwide property rights may be required | alterado Out19 | 0 | 0
1FW6290-8VB11-7AD2 |  | 1FW6290-8VB11-7AD2 | 1 | UN | 1 | 25 | D | D | N | N | 85030099 | 1 |  | 114 | KG | 19847.32 | 19847.32 | MC05 | MC05 | SIMOTICS T stator integrated precision and power cooler; radial cable outlet 0.5m with connector size 1.5 or M17; Diameter 730mm; length 180mm; max. torque 6280Nm; max. speed 75rpm; max. current 130A eff; when using the direct motors in fork heads for machine tools or robots a license for the US patent US5584621 and the corresponding worldwide property rights may be required | alterado Out19 | 0 | 0
1FW6290-8VB15-0LB2 |  | 1FW6290-8VB15-0LB2 | 1 | UN | 1 | 25 | D | D | N | N | 85030099 | 1 |  | 155.6 | KG | 22682.65 | 22682.65 | MC05 | MC05 | SIMOTICS T stator integrated precision and power cooler; radial cable outlet; Power and signal cable 1m Diameter 730mm; length 220 mm; max. torque 2970 Nm; max. speed 89rpm; max. current 210A eff; when using the direct motors in fork heads for machine tools or robots a license for the US patent US5584621 and the corresponding worldwide property rights may be required | alterado Out19 | 0 | 0
1FW6290-8VB15-0LC2 |  | 1FW6290-8VB15-0LC2 | 1 | UN | 1 | 25 | D | D | N | N | 85030099 | 1 |  | 155.6 | KG | 22682.65 | 22682.65 | MC05 | MC05 | SIMOTICS T stator integrated precision and power cooler; radial cable outlet; Diameter 730mm; length 220 mm; max. torque 2970 Nm; max. speed 89rpm; max. current 210A eff; when using the direct motors in fork heads for machine tools or robots a license for the US patent US5584621 and the corresponding worldwide property rights may be required | alterado Out19 | 0 | 7
1FW6290-8VB15-2PB2 |  | 1FW6290-8VB15-2PB2 | 1 | UN | 1 | 25 | D | D | N | N | 85030099 | 1 |  | 155.6 | KG | 25595.89 | 25595.89 | MC05 | MC05 | SIMOTICS T stator integrated precision and power cooler; radial cable outlet; Power and signal cable 1m Diameter 730mm; length 240 mm; max. torque 2970 Nm; max. speed 120 rpm; max. current 270A eff; when using the direct motors in fork heads for machine tools or robots a license for the US patent US5584621 and the corresponding worldwide property rights may be required | alterado Out19 | 0 | 0
1FW6290-8VB15-7AC2 |  | 1FW6290-8VB15-7AC2 | 1 | UN | 1 | 25 | D | D | N | N | 85030099 | 1 |  | 155.6 | KG | 22682.65 | 22682.65 | MC05 | MC05 | SIMOTICS T stator integrated precision and power cooler; radial cable outlet; Length 2 m Diameter 730mm; length 220 mm; max. torque 2970 Nm; max. speed 53rpm; max. current 130A eff; when using the direct motors in fork heads for machine tools or robots a license for the US patent US5584621 and the corresponding worldwide property rights may be required | alterado Out19 | 0 | 0
1FW6290-8VB15-7AD2 |  | 1FW6290-8VB15-7AD2 | 1 | UN | 1 | 25 | D | D | N | N | 85030099 | 1 |  | 155.6 | KG | 23072.13 | 23072.13 | MC05 | MC05 | SIMOTICS T stator integrated precision and power cooler; radial cable outlet; power cable 0.5m with connector size 1.5; signal cable 0.5m with M17 connector; Diameter 730mm; length 220 mm; max. torque 2970 Nm; max. speed 53rpm; max. current 130A eff; when using the direct motors in fork heads for machine tools or robots a license for the US patent US5584621 and the corresponding worldwide property rights may be required | alterado Out19 | 0 | 0
1FW6290-8VB20-0LB2 |  | 1FW6290-8VB20-0LB2 | 1 | UN | 1 | 25 | D | D | N | N | 85030099 | 1 |  | 187.6 | KG | 24520.96 | 24520.96 | MC05 | MC05 | SIMOTICS T stator integrated precision and power cooler; radial cable outlet; Power and signal cable 1m Diameter 730mm; Length 260 mm; Max. torque 10900Nm; max. speed 68rpm; max. current 210A eff; when using the direct motors in fork heads for machine tools or robots a license for the US patent US5584621 and the corresponding worldwide property rights may be required | alterado Out19 | 0 | 0
1FW6290-8VB20-2PB2 |  | 1FW6290-8VB20-2PB2 | 1 | UN | 1 | 25 | D | D | N | N | 85030099 | 1 |  | 187.6 | KG | 27403.02 | 27403.02 | MC05 | MC05 | SIMOTICS T stator integrated precision and power cooler; radial cable outlet; length 1 m; Diameter 730mm; length 280mm; Max. torque 10900Nm; max. speed 91rpm; max. current 270A eff; when using the direct motors in fork heads for machine tools or robots a license for the US patent US5584621 and the corresponding worldwide property rights may be required | alterado Out19 | 0 | 0
1FW6290-8WB07-0LB2 |  | 1FW6290-8WB07-0LB2 | 1 | UN | 1 | 25 | D | D | N | N | 85030099 | 1 |  | 72.6 | KG | 17604.01 | 17604.01 | MC05 | MC05 | SIMOTICS T stator integrated precision and power cooler; radial cable outlet; Power and signal cable 1m Diameter 730mm; Length 140 mm; Max. torque 4000Nm; max. speed 210rpm; max. current 210A eff; when using the direct motors in fork heads for machine tools or robots a license for the US patent US5584621 and the corresponding worldwide property rights may be required | alterado Out19 | 0 | 0
1FW6290-8WB07-2PB2 |  | 1FW6290-8WB07-2PB2 | 1 | UN | 1 | 25 | D | D | N | N | 85030099 | 1 |  | 72.6 | KG | 20517.22 | 20517.22 | MC05 | MC05 | SIMOTICS T stator integrated precision and power cooler; axial cable outlet; Power and signal cable 1m Diameter 730mm; Length 160 mm; Max. torque 4000Nm; max. speed 270rpm; max. current 270A eff; when using the direct motors in fork heads for machine tools or robots a license for the US patent US5584621 and the corresponding worldwide property rights may be required | alterado Out19 | 0 | 0
1FW6290-8WB07-5GC2 |  | 1FW6290-8WB07-5GC2 | 1 | UN | 1 | 25 | D | D | N | N | 85030099 | 1 |  | 72.6 | KG | 17604.01 | 17604.01 | MC05 | MC05 | SIMOTICS T stator integrated precision and power cooler; axial cable outlet 2m Diameter 730mm; Length 140 mm; Max. torque 4000Nm; max. speed 110 rpm; max. current 110A eff; when using the direct motors in fork heads for machine tools or robots a license for the US patent US5584621 and the corresponding worldwide property rights may be required | alterado Out19 | 0 | 0
1FW6290-8WB07-5GD2 |  | 1FW6290-8WB07-5GD2 | 1 | UN | 1 | 25 | D | D | N | N | 85030099 | 1 |  | 72.6 | KG | 17993.45 | 17993.45 | MC05 | MC05 | SIMOTICS T stator integrated precision and power cooler; axial cable outlet 0.5m with connector size 1.5 or M17; Diameter 730mm; Length 140 mm; Max. torque 4000Nm; max. speed 110 rpm; max. current 110A eff; when using the direct motors in fork heads for machine tools or robots a license for the US patent US5584621 and the corresponding worldwide property rights may be required | alterado Out19 | 0 | 0
1FW6290-8WB11-0LB2 |  | 1FW6290-8WB11-0LB2 | 1 | UN | 1 | 25 | D | D | N | N | 85030099 | 1 |  | 114 | KG | 19457.87 | 19457.87 | MC05 | MC05 | SIMOTICS T stator integrated precision and power cooler; axial cable outlet; Power and signal cable 1m Diameter 730mm; length 180mm; max. torque 6280Nm; max. speed 130 rpm; max. current 210A eff; when using the direct motors in fork heads for machine tools or robots a license for the US patent US5584621 and the corresponding worldwide property rights may be required | alterado Out19 | 0 | 0
1FW6290-8WB11-2PB2 |  | 1FW6290-8WB11-2PB2 | 1 | UN | 1 | 25 | D | D | N | N | 85030099 | 1 |  | 114 | KG | 22386.67 | 22386.67 | MC05 | MC05 | SIMOTICS T stator integrated precision and power cooler; axial cable outlet; Power and signal cable 1m Diameter 730mm; Length 200mm; max. torque 6280Nm; max. speed 170 rpm; max. current 270A eff; when using the direct motors in fork heads for machine tools or robots a license for the US patent US5584621 and the corresponding worldwide property rights may be required | alterado Out19 | 0 | 0
1FW6290-8WB11-7AC2 |  | 1FW6290-8WB11-7AC2 | 1 | UN | 1 | 25 | D | D | N | N | 85030099 | 1 |  | 114 | KG | 19457.87 | 19457.87 | MC05 | MC05 | SIMOTICS T stator integrated precision and power cooler; axial cable outlet 2m Diameter 730mm; length 180mm; max. torque 6280Nm; max. speed 75rpm; max. current 130A eff; when using the direct motors in fork heads for machine tools or robots a license for the US patent US5584621 and the corresponding worldwide property rights may be required | alterado Out19 | 0 | 0
1FW6290-8WB11-7AD2 |  | 1FW6290-8WB11-7AD2 | 1 | UN | 1 | 25 | D | D | N | N | 85030099 | 1 |  | 114 | KG | 19847.32 | 19847.32 | MC05 | MC05 | SIMOTICS T stator integrated precision and power cooler; axial cable outlet 0.5m with connector size 1.5 or M17; Diameter 730mm; length 180mm; max. torque 6280Nm; max. speed 75rpm; max. current 130A eff; when using the direct motors in fork heads for machine tools or robots a license for the US patent US5584621 and the corresponding worldwide property rights may be required | alterado Out19 | 0 | 0
1FW6290-8WB15-0LB2 |  | 1FW6290-8WB15-0LB2 | 1 | UN | 1 | 25 | D | D | N | N | 85030099 | 1 |  | 155.6 | KG | 22682.65 | 22682.65 | MC05 | MC05 | SIMOTICS T stator integrated precision and power cooler; axial cable outlet; Power and signal cable 1m Diameter 730mm; length 220 mm; max. torque 2970 Nm; max. speed 89rpm; max. current 210A eff; when using the direct motors in fork heads for machine tools or robots a license for the US patent US5584621 and the corresponding worldwide property rights may be required | alterado Out19 | 0 | 0
1FW6290-8WB15-2PB2 |  | 1FW6290-8WB15-2PB2 | 1 | UN | 1 | 25 | D | D | N | N | 85030099 | 1 |  | 155.6 | KG | 25599 | 25599 | MC05 | MC05 | SIMOTICS T stator integrated precision and power cooler; axial cable outlet; length 1m Diameter 730mm; length 240 mm; max. torque 2970 Nm; max. speed 120 rpm; max. current 270A eff; when using the direct motors in fork heads for machine tools or robots a license for the US patent US5584621 and the corresponding worldwide property rights may be required | alterado Out19 | 0 | 0
1FW6290-8WB15-7AC2 |  | 1FW6290-8WB15-7AC2 | 1 | UN | 1 | 25 | D | D | N | N | 85030099 | 1 |  | 155.6 | KG | 22682.65 | 22682.65 | MC05 | MC05 | SIMOTICS T stator integrated precision and power cooler; axial cable outlet; length 2m Diameter 730mm; length 220 mm; max. torque 2970 Nm; max. speed 53rpm; max. current 130A eff; when using the direct motors in fork heads for machine tools or robots a license for the US patent US5584621 and the corresponding worldwide property rights may be required | alterado Out19 | 0 | 7
1FW6290-8WB15-7AD2 |  | 1FW6290-8WB15-7AD2 | 1 | UN | 1 | 25 | D | D | N | N | 85030099 | 1 |  | 155.6 | KG | 23072.13 | 23072.13 | MC05 | MC05 | SIMOTICS T stator integrated precision and power cooler; axial cable outlet; power cable 0.5m with connector size 1.5; signal cable 0.5m with M17 connector; Diameter 730mm; length 220 mm; max. torque 2970 Nm; max. speed 53rpm; max. current 130A eff; when using the direct motors in fork heads for machine tools or robots a license for the US patent US5584621 and the corresponding worldwide property rights may be required | alterado Out19 | 0 | 0
1FW6290-8WB20-0LB2 |  | 1FW6290-8WB20-0LB2 | 1 | UN | 1 | 25 | D | D | N | N | 85030099 | 1 |  | 187.6 | KG | 24520.96 | 24520.96 | MC05 | MC05 | SIMOTICS T stator integrated precision and power cooler; axial cable outlet; Power and signal cable 1m Diameter 730mm; Length 260 mm; Max. torque 10900Nm; max. speed 68rpm; max. current 210A eff; when using the direct motors in fork heads for machine tools or robots a license for the US patent US5584621 and the corresponding worldwide property rights may be required | alterado Out19 | 0 | 0
1FW6290-8WB20-0LC2 |  | 1FW6290-8WB20-0LC2 | 1 | UN | 1 | 25 | D | D | N | N | 85030099 | 1 |  | 137.679 | KG | 24520.96 | 24520.96 | MC05 | MC05 | SIMOTICS T stator integrated precision and power cooler; axial cable outlet 2m; Diameter 730mm; Length 260 mm; Max. torque 10900Nm; max. speed 68rpm; max. current 210A eff; when using the direct motors in fork heads for machine tools or robots a license for the US patent US5584621 and the corresponding worldwide property rights may be required | alterado Out19 | 0 | 7
1FW6290-8WB20-2PB2 |  | 1FW6290-8WB20-2PB2 | 1 | UN | 1 | 25 | D | D | N | N | 85030099 | 1 |  | 187.6 | KG | 27403.02 | 27403.02 | MC05 | MC05 | SIMOTICS T stator integrated precision and power cooler; axial cable outlet; Power and signal cable 1m Diameter 730mm; length 280mm; Max. torque 10900Nm; max. speed 91rpm; max. current 270A eff; when using the direct motors in fork heads for machine tools or robots a license for the US patent US5584621 and the corresponding worldwide property rights may be required | alterado Out19 | 0 | 0
1LE1002-0BA22-2AA4 |  | 1LE1002-0BA22-2AA4 | 1 | UN | 1 | 2 | A | D | N | N | 85015100 | 1 |  | 4 | KG | 304 |  |  |  | SIMOTICS GP Motor type: 1AV1062A Low-voltage motor, IEC Squirrel-cage rotor, self-ventilated, IP55 temperature class 155(F) according to 130(B) aluminum housing Standard efficiency IE1, 2-pole * Size 63M * 0.18kW (50 Hz) 0.21kW(60 Hz) 3 AC 50 Hz 230 VD/400 VY * 3 AC 60 Hz 460 VY IM B3 Without motor protection Terminal box at top | Lista Papel 2020 DI | 0 | 0 | novo!
1LE1002-0BA32-2AA4 |  | 1LE1002-0BA32-2AA4 | 1 | UN | 1 | 2 | A | D | N | N | 85015100 | 1 |  | 4 | KG | 322 |  |  |  | SIMOTICS GP Motor type: 1AV1063A Low-voltage motor, IEC Squirrel-cage rotor, self-ventilated, IP55 temperature class 155(F) according to 130(B) aluminum housing Standard efficiency IE1, 2-pole * Size 63M * 0.25 kW (50 Hz) 0.29kW(60 Hz) 3 AC 50 Hz 230 VD/400 VY * 3 AC 60 Hz 460 VY IM B3 Without motor protection Terminal box at top | Lista Papel 2020 DI | 0 | 0 | novo!
1LE1002-0BB22-2AA4 |  | 1LE1002-0BB22-2AA4 | 1 | UN | 1 | 2 | A | D | N | N | 85015100 | 1 |  | 4 | KG | 299 |  |  |  | SIMOTICS GP Motor type: 1AV1062B Low-voltage motor, IEC Squirrel-cage rotor, self-ventilated, IP55 temperature class 155(F) according to 130(B) aluminum housing Standard efficiency IE1, 4-pole * Size 63M * 0.12 kW (50 Hz) 0.14kW(60 Hz) 3 AC 50 Hz 230 VD/400 VY * 3 AC 60 Hz 460 VY IM B3 Without motor protection Terminal box at top | Lista Papel 2020 DI | 0 | 0 | novo!
1LE1002-0BB32-2AA4 |  | 1LE1002-0BB32-2AA4 | 1 | UN | 1 | 2 | A | D | N | N | 85015100 | 1 |  | 4 | KG | 322 |  |  |  | SIMOTICS GP Motor type: 1AV1063B Low-voltage motor, IEC Squirrel-cage rotor, self-ventilated, IP55 temperature class 155(F) according to 130(B) aluminum housing Standard efficiency IE1, 4-pole * Size 63M * 0.18kW (50 Hz) 0.21kW(60 Hz) 3 AC 50 Hz 230 VD/400 VY * 3 AC 60 Hz 460 VY IM B3 Without motor protection Terminal box at top | Lista Papel 2020 DI | 0 | 0 | novo!
1LE1002-0CA22-2AA4 |  | 1LE1002-0CA22-2AA4 | 1 | UN | 1 | 2 | A | D | N | N | 85015100 | 1 |  | 5 | KG | 326 |  |  |  | SIMOTICS GP Motor type: 1AV1072A Low-voltage motor, IEC Squirrel-cage rotor, self-ventilated, IP55 temperature class 155(F) according to 130(B) aluminum housing Standard efficiency IE1, 2-pole * Size 71M * 0.37 kW (50 Hz) 0.43kW(60 Hz) 3 AC 50 Hz 230 VD/400 VY * 3 AC 60 Hz 460 VY IM B3 Without motor protection Terminal box at top | Lista Papel 2020 DI | 0 | 0 | novo!
1LE1002-0CA32-2AA4 |  | 1LE1002-0CA32-2AA4 | 1 | UN | 1 | 2 | A | D | N | N | 85015100 | 1 |  | 6 | KG | 365 |  |  |  | SIMOTICS GP Motor type: 1AV1073A Low-voltage motor, IEC Squirrel-cage rotor, self-ventilated, IP55 temperature class 155(F) according to 130(B) aluminum housing Standard efficiency IE1, 2-pole * Size 71M * 0.55 kW (50 Hz) 0.63kW(60 Hz) 3 AC 50 Hz 230 VD/400 VY * 3 AC 60 Hz 460 VY IM B3 Without motor protection Terminal box at top | Lista Papel 2020 DI | 0 | 0 | novo!
1LE1002-0CB22-2AA4 |  | 1LE1002-0CB22-2AA4 | 1 | UN | 1 | 2 | A | D | N | N | 85015100 | 1 |  | 5 | KG | 323 |  |  |  | SIMOTICS GP Motor type: 1AV1072B Low-voltage motor, IEC Squirrel-cage rotor, self-ventilated, IP55 temperature class 155(F) according to 130(B) aluminum housing Standard efficiency IE1, 4-pole * Size 71M * 0.25 kW (50 Hz) 0.29kW(60 Hz) 3 AC 50 Hz 230 VD/400 VY * 3 AC 60 Hz 460 VY IM B3 Without motor protection Terminal box at top | Lista Papel 2020 DI | 0 | 0 | novo!
1LE1002-0CB32-2AA4 |  | 1LE1002-0CB32-2AA4 | 1 | UN | 1 | 2 | A | D | N | N | 85015100 | 1 |  | 6 | KG | 359 |  |  |  | SIMOTICS GP Motor type: 1AV1073B Low-voltage motor, IEC Squirrel-cage rotor, self-ventilated, IP55 temperature class 155(F) according to 130(B) aluminum housing Standard efficiency IE1, 4-pole * Size 71M * 0.37 kW (50 Hz) 0.43kW(60 Hz) 3 AC 50 Hz 230 VD/400 VY * 3 AC 60 Hz 460 VY IM B3 Without motor protection Terminal box at top | Lista Papel 2020 DI | 0 | 0 | novo!
1LE1002-0CC22-2AA4 |  | 1LE1002-0CC22-2AA4 | 1 | UN | 1 | 15 | C | D | N | N | 85015100 | 1 |  | 5 | KG | 344 |  |  |  | SIMOTICS GP Motor type: 1AV1072C Low-voltage motor, IEC Squirrel-cage rotor, self-ventilated, IP55 temperature class 155(F) according to 130(B) aluminum housing Standard efficiency IE1, 6-pole * Size 71M * 0.18kW (50 Hz) 0.21kW(60 Hz) 3 AC 50 Hz 230 VD/400 VY * 3 AC 60 Hz 460 VY IM B 3, without motor protection Terminal box at top | Lista Papel 2020 DI | 0 | 0 | novo!
1LE1002-0CC32-2AA4 |  | 1LE1002-0CC32-2AA4 | 1 | UN | 1 | 15 | C | D | N | N | 85015100 | 1 |  | 6 | KG | 383 |  |  |  | SIMOTICS GP Motor type: 1AV1073C Low-voltage motor, IEC Squirrel-cage rotor, self-ventilated, IP55 temperature class 155(F) according to 130(B) aluminum housing Standard efficiency IE1, 6-pole * Size 71M * 0.25 kW (50 Hz) 0.29kW(60 Hz) 3 AC 50 Hz 230 VD/400 VY * 3 AC 60 Hz 460 VY IM B 3, without motor protection Terminal box at top | Lista Papel 2020 DI | 0 | 0 | novo!
1LE1002-0DB22-2AA4 |  | 1LE1002-0DB22-2AA4 | 1 | UN | 1 | 10 | C | D | N | N | 85015100 | 1 |  | 9 | KG | 422 |  |  |  | SIMOTICS GP Motor type: 1AV1082B Low-voltage motor, IEC Squirrel-cage rotor, self-ventilated, IP55 temperature class 155(F) according to 130(B) aluminum housing Standard efficiency IE1, 4-pole * Size 80M * 0.55kW (50HZ) 0.63kW(60HZ) 3 AC 50 Hz 230 VD/400 VY * 3 AC 60 Hz 460 VY IM B 3, without motor protection Terminal box at top | Lista Papel 2020 DI | 0 | 0 | novo!
1LE1002-0DC22-2AA4 |  | 1LE1002-0DC22-2AA4 | 1 | UN | 1 | 15 | C | D | N | N | 85015100 | 1 |  | 9 | KG | 442 |  |  |  | SIMOTICS GP Motor type: 1AV1082C Low-voltage motor, IEC Squirrel-cage rotor, self-ventilated, IP55 temperature class 155(F) according to 130(B) aluminum housing Standard efficiency IE1, 6-pole * Size 80M * 0.37 kW (50HZ) 0.43kW(60HZ) 3 AC 50 Hz 230 VD/400 VY * 3 AC 60 Hz 460 VY IM B 3, without motor protection Terminal box at top | Lista Papel 2020 DI | 0 | 0 | novo!
1LE1002-0DC32-2AA4 |  | 1LE1002-0DC32-2AA4 | 1 | UN | 1 | 15 | C | D | N | N | 85015100 | 1 |  | 12 | KG | 511 |  |  |  | SIMOTICS GP Motor type: 1AV1083C Low-voltage motor, IEC Squirrel-cage rotor, self-ventilated, IP55 temperature class 155(F) according to 130(B) aluminum housing Standard efficiency IE1, 6-pole * Size 80M * 0.55 kW (50HZ) 0.63kW(60HZ) 3 AC 50 Hz 230 VD/400 VY * 3 AC 60 Hz 460 VY IM B 3, without motor protection Terminal box at top | Lista Papel 2020 DI | 0 | 0 | novo!
1LE1003-0DA22-2AA4 |  | 1LE1003-0DA22-2AA4 | 1 | UN | 1 | 2 | A | D | N | N | 85015220 | 1 |  | 11 | KG | 618 |  |  |  | SIMOTICS GP MOTOR TYPE: 1AV3082A Low-voltage motor, IEC Squirrel-cage rotor, self-ventilated, IP55 Temperature class 155(F) according to 130(B) Aluminum housing Premium Efficiency IE3, 2-pole * Size 80M * 0.75kW (50 Hz) 0.86kW (60 Hz) 3 AC 50 Hz 230 VD/400 VY * 3 AC 60 Hz 460 VY IM B 3, WITHOUT MOTOR PROTECTION Terminal box at top | Lista Papel 2020 DI | 0 | 0 | novo!
1LE1003-0DA32-2AA4 |  | 1LE1003-0DA32-2AA4 | 1 | UN | 1 | 2 | A | D | N | N | 85015220 | 1 |  | 12 | KG | 707 |  |  |  | SIMOTICS GP MOTOR TYPE: 1AV3083A Low-voltage motor, IEC Squirrel-cage rotor, self-ventilated, IP55 Temperature class 155(F) according to 130(B) Aluminum housing Premium Efficiency IE3, 2-pole * Size 80M * 1.1kW (50 Hz) 1.27kW (60 Hz) 3 AC 50 Hz 230 VD/400 VY * 3 AC 60 Hz 460 VY IM B 3, WITHOUT MOTOR PROTECTION Terminal box at top | Lista Papel 2020 DI | 0 | 0 | novo!
1LE1003-0DB32-2AA4 |  | 1LE1003-0DB32-2AA4 | 1 | UN | 1 | 2 | A | D | N | N | 85015220 | 1 |  | 14 | KG | 668 |  |  |  | SIMOTICS GP MOTOR TYPE: 1AV3083B Low-voltage motor, IEC Squirrel-cage rotor, self-ventilated, IP55 Temperature class 155(F) according to 130(B) Aluminum housing Premium Efficiency IE3, 4-pole * Size 80M * 0.75kW (50 Hz) 0.86kW (60 Hz) 3 AC 50 Hz 230 VD/400 VY * 3 AC 60 Hz 460 VY IM B 3, WITHOUT MOTOR PROTECTION Terminal box at top | Lista Papel 2020 DI | 0 | 0 | novo!
1LE1003-0EA02-2AA4 |  | 1LE1003-0EA02-2AA4 | 1 | UN | 1 | 2 | A | D | N | N | 85015220 | 1 |  | 15 | KG | 816 |  |  |  | SIMOTICS GP MOTOR TYPE: 1AV3090A Low-voltage motor, IEC Squirrel-cage rotor, self-ventilated, IP55 Temperature class 155(F) according to 130(B) Aluminum housing Premium Efficiency IE3, 2-pole * Size 90S * 1.5kW (50 Hz) 1.75 kW (60 Hz) 3 AC 50 Hz 230 VD/400 VY * 3 AC 60 Hz 460 VY IM B 3, WITHOUT MOTOR PROTECTION Terminal box at top | Lista Papel 2020 DI | 0 | 0 | novo!
1LE1003-0EA42-2AA4 |  | 1LE1003-0EA42-2AA4 | 1 | UN | 1 | 2 | A | D | N | N | 85015220 | 1 |  | 19 | KG | 1050 |  |  |  | SIMOTICS GP MOTOR TYPE: 1AV3094A Low-voltage motor, IEC Squirrel-cage rotor, self-ventilated, IP55 Temperature class 155(F) according to 130(B) Aluminum housing Premium Efficiency IE3, 2-pole * Size 90L * 2.2kW (50 Hz) 2.55 kW (60 Hz) 3 AC 50 Hz 230 VD/400 VY * 3 AC 60 Hz 460 VY IM B 3, WITHOUT MOTOR PROTECTION Terminal box at top | Lista Papel 2020 DI | 0 | 0 | novo!
1LE1003-0EB02-2AA4 |  | 1LE1003-0EB02-2AA4 | 1 | UN | 1 | 2 | A | D | N | N | 85015220 | 1 |  | 16 | KG | 793 |  |  |  | SIMOTICS GP MOTOR TYPE: 1AV3090B Low-voltage motor, IEC Squirrel-cage rotor, self-ventilated, IP55 Temperature class 155(F) according to 130(B) Aluminum housing Premium Efficiency IE3, 4-pole * Size 90S * 1.1kW (50 Hz) 1.27kW (60 Hz) 3 AC 50 Hz 230 VD/400 VY * 3 AC 60 Hz 460 VY IM B 3, WITHOUT MOTOR PROTECTION Terminal box at top | Lista Papel 2020 DI | 0 | 0 | novo!
1LE1003-0EB42-2AA4 |  | 1LE1003-0EB42-2AA4 | 1 | UN | 1 | 2 | A | D | N | N | 85015220 | 1 |  | 19 | KG | 938 |  |  |  | SIMOTICS GP MOTOR TYPE: 1AV3094B Low-voltage motor, IEC Squirrel-cage rotor, self-ventilated, IP55 Temperature class 155(F) according to 130(B) Aluminum housing Premium Efficiency IE3, 4-pole * Size 90L * 1.5kW (50 Hz) 1.75 kW (60 Hz) 3 AC 50 Hz 230 VD/400 VY * 3 AC 60 Hz 460 VY IM B 3, WITHOUT MOTOR PROTECTION Terminal box at top | Lista Papel 2020 DI | 0 | 0 | novo!
1LE1003-0EC02-2AA4 |  | 1LE1003-0EC02-2AA4 | 1 | UN | 1 | 15 | C | D | N | N | 85015220 | 1 |  | 16 | KG | 775 |  |  |  | SIMOTICS GP MOTOR TYPE: 1AV3090C Low-voltage motor, IEC Squirrel-cage rotor, self-ventilated, IP55 Temperature class 155(F) according to 130(B) Aluminum housing Premium Efficiency IE3, 6-pole * Size 90S * 0.75kW (50 Hz) 0.86kW (60 Hz) 3 AC 50 Hz 230 VD/400 VY * 3 AC 60 Hz 460 VY IM B 3, without motor protection Terminal box at top | Lista Papel 2020 DI | 0 | 0 | novo!
1LE1003-0EC42-2AA4 |  | 1LE1003-0EC42-2AA4 | 1 | UN | 1 | 15 | C | D | N | N | 85015220 | 1 |  | 19 | KG | 961 |  |  |  | SIMOTICS GP MOTOR TYPE: 1AV3094C Low-voltage motor, IEC Squirrel-cage rotor, self-ventilated, IP55 Temperature class 155(F) according to 130(B) Aluminum housing Premium Efficiency IE3, 60 Hz, P60: IE1 6-pole * Size 90L * 1.1kW (50 Hz) 1.27kW (60 Hz) 3 AC 50 Hz 230 VD/400 VY * 3 AC 60 Hz 460 VY IM B 3, without motor protection Terminal box at top | Lista Papel 2020 DI | 0 | 0 | novo!
1LE1003-1AA42-2AA4 |  | 1LE1003-1AA42-2AA4 | 1 | UN | 1 | 2 | A | D | N | N | 85015220 | 1 |  | 26 | KG | 1180 |  |  |  | SIMOTICS GP MOTOR TYPE: 1AV3104A Low-voltage motor, IEC Squirrel-cage rotor, self-ventilated, IP55 Temperature class 155(F) according to 130(B) Aluminum housing Premium Efficiency IE3, 60 Hz, P60: IE2 2-pole * Size 100L * 3kW (50 Hz) 3.45kW (60 Hz) 3 AC 50 Hz 230 VD/400 VY * 3 AC 60 Hz 460 VY IM B3 Without motor protection Terminal box at top | Lista Papel 2020 DI | 0 | 0 | novo!
1LE1003-1AB42-2AA4 |  | 1LE1003-1AB42-2AA4 | 1 | UN | 1 | 2 | A | D | N | N | 85015220 | 1 |  | 30 | KG | 1080 |  |  |  | SIMOTICS GP MOTOR TYPE: 1AV3104B Low-voltage motor, IEC Squirrel-cage rotor, self-ventilated, IP55 Temperature class 155(F) according to 130(B) Aluminum housing Premium Efficiency IE3, 60 Hz, P60: IE2 4-pole * Size 100L * 2.2kW (50 Hz) 2.55 kW (60 Hz) 3 AC 50 Hz 230 VD/400 VY * 3 AC 60 Hz 460 VY IM B3 Without motor protection Terminal box at top | Lista Papel 2020 DI | 0 | 0 | novo!
1LE1003-1AB52-2AA4 |  | 1LE1003-1AB52-2AA4 | 1 | UN | 1 | 2 | A | D | N | N | 85015220 | 1 |  | 30 | KG | 1250 |  |  |  | SIMOTICS GP MOTOR TYPE: 1AV3105B Low-voltage motor, IEC Squirrel-cage rotor, self-ventilated, IP55 Temperature class 155(F) according to 130(B) Aluminum housing Premium Efficiency IE3, 4-pole * Size 100L * 3kW (50 Hz) 3.45kW (60 Hz) 3 AC 50 Hz 230 VD/400 VY * 3 AC 60 Hz 460 VY IM B3 Without motor protection Terminal box at top | Lista Papel 2020 DI | 0 | 0 | novo!
1LE1003-1AC42-2AA4 |  | 1LE1003-1AC42-2AA4 | 1 | UN | 1 | 15 | C | D | N | N | 85015220 | 1 |  | 25 | KG | 1070 |  |  |  | SIMOTICS GP MOTOR TYPE: 1AV3104C Low-voltage motor, IEC Squirrel-cage rotor, self-ventilated, IP55 Temperature class 155(F) according to 130(B) Aluminum housing Premium Efficiency IE3, 60 Hz, P60: IE2 6-pole * Size 100L * 1.5kW (50 Hz) 1.75 kW (60 Hz) 3 AC 50 Hz 230 VD/400 VY * 3 AC 60 Hz 460 VY IM B3 without motor protection Terminal box at top | Lista Papel 2020 DI | 0 | 0 | novo!
1LE1003-1BA23-4AA4 |  | 1LE1003-1BA23-4AA4 | 1 | UN | 1 | 2 | A | D | N | N | 85015220 | 1 |  | 34 | KG | 1400 |  |  |  | SIMOTICS GP MOTOR TYPE: 1AV3112A Low-voltage motor, IEC Squirrel-cage rotor, self-ventilated, IP55 Temperature class 155(F) according to 130(B) Aluminum housing Premium Efficiency IE3, 60 Hz, P60: IE2 2-pole * Size 112M, * 4kW (50 Hz) 4.55 kW (60 Hz) 3 AC 50 Hz 400 VD/690 VY * 3 AC 60 Hz 460 VD IM B3 Without motor protection Terminal box at top | Lista Papel 2020 DI | 0 | 0 | novo!
1LE1003-1BB23-4AA4 |  | 1LE1003-1BB23-4AA4 | 1 | UN | 1 | 2 | A | D | N | N | 85015220 | 1 |  | 34 | KG | 1520 |  |  |  | SIMOTICS GP MOTOR TYPE: 1AV3112B Low-voltage motor, IEC Squirrel-cage rotor, self-ventilated, IP55 Temperature class 155(F) according to 130(B) Aluminum housing Premium Efficiency IE3, 4-pole * Size 112M, * 4kW (50 Hz) 4.55 kW (60 Hz) 3 AC 50 Hz 400 VD/690 VY * 3 AC 60 Hz 460 VD IM B3 Without motor protection Terminal box at top | Lista Papel 2020 DI | 0 | 0 | novo!
1LE1003-1BC22-2AA4 |  | 1LE1003-1BC22-2AA4 | 1 | UN | 1 | 15 | C | D | N | N | 85015220 | 1 |  | 34 | KG | 1360 |  |  |  | SIMOTICS GP MOTOR TYPE: 1AV3112C Low-voltage motor, IEC Squirrel-cage rotor, self-ventilated, IP55 Temperature class 155(F) according to 130(B) Aluminum housing Premium Efficiency IE3, 60 Hz, P60: IE2 6-pole * Size 112M, * 2.2kW (50 Hz) 2.55 kW (60 Hz) 3 AC 50 Hz 230 VD/400 VY * 3 AC 60 Hz 460 VY IM B3 without motor protection Terminal box at top | Lista Papel 2020 DI | 0 | 0 | novo!
1LE1003-1CA03-4AA4 |  | 1LE1003-1CA03-4AA4 | 1 | UN | 1 | 2 | A | D | N | N | 85015220 | 1 |  | 43 | KG | 1750 |  |  |  | SIMOTICS GP MOTOR TYPE: 1AV3130A Low-voltage motor, IEC Squirrel-cage rotor, self-ventilated, IP55 Temperature class 155(F) according to 130(B) Aluminum housing Premium Efficiency IE3, 2-pole * Size 132S, * 5.5kW (50 Hz) 6.3kW (60 Hz) 3 AC 50 Hz 400 VD/690 VY * 3 AC 60 Hz 460 VD IM B3 Without motor protection Terminal box at top | Lista Papel 2020 DI | 0 | 0 | novo!
1LE1003-1CA13-4AA4 |  | 1LE1003-1CA13-4AA4 | 1 | UN | 1 | 2 | A | D | N | N | 85015220 | 1 |  | 57 | KG | 2230 |  |  |  | SIMOTICS GP MOTOR TYPE: 1AV3131A Low-voltage motor, IEC Squirrel-cage rotor, self-ventilated, IP55 Temperature class 155(F) according to 130(B) Aluminum housing Premium Efficiency IE3, 2-pole * Size 132S, * 7.5kW (50 Hz) 8.6 kW (60 Hz) 3 AC 50 Hz 400 VD/690 VY * 3 AC 60 Hz 460 VD IM B3 Without motor protection Terminal box at top | Lista Papel 2020 DI | 0 | 0 | novo!
1LE1003-1CB03-4AA4 |  | 1LE1003-1CB03-4AA4 | 1 | UN | 1 | 2 | A | D | N | N | 85015220 | 1 |  | 64 | KG | 1910 |  |  |  | SIMOTICS GP MOTOR TYPE: 1AV3130B Low-voltage motor, IEC Squirrel-cage rotor, self-ventilated, IP55 Temperature class 155(F) according to 130(B) Aluminum housing Premium Efficiency IE3, 60 Hz, P60: IE2 4-pole * Size 132S, * 5.5kW (50 Hz) 6.3kW (60 Hz) 3 AC 50 Hz 400 VD/690 VY * 3 AC 60 Hz 460 VD IM B3 Without motor protection Terminal box at top | Lista Papel 2020 DI | 0 | 0 | novo!
1LE1003-1CB23-4AA4 |  | 1LE1003-1CB23-4AA4 | 1 | UN | 1 | 2 | A | D | N | N | 85015220 | 1 |  | 64 | KG | 2420 |  |  |  | SIMOTICS GP MOTOR TYPE: 1AV3132B Low-voltage motor, IEC Squirrel-cage rotor, self-ventilated, IP55 Temperature class 155(F) according to 130(B) Aluminum housing Premium Efficiency IE3, 60 Hz, P60: IE2 4-pole * Size 132M, * 7.5kW (50 Hz) 8.6 kW (60 Hz) 3 AC 50 Hz 400 VD/690 VY * 3 AC 60 Hz 460 VD IM B3 Without motor protection Terminal box at top | Lista Papel 2020 DI | 0 | 0 | novo!
1LE1003-1CC02-2AA4 |  | 1LE1003-1CC02-2AA4 | 1 | UN | 1 | 15 | C | D | N | N | 85015220 | 1 |  | 43 | KG | 1690 |  |  |  | SIMOTICS GP MOTOR TYPE: 1AV3130C Low-voltage motor, IEC Squirrel-cage rotor, self-ventilated, IP55 Temperature class 155(F) according to 130(B) Aluminum housing Premium Efficiency IE3, 60 Hz, P60: IE2 6-pole * Size 132S, * 3kW (50 Hz) 3.45kW (60 Hz) 3 AC 50 Hz 230 VD/400 VY * 3 AC 60 Hz 460 VY IM B3 without motor protection Terminal box at top | Lista Papel 2020 DI | 0 | 0 | novo!
1LE1003-1CC23-4AA4 |  | 1LE1003-1CC23-4AA4 | 1 | UN | 1 | 15 | C | D | N | N | 85015220 | 1 |  | 52 | KG | 2090 |  |  |  | SIMOTICS GP MOTOR TYPE: 1AV3132C Low-voltage motor, IEC Squirrel-cage rotor, self-ventilated, IP55 Temperature class 155(F) according to 130(B) Aluminum housing Premium Efficiency IE3, 60 Hz, P60: IE2 6-pole * Size 132M, * 4kW (50 Hz) 4.55 kW (60 Hz) 3 AC 50 Hz 400 VD/690 VY * 3 AC 60 Hz 460 VD IM B3 without motor protection Terminal box at top | Lista Papel 2020 DI | 0 | 0 | novo!
1LE1003-1CC33-4AA4 |  | 1LE1003-1CC33-4AA4 | 1 | UN | 1 | 15 | C | D | N | N | 85015220 | 1 |  | 64 | KG | 2630 |  |  |  | SIMOTICS GP MOTOR TYPE: 1AV3133C Low-voltage motor, IEC Squirrel-cage rotor, self-ventilated, IP55 Temperature class 155(F) according to 130(B) Aluminum housing Premium Efficiency IE3, 60 Hz, P60: IE2 6-pole * Size 132M, * 5.5kW (50 Hz) 6.3kW (60 Hz) 3 AC 50 Hz 400 VD/690 VY * 3 AC 60 Hz 460 VD IM B3 without motor protection Terminal box at top | Lista Papel 2020 DI | 0 | 0 | novo!
1LE1003-1DA23-4AA4 |  | 1LE1003-1DA23-4AA4 | 1 | UN | 1 | 2 | A | D | N | N | 85015230 | 1 |  | 75 | KG | 3100 |  |  |  | SIMOTICS GP MOTOR TYPE: 1AV3162A Low-voltage motor, IEC Squirrel-cage rotor, self-ventilated, IP55 Temperature class 155(F) according to 130(B) Aluminum housing Premium Efficiency IE3, 2-pole * Size 160M, * 11kW (50 Hz) 12.6kW (60 Hz) 3 AC 50 Hz 400 VD/690 VY * 3 AC 60 Hz 460 VY IM B3 Without motor protection Terminal box at top | Lista Papel 2020 DI | 0 | 0 | novo!
1LE1003-1DA33-4AA4 |  | 1LE1003-1DA33-4AA4 | 1 | UN | 1 | 2 | A | D | N | N | 85015230 | 1 |  | 84 | KG | 4060 |  |  |  | SIMOTICS GP MOTOR TYPE: 1AV3163A Low-voltage motor, IEC Squirrel-cage rotor, self-ventilated, IP55 Temperature class 155(F) according to 130(B) Aluminum housing Premium Efficiency IE3, 2-pole * Size 160M, * 15kW (50 Hz) 17.3kW (60 Hz) 3 AC 50 Hz 400 VD/690 VY * 3 AC 60 Hz 460 VD IM B3 Without motor protection Terminal box at top | Lista Papel 2020 DI | 0 | 0 | novo!
1LE1003-1DA43-4AA4 |  | 1LE1003-1DA43-4AA4 | 1 | UN | 1 | 2 | A | D | N | N | 85015230 | 1 |  | 94 | KG | 4830 |  |  |  | SIMOTICS GP MOTOR TYPE: 1AV3164A Low-voltage motor, IEC Squirrel-cage rotor, self-ventilated, IP55 Temperature class 155(F) according to 130(B) Aluminum housing Premium Efficiency IE3, 2-pole * Size 160L, * 18.5 kW (50 Hz) 21.3kW (60 Hz) 3 AC 50 Hz 400 VD/690 VY * 3 AC 60 Hz 460 VD IM B3 Without motor protection Terminal box at top | Lista Papel 2020 DI | 0 | 0 | novo!
1LE1003-1DB23-4AA4 |  | 1LE1003-1DB23-4AA4 | 1 | UN | 1 | 2 | A | D | N | N | 85015230 | 1 |  | 83 | KG | 3170 |  |  |  | SIMOTICS GP MOTOR TYPE: 1AV3162B Low-voltage motor, IEC Squirrel-cage rotor, self-ventilated, IP55 Temperature class 155(F) according to 130(B) Aluminum housing Premium Efficiency IE3, 4-pole * Size 160M, * 11kW (50 Hz) 12.6kW (60 Hz) 3 AC 50 Hz 400 VD/690 VY * 3 AC 60 Hz 460 VD IM B3 Without motor protection Terminal box at top | Lista Papel 2020 DI | 0 | 0 | novo!
1LE1003-1DB43-4AA4 |  | 1LE1003-1DB43-4AA4 | 1 | UN | 1 | 2 | A | D | N | N | 85015230 | 1 |  | 100 | KG | 4120 |  |  |  | SIMOTICS GP MOTOR TYPE: 1AV3164B Low-voltage motor, IEC Squirrel-cage rotor, self-ventilated, IP55 Temperature class 155(F) according to 130(B) Aluminum housing Premium Efficiency IE3, 4-pole * Size 160L, * 15kW (50 Hz) 17.3kW (60 Hz) 3 AC 50 Hz 400 VD/690 VY * 3 AC 60 Hz 460 VD IM B3 Without motor protection Terminal box at top | Lista Papel 2020 DI | 0 | 0 | novo!
1LE1003-1DC23-4AA4 |  | 1LE1003-1DC23-4AA4 | 1 | UN | 1 | 15 | C | D | N | N | 85015220 | 1 |  | 93 | KG | 3340 |  |  |  | SIMOTICS GP MOTOR TYPE: 1AV3162C Low-voltage motor, IEC Squirrel-cage rotor, self-ventilated, IP55 Temperature class 155(F) according to 130(B) Aluminum housing Premium Efficiency IE3, 60 Hz, P60: IE2 6-pole * Size 160M, * 7.5kW (50 Hz) 8.6 kW (60 Hz) 3 AC 50 Hz 400 VD/690 VY * 3 AC 60 Hz 460 VD IM B3 without motor protection Terminal box at top | Lista Papel 2020 DI | 0 | 0 | novo!
1LE1003-1DC43-4AA4 |  | 1LE1003-1DC43-4AA4 | 1 | UN | 1 | 15 | C | D | N | N | 85015230 | 1 |  | 115 | KG | 4600 |  |  |  | SIMOTICS GP MOTOR TYPE: 1AV3164C Low-voltage motor, IEC Squirrel-cage rotor, self-ventilated, IP55 Temperature class 155(F) according to 130(B) Aluminum housing Premium Efficiency IE3, 60 Hz, P60: IE2 6-pole * Size 160L, * 11kW (50 Hz) 12.6kW (60 Hz) 3 AC 50 Hz 400 VD/690 VY * 3 AC 60 Hz 460 VD IM B3 without motor protection Terminal box at top | Lista Papel 2020 DI | 0 | 0 | novo!
1LE1501-2BC23-4AA4 |  | 1LE1501-2BC23-4AA4 | 1 | UN | 1 | 15 | C | D | N | N | 85015230 | 1 |  | 300 | KG | 9180 | 9180 |  |  | SIMOTICS SD MOTOR TYPE: 1CV2222C Low-voltage motor, IEC Squirrel-cage rotor, self-ventilated, IP55 Temperature class 155(F) according to 130(B) cast iron frame Basic line High Efficiency IE2, 60 Hz, P60: IE1 In EEA: Minimum efficiency according to applicable statutory regulations to be considered 6-pole * Size 225M * 30kW (50 Hz) 36 kW (60 Hz) 3 AC 50 Hz 400 VD/690 VY * 3 AC 60 Hz 460 VD IM B 3, without motor protection Terminal box at top | - | 0 | 0
1LE1503-1EA23-4AA4 |  | 1LE1503-1EA23-4AA4 | 1 | UN | 1 | 20 | D | D | N | N | 85015230 | 1 |  | 160 | KG | 5730 |  |  |  | SIMOTICS SD MOTOR TYPE: 1CV3182A Low-voltage motor, IEC Squirrel-cage rotor, self-ventilated, IP55 Temperature class 155(F) according to 130(B) cast iron frame Basic line Premium Efficiency IE3, 2-pole * Size 180M, * 22kW (50 Hz) 24.5kW (60 Hz) 3 AC 50 Hz 400 VD/690 VY * 3 AC 60 Hz 460 VD IM B3 without motor protection Terminal box at top | Lista Papel 2020 DI | 0 | 0 | novo!
1LE1503-1EB23-4AA4 |  | 1LE1503-1EB23-4AA4 | 1 | UN | 1 | 20 | D | D | N | N | 85015230 | 1 |  | 165 | KG | 4870 |  |  |  | SIMOTICS SD MOTOR TYPE: 1CV3182B Low-voltage motor, IEC Squirrel-cage rotor, self-ventilated, IP55 Temperature class 155(F) according to 130(B) cast iron frame Basic line Premium Efficiency IE3, 4-pole * Size 180M, * 18.5 kW (50 Hz) 21.3kW (60 Hz) 3 AC 50 Hz 400 VD/690 VY * 3 AC 60 Hz 460 VD IM B3 without motor protection Terminal box at top | Lista Papel 2020 DI | 0 | 0 | novo!
1LE1503-1EB43-4AA4 |  | 1LE1503-1EB43-4AA4 | 1 | UN | 1 | 20 | D | D | N | N | 85015230 | 1 |  | 170 | KG | 5660 |  |  |  | SIMOTICS SD MOTOR TYPE: 1CV3184B Low-voltage motor, IEC Squirrel-cage rotor, self-ventilated, IP55 Temperature class 155(F) according to 130(B) cast iron frame Basic line Premium Efficiency IE3, 4-pole * Size 180L, * 22kW (50 Hz) 25.3kW (60 Hz) 3 AC 50 Hz 400 VD/690 VY * 3 AC 60 Hz 460 VD IM B3 without motor protection Terminal box at top | Lista Papel 2020 DI | 0 | 0 | novo!
1LE1503-1EC43-4AA4 |  | 1LE1503-1EC43-4AA4 | 1 | UN | 1 | 20 | D | D | N | N | 85015230 | 1 |  | 180 | KG | 6040 |  |  |  | SIMOTICS SD MOTOR TYPE: 1CV3184C Low-voltage motor, IEC Squirrel-cage rotor, self-ventilated, IP55 Temperature class 155(F) according to 130(B) cast iron frame Basic line Premium Efficiency IE3, 60 Hz, P60: IE2 6-pole * Size 180L, * 15kW (50 Hz) 18kW (60 Hz) 3 AC 50 Hz 400 VD/690 VY * 3 AC 60 Hz 460 VD IM B 3, without motor protection Terminal box at top | Lista Papel 2020 DI | 0 | 0 | novo!
1LE1503-2AA43-4AA4 |  | 1LE1503-2AA43-4AA4 | 1 | UN | 1 | 20 | D | D | N | N | 85015230 | 1 |  | 225 | KG | 7440 |  |  |  | SIMOTICS SD MOTOR TYPE: 1CV3204A Low-voltage motor, IEC Squirrel-cage rotor, self-ventilated, IP55 Temperature class 155(F) according to 130(B) cast iron frame Basic line Premium Efficiency IE3, 2-pole * Size 200L, * 30kW (50 Hz) 33.5kW (60 Hz) 3 AC 50 Hz 400 VD/690 VY * 3 AC 60 Hz 460 VD IM B3 without motor protection Terminal box at top | Lista Papel 2020 DI | 0 | 0 | novo!
1LE1503-2AA53-4AA4 |  | 1LE1503-2AA53-4AA4 | 1 | UN | 1 | 20 | D | D | N | N | 85015230 | 1 |  | 250 | KG | 9340 |  |  |  | SIMOTICS SD MOTOR TYPE: 1CV3205A Low-voltage motor, IEC Squirrel-cage rotor, self-ventilated, IP55 Temperature class 155(F) according to 130(B) cast iron frame Basic line Premium Efficiency IE3, 2-pole * Size 200L, * 37kW (50 Hz) 41.5kW (60 Hz) 3 AC 50 Hz 400 VD/690 VY * 3 AC 60 Hz 460 VD IM B3 without motor protection Terminal box at top | Lista Papel 2020 DI | 0 | 0 | novo!
1LE1503-2AB53-4AA4 |  | 1LE1503-2AB53-4AA4 | 1 | UN | 1 | 20 | D | D | N | N | 85015230 | 1 |  | 240 | KG | 7340 |  |  |  | SIMOTICS SD MOTOR TYPE: 1CV3205B Low-voltage motor, IEC Squirrel-cage rotor, self-ventilated, IP55 Temperature class 155(F) according to 130(B) cast iron frame Basic line Premium Efficiency IE3, 60 Hz, P60: IE2 4-pole * Size 200L, * 30kW (50 Hz) 34.5kW (60 Hz) 3 AC 50 Hz 400 VD/690 VY * 3 AC 60 Hz 460 VD IM B3 without motor protection Terminal box at top | Lista Papel 2020 DI | 0 | 0 | novo!
1LE1503-2AC43-4AA4 |  | 1LE1503-2AC43-4AA4 | 1 | UN | 1 | 20 | D | D | N | N | 85015230 | 1 |  | 215 | KG | 7380 |  |  |  | SIMOTICS SD MOTOR TYPE: 1CV3204C Low-voltage motor, IEC Squirrel-cage rotor, self-ventilated, IP55 Temperature class 155(F) according to 130(B) cast iron frame Basic line Premium Efficiency IE3, 60 Hz, P60: IE2 6-pole * Size 200L, * 18.5 kW (50 Hz) 22 kW (60 Hz) 3 AC 50 Hz 400 VD/690 VY * 3 AC 60 Hz 460 VD IM B 3, without motor protection Terminal box at top | Lista Papel 2020 DI | 0 | 0 | novo!
1LE1503-2AC53-4AA4 |  | 1LE1503-2AC53-4AA4 | 1 | UN | 1 | 20 | D | D | N | N | 85015230 | 1 |  | 230 | KG | 8540 |  |  |  | SIMOTICS SD MOTOR TYPE: 1CV3205C Low-voltage motor, IEC Squirrel-cage rotor, self-ventilated, IP55 Temperature class 155(F) according to 130(B) cast iron frame Basic line Premium Efficiency IE3, 60 Hz, P60: IE2 6-pole * Size 200L, * 22kW (50 Hz) 26.5kW (60 Hz) 3 AC 50 Hz 400 VD/690 VY * 3 AC 60 Hz 460 VD IM B 3, without motor protection Terminal box at top | Lista Papel 2020 DI | 0 | 0 | novo!
1LE1503-2BA23-4AA4 |  | 1LE1503-2BA23-4AA4 | 1 | UN | 1 | 15 | C | D | N | N | 85015290 | 1 |  | 315 | KG | 10500 |  |  |  | SIMOTICS SD MOTOR TYPE: 1CV3222A Low-voltage motor, IEC Squirrel-cage rotor, self-ventilated, IP55 Temperature class 155(F) according to 130(B) cast iron frame Basic line Premium Efficiency IE3, 2-pole * Size 225M * 45kW (50 Hz) 51kW (60 Hz) 3 AC 50 Hz 400 VD/690 VY * 3 AC 60 Hz 460 VD IM B 3, without motor protection Terminal box at top | Lista Papel 2020 DI | 0 | 0 | novo!
1LE1503-2BB03-4AA4 |  | 1LE1503-2BB03-4AA4 | 1 | UN | 1 | 15 | C | D | N | N | 85015230 | 1 |  | 285 | KG | 8400 |  |  |  | SIMOTICS SD MOTOR TYPE: 1CV3220B Low-voltage motor, IEC Squirrel-cage rotor, self-ventilated, IP55 Temperature class 155(F) according to 130(B) cast iron frame Basic line Premium Efficiency IE3, 60 Hz, P60: IE2 4-pole * Size 225S * 37kW (50 Hz) 42.5kW (60 Hz) 3 AC 50 Hz 400 VD/690 VY * 3 AC 60 Hz 460 VD IM B 3, without motor protection Terminal box at top | Lista Papel 2020 DI | 0 | 0 | novo!
1LE1503-2BB23-4AA4 |  | 1LE1503-2BB23-4AA4 | 1 | UN | 1 | 15 | C | D | N | N | 85015290 | 1 |  | 320 | KG | 9890 |  |  |  | SIMOTICS SD MOTOR TYPE: 1CV3222B Low-voltage motor, IEC Squirrel-cage rotor, self-ventilated, IP55 Temperature class 155(F) according to 130(B) cast iron frame Basic line Premium Efficiency IE3, 60 Hz, P60: IE2 4-pole * Size 225M * 45kW (50 Hz) 52kW (60 Hz) 3 AC 50 Hz 400 VD/690 VY * 3 AC 60 Hz 460 VD IM B 3, without motor protection Terminal box at top | Lista Papel 2020 DI | 0 | 0 | novo!
1LE1503-2BC23-4AA4 |  | 1LE1503-2BC23-4AA4 | 1 | UN | 1 | 15 | C | D | N | N | 85015230 | 1 |  | 325 | KG | 10800 |  |  |  | SIMOTICS SD MOTOR TYPE: 1CV3222C Low-voltage motor, IEC Squirrel-cage rotor, self-ventilated, IP55 Temperature class 155(F) according to 130(B) cast iron frame Basic line Premium Efficiency IE3, 60 Hz, P60: IE2 6-pole * Size 225M * 30kW (50 Hz) 36 kW (60 Hz) 3 AC 50 Hz 400 VD/690 VY * 3 AC 60 Hz 460 VD IM B 3, without motor protection Terminal box at top | Lista Papel 2020 DI | 0 | 0 | novo!
1PH1101-1LF10-0GA0 |  | 1PH1101-1LF10-0GA0 | 1 | UN | 1 | 19 | D | D | N | N | 85015220 | 1 |  | 29.53 | KG | 1822.91 | 1822.91 | MC05 | MC05 | Main motor 1PH1 for SINAMICS V70; Operating voltage 380 V 3AC Pn=3.7 kW; Nn=1500 rpm Mn=24 Nm Shaft height 100 mm Incremental encoder TTL 2500 incr./rev. plain shaft forced ventilation Direction of air flow NDE->DE; IP54 compatible with the converters SINAMICS V70 Vibration severity S/A shaft end and flange Accuracy R Power and signal connection right | - | 0 | 7
1PH1101-1LF10-1GA0 |  | 1PH1101-1LF10-1GA0 | 1 | UN | 1 | 24 | D | D | N | N | 85015220 | 1 |  | 29.53 | KG | 1822.91 | 1822.91 | MC05 | MC05 | Main motor 1PH1 for SINAMICS V70; Operating voltage 380 V 3AC Pn=3.7 kW; Nn=1500 rpm Mn=24 Nm Shaft height 100 mm Incremental encoder TTL 2500 incr./rev. shaft with feather key full-key balancing forced ventilation Direction of air flow NDE->DE; IP54 compatible with the converters SINAMICS V70 Vibration severity S/A shaft end and flange Accuracy R Power and signal connection right | - | 0 | 7
1PH1101-1LF10-2GA0 |  | 1PH1101-1LF10-2GA0 | 1 | UN | 1 | 24 | D | D | N | N | 85015220 | 1 |  | 29.53 | KG | 1822.91 | 1822.91 | MC05 | MC05 | Main motor 1PH1 for SINAMICS V70; Operating voltage 380 V 3AC Pn=3.7 kW; Nn=1500 rpm Mn=24 Nm Shaft height 100 mm Incremental encoder TTL 2500 incr./rev. shaft with feather key half-key balancing forced ventilation Direction of air flow NDE->DE; IP54 compatible with the converters SINAMICS V70 Vibration severity S/A shaft end and flange Accuracy R Power and signal connection right | - | 0 | 7
1PH1101-1LF12-0GA0 |  | 1PH1101-1LF12-0GA0 | 1 | UN | 1 | 19 | D | D | N | N | 85015220 | 1 |  | 29.74 | KG | 1822.91 | 1822.91 | MC05 | MC05 | Main motor 1PH1 for SINAMICS V70; Operating voltage 380 V 3AC Pn=3.7 kW; Nn=1500 rpm Mn=24 Nm Shaft height 100 mm Incremental encoder TTL 2500 incr./rev. plain shaft forced ventilation Direction of air flow NDE->DE; IP54 compatible with the converters SINAMICS V70 Vibration severity S/A shaft end and flange Accuracy R Power and signal connection right | - | 0 | 7
1PH1101-1LF12-1GA0 |  | 1PH1101-1LF12-1GA0 | 1 | UN | 1 | 24 | D | D | N | N | 85015220 | 1 |  | 29.74 | KG | 1822.91 | 1822.91 | MC05 | MC05 | Main motor 1PH1 for SINAMICS V70; Operating voltage 380 V 3AC Pn=3.7 kW; Nn=1500 rpm Mn=24 Nm Shaft height 100 mm Incremental encoder TTL 2500 incr./rev. shaft with feather key full-key balancing forced ventilation Direction of air flow NDE->DE; IP54 compatible with the converters SINAMICS V70 Vibration severity S/A shaft end and flange Accuracy R Power and signal connection right | - | 0 | 7
1PH1101-1LF12-2GA0 |  | 1PH1101-1LF12-2GA0 | 1 | UN | 1 | 24 | D | D | N | N | 85015220 | 1 |  | 29.74 | KG | 1822.91 | 1822.91 | MC05 | MC05 | Main motor 1PH1 for SINAMICS V70; Operating voltage 380 V 3AC Pn=3.7 kW; Nn=1500 rpm Mn=24 Nm Shaft height 100 mm Incremental encoder TTL 2500 incr./rev. shaft with feather key half-key balancing forced ventilation Direction of air flow NDE->DE; IP54 compatible with the converters SINAMICS V70 Vibration severity S/A shaft end and flange Accuracy R Power and signal connection right | - | 0 | 7
1PH1103-1LD10-0GA0 |  | 1PH1103-1LD10-0GA0 | 1 | UN | 1 | 24 | D | D | N | N | 85015220 | 1 |  | 37.79 | KG | 1918.25 | 1918.25 | MC05 | MC05 | Main motor 1PH1 for SINAMICS V70; Operating voltage 380 V 3AC Pn=3.7 kW; Nn=1000 rpm Mn=35 Nm Shaft height 100 mm Incremental encoder TTL 2500 incr./rev. plain shaft forced ventilation Direction of air flow NDE->DE; IP54 compatible with the converters SINAMICS V70 Vibration severity R/A shaft end and flange Accuracy R Power and signal connection right | - | 0 | 7
1PH1103-1LD10-1GA0 |  | 1PH1103-1LD10-1GA0 | 1 | UN | 1 | 24 | D | D | N | N | 85015220 | 1 |  | 37.79 | KG | 1918.25 | 1918.25 | MC05 | MC05 | Main motor 1PH1 for SINAMICS V70; Operating voltage 380 V 3AC Pn=3.7 kW; Nn=1000 rpm Mn=35 Nm Shaft height 100 mm Incremental encoder TTL 2500 incr./rev. shaft with feather key full-key balancing forced ventilation Direction of air flow NDE->DE; IP54 compatible with the converters SINAMICS V70 Vibration severity R/A shaft end and flange Accuracy R Power and signal connection right | - | 0 | 7
1PH1103-1LD10-2GA0 |  | 1PH1103-1LD10-2GA0 | 1 | UN | 1 | 24 | D | D | N | N | 85015220 | 1 |  | 37.79 | KG | 1918.25 | 1918.25 | MC05 | MC05 | Main motor 1PH1 for SINAMICS V70; Operating voltage 380 V 3AC Pn=3.7 kW; Nn=1000 rpm Mn=35 Nm Shaft height 100 mm Incremental encoder TTL 2500 incr./rev. shaft with feather key half-key balancing forced ventilation Direction of air flow NDE->DE; IP54 compatible with the converters SINAMICS V70 Vibration severity R/A shaft end and flange Accuracy R Power and signal connection right | - | 0 | 7
1PH1103-1LD12-0GA0 |  | 1PH1103-1LD12-0GA0 | 1 | UN | 1 | 24 | D | D | N | N | 85015220 | 1 |  | 38 | KG | 1918.25 | 1918.25 | MC05 | MC05 | Main motor 1PH1 for SINAMICS V70; Operating voltage 380 V 3AC Pn=3.7 kW; Nn=1000 rpm Mn=35 Nm Shaft height 100 mm Incremental encoder TTL 2500 incr./rev. plain shaft forced ventilation Direction of air flow NDE->DE; IP54 compatible with the converters SINAMICS V70 Vibration severity R/A shaft end and flange Accuracy R Power and signal connection right | - | 0 | 7
1PH1103-1LD12-1GA0 |  | 1PH1103-1LD12-1GA0 | 1 | UN | 1 | 24 | D | D | N | N | 85015220 | 1 |  | 38 | KG | 1918.25 | 1918.25 | MC05 | MC05 | Main motor 1PH1 for SINAMICS V70; Operating voltage 380 V 3AC Pn=3.7 kW; Nn=1000 rpm Mn=35 Nm Shaft height 100 mm Incremental encoder TTL 2500 incr./rev. shaft with feather key full-key balancing forced ventilation Direction of air flow NDE->DE; IP54 compatible with the converters SINAMICS V70 Vibration severity R/A shaft end and flange Accuracy R Power and signal connection right | - | 0 | 7
1PH1103-1LD12-2GA0 |  | 1PH1103-1LD12-2GA0 | 1 | UN | 1 | 24 | D | D | N | N | 85015220 | 1 |  | 38 | KG | 1918.25 | 1918.25 | MC05 | MC05 | Main motor 1PH1 for SINAMICS V70; Operating voltage 380 V 3AC Pn=3.7 kW; Nn=1000 rpm Mn=35 Nm Shaft height 100 mm Incremental encoder TTL 2500 incr./rev. shaft with feather key half-key balancing forced ventilation Direction of air flow NDE->DE; IP54 compatible with the converters SINAMICS V70 Vibration severity R/A shaft end and flange Accuracy R Power and signal connection right | - | 0 | 7
1PH1103-1LF10-0GA0 |  | 1PH1103-1LF10-0GA0 | 1 | UN | 1 | 24 | D | D | N | N | 85015220 | 1 |  | 37.79 | KG | 1918.25 | 1918.25 | MC05 | MC05 | Main motor 1PH1 for SINAMICS V70; Operating voltage 380 V 3AC Pn=5.5 kW; Nn=1500 rpm Mn=35 Nm Shaft height 100 mm Incremental encoder TTL 2500 incr./rev. plain shaft forced ventilation Direction of air flow NDE->DE; IP54 compatible with the converters SINAMICS V70 Vibration severity S/A shaft end and flange Accuracy R Power and signal connection right | - | 0 | 7
1PH1103-1LF10-1GA0 |  | 1PH1103-1LF10-1GA0 | 1 | UN | 1 | 24 | D | D | N | N | 85015220 | 1 |  | 37.79 | KG | 1918.25 | 1918.25 | MC05 | MC05 | Main motor 1PH1 for SINAMICS V70; Operating voltage 380 V 3AC Pn=5.5 kW; Nn=1500 rpm Mn=35 Nm Shaft height 100 mm Incremental encoder TTL 2500 incr./rev. shaft with feather key full-key balancing forced ventilation Direction of air flow NDE->DE; IP54 compatible with the converters SINAMICS V70 Vibration severity S/A shaft end and flange Accuracy R Power and signal connection right | - | 0 | 7
1PH1103-1LF10-2GA0 |  | 1PH1103-1LF10-2GA0 | 1 | UN | 1 | 24 | D | D | N | N | 85015220 | 1 |  | 37.79 | KG | 1918.25 | 1918.25 | MC05 | MC05 | Main motor 1PH1 for SINAMICS V70; Operating voltage 380 V 3AC Pn=5.5 kW; Nn=1500 rpm Mn=35 Nm Shaft height 100 mm Incremental encoder TTL 2500 incr./rev. shaft with feather key half-key balancing forced ventilation Direction of air flow NDE->DE; IP54 compatible with the converters SINAMICS V70 Vibration severity S/A shaft end and flange Accuracy R Power and signal connection right | - | 0 | 7
1PH1103-1LF12-0GA0 |  | 1PH1103-1LF12-0GA0 | 1 | UN | 1 | 19 | D | D | N | N | 85015220 | 1 |  | 38 | KG | 1918.25 | 1918.25 | MC05 | MC05 | Main motor 1PH1 for SINAMICS V70; Operating voltage 380 V 3AC Pn=5.5 kW; Nn=1500 rpm Mn=35 Nm Shaft height 100 mm Incremental encoder TTL 2500 incr./rev. plain shaft forced ventilation Direction of air flow NDE->DE; IP54 compatible with the converters SINAMICS V70 Vibration severity S/A shaft end and flange Accuracy R Power and signal connection right | - | 0 | 7
1PH1103-1LF12-1GA0 |  | 1PH1103-1LF12-1GA0 | 1 | UN | 1 | 24 | D | D | N | N | 85015220 | 1 |  | 38 | KG | 1918.25 | 1918.25 | MC05 | MC05 | Main motor 1PH1 for SINAMICS V70; Operating voltage 380 V 3AC Pn=5.5 kW; Nn=1500 rpm Mn=35 Nm Shaft height 100 mm Incremental encoder TTL 2500 incr./rev. shaft with feather key full-key balancing forced ventilation Direction of air flow NDE->DE; IP54 compatible with the converters SINAMICS V70 Vibration severity S/A shaft end and flange Accuracy R Power and signal connection right | - | 0 | 7
1PH1103-1LF12-2GA0 |  | 1PH1103-1LF12-2GA0 | 1 | UN | 1 | 24 | D | D | N | N | 85015220 | 1 |  | 38 | KG | 1918.25 | 1918.25 | MC05 | MC05 | Main motor 1PH1 for SINAMICS V70; Operating voltage 380 V 3AC Pn=5.5 kW; Nn=1500 rpm Mn=35 Nm Shaft height 100 mm Incremental encoder TTL 2500 incr./rev. shaft with feather key half-key balancing forced ventilation Direction of air flow NDE->DE; IP54 compatible with the converters SINAMICS V70 Vibration severity S/A shaft end and flange Accuracy R Power and signal connection right | - | 0 | 7
1PH1105-1LD10-0GA0 |  | 1PH1105-1LD10-0GA0 | 1 | UN | 1 | 24 | D | D | N | N | 85015220 | 1 |  | 49.74 | KG | 1998.35 | 1998.35 | MC05 | MC05 | Main motor 1PH1 for SINAMICS V70; Operating voltage 380 V 3AC Pn=5.5 kW; Nn=1000 rpm Mn=53 Nm Shaft height 100 mm Incremental encoder TTL 2500 incr./rev. plain shaft forced ventilation Direction of air flow NDE->DE; IP54 compatible with the converters SINAMICS V70 Vibration severity R/A shaft end and flange Accuracy R Power and signal connection right | - | 0 | 7
1PH1105-1LD10-1GA0 |  | 1PH1105-1LD10-1GA0 | 1 | UN | 1 | 24 | D | D | N | N | 85015220 | 1 |  | 49.74 | KG | 1998.35 | 1998.35 | MC05 | MC05 | Main motor 1PH1 for SINAMICS V70; Operating voltage 380 V 3AC Pn=5.5 kW; Nn=1000 rpm Mn=53 Nm Shaft height 100 mm Incremental encoder TTL 2500 incr./rev. shaft with feather key full-key balancing forced ventilation Direction of air flow NDE->DE; IP54 compatible with the converters SINAMICS V70 Vibration severity R/A shaft end and flange Accuracy R Power and signal connection right | - | 0 | 7
1PH1105-1LD10-2GA0 |  | 1PH1105-1LD10-2GA0 | 1 | UN | 1 | 24 | D | D | N | N | 85015220 | 1 |  | 49.74 | KG | 1998.35 | 1998.35 | MC05 | MC05 | Main motor 1PH1 for SINAMICS V70; Operating voltage 380 V 3AC Pn=5.5 kW; Nn=1000 rpm Mn=53 Nm Shaft height 100 mm Incremental encoder TTL 2500 incr./rev. shaft with feather key half-key balancing forced ventilation Direction of air flow NDE->DE; IP54 compatible with the converters SINAMICS V70 Vibration severity R/A shaft end and flange Accuracy R Power and signal connection right | - | 0 | 7
1PH1105-1LD12-0GA0 |  | 1PH1105-1LD12-0GA0 | 1 | UN | 1 | 24 | D | D | N | N | 85015220 | 1 |  | 47.95 | KG | 1998.35 | 1998.35 | MC05 | MC05 | Main motor 1PH1 for SINAMICS V70; Operating voltage 380 V 3AC Pn=5.5 kW; Nn=1000 rpm Mn=53 Nm Shaft height 100 mm Incremental encoder TTL 2500 incr./rev. plain shaft forced ventilation Direction of air flow NDE->DE; IP54 compatible with the converters SINAMICS V70 Vibration severity R/A shaft end and flange Accuracy R Power and signal connection right | - | 0 | 7
1PH1105-1LD12-1GA0 |  | 1PH1105-1LD12-1GA0 | 1 | UN | 1 | 24 | D | D | N | N | 85015220 | 1 |  | 47.95 | KG | 1998.35 | 1998.35 | MC05 | MC05 | Main motor 1PH1 for SINAMICS V70; Operating voltage 380 V 3AC Pn=5.5 kW; Nn=1000 rpm Mn=53 Nm Shaft height 100 mm Incremental encoder TTL 2500 incr./rev. shaft with feather key full-key balancing forced ventilation Direction of air flow NDE->DE; IP54 compatible with the converters SINAMICS V70 Vibration severity R/A shaft end and flange Accuracy R Power and signal connection right | - | 0 | 7
1PH1105-1LD12-2GA0 |  | 1PH1105-1LD12-2GA0 | 1 | UN | 1 | 24 | D | D | N | N | 85015220 | 1 |  | 47.95 | KG | 1998.35 | 1998.35 | MC05 | MC05 | Main motor 1PH1 for SINAMICS V70; Operating voltage 380 V 3AC Pn=5.5 kW; Nn=1000 rpm Mn=53 Nm Shaft height 100 mm Incremental encoder TTL 2500 incr./rev. shaft with feather key half-key balancing forced ventilation Direction of air flow NDE->DE; IP54 compatible with the converters SINAMICS V70 Vibration severity R/A shaft end and flange Accuracy R Power and signal connection right | - | 0 | 7
1PH1105-1LF10-0GA0 |  | 1PH1105-1LF10-0GA0 | 1 | UN | 1 | 24 | D | D | N | N | 85015220 | 1 |  | 49.74 | KG | 1998.35 | 1998.35 | MC05 | MC05 | Main motor 1PH1 for SINAMICS V70; Operating voltage 380 V 3AC Pn=7.5 kW; Nn=1500 rpm Mn=48 Nm Shaft height 100 mm Incremental encoder TTL 2500 incr./rev. plain shaft forced ventilation Direction of air flow NDE->DE; IP54 compatible with the converters SINAMICS V70 Vibration severity S/A shaft end and flange Accuracy R Power and signal connection right | - | 0 | 7
1PH1105-1LF10-1GA0 |  | 1PH1105-1LF10-1GA0 | 1 | UN | 1 | 24 | D | D | N | N | 85015220 | 1 |  | 49.74 | KG | 1998.35 | 1998.35 | MC05 | MC05 | Main motor 1PH1 for SINAMICS V70; Operating voltage 380 V 3AC Pn=7.5 kW; Nn=1500 rpm Mn=48 Nm Shaft height 100 mm Incremental encoder TTL 2500 incr./rev. shaft with feather key full-key balancing forced ventilation Direction of air flow NDE->DE; IP54 compatible with the converters SINAMICS V70 Vibration severity S/A shaft end and flange Accuracy R Power and signal connection right | - | 0 | 7
1PH1105-1LF10-2GA0 |  | 1PH1105-1LF10-2GA0 | 1 | UN | 1 | 24 | D | D | N | N | 85015220 | 1 |  | 49.74 | KG | 1998.35 | 1998.35 | MC05 | MC05 | Main motor 1PH1 for SINAMICS V70; Operating voltage 380 V 3AC Pn=7.5 kW; Nn=1500 rpm Mn=48 Nm Shaft height 100 mm Incremental encoder TTL 2500 incr./rev. shaft with feather key half-key balancing forced ventilation Direction of air flow NDE->DE; IP54 compatible with the converters SINAMICS V70 Vibration severity S/A shaft end and flange Accuracy R Power and signal connection right | - | 0 | 7
1PH1105-1LF12-0GA0 |  | 1PH1105-1LF12-0GA0 | 1 | UN | 1 | 19 | D | D | N | N | 85015220 | 1 |  | 47.95 | KG | 1998.35 | 1998.35 | MC05 | MC05 | Main motor 1PH1 for SINAMICS V70; Operating voltage 380 V 3AC Pn=7.5 kW; Nn=1500 rpm Mn=48 Nm Shaft height 100 mm Incremental encoder TTL 2500 incr./rev. plain shaft forced ventilation Direction of air flow NDE->DE; IP54 compatible with the converters SINAMICS V70 Vibration severity S/A shaft end and flange Accuracy R Power and signal connection right | - | 0 | 7
1PH1105-1LF12-1GA0 |  | 1PH1105-1LF12-1GA0 | 1 | UN | 1 | 24 | D | D | N | N | 85015220 | 1 |  | 47.95 | KG | 1998.35 | 1998.35 | MC05 | MC05 | Main motor 1PH1 for SINAMICS V70; Operating voltage 380 V 3AC Pn=7.5 kW; Nn=1500 rpm Mn=48 Nm Shaft height 100 mm Incremental encoder TTL 2500 incr./rev. shaft with feather key full-key balancing forced ventilation Direction of air flow NDE->DE; IP54 compatible with the converters SINAMICS V70 Vibration severity S/A shaft end and flange Accuracy R Power and signal connection right | - | 0 | 7
1PH1105-1LF12-2GA0 |  | 1PH1105-1LF12-2GA0 | 1 | UN | 1 | 24 | D | D | N | N | 85015220 | 1 |  | 47.95 | KG | 1998.35 | 1998.35 | MC05 | MC05 | Main motor 1PH1 for SINAMICS V70; Operating voltage 380 V 3AC Pn=7.5 kW; Nn=1500 rpm Mn=48 Nm Shaft height 100 mm Incremental encoder TTL 2500 incr./rev. shaft with feather key half-key balancing forced ventilation Direction of air flow NDE->DE; IP54 compatible with the converters SINAMICS V70 Vibration severity S/A shaft end and flange Accuracy R Power and signal connection right | - | 0 | 7
1PH2093-6WF41 |  | 1PH2093-6WF41 | 1 | UN | 1 | 50 | X | D | N | 9I999IR | 85030099 | 1 |  | 33 | KG | 3767.35 | 3767.35 | MC05 | MC05 | SIMOTICS M AC-HSA built-in motor, DC link 600V 9.4kW, 105K, 1500rpm water-cooled, IP00 Individual components: rotor, stator Bare cable ends; L=1.5m | - | 0 | 0
1PH2093-6WF42 |  | 1PH2093-6WF42 | 1 | UN | 1 | 50 | X | D | N | 9I999IR | 85030099 | 1 |  | 33 | KG | 3678.08 | 3678.08 | MC05 | MC05 | SIMOTICS M AC-HSA built-in motor, DC link 600V 9.4kW, 105K, 1500rpm water-cooled, IP00 Individual components: rotor, stator Bare cable ends; L=0.5m | - | 0 | 0
1PH2095-6WF41 |  | 1PH2095-6WF41 | 1 | UN | 1 | 70 | X | D | N | 9I999IR | 85030099 | 1 |  | 42 | KG | 4374.39 | 4374.39 | MC05 | MC05 | SIMOTICS M AC-HSA built-in motor, DC link 600V 13kW, 105K, 1500rpm water-cooled, IP00 Individual components: rotor, stator Bare cable ends; L=1.5m | - | 0 | 0
1PH2095-6WF42 |  | 1PH2095-6WF42 | 1 | UN | 1 | 70 | X | D | N | 9I999IR | 85030099 | 1 |  | 42 | KG | 4338.7 | 4338.7 | MC05 | MC05 | SIMOTICS M AC-HSA built-in motor, DC link 600V 13kW, 105K, 1500rpm water-cooled, IP00 Individual components: rotor, stator Bare cable ends; L=0.5m | - | 0 | 0
1PH2113-6WF41 |  | 1PH2113-6WF41 | 1 | UN | 1 | 50 | X | D | N | 9I999IR | 85030099 | 1 |  | 51 | KG | 5213.57 | 5213.57 | MC05 | MC05 | SIMOTICS M AC-HSA built-in motor, DC link 600V 18.5kW, 105K, 1500rpm water-cooled, IP00 Individual components: rotor, stator Bare cable ends; L=1.5m | - | 0 | 0
1PH2113-6WF42 |  | 1PH2113-6WF42 | 1 | UN | 1 | 50 | X | D | N | 9I999IR | 85030099 | 1 |  | 51 | KG | 5124.29 | 5124.29 | MC05 | MC05 | SIMOTICS M AC-HSA built-in motor, DC link 600V 18.5kW, 105K, 1500rpm water-cooled, IP00 Individual components: rotor, stator Bare cable ends; L=0.5m | - | 0 | 0
1PH2115-6LG41-Z | S05 | 1PH2115-6LG41-ZS05 | 1 | UN | 1 | 50 | X | D | N | N | 85030099 | 1 |  | 56 | KG | 1942.07 | 1942.07 | MC05 | MC05 | SIMOTICS M AC-HSA built-in motor, DC link 600V 20 kW, 105K, 2000 rpm Air-cooled, IP00 individual component: rotor Bare cable ends; L=1.5m S05: Customer-specific version | - | 0 | 7
1PH2115-6LG41-Z | S06 | 1PH2115-6LG41-ZS06 | 1 | UN | 1 | 50 | X | D | N | N | 85030099 | 1 |  | 56 | KG | 2588.93 | 2588.93 | MC05 | MC05 | SIMOTICS M AC-HSA built-in motor, DC link 600V 20 kW, 105K, 2000 rpm Air-cooled, IP00 individual component: rotor Bare cable ends; L=1.5m S06: Customer-specific version | - | 0 | 7
1PH2115-6LG41-Z | S07 | 1PH2115-6LG41-ZS07 | 1 | UN | 1 | 50 | X | D | N | N | 85030099 | 1 |  | 56 | KG | 1601.56 | 1601.56 | MC05 | MC05 | SIMOTICS M AC-HSA built-in motor, DC link 600V 20 kW, 105K, 2000 rpm Air-cooled, IP00 individual component: rotor Bare cable ends; L=1.5m S07: Customer-specific version | - | 0 | 7
1PH2115-6LG42-Z | S08 | 1PH2115-6LG42-ZS08 | 1 | UN | 1 | 50 | X | D | N | 9I999IR | 85030099 | 1 |  | 56 | KG | 1892.61 | 1892.61 | MC05 | MC05 | SIMOTICS M AC-HSA built-in motor, DC link 600V 20 kW, 105K, 2000 rpm Air-cooled, IP00 Individual components: Stator S08: Customer-specific version | - | 0 | 7
1PH2115-6WF41 |  | 1PH2115-6WF41 | 1 | UN | 1 | 50 | X | D | N | 9I999IR | 85030099 | 1 |  | 56 | KG | 5392.11 | 5392.11 | MC05 | MC05 | SIMOTICS M AC-HSA built-in motor, DC link 600V 21.5kW, 105K, 1500rpm water-cooled, IP00 Individual components: rotor, stator Bare cable ends; L=1.5m | - | 0 | 0
1PH2115-6WF42 |  | 1PH2115-6WF42 | 1 | UN | 1 | 50 | X | D | N | 9I999IR | 85030099 | 1 |  | 56 | KG | 5302.84 | 5302.84 | MC05 | MC05 | SIMOTICS M AC-HSA built-in motor, DC link 600V 21.5kW, 105K, 1500rpm water-cooled, IP00 Individual components: rotor, stator Bare cable ends; L=0.5m | - | 0 | 0
1PH2117-6WF41 |  | 1PH2117-6WF41 | 1 | UN | 1 | 50 | X | D | N | 9I999IR | 85030099 | 1 | 4025515011620 | 62 | KG | 5642.07 | 5642.07 | MC05 | MC05 | SIMOTICS M AC-HSA built-in motor, DC link 600V 23.7kW, 105K, 1500rpm water-cooled, IP00 Individual components: rotor, stator Bare cable ends; L=1.5m | - | 0 | 0
1PH2117-6WF41-Z | K31 | 1PH2117-6WF41-ZK31 | 1 | UN | 1 | 50 | X | D | N | 9I999IR | 85030099 | 1 |  | 62 | KG | 5642.07 | 5642.07 | MC05 | MC05 | SIMOTICS M AC-HSA built-in motor, DC link 600V 23.7kW, 105K, 1500rpm Water-cooled, IP00 Individual components: rotor, Stator Bare cable ends; L=1.5m K31=2nd rating plate supplied unaffixed | - | 0 | 7
1PH2117-6WF42 |  | 1PH2117-6WF42 | 1 | UN | 1 | 50 | X | D | N | 9I999IR | 85030099 | 1 |  | 62 | KG | 5534.97 | 5534.97 | MC05 | MC05 | SIMOTICS M AC-HSA built-in motor, DC link 600V 23.7kW, 105K, 1500rpm water-cooled, IP00 Individual components: rotor, stator Bare cable ends; L=0.5m | - | 0 | 0
1PH2117-6WF42-Z | K31S30 | 1PH2117-6WF42-ZK31S30 | 1 | UN | 1 | 50 | X | D | N | 9I999IR | 85030099 | 1 |  | 62 | KG | 8909.48 | 8909.48 | MC05 | MC05 | SIMOTICS M AC-HSA built-in motor, DC link 600V 23.7kW, 105K, 1500rpm Water-cooled, IP00 Individual components: rotor, Stator Bare cable ends; L=0.5m S30: Customer-specific version K31: 2nd rating plate supplied unaffixed | - | 0 | 7
1PH2117-6WF42-Z | K31S31 | 1PH2117-6WF42-ZK31S31 | 1 | UN | 1 | 50 | X | D | N | 9I999IR | 85030099 | 1 |  | 62 | KG | 8909.48 | 8909.48 | MC05 | MC05 | SIMOTICS M AC-HSA built-in motor, DC link 600V 23.7kW, 105K, 1500rpm Water-cooled, IP00 Individual components: rotor, Stator Bare cable ends; L=0.5m S31: Customer-specific version K31: 2nd rating plate supplied unaffixed | - | 0 | 7
1PH2118-6WF41 |  | 1PH2118-6WF41 | 1 | UN | 1 | 50 | X | D | N | 9I999IR | 85030099 | 1 |  | 78 | KG | 6677.66 | 6677.66 | MC05 | MC05 | SIMOTICS M AC-HSA built-in motor, DC link 600V 30.9kW, 105K, 1500rpm water-cooled, IP00 Individual components: rotor, stator Bare cable ends; L=1.5m | - | 0 | 0
1PH2118-6WF41-Z | K31 | 1PH2118-6WF41-ZK31 | 1 | UN | 1 | 50 | X | D | N | 9I999IR | 85030099 | 1 |  | 78 | KG | 6570.54 | 6570.54 | MC05 | MC05 | SIMOTICS M AC-HSA built-in motor, DC link 600V 30.9kW, 105K, 1500rpm Water-cooled, IP00 Individual components: rotor, Stator Bare cable ends; L=0.5m | - | 0 | 7
1PH2118-6WF42 |  | 1PH2118-6WF42 | 1 | UN | 1 | 50 | X | D | N | 9I999IR | 85030099 | 1 |  | 78 | KG | 6570.54 | 6570.54 | MC05 | MC05 | SIMOTICS M AC-HSA built-in motor, DC link 600V 30.9kW, 105K, 1500rpm water-cooled, IP00 Individual components: rotor, stator Bare cable ends; L=0.5m | - | 0 | 0
1PH2147-4WF41 |  | 1PH2147-4WF41 | 1 | UN | 1 | 50 | X | D | N | 9I999IR | 85030099 | 1 |  | 164 | KG | 7963.21 | 7963.21 | MC05 | MC05 | SIMOTICS M AC-HSA built-in motor, DC link 600 V 55kW, 105K, 1500rpm water-cooled, IP00 Individual components: rotor, stator Bare cable ends; L=1.5m | - | 0 | 7
1PH2147-4WF41-Z | K31 | 1PH2147-4WF41-ZK31 | 1 | UN | 1 | 50 | X | D | N | 9I999IR | 85030099 | 1 |  | 164 | KG | 7963.21 | 7963.21 | MC05 | MC05 | SIMOTICS M AC-HSA built-in motor, DC link 600V 55 kW, 105K, 1500rpm Water-cooled, IP00 Individual components: rotor, Stator Bare cable ends; L=1.5m K31=2nd rating plate supplied unaffixed | - | 0 | 7
1PH2147-4WF42 |  | 1PH2147-4WF42 | 1 | UN | 1 | 50 | X | D | N | 9I999IR | 85030099 | 1 |  | 164 | KG | 7963.21 | 7963.21 | MC05 | MC05 | SIMOTICS M AC-HSA built-in motor, DC link 600 V 55kW, 105K, 1500rpm water-cooled, IP00 Individual components: rotor, stator Bare cable ends; L=1.5m | - | 0 | 0
1PH2188-6WB41-0AA0 |  | 1PH2188-6WB41-0AA0 | 1 | UN | 1 | 60 | X | D | N | 9I999IR | 85030099 | 1 |  | 237 | KG | 13298.32 | 13298.32 | MC05 | MC05 | SIMOTICS M AC-HSA built-in motor, DC link 600 V 28.8kW, 105K, 500rpm water-cooled, IP00 Individual components: rotor, stator Bare cable ends; L=1.5m | - | 0 | 0
1PH3101-1AF00-0KA0 |  | 1PH3101-1AF00-0KA0 | 1 | UN | 1 | 33 | X | D | N | N | 85015220 | 1 |  | 35 | KG | 2791.67 | 2791.67 | MC05 | MC05 | Main motor for SINAMICS S120; operating voltage 380 V 3AC Pn=3.7 kW; Nn=1500 rpm MN=24 Nm shaft height 100 mm IC22DQ smooth shaft forced ventilation direction of air flow DE->NDE, IP54 compatible with the converters SINAMICS S120 vibration severity SR shaft extension and flange accuracy R power and signal connection both left/right |  | 0 | 0
1PH3101-1AF00-0LA0 |  | 1PH3101-1AF00-0LA0 | 1 | UN | 1 | 29 | D | D | EAR99H | N | 85015220 | 1 |  | 35 | KG | 2720.09 | 2720.09 | MC05 | MC05 | Main motor for SINAMICS S120;3 Operating voltage 380 V 3AC Pn=3.7 kW; Nn=1500 rpm MN=24 Nm Axial height 100 mm IC22DQ Smooth shaft Forced ventilation, direction of air flow D IP54 compatible with the converters SI Vibration severity S Shaft end and flange precision Power and signal connection | - | 0 | 0
1PH3101-1AF00-2KA0 |  | 1PH3101-1AF00-2KA0 | 1 | UN | 1 | 33 | X | D | N | N | 85015220 | 1 |  | 35 | KG | 2791.67 | 2791.67 | MC05 | MC05 | Main motor for SINAMICS S120; operating voltage 380 V 3AC Pn=3.7 kW; Nn=1500 rpm MN=24 Nm shaft height 100 mm IC22DQ shaft with feather key, half-key balancing forced ventilation direction of air flow DE->NDE, IP54 compatible with the converters SINAMICS S120 vibration severity SR shaft extension and flange accuracy R power and signal connection both left/right |  | 0 | 0
1PH3101-1AF00-2LA0 |  | 1PH3101-1AF00-2LA0 | 1 | UN | 1 | 29 | D | D | EAR99H | N | 85015220 | 1 |  | 35 | KG | 2720.09 | 2720.09 | MC05 | MC05 | Main motor for SINAMICS S120;3 Operating voltage 380 V 3AC Pn=3.7 kW; Nn=1500 rpm MN=24 Nm Axial height 100 mm IC22DQ Shaft with feather key, half-key balancing Forced ventilation, direction of air flow D IP54 compatible with the converters SI Vibration severity S Shaft end and flange precision Power and signal connection | - | 0 | 0
1PH3101-1AF02-0KA0 |  | 1PH3101-1AF02-0KA0 | 1 | UN | 1 | 33 | X | D | N | N | 85015220 | 1 |  | 35 | KG | 2791.67 | 2791.67 | MC05 | MC05 | Main motor for SINAMICS S120; operating voltage 380 V 3AC Pn=3.7 kW; Nn=1500 rpm MN=24 Nm shaft height 100 mm IC22DQ smooth shaft forced ventilation direction of air flow DE->NDE, IP54 compatible with the converters SINAMICS S120 vibration severity SR shaft extension and flange accuracy R power and signal connection both left/right |  | 0 | 0
1PH3101-1AF02-0LA0 |  | 1PH3101-1AF02-0LA0 | 1 | UN | 1 | 29 | D | D | EAR99H | N | 85015220 | 1 |  | 35 | KG | 2720.09 | 2720.09 | MC05 | MC05 | Main motor for SINAMICS S120;3 Operating voltage 380 V 3AC Pn=3.7 kW; Nn=1500 rpm MN=24 Nm Axial height 100 mm IC22DQ Smooth shaft Forced ventilation, direction of air flow D IP54 compatible with the converters SI Vibration severity S Shaft end and flange precision Power and signal connection | - | 0 | 0
1PH3101-1AF02-2KA0 |  | 1PH3101-1AF02-2KA0 | 1 | UN | 1 | 33 | X | D | N | N | 85015220 | 1 |  | 35 | KG | 2791.67 | 2791.67 | MC05 | MC05 | Main motor for SINAMICS S120; operating voltage 380 V 3AC Pn=3.7 kW; Nn=1500 rpm MN=24 Nm shaft height 100 mm IC22DQ shaft with feather key, half-key balancing forced ventilation direction of air flow DE->NDE, IP54 compatible with the converters SINAMICS S120 vibration severity SR shaft extension and flange accuracy R power and signal connection both left/right |  | 0 | 0
1PH3101-1AF02-2LA0 |  | 1PH3101-1AF02-2LA0 | 1 | UN | 1 | 29 | D | D | EAR99H | N | 85015220 | 1 |  | 35 | KG | 2720.09 | 2720.09 | MC05 | MC05 | Main motor for SINAMICS S120;3 Operating voltage 380 V 3AC Pn=3.7 kW; Nn=1500 rpm MN=24 Nm Axial height 100 mm IC22DQ Shaft with feather key, half-key balancing Forced ventilation, direction of air flow D IP54 compatible with the converters SI Vibration severity S Shaft end and flange precision Power and signal connection | - | 0 | 0
1PH3101-1DF00-0KA0 |  | 1PH3101-1DF00-0KA0 | 1 | UN | 1 | 33 | X | D | N | N | 85015220 | 1 |  | 36 | KG | 3396.66 | 3396.66 | MC05 | MC05 | Main motor for SINAMICS S120; Operating voltage 380V 3AC Pn=3.7kW;Nn=1500rpm Mn=24Nm Shaft height 100 mm IC22DQ Smooth shaft Forced ventilation, direction of air flow DE->NDE, IP54 compatible with the SINAMICS S120 converters Vibration severity SR Shaft end and flange Accuracy R Power and signal connection both left/right |  | 0 | 0
1PH3101-1DF00-0LA0 |  | 1PH3101-1DF00-0LA0 | 1 | UN | 1 | 29 | D | D | EAR99H | N | 85015220 | 1 |  | 36 | KG | 3325.09 | 3325.09 | MC05 | MC05 | Main motor for SINAMICS S120;3 Operating voltage 380 V 3AC Pn=3.7 kW; Nn=1500 rpm MN=24 Nm Axial height 100 mm IC22DQ Smooth shaft Forced ventilation, direction of air flow D IP54 compatible with the converters SI Vibration severity S Shaft end and flange precision Power and signal connection | - | 0 | 0
1PH3101-1DF00-2KA0 |  | 1PH3101-1DF00-2KA0 | 1 | UN | 1 | 33 | X | D | N | N | 85015220 | 1 |  | 36 | KG | 3396.66 | 3396.66 | MC05 | MC05 | Main motor for SINAMICS S120; operating voltage 380 V 3AC Pn=3.7 kW; Nn=1500 rpm MN=24 Nm shaft height 100 mm IC22DQ shaft with feather key, half-key balancing forced ventilation, direction of air flow DE->NDE, IP54 compatible with the converters SINAMICS S120 vibration severity SR shaft extension and flange accuracy R power and signal connection both left/right |  | 0 | 0
1PH3101-1DF00-2LA0 |  | 1PH3101-1DF00-2LA0 | 1 | UN | 1 | 29 | D | D | EAR99H | N | 85015220 | 1 |  | 36 | KG | 3325.09 | 3325.09 | MC05 | MC05 | Main motor for SINAMICS S120;3 Operating voltage 380 V 3AC Pn=3.7 kW; Nn=1500 rpm MN=24 Nm Axial height 100 mm IC22DQ Shaft with feather key, half-key balancing Forced ventilation, direction of air flow D IP54 compatible with the converters SI Vibration severity S Shaft end and flange precision Power and signal connection | - | 0 | 0
1PH3101-1DF02-0KA0 |  | 1PH3101-1DF02-0KA0 | 1 | UN | 1 | 33 | X | D | N | N | 85015220 | 1 |  | 36 | KG | 3396.66 | 3396.66 | MC05 | MC05 | Main motor for SINAMICS S120; operating voltage 380 V 3AC Pn=3.7 kW; Nn=1500 rpm MN=24 Nm shaft height 100 mm IC22DQ smooth shaft forced ventilation, direction of air flow DE->NDE, IP54 compatible with the converters SINAMICS S120 vibration severity SR shaft extension and flange accuracy R power and signal connection both left/right |  | 0 | 0
1PH3101-1DF02-0LA0 |  | 1PH3101-1DF02-0LA0 | 1 | UN | 1 | 29 | D | D | EAR99H | N | 85015220 | 1 |  | 36 | KG | 3325.09 | 3325.09 | MC05 | MC05 | Main motor for SINAMICS S120; Operating voltage 380 V 3AC Pn=3.7 kW; Nn=1500 Mn=24 Nm Axial height 100 mm IC22DQ smooth shaft Forced ventilation air direction DE->NDE IP54 compatible with the converters SINAMICS S120 Vibration severity S shaft extension and flange accuracy R Power and signal connection both left/right | - | 0 | 0
1PH3101-1DF02-2KA0 |  | 1PH3101-1DF02-2KA0 | 1 | UN | 1 | 33 | X | D | N | N | 85015220 | 1 |  | 36 | KG | 3396.66 | 3396.66 | MC05 | MC05 | Main motor for SINAMICS S120; operating voltage 380 V 3AC Pn=3.7 kW; Nn=1500 rpm MN=24 Nm shaft height 100 mm IC22DQ shaft with feather key, half-key balancing forced ventilation, direction of air flow DE->NDE, IP54 compatible with the converters SINAMICS S120 vibration severity SR shaft extension and flange accuracy R power and signal connection both left/right |  | 0 | 0
1PH3101-1DF02-2LA0 |  | 1PH3101-1DF02-2LA0 | 1 | UN | 1 | 29 | D | D | EAR99H | N | 85015220 | 1 |  | 36 | KG | 3325.09 | 3325.09 | MC05 | MC05 | Main motor for SINAMICS S120;3 Operating voltage 380 V 3AC Pn=3.7 kW; Nn=1500 rpm MN=24 Nm Axial height 100 mm IC22DQ Shaft with feather key, half-key balancing Forced ventilation, direction of air flow D IP54 compatible with the converters SI Vibration severity S Shaft end and flange precision Power and signal connection | - | 0 | 0
1PH3103-1AD00-0GA0 |  | 1PH3103-1AD00-0GA0 | 1 | UN | 1 | 29 | D | D | EAR99H | N | 85015220 | 1 |  | 42 | KG | 2558.76 | 2558.76 | MC05 | MC05 | Main motor for SINAMICS S120;3 Operating voltage 380 V 3AC Pn=3.7 kW; Nn=1000 rpm MN=35 Nm Axial height 100 mm IC22DQ Smooth shaft Forced ventilation, direction of air flow D IP54 compatible with the converters SI Vibration severity S Shaft end and flange precision Power and signal connection | - | 0 | 0
1PH3103-1AD00-2GA0 |  | 1PH3103-1AD00-2GA0 | 1 | UN | 1 | 29 | D | D | EAR99H | N | 85015220 | 1 |  | 42 | KG | 2558.37 | 2558.37 | MC05 | MC05 | Main motor for SINAMICS S120;3 Operating voltage 380 V 3AC Pn=3.7 kW; Nn=1000 rpm MN=35 Nm Axial height 100 mm IC22DQ Shaft with feather key, half-key balancing Forced ventilation, direction of air flow D IP54 compatible with the converters SI Vibration severity S Shaft end and flange precision Power and signal connection | - | 0 | 0
1PH3103-1AD02-0GA0 |  | 1PH3103-1AD02-0GA0 | 1 | UN | 1 | 29 | D | D | EAR99H | N | 85015220 | 1 |  | 42 | KG | 2558.76 | 2558.76 | MC05 | MC05 | Main motor for SINAMICS S120;3 Operating voltage 380 V 3AC Pn=3.7 kW; Nn=1000 rpm MN=35 Nm Axial height 100 mm IC22DQ Smooth shaft Forced ventilation, direction of air flow D IP54 compatible with the converters SI Vibration severity S Shaft end and flange precision Power and signal connection | - | 0 | 0
1PH3103-1AD02-2GA0 |  | 1PH3103-1AD02-2GA0 | 1 | UN | 1 | 29 | D | D | EAR99H | N | 85015220 | 1 |  | 42 | KG | 2558.76 | 2558.76 | MC05 | MC05 | Main motor for SINAMICS S120;3 Operating voltage 380 V 3AC Pn=3.7 kW; Nn=1000 rpm MN=35 Nm Axial height 100 mm IC22DQ Shaft with feather key, half-key balancing Forced ventilation, direction of air flow D IP54 compatible with the converters SI Vibration severity S Shaft end and flange precision Power and signal connection | - | 0 | 0
1PH3103-1AF00-0KA0 |  | 1PH3103-1AF00-0KA0 | 1 | UN | 1 | 33 | X | D | N | N | 85015220 | 1 |  | 42 | KG | 2973.56 | 2973.56 | MC05 | MC05 | Main motor for SINAMICS S120; Operating voltage 380 V 3AC Pn=5.5 kW; Nn=1500 rpm Mn=35 Nm Shaft height 100 mm IC22DQ Smooth shaft Forced ventilation, direction of air flow DE->NDE, IP54 Compatible with the converters SINAMICS S120 Vibration severity SR Shaft extension and flange Accuracy R Power and signal connection both left/right |  | 0 | 0
1PH3103-1AF00-0LA0 |  | 1PH3103-1AF00-0LA0 | 1 | UN | 1 | 29 | D | D | EAR99H | N | 85015220 | 1 |  | 42 | KG | 2902.78 | 2902.78 | MC05 | MC05 | Main motor for SINAMICS S120;3 Operating voltage 380 V 3AC Pn=5.5 kW; Nn=1500 rpm MN=35 Nm Axial height 100 mm IC22DQ Smooth shaft Forced ventilation, direction of air flow D IP54 compatible with the converters SI Vibration severity S Shaft end and flange precision Power and signal connection | - | 0 | 0
1PH3103-1AF00-2KA0 |  | 1PH3103-1AF00-2KA0 | 1 | UN | 1 | 33 | X | D | N | N | 85015220 | 1 |  | 42 | KG | 2973.56 | 2973.56 | MC05 | MC05 | Main motor for SINAMICS S120; Operating voltage 380 V 3AC Pn=5.5 kW; Nn=1500 rpm Mn=35 Nm Shaft height 100 mm IC22DQ shaft with feather key, half-key balancing Forced ventilation, direction of air flow DE->NDE, IP54 Compatible with the converters SINAMICS S120 Vibration severity SR Shaft extension and flange Accuracy R Power and signal connection both left/right |  | 0 | 0
1PH3103-1AF00-2LA0 |  | 1PH3103-1AF00-2LA0 | 1 | UN | 1 | 29 | D | D | EAR99H | N | 85015220 | 1 |  | 42 | KG | 2902.78 | 2902.78 | MC05 | MC05 | Main motor for SINAMICS S120;3 Operating voltage 380 V 3AC Pn=5.5 kW; Nn=1500 rpm MN=35 Nm Axial height 100 mm IC22DQ Shaft with feather key, half-key balancing Forced ventilation, direction of air flow D IP54 compatible with the converters SI Vibration severity S Shaft end and flange precision Power and signal connection | - | 0 | 0
1PH3103-1AF02-0KA0 |  | 1PH3103-1AF02-0KA0 | 1 | UN | 1 | 33 | X | D | N | N | 85015220 | 1 |  | 42 | KG | 2973.56 | 2973.56 | MC05 | MC05 | Main motor for SINAMICS S120; Operating voltage 380 V 3AC Pn=5.5 kW; Nn=1500 rpm Mn=35 Nm Shaft height 100 mm IC22DQ Smooth shaft Forced ventilation, direction of air flow DE->NDE, IP54 Compatible with the converters SINAMICS S120 Vibration severity SR Shaft extension and flange Accuracy R Power and signal connection both left/right |  | 0 | 0
1PH3103-1AF02-0LA0 |  | 1PH3103-1AF02-0LA0 | 1 | UN | 1 | 29 | D | D | EAR99H | N | 85015220 | 1 |  | 42 | KG | 2902.78 | 2902.78 | MC05 | MC05 | Main motor for SINAMICS S120;3 Operating voltage 380 V 3AC Pn=5.5 kW; Nn=1500 rpm MN=35 Nm Axial height 100 mm IC22DQ Smooth shaft Forced ventilation, direction of air flow D IP54 compatible with the converters SI Vibration severity S Shaft end and flange precision Power and signal connection | - | 0 | 0
1PH3103-1AF02-2KA0 |  | 1PH3103-1AF02-2KA0 | 1 | UN | 1 | 33 | X | D | N | N | 85015220 | 1 |  | 42 | KG | 2973.56 | 2973.56 | MC05 | MC05 | Main motor for SINAMICS S120; Operating voltage 380 V 3AC Pn=5.5 kW; Nn=1500 rpm Mn=35 Nm Shaft height 100 mm IC22DQ shaft with feather key, half-key balancing Forced ventilation, direction of air flow DE->NDE, IP54 Compatible with the converters SINAMICS S120 Vibration severity SR Shaft extension and flange Accuracy R Power and signal connection both left/right |  | 0 | 0
1PH3103-1AF02-2LA0 |  | 1PH3103-1AF02-2LA0 | 1 | UN | 1 | 29 | D | D | EAR99H | N | 85015220 | 1 |  | 42 | KG | 2902.78 | 2902.78 | MC05 | MC05 | Main motor for SINAMICS S120;3 Operating voltage 380 V 3AC Pn=5.5 kW; Nn=1500 rpm MN=35 Nm Axial height 100 mm IC22DQ Shaft with feather key, half-key balancing Forced ventilation, direction of air flow D IP54 compatible with the converters SI Vibration severity S Shaft end and flange precision Power and signal connection | - | 0 | 0
1PH3103-1DD00-0GA0 |  | 1PH3103-1DD00-0GA0 | 1 | UN | 1 | 29 | D | D | EAR99H | N | 85015220 | 1 |  | 43 | KG | 3167.31 | 3167.31 | MC05 | MC05 | Main motor for SINAMICS S120;3 Operating voltage 380 V 3AC Pn=3.7 kW; Nn=1000 rpm MN=35 Nm Axial height 100 mm IC22DQ Smooth shaft Forced ventilation, direction of air flow D IP54 compatible with the converters SI Vibration severity S Shaft end and flange precision Power and signal connection | - | 0 | 0
1PH3103-1DD00-2GA0 |  | 1PH3103-1DD00-2GA0 | 1 | UN | 1 | 29 | D | D | EAR99H | N | 85015220 | 1 |  | 43 | KG | 3167.31 | 3167.31 | MC05 | MC05 | Main motor for SINAMICS S120;3 Operating voltage 380 V 3AC Pn=3.7 kW; Nn=1000 rpm MN=35 Nm Axial height 100 mm IC22DQ Shaft with feather key, half-key balancing Forced ventilation, direction of air flow D IP54 compatible with the converters SI Vibration severity S Shaft end and flange precision Power and signal connection | - | 0 | 0
1PH3103-1DD02-0GA0 |  | 1PH3103-1DD02-0GA0 | 1 | UN | 1 | 29 | D | D | EAR99H | N | 85015220 | 1 |  | 43 | KG | 3167.31 | 3167.31 | MC05 | MC05 | . | - | 0 | 0
1PH3103-1DD02-2GA0 |  | 1PH3103-1DD02-2GA0 | 1 | UN | 1 | 29 | D | D | EAR99H | N | 85015220 | 1 |  | 43 | KG | 3167.31 | 3167.31 | MC05 | MC05 | Main motor for SINAMICS S120;3 Operating voltage 380 V 3AC Pn=3.7 kW; Nn=1000 rpm MN=35 Nm Axial height 100 mm IC22DQ Shaft with feather key, half-key balancing Forced ventilation, direction of air flow D IP54 compatible with the converters SI Vibration severity S Shaft end and flange precision Power and signal connection | - | 0 | 0
1PH3103-1DF00-0KA0 |  | 1PH3103-1DF00-0KA0 | 1 | UN | 1 | 33 | X | D | N | N | 85015220 | 1 |  | 43 | KG | 3582.51 | 3582.51 | MC05 | MC05 | Main motor for SINAMICS S120; Operating voltage 380 V 3AC Pn=5.5 kW; Nn=1500 rpm Mn=35 Nm Shaft height 100 mm IC22DQ Smooth shaft Forced ventilation, direction of air flow DE->NDE, IP54 Compatible with the converters SINAMICS S120 Vibration severity SR Shaft extension and flange Accuracy R Power and signal connection both left/right |  | 0 | 0
1PH3103-1DF00-0LA0 |  | 1PH3103-1DF00-0LA0 | 1 | UN | 1 | 29 | D | D | EAR99H | N | 85015220 | 1 |  | 43 | KG | 3511.33 | 3511.33 | MC05 | MC05 | Main motor for SINAMICS S120;3 Operating voltage 380 V 3AC Pn=5.5 kW; Nn=1500 rpm MN=35 Nm Axial height 100 mm IC22DQ Smooth shaft Forced ventilation, direction of air flow D IP54 compatible with the converters SI Vibration severity S Shaft end and flange precision Power and signal connection | - | 0 | 0
1PH3103-1DF00-2KA0 |  | 1PH3103-1DF00-2KA0 | 1 | UN | 1 | 33 | X | D | N | N | 85015220 | 1 |  | 43 | KG | 3582.51 | 3582.51 | MC05 | MC05 | Main motor for SINAMICS S120; Operating voltage 380 V 3AC Pn=5.5 kW; Nn=1500 rpm Mn=35 Nm Shaft height 100 mm IC22DQ shaft with feather key, half-key balancing Forced ventilation, direction of air flow DE->NDE, IP54 Compatible with the converters SINAMICS S120 Vibration severity SR Shaft extension and flange Accuracy R Power and signal connection both left/right |  | 0 | 0
1PH3103-1DF00-2LA0 |  | 1PH3103-1DF00-2LA0 | 1 | UN | 1 | 29 | D | D | EAR99H | N | 85015220 | 1 |  | 43 | KG | 3511.33 | 3511.33 | MC05 | MC05 | Main motor for SINAMICS S120;3 Operating voltage 380 V 3AC Pn=5.5 kW; Nn=1500 rpm MN=35 Nm Axial height 100 mm IC22DQ Shaft with feather key, half-key balancing Forced ventilation, direction of air flow D IP54 compatible with the converters SI Vibration severity S Shaft end and flange precision Power and signal connection | - | 0 | 0
1PH3103-1DF02-0KA0 |  | 1PH3103-1DF02-0KA0 | 1 | UN | 1 | 33 | X | D | N | N | 85015220 | 1 |  | 43 | KG | 3582.51 | 3582.51 | MC05 | MC05 | Main motor for SINAMICS S120; Operating voltage 380 V 3AC Pn=5.5 kW; Nn=1500 rpm Mn=35 Nm Shaft height 100 mm IC22DQ Smooth shaft Forced ventilation, direction of air flow DE->NDE, IP54 Compatible with the converters SINAMICS S120 Vibration severity SR Shaft extension and flange Accuracy R Power and signal connection both left/right |  | 0 | 0
1PH3103-1DF02-0LA0 |  | 1PH3103-1DF02-0LA0 | 1 | UN | 1 | 29 | D | D | EAR99H | N | 85015220 | 1 |  | 43 | KG | 3511.33 | 3511.33 | MC05 | MC05 | Main motor for SINAMICS S120;3 Operating voltage 380 V 3AC Pn=5.5 kW; Nn=1500 rpm MN=35 Nm Axial height 100 mm IC22DQ Smooth shaft Forced ventilation, direction of air flow D IP54 compatible with the converters SI Vibration severity S Shaft end and flange precision Power and signal connection | - | 0 | 0
1PH3103-1DF02-2KA0 |  | 1PH3103-1DF02-2KA0 | 1 | UN | 1 | 33 | X | D | N | N | 85015220 | 1 |  | 43 | KG | 3582.51 | 3582.51 | MC05 | MC05 | Main motor for SINAMICS S120; Operating voltage 380 V 3AC Pn=5.5 kW; Nn=1500 rpm Mn=35 Nm Shaft height 100 mm IC22DQ shaft with feather key, half-key balancing Forced ventilation, direction of air flow DE->NDE, IP54 Compatible with the converters SINAMICS S120 Vibration severity SR Shaft extension and flange Accuracy R Power and signal connection both left/right |  | 0 | 0
1PH3103-1DF02-2LA0 |  | 1PH3103-1DF02-2LA0 | 1 | UN | 1 | 29 | D | D | EAR99H | N | 85015220 | 1 |  | 43 | KG | 3511.33 | 3511.33 | MC05 | MC05 | Main motor for SINAMICS S120;3 Operating voltage 380 V 3AC Pn=5.5 kW; Nn=1500 rpm MN=35 Nm Axial height 100 mm IC22DQ Shaft with feather key, half-key balancing Forced ventilation, direction of air flow D IP54 compatible with the converters SI Vibration severity S Shaft end and flange precision Power and signal connection | - | 0 | 0
1PH3105-1AD00-0GA0 |  | 1PH3105-1AD00-0GA0 | 1 | UN | 1 | 29 | D | D | EAR99H | N | 85015220 | 1 |  | 51 | KG | 2689.25 | 2689.25 | MC05 | MC05 | Main motor for SINAMICS S120;3 Operating voltage 380 V 3AC Pn=5.5 kW; Nn=1000 rpm MN=53 Nm Axial height 100 mm IC22DQ Smooth shaft Forced ventilation, direction of air flow D IP54 compatible with the converters SI Vibration severity S Shaft end and flange precision Power and signal connection | - | 0 | 0
1PH3105-1AD00-2GA0 |  | 1PH3105-1AD00-2GA0 | 1 | UN | 1 | 29 | D | D | EAR99H | N | 85015220 | 1 |  | 51 | KG | 2689.25 | 2689.25 | MC05 | MC05 | Main motor for SINAMICS S120;3 Operating voltage 380 V 3AC Pn=5.5 kW; Nn=1000 rpm MN=53 Nm Axial height 100 mm IC22DQ Shaft with feather key, half-key balancing Forced ventilation, direction of air flow D IP54 compatible with the converters SI Vibration severity S Shaft end and flange precision Power and signal connection | - | 0 | 0
1PH3105-1AD02-0GA0 |  | 1PH3105-1AD02-0GA0 | 1 | UN | 1 | 29 | D | D | EAR99H | N | 85015220 | 1 |  | 51 | KG | 2689.25 | 2689.25 | MC05 | MC05 | Main motor for SINAMICS S120;3 Operating voltage 380 V 3AC Pn=5.5 kW; Nn=1000 rpm MN=53 Nm Axial height 100 mm IC22DQ Smooth shaft Forced ventilation, direction of air flow D IP54 compatible with the converters SI Vibration severity S Shaft end and flange precision Power and signal connection | - | 0 | 0
1PH3105-1AD02-2GA0 |  | 1PH3105-1AD02-2GA0 | 1 | UN | 1 | 29 | D | D | EAR99H | N | 85015220 | 1 |  | 51 | KG | 2689.25 | 2689.25 | MC05 | MC05 | Main motor for SINAMICS S120;3 Operating voltage 380 V 3AC Pn=5.5 kW; Nn=1000 rpm MN=53 Nm Axial height 100 mm IC22DQ Shaft with feather key, half-key balancing Forced ventilation, direction of air flow D IP54 compatible with the converters SI Vibration severity S Shaft end and flange precision Power and signal connection | - | 0 | 0
1PH3105-1AG00-0KA0 |  | 1PH3105-1AG00-0KA0 | 1 | UN | 1 | 33 | X | D | N | N | 85015220 | 1 |  | 51 | KG | 3017.05 | 3017.05 | MC05 | MC05 | Main motor for SINAMICS S120; Operating voltage 380 V 3AC Pn=7.5 kW; Nn=2000 rpm Mn=36 Nm Shaft height 100 mm IC22DQ Smooth shaft Forced ventilation, direction of air flow DE->NDE, IP54 Compatible with the converters SINAMICS S120 Vibration severity SR Shaft extension and flange Accuracy R Power and signal connection both left/right |  | 0 | 0
1PH3105-1AG00-0LA0 |  | 1PH3105-1AG00-0LA0 | 1 | UN | 1 | 29 | D | D | EAR99H | N | 85015220 | 1 |  | 51 | KG | 2945.48 | 2945.48 | MC05 | MC05 | Main motor for SINAMICS S120;3 Operating voltage 380 V 3AC Pn=7.5 kW; Nn=2000 rpm MN=36 Nm Axial height 100 mm IC22DQ Smooth shaft Forced ventilation, direction of air flow D IP54 compatible with the converters SI Vibration severity S Shaft end and flange precision Power and signal connection | - | 0 | 0
1PH3105-1AG00-2KA0 |  | 1PH3105-1AG00-2KA0 | 1 | UN | 1 | 33 | X | D | N | N | 85015220 | 1 |  | 51 | KG | 3017.05 | 3017.05 | MC05 | MC05 | Main motor for SINAMICS S120; Operating voltage 380 V 3AC Pn=7.5 kW; Nn=2000 rpm Mn=36 Nm Shaft height 100 mm IC22DQ shaft with feather key, half-key balancing Forced ventilation, direction of air flow DE->NDE, IP54 Compatible with the converters SINAMICS S120 Vibration severity SR Shaft extension and flange Accuracy R Power and signal connection both left/right |  | 0 | 0
1PH3105-1AG00-2LA0 |  | 1PH3105-1AG00-2LA0 | 1 | UN | 1 | 29 | D | D | EAR99H | N | 85015220 | 1 |  | 51 | KG | 2945.48 | 2945.48 | MC05 | MC05 | Main motor for SINAMICS S120;3 Operating voltage 380 V 3AC Pn=7.5 kW; Nn=2000 rpm MN=36 Nm Axial height 100 mm IC22DQ Shaft with feather key, half-key balancing Forced ventilation, direction of air flow D IP54 compatible with the converters SI Vibration severity S Shaft end and flange precision Power and signal connection | - | 0 | 0
1PH3105-1AG02-0KA0 |  | 1PH3105-1AG02-0KA0 | 1 | UN | 1 | 33 | X | D | N | N | 85015220 | 1 |  | 51 | KG | 3017.05 | 3017.05 | MC05 | MC05 | Main motor for SINAMICS S120; Operating voltage 380 V 3AC Pn=7.5 kW; Nn=2000 rpm Mn=36 Nm Shaft height 100 mm IC22DQ Smooth shaft Forced ventilation, direction of air flow DE->NDE, IP54 Compatible with the converters SINAMICS S120 Vibration severity SR Shaft extension and flange Accuracy R Power and signal connection both left/right |  | 0 | 0
1PH3105-1AG02-0LA0 |  | 1PH3105-1AG02-0LA0 | 1 | UN | 1 | 29 | D | D | EAR99H | N | 85015220 | 1 |  | 51 | KG | 2945.48 | 2945.48 | MC05 | MC05 | Main motor for SINAMICS S120;3 Operating voltage 380 V 3AC Pn=7.5 kW; Nn=2000 rpm MN=36 Nm Axial height 100 mm IC22DQ Smooth shaft Forced ventilation, direction of air flow D IP54 compatible with the converters SI Vibration severity S Shaft end and flange precision Power and signal connection | - | 0 | 0
1PH3105-1AG02-2KA0 |  | 1PH3105-1AG02-2KA0 | 1 | UN | 1 | 33 | X | D | N | N | 85015220 | 1 |  | 51 | KG | 3017.05 | 3017.05 | MC05 | MC05 | Main motor for SINAMICS S120; Operating voltage 380 V 3AC Pn=7.5 kW; Nn=2000 rpm Mn=36 Nm Shaft height 100 mm IC22DQ shaft with feather key, half-key balancing Forced ventilation, direction of air flow DE->NDE, IP54 Compatible with the converters SINAMICS S120 Vibration severity SR Shaft extension and flange Accuracy R Power and signal connection both left/right |  | 0 | 0
1PH3105-1AG02-2LA0 |  | 1PH3105-1AG02-2LA0 | 1 | UN | 1 | 29 | D | D | EAR99H | N | 85015220 | 1 |  | 51 | KG | 2945.48 | 2945.48 | MC05 | MC05 | Main motor for SINAMICS S120;3 Operating voltage 380 V 3AC Pn=7.5 kW; Nn=2000 rpm MN=36 Nm Axial height 100 mm IC22DQ Shaft with feather key, half-key balancing Forced ventilation, direction of air flow D IP54 compatible with the converters SI Vibration severity S Shaft end and flange precision Power and signal connection | - | 0 | 0
1PH3105-1DD00-0GA0 |  | 1PH3105-1DD00-0GA0 | 1 | UN | 1 | 29 | D | D | EAR99H | N | 85015220 | 1 |  | 52 | KG | 3294.24 | 3294.24 | MC05 | MC05 | Main motor for SINAMICS S120;3 Operating voltage 380 V 3AC Pn=5.5 kW; Nn=1000 rpm MN=53 Nm Axial height 100 mm IC22DQ Smooth shaft Forced ventilation, direction of air flow D IP54 compatible with the converters SI Vibration severity S Shaft end and flange precision Power and signal connection | - | 0 | 0
1PH3105-1DD00-2GA0 |  | 1PH3105-1DD00-2GA0 | 1 | UN | 1 | 29 | D | D | EAR99H | N | 85015220 | 1 |  | 52 | KG | 3294.24 | 3294.24 | MC05 | MC05 | Main motor for SINAMICS S120;3 Operating voltage 380 V 3AC Pn=5.5 kW; Nn=1000 rpm MN=53 Nm Axial height 100 mm IC22DQ Shaft with feather key, half-key balancing Forced ventilation, direction of air flow D IP54 compatible with the converters SI Vibration severity S Shaft end and flange precision Power and signal connection | - | 0 | 0
1PH3105-1DD02-0GA0 |  | 1PH3105-1DD02-0GA0 | 1 | UN | 1 | 29 | D | D | EAR99H | N | 85015220 | 1 |  | 52 | KG | 3294.24 | 3294.24 | MC05 | MC05 | Main motor for SINAMICS S120;3 Operating voltage 380 V 3AC Pn=5.5 kW; Nn=1000 rpm MN=53 Nm Axial height 100 mm IC22DQ Smooth shaft Forced ventilation, direction of air flow D IP54 compatible with the converters SI Vibration severity S Shaft end and flange precision Power and signal connection | - | 0 | 0
1PH3105-1DD02-2GA0 |  | 1PH3105-1DD02-2GA0 | 1 | UN | 1 | 29 | D | D | EAR99H | N | 85015220 | 1 |  | 52 | KG | 3294.24 | 3294.24 | MC05 | MC05 | Main motor for SINAMICS S120;3 Operating voltage 380 V 3AC Pn=5.5 kW; Nn=1000 rpm MN=53 Nm Axial height 100 mm IC22DQ Shaft with feather key, half-key balancing Forced ventilation, direction of air flow D IP54 compatible with the converters SI Vibration severity S Shaft end and flange precision Power and signal connection | - | 0 | 0
1PH3105-1DG00-0KA0 |  | 1PH3105-1DG00-0KA0 | 1 | UN | 1 | 33 | X | D | N | N | 85015220 | 1 |  | 52 | KG | 3626 | 3626 | MC05 | MC05 | Main motor for SINAMICS S120; Operating voltage 380 V 3AC Pn=7.5 kW; Nn=2000 rpm Mn=36 Nm Shaft height 100 mm IC22DQ Smooth shaft Forced ventilation, direction of air flow DE->NDE, IP54 Compatible with the converters SINAMICS S120 Vibration severity SR Shaft extension and flange Accuracy R Power and signal connection both left/right |  | 0 | 0
1PH3105-1DG00-0LA0 |  | 1PH3105-1DG00-0LA0 | 1 | UN | 1 | 29 | D | D | EAR99H | N | 85015220 | 1 |  | 52 | KG | 3555.22 | 3555.22 | MC05 | MC05 | Main motor for SINAMICS S120;3 Operating voltage 380 V 3AC Pn=7.5 kW; Nn=2000 rpm MN=36 Nm Axial height 100 mm IC22DQ Smooth shaft Forced ventilation, direction of air flow D IP54 compatible with the converters SI Vibration severity S Shaft end and flange precision Power and signal connection | - | 0 | 0
1PH3105-1DG00-2KA0 |  | 1PH3105-1DG00-2KA0 | 1 | UN | 1 | 33 | X | D | N | N | 85015220 | 1 |  | 52 | KG | 3626 | 3626 | MC05 | MC05 | Main motor for SINAMICS S120; Operating voltage 380 V 3AC Pn=7.5 kW; Nn=2000 rpm Mn=36 Nm Shaft height 100 mm IC22DQ shaft with feather key, half-key balancing Forced ventilation, direction of air flow DE->NDE, IP54 Compatible with the converters SINAMICS S120 Vibration severity SR Shaft extension and flange Accuracy R Power and signal connection both left/right |  | 0 | 0
1PH3105-1DG00-2LA0 |  | 1PH3105-1DG00-2LA0 | 1 | UN | 1 | 29 | D | D | EAR99H | N | 85015220 | 1 |  | 52 | KG | 3555.22 | 3555.22 | MC05 | MC05 | Main motor for SINAMICS S120;3 Operating voltage 380 V 3AC Pn=7.5 kW; Nn=2000 rpm MN=36 Nm Axial height 100 mm IC22DQ Shaft with feather key, half-key balancing Forced ventilation, direction of air flow D IP54 compatible with the converters SI Vibration severity S Shaft end and flange precision Power and signal connection | - | 0 | 0
1PH3105-1DG02-0KA0 |  | 1PH3105-1DG02-0KA0 | 1 | UN | 1 | 33 | X | D | N | N | 85015220 | 1 |  | 52 | KG | 3626 | 3626 | MC05 | MC05 | Main motor for SINAMICS S120; Operating voltage 380 V 3AC Pn=7.5 kW; Nn=2000 rpm Mn=36 Nm Shaft height 100 mm IC22DQ Smooth shaft Forced ventilation, direction of air flow DE->NDE, IP54 Compatible with the converters SINAMICS S120 Vibration severity SR Shaft extension and flange Accuracy R Power and signal connection both left/right |  | 0 | 0
1PH3105-1DG02-0LA0 |  | 1PH3105-1DG02-0LA0 | 1 | UN | 1 | 29 | D | D | EAR99H | N | 85015220 | 1 |  | 52 | KG | 3555.22 | 3555.22 | MC05 | MC05 | Main motor for SINAMICS S120;3 Operating voltage 380 V 3AC Pn=7.5 kW; Nn=2000 rpm MN=36 Nm Axial height 100 mm IC22DQ Smooth shaft Forced ventilation, direction of air flow D IP54 compatible with the converters SI Vibration severity S Shaft end and flange precision Power and signal connection | - | 0 | 0
1PH3105-1DG02-2KA0 |  | 1PH3105-1DG02-2KA0 | 1 | UN | 1 | 33 | X | D | N | N | 85015220 | 1 |  | 52 | KG | 3626 | 3626 | MC05 | MC05 | Main motor for SINAMICS S120; Operating voltage 380 V 3AC Pn=7.5 kW; Nn=2000 rpm Mn=36 Nm Shaft height 100 mm IC22DQ shaft with feather key, half-key balancing Forced ventilation, direction of air flow DE->NDE, IP54 Compatible with the converters SINAMICS S120 Vibration severity SR Shaft extension and flange Accuracy R Power and signal connection both left/right |  | 0 | 0
1PH3105-1DG02-2LA0 |  | 1PH3105-1DG02-2LA0 | 1 | UN | 1 | 29 | D | D | EAR99H | N | 85015220 | 1 |  | 52 | KG | 3555.22 | 3555.22 | MC05 | MC05 | Main motor for SINAMICS S120;3 Operating voltage 380 V 3AC Pn=7.5 kW; Nn=2000 rpm MN=36 Nm Axial height 100 mm IC22DQ Shaft with feather key, half-key balancing Forced ventilation, direction of air flow D IP54 compatible with the converters SI Vibration severity S Shaft end and flange precision Power and signal connection | - | 0 | 0
1PH3107-1AG00-0KA0 |  | 1PH3107-1AG00-0KA0 | 1 | UN | 1 | 33 | X | D | N | N | 85015230 | 1 |  | 57 | KG | 3080.32 | 3080.32 | MC05 | MC05 | Main motor for SINAMICS S120; Operating voltage 380 V 3AC Pn=11 kW; Nn=2000 rpm Mn=53 Nm Shaft height 100 mm IC22DQ Smooth shaft Forced ventilation, direction of air flow DE->NDE, IP54 Compatible with the converters SINAMICS S120 Vibration severity SR Shaft extension and flange Accuracy R Power and signal connection both left/right |  | 0 | 0
1PH3107-1AG00-0LA0 |  | 1PH3107-1AG00-0LA0 | 1 | UN | 1 | 29 | D | D | EAR99H | N | 85015230 | 1 |  | 57 | KG | 3009.54 | 3009.54 | MC05 | MC05 | Main motor for SINAMICS S120;3 Operating voltage 380 V 3AC Pn=11 kW; Nn=2000 rpm MN=53 Nm Axial height 100 mm IC22DQ Smooth shaft Forced ventilation, direction of air flow D IP54 compatible with the converters SI Vibration severity S Shaft end and flange precision Power and signal connection | - | 0 | 0
1PH3107-1AG00-2KA0 |  | 1PH3107-1AG00-2KA0 | 1 | UN | 1 | 33 | X | D | N | N | 85015230 | 1 |  | 57 | KG | 3080.32 | 3080.32 | MC05 | MC05 | Main motor for SINAMICS S120; Operating voltage 380 V 3AC Pn=11 kW; Nn=2000 rpm Mn=53 Nm Shaft height 100 mm IC22DQ shaft with feather key, half-key balancing Forced ventilation, direction of air flow DE->NDE, IP54 Compatible with the converters SINAMICS S120 Vibration severity SR Shaft extension and flange Accuracy R Power and signal connection both left/right |  | 0 | 0
1PH3107-1AG00-2LA0 |  | 1PH3107-1AG00-2LA0 | 1 | UN | 1 | 29 | D | D | EAR99H | N | 85015230 | 1 |  | 57 | KG | 3009.54 | 3009.54 | MC05 | MC05 | Main motor for SINAMICS S120;3 Operating voltage 380 V 3AC Pn=11 kW; Nn=2000 rpm MN=53 Nm Axial height 100 mm IC22DQ Shaft with feather key, half-key balancing Forced ventilation, direction of air flow D IP54 compatible with the converters SI Vibration severity S Shaft end and flange precision Power and signal connection | - | 0 | 0
1PH3107-1AG02-0KA0 |  | 1PH3107-1AG02-0KA0 | 1 | UN | 1 | 33 | X | D | N | N | 85015230 | 1 |  | 57 | KG | 3080.32 | 3080.32 | MC05 | MC05 | Main motor for SINAMICS S120; Operating voltage 380 V 3AC Pn=11 kW; Nn=2000 rpm Mn=53 Nm Shaft height 100 mm IC22DQ Smooth shaft Forced ventilation, direction of air flow DE->NDE, IP54 Compatible with the converters SINAMICS S120 Vibration severity SR Shaft extension and flange Accuracy R Power and signal connection both left/right |  | 0 | 0
1PH3107-1AG02-0LA0 |  | 1PH3107-1AG02-0LA0 | 1 | UN | 1 | 29 | D | D | EAR99H | N | 85015230 | 1 |  | 57 | KG | 3009.54 | 3009.54 | MC05 | MC05 | Main motor for SINAMICS S120;3 Operating voltage 380 V 3AC Pn=11 kW; Nn=2000 rpm MN=53 Nm Axial height 100 mm IC22DQ Smooth shaft Forced ventilation, direction of air flow D IP54 compatible with the converters SI Vibration severity S Shaft end and flange precision Power and signal connection | - | 0 | 0
1PH3107-1AG02-2KA0 |  | 1PH3107-1AG02-2KA0 | 1 | UN | 1 | 33 | X | D | N | N | 85015230 | 1 |  | 57 | KG | 3080.32 | 3080.32 | MC05 | MC05 | Main motor for SINAMICS S120; Operating voltage 380 V 3AC Pn=11 kW; Nn=2000 rpm Mn=53 Nm Shaft height 100 mm IC22DQ shaft with feather key, half-key balancing Forced ventilation, direction of air flow DE->NDE, IP54 Compatible with the converters SINAMICS S120 Vibration severity SR Shaft extension and flange Accuracy R Power and signal connection both left/right |  | 0 | 0
1PH3107-1AG02-2LA0 |  | 1PH3107-1AG02-2LA0 | 1 | UN | 1 | 29 | D | D | EAR99H | N | 85015230 | 1 |  | 57 | KG | 3009.54 | 3009.54 | MC05 | MC05 | Main motor for SINAMICS S120;3 Operating voltage 380 V 3AC Pn=11 kW; Nn=2000 rpm MN=53 Nm Axial height 100 mm IC22DQ Shaft with feather key, half-key balancing Forced ventilation, direction of air flow D IP54 compatible with the converters SI Vibration severity S Shaft end and flange precision Power and signal connection | - | 0 | 0
1PH3107-1DG00-0KA0 |  | 1PH3107-1DG00-0KA0 | 1 | UN | 1 | 33 | X | D | N | N | 85015230 | 1 |  | 58 | KG | 3689.27 | 3689.27 | MC05 | MC05 | Main motor for SINAMICS S120; Operating voltage 380 V 3AC Pn=11 kW; Nn=2000 rpm Mn=53 Nm Shaft height 100 mm IC22DQ Smooth shaft Forced ventilation, direction of air flow DE->NDE, IP54 Compatible with the converters SINAMICS S120 Vibration severity SR Shaft extension and flange Accuracy R Power and signal connection both left/right |  | 0 | 0
1PH3107-1DG00-0LA0 |  | 1PH3107-1DG00-0LA0 | 1 | UN | 1 | 29 | D | D | EAR99H | N | 85015230 | 1 |  | 58 | KG | 3618.09 | 3618.09 | MC05 | MC05 | Main motor for SINAMICS S120;3 Operating voltage 380 V 3AC Pn=11 kW; Nn=2000 rpm MN=53 Nm Axial height 100 mm IC22DQ Smooth shaft Forced ventilation, direction of air flow D IP54 compatible with the converters SI Vibration severity S Shaft end and flange precision Power and signal connection | - | 0 | 0
1PH3107-1DG00-2KA0 |  | 1PH3107-1DG00-2KA0 | 1 | UN | 1 | 33 | X | D | N | N | 85015230 | 1 |  | 58 | KG | 3689.27 | 3689.27 | MC05 | MC05 | Main motor for SINAMICS S120; Operating voltage 380 V 3AC Pn=11 kW; Nn=2000 rpm Mn=53 Nm Shaft height 100 mm IC22DQ shaft with feather key, half-key balancing Forced ventilation, direction of air flow DE->NDE, IP54 Compatible with the converters SINAMICS S120 Vibration severity SR Shaft extension and flange Accuracy R Power and signal connection both left/right |  | 0 | 0
1PH3107-1DG00-2LA0 |  | 1PH3107-1DG00-2LA0 | 1 | UN | 1 | 29 | D | D | EAR99H | N | 85015230 | 1 |  | 58 | KG | 3618.09 | 3618.09 | MC05 | MC05 | Main motor for SINAMICS S120;3 Operating voltage 380 V 3AC Pn=11 kW; Nn=2000 rpm MN=53 Nm Axial height 100 mm IC22DQ Shaft with feather key, half-key balancing Forced ventilation, direction of air flow D IP54 compatible with the converters SI Vibration severity S Shaft end and flange precision Power and signal connection | - | 0 | 0
1PH3107-1DG02-0KA0 |  | 1PH3107-1DG02-0KA0 | 1 | UN | 1 | 33 | X | D | N | N | 85015230 | 1 |  | 58 | KG | 3689.27 | 3689.27 | MC05 | MC05 | Main motor for SINAMICS S120; Operating voltage 380 V 3AC Pn=11 kW; Nn=2000 rpm Mn=53 Nm Shaft height 100 mm IC22DQ Smooth shaft Forced ventilation, direction of air flow DE->NDE, IP54 Compatible with the converters SINAMICS S120 Vibration severity SR Shaft extension and flange Accuracy R Power and signal connection both left/right |  | 0 | 0
1PH3107-1DG02-0LA0 |  | 1PH3107-1DG02-0LA0 | 1 | UN | 1 | 29 | D | D | EAR99H | N | 85015230 | 1 |  | 58 | KG | 3618.09 | 3618.09 | MC05 | MC05 | Main motor for SINAMICS S120;3 Operating voltage 380 V 3AC Pn=11 kW; Nn=2000 rpm MN=53 Nm Axial height 100 mm IC22DQ Smooth shaft Forced ventilation, direction of air flow D IP54 compatible with the converters SI Vibration severity S Shaft end and flange precision Power and signal connection | - | 0 | 0
1PH3107-1DG02-2KA0 |  | 1PH3107-1DG02-2KA0 | 1 | UN | 1 | 33 | X | D | N | N | 85015230 | 1 |  | 58 | KG | 3689.27 | 3689.27 | MC05 | MC05 | Main motor for SINAMICS S120; Operating voltage 380 V 3AC Pn=11 kW; Nn=2000 rpm Mn=53 Nm Shaft height 100 mm IC22DQ shaft with feather key, half-key balancing Forced ventilation, direction of air flow DE->NDE, IP54 Compatible with the converters SINAMICS S120 Vibration severity SR Shaft extension and flange Accuracy R Power and signal connection both left/right |  | 0 | 0
1PH3107-1DG02-2LA0 |  | 1PH3107-1DG02-2LA0 | 1 | UN | 1 | 29 | D | D | EAR99H | N | 85015230 | 1 |  | 58 | KG | 3618.09 | 3618.09 | MC05 | MC05 | Main motor for SINAMICS S120;3 Operating voltage 380 V 3AC Pn=11 kW; Nn=2000 rpm MN=53 Nm Axial height 100 mm IC22DQ Shaft with feather key, half-key balancing Forced ventilation, direction of air flow D IP54 compatible with the converters SI Vibration severity S Shaft end and flange precision Power and signal connection | - | 0 | 0
1PH3131-1DE00-0GA0 |  | 1PH3131-1DE00-0GA0 | 1 | UN | 1 | 29 | D | D | EAR99H | N | 85015220 | 1 |  | 88 | KG | 3507.77 | 3507.77 | MC05 | MC05 | Main motor for SINAMICS S120;3 Operating voltage 380 V 3AC Pn=7.5 kW; Nn=1200 rpm MN=60 Nm Axial height 132 mm IC22DQ Smooth shaft Forced ventilation, direction of air flow D IP54 compatible with the converters SI Vibration severity S Shaft end and flange precision Power and signal connection | - | 0 | 0
1PH3131-1DE00-2GA0 |  | 1PH3131-1DE00-2GA0 | 1 | UN | 1 | 29 | D | D | EAR99H | N | 85015220 | 1 |  | 88 | KG | 3507.77 | 3507.77 | MC05 | MC05 | Main motor for SINAMICS S120;3 Operating voltage 380 V 3AC Pn=7.5 kW; Nn=1200 rpm MN=60 Nm Axial height 132 mm IC22DQ Shaft with feather key, half-key balancing Forced ventilation, direction of air flow D IP54 compatible with the converters SI Vibration severity S Shaft end and flange precision Power and signal connection | - | 0 | 0
1PH3131-1DE02-0GA0 |  | 1PH3131-1DE02-0GA0 | 1 | UN | 1 | 29 | D | D | EAR99H | N | 85015220 | 1 |  | 88 | KG | 3507.77 | 3507.77 | MC05 | MC05 | Main motor for SINAMICS S120;3 Operating voltage 380 V 3AC Pn=7.5 kW; Nn=1200 rpm MN=60 Nm Axial height 132 mm IC22DQ Smooth shaft Forced ventilation, direction of air flow D IP54 compatible with the converters SI Vibration severity S Shaft end and flange precision Power and signal connection | - | 0 | 0
1PH3131-1DE02-2GA0 |  | 1PH3131-1DE02-2GA0 | 1 | UN | 1 | 29 | D | D | EAR99H | N | 85015220 | 1 |  | 88 | KG | 3507.77 | 3507.77 | MC05 | MC05 | Main motor for SINAMICS S120;3 Operating voltage 380 V 3AC Pn=7.5 kW; Nn=1200 rpm MN=60 Nm Axial height 132 mm IC22DQ Shaft with feather key, half-key balancing Forced ventilation, direction of air flow D IP54 compatible with the converters SI Vibration severity S Shaft end and flange precision Power and signal connection | - | 0 | 0
1PH3131-1DF00-0KA0 |  | 1PH3131-1DF00-0KA0 | 1 | UN | 1 | 33 | X | D | N | N | 85015230 | 1 |  | 88 | KG | 3879.07 | 3879.07 | MC05 | MC05 | Main motor for SINAMICS S120; Operating voltage 380 V 3AC Pn=11 kW; Nn=2000 rpm Mn=70 Nm Shaft height 132 mm IC22DQ Smooth shaft Forced ventilation, direction of air flow DE->NDE, IP54 Compatible with the converters SINAMICS S120 Vibration severity SR Shaft extension and flange Accuracy R Power and signal connection both left/right |  | 0 | 0
1PH3131-1DF00-0LA0 |  | 1PH3131-1DF00-0LA0 | 1 | UN | 1 | 29 | D | D | EAR99H | N | 85015230 | 1 |  | 88 | KG | 3807.89 | 3807.89 | MC05 | MC05 | Main motor for SINAMICS S120;3 Operating voltage 380 V 3AC Pn=11 kW; Nn=1500 rpm Mn=70 Nm Axial height 132 mm IC22DQ Smooth shaft Forced ventilation, direction of air flow D IP54 compatible with the converters SI Vibration severity S Shaft end and flange precision Power and signal connection | - | 0 | 0
1PH3131-1DF00-2KA0 |  | 1PH3131-1DF00-2KA0 | 1 | UN | 1 | 33 | X | D | N | N | 85015230 | 1 |  | 88 | KG | 3879.07 | 3879.07 | MC05 | MC05 | Main motor for SINAMICS S120; Operating voltage 380 V 3AC Pn=11 kW; Nn=2000 rpm Mn=70 Nm Shaft height 132 mm IC22DQ shaft with feather key, half-key balancing Forced ventilation, direction of air flow DE->NDE, IP54 Compatible with the converters SINAMICS S120 Vibration severity SR Shaft extension and flange Accuracy R Power and signal connection both left/right |  | 0 | 0
1PH3131-1DF00-2LA0 |  | 1PH3131-1DF00-2LA0 | 1 | UN | 1 | 29 | D | D | EAR99H | N | 85015230 | 1 |  | 88 | KG | 3807.89 | 3807.89 | MC05 | MC05 | Main motor for SINAMICS S120;3 Operating voltage 380 V 3AC Pn=11 kW; Nn=1500 rpm Mn=70 Nm Axial height 132 mm IC22DQ Shaft with feather key, half-key balancing Forced ventilation, direction of air flow D IP54 compatible with the converters SI Vibration severity S Shaft end and flange precision Power and signal connection | - | 0 | 0
1PH3131-1DF02-0KA0 |  | 1PH3131-1DF02-0KA0 | 1 | UN | 1 | 33 | X | D | N | N | 85015230 | 1 |  | 88 | KG | 3879.07 | 3879.07 | MC05 | MC05 | Main motor for SINAMICS S120; Operating voltage 380 V 3AC Pn=11 kW; Nn=2000 rpm Mn=70 Nm Shaft height 132 mm IC22DQ Smooth shaft Forced ventilation, direction of air flow DE->NDE, IP54 Compatible with the converters SINAMICS S120 Vibration severity SR Shaft extension and flange Accuracy R Power and signal connection both left/right |  | 0 | 0
1PH3131-1DF02-0LA0 |  | 1PH3131-1DF02-0LA0 | 1 | UN | 1 | 29 | D | D | EAR99H | N | 85015230 | 1 |  | 88 | KG | 3807.89 | 3807.89 | MC05 | MC05 | Main motor for SINAMICS S120;3 Operating voltage 380 V 3AC Pn=11 kW; Nn=1500 rpm Mn=70 Nm Axial height 132 mm IC22DQ Smooth shaft Forced ventilation, direction of air flow D IP54 compatible with the converters SI Vibration severity S Shaft end and flange precision Power and signal connection | - | 0 | 0
1PH3131-1DF02-2KA0 |  | 1PH3131-1DF02-2KA0 | 1 | UN | 1 | 33 | X | D | N | N | 85015230 | 1 |  | 88 | KG | 3879.07 | 3879.07 | MC05 | MC05 | Main motor for SINAMICS S120; Operating voltage 380 V 3AC Pn=11 kW; Nn=2000 rpm Mn=70 Nm Shaft height 132 mm IC22DQ shaft with feather key, half-key balancing Forced ventilation, direction of air flow DE->NDE, IP54 Compatible with the converters SINAMICS S120 Vibration severity SR Shaft extension and flange Accuracy R Power and signal connection both left/right |  | 0 | 0
1PH3131-1DF02-2LA0 |  | 1PH3131-1DF02-2LA0 | 1 | UN | 1 | 29 | D | D | EAR99H | N | 85015230 | 1 |  | 88 | KG | 3807.89 | 3807.89 | MC05 | MC05 | Main motor for SINAMICS S120;3 Operating voltage 380 V 3AC Pn=11 kW; Nn=1500 rpm Mn=70 Nm Axial height 132 mm IC22DQ Shaft with feather key, half-key balancing Forced ventilation, direction of air flow D IP54 compatible with the converters SI Vibration severity S Shaft end and flange precision Power and signal connection | - | 0 | 0
1PH3132-1DE00-0GA0 |  | 1PH3132-1DE00-0GA0 | 1 | UN | 1 | 29 | D | D | EAR99H | N | 85015230 | 1 |  | 88 | KG | 3507.77 | 3507.77 | MC05 | MC05 | Main motor for SINAMICS S120;3 Operating voltage 380 V 3AC Pn=9 kW;Nn=1200rpm Mn=72 Nm Shaft height 132 mm IC22DQ Smooth shaft Forced ventilation, Direction of air flow D IP54 compatible with the converters SI Vibration severity S Shaft end and flange precision Power and signal connection | - | 0 | 0
1PH3132-1DE00-2GA0 |  | 1PH3132-1DE00-2GA0 | 1 | UN | 1 | 29 | D | D | EAR99H | N | 85015230 | 1 |  | 88 | KG | 3507.77 | 3507.77 | MC05 | MC05 | Main motor for SINAMICS S120;3 Operating voltage 380 V 3AC Pn=9 kW;Nn=1200rpm Mn=72 Nm Shaft height 132 mm IC22DQ shaft with feather key, Half-key balancing Forced ventilation, Direction of air flow D IP54 compatible with the converters SI Vibration severity S Shaft end and flange precision Power and signal connection | - | 0 | 0
1PH3132-1DE02-0GA0 |  | 1PH3132-1DE02-0GA0 | 1 | UN | 1 | 29 | D | D | EAR99H | N | 85015230 | 1 |  | 88 | KG | 3507.77 | 3507.77 | MC05 | MC05 | Main motor for SINAMICS S120;3 Operating voltage 380 V 3AC Pn=9 kW;Nn=1200rpm Mn=72 Nm Shaft height 132 mm IC22DQ Smooth shaft Forced ventilation, Direction of air flow D IP54 compatible with the converters SI Vibration severity S Shaft end and flange precision Power and signal connection | - | 0 | 0
1PH3132-1DE02-2GA0 |  | 1PH3132-1DE02-2GA0 | 1 | UN | 1 | 29 | D | D | EAR99H | N | 85015230 | 1 |  | 88 | KG | 3507.77 | 3507.77 | MC05 | MC05 | Main motor for SINAMICS S120;3 Operating voltage 380 V 3AC Pn=9 kW;Nn=1200 rpm Mn=72 Nm Shaft height 132 mm IC22DQ Forced ventilation, direction of air flow D IP54 compatible with SI converters Vibration severity S Shaft end and flange precision Power and signal connection | - | 0 | 0
1PH3133-1DD00-0GA0 |  | 1PH3133-1DD00-0GA0 | 1 | UN | 1 | 29 | D | D | EAR99H | N | 85015230 | 1 |  | 105 | KG | 3590.81 | 3590.81 | MC05 | MC05 | Main motor for SINAMICS S120;3 Operating voltage 380 V 3AC Pn=11 kW; Nn=1000 rpm Mn=105 Nm Axial height 132 mm IC22DQ Smooth shaft Forced ventilation, direction of air flow D IP54 compatible with the converters SI Vibration severity S Shaft end and flange precision Power and signal connection | - | 0 | 0
1PH3133-1DD00-2GA0 |  | 1PH3133-1DD00-2GA0 | 1 | UN | 1 | 29 | D | D | EAR99H | N | 85015230 | 1 |  | 105 | KG | 3590.81 | 3590.81 | MC05 | MC05 | Main motor for SINAMICS S120;3 Operating voltage 380 V 3AC Pn=11 kW; Nn=1000 rpm Mn=105 Nm Axial height 132 mm IC22DQ Shaft with feather key, half-key balancing Forced ventilation, direction of air flow D IP54 compatible with the converters SI Vibration severity S Shaft end and flange precision Power and signal connection | - | 0 | 0
1PH3133-1DD02-0GA0 |  | 1PH3133-1DD02-0GA0 | 1 | UN | 1 | 29 | D | D | EAR99H | N | 85015230 | 1 |  | 105 | KG | 3590.81 | 3590.81 | MC05 | MC05 | Main motor for SINAMICS S120;3 Operating voltage 380 V 3AC Pn=11 kW; Nn=1000 rpm Mn=105 Nm Axial height 132 mm IC22DQ Smooth shaft Forced ventilation, direction of air flow D IP54 compatible with the converters SI Vibration severity S Shaft end and flange precision Power and signal connection | - | 0 | 0
1PH3133-1DD02-2GA0 |  | 1PH3133-1DD02-2GA0 | 1 | UN | 1 | 29 | D | D | EAR99H | N | 85015230 | 1 |  | 105 | KG | 3590.81 | 3590.81 | MC05 | MC05 | Main motor for SINAMICS S120;3 Operating voltage 380 V 3AC Pn=11 kW; Nn=1000 rpm Mn=105 Nm Axial height 132 mm IC22DQ Shaft with feather key, half-key balancing Forced ventilation, direction of air flow D IP54 compatible with the converters SI Vibration severity S Shaft end and flange precision Power and signal connection | - | 0 | 0
1PH3133-1DG00-0KA0 |  | 1PH3133-1DG00-0KA0 | 1 | UN | 1 | 33 | X | D | N | N | 85015230 | 1 |  | 105 | KG | 3985.83 | 3985.83 | MC05 | MC05 | Main motor for SINAMICS S120; Operating voltage 380 V 3AC Pn= 15 kW; Nn= 2000rpm Mn=72 Nm Shaft height 132 mm IC22DQ Smooth shaft Forced ventilation, direction of air flow DE->NDE, IP54 compatible with the converters SINAMICS S120 Vibration severity SR Shaft extension and flange Accuracy R Power and signal connection both left/right |  | 0 | 0
1PH3133-1DG00-0LA0 |  | 1PH3133-1DG00-0LA0 | 1 | UN | 1 | 29 | D | D | EAR99H | N | 85015230 | 1 |  | 105 | KG | 3914.66 | 3914.66 | MC05 | MC05 | Main motor for SINAMICS S120;3 Operating voltage 380 V 3AC Pn= 15 kW; Nn= 2000rpm Mn= 72Nm Shaft height 132 mm IC22DQ Smooth shaft Forced ventilation, Direction of air flow D IP54 compatible with SI converters Vibration severity S Shaft end and flange precision Power and signal connection | - | 0 | 0
1PH3133-1DG00-2KA0 |  | 1PH3133-1DG00-2KA0 | 1 | UN | 1 | 33 | X | D | N | N | 85015230 | 1 |  | 105 | KG | 3985.83 | 3985.83 | MC05 | MC05 | Main motor for SINAMICS S120; Operating voltage 380 V 3AC Pn= 15 kW; Nn= 2000rpm Mn= 72Nm Shaft height 132 mm IC22DQ shaft with feather key, half-key balancing Forced ventilation, direction of air flow DE->NDE, IP54 compatible with the converters SINAMICS S120 Vibration severity SR Shaft extension and flange Accuracy R Power and signal connection both left/right |  | 0 | 0
1PH3133-1DG00-2LA0 |  | 1PH3133-1DG00-2LA0 | 1 | UN | 1 | 29 | D | D | EAR99H | N | 85015230 | 1 |  | 105 | KG | 3914.66 | 3914.66 | MC05 | MC05 | Main motor for SINAMICS S120;3 Operating voltage 380 V 3AC Active power 15 kW;Nn= 2000 rpm Mn=72 Nm Shaft height 132 mm IC22DQ shaft with feather key, Half-key balancing Forced ventilation, Direction of air flow D IP54 compatible with SI converters Vibration severity S Shaft end and flange precision Power and signal connection | - | 0 | 0
1PH3133-1DG02-0KA0 |  | 1PH3133-1DG02-0KA0 | 1 | UN | 1 | 33 | X | D | N | N | 85015230 | 1 |  | 105 | KG | 3985.83 | 3985.83 | MC05 | MC05 | Main motor for SINAMICS S120; Operating voltage 380 V 3AC Pn= 15 kW; Nn= 2000rpm Mn= 72Nm Shaft height 132 mm IC22DQ Smooth shaft Forced ventilation, direction of air flow DE->NDE, IP54 compatible with the converters SINAMICS S120 Vibration severity SR Shaft extension and flange Accuracy R Power and signal connection both left/right |  | 0 | 0
1PH3133-1DG02-0LA0 |  | 1PH3133-1DG02-0LA0 | 1 | UN | 1 | 29 | D | D | EAR99H | N | 85015230 | 1 |  | 105 | KG | 3914.66 | 3914.66 | MC05 | MC05 | Main motor for SINAMICS S120;3 Operating voltage 380 V 3AC Pn=15 kW; Nn=2000 rpm Mn=72Nm Shaft height 132 mm IC22DQ Smooth shaft Forced ventilation, Direction of air flow D IP54 compatible with SI converters Vibration severity S Shaft end and flange precision Power and signal connection | - | 0 | 0
1PH3133-1DG02-2KA0 |  | 1PH3133-1DG02-2KA0 | 1 | UN | 1 | 33 | X | D | N | N | 85015230 | 1 |  | 105 | KG | 3985.83 | 3985.83 | MC05 | MC05 | Main motor for SINAMICS S120; Operating voltage 380 V 3AC Pn= 15 kW; Nn= 2000rpm Mn= 72Nm Shaft height 132 mm IC22DQ shaft with feather key, half-key balancing Forced ventilation, direction of air flow DE->NDE, IP54 compatible with the converters SINAMICS S120 Vibration severity SR Shaft extension and flange Accuracy R Power and signal connection both left/right |  | 0 | 0
1PH3133-1DG02-2LA0 |  | 1PH3133-1DG02-2LA0 | 1 | UN | 1 | 29 | D | D | EAR99H | N | 85015230 | 1 |  | 105 | KG | 3914.66 | 3914.66 | MC05 | MC05 | Main motor for SINAMICS S120;3 Operating voltage 380 V 3AC Pn=15 kW; Nn=2000 rpm Mn=96 Nm Axial height 132 mm IC22DQ Shaft with feather key, half-key balancing Forced ventilation, direction of air flow D IP54 compatible with the converters SI Vibration severity S Shaft end and flange precision Power and signal connection | - | 0 | 0
1PH3135-1DD00-0KA0 |  | 1PH3135-1DD00-0KA0 | 1 | UN | 1 | 33 | X | D | N | N | 85015230 | 1 |  | 122 | KG | 3926.52 | 3926.52 | MC05 | MC05 | Main motor for SINAMICS S120; Operating voltage 380 V 3AC Pn=12 kW; Nn=1000 rpm Mn=115 Nm Shaft height 132 mm IC22DQ Smooth shaft Forced ventilation, direction of air flow DE->NDE, IP54 Compatible with the converters SINAMICS S120 Vibration severity SR Shaft extension and flange Accuracy R Power and signal connection both left/right |  | 0 | 0
1PH3135-1DD00-0LA0 |  | 1PH3135-1DD00-0LA0 | 1 | UN | 1 | 29 | D | D | EAR99H | N | 85015230 | 1 |  | 122 | KG | 3855.35 | 3855.35 | MC05 | MC05 | Main motor for SINAMICS S120;3 Operating voltage 380 V 3AC Pn=12 kW; Nn=1000 rpm Mn=115 Nm Axial height 132 mm IC22DQ Smooth shaft Forced ventilation, direction of air flow D IP54 compatible with the converters SI Vibration severity S Shaft end and flange precision Power and signal connection | - | 0 | 0
1PH3135-1DD00-2KA0 |  | 1PH3135-1DD00-2KA0 | 1 | UN | 1 | 33 | X | D | N | N | 85015230 | 1 |  | 122 | KG | 3926.52 | 3926.52 | MC05 | MC05 | Main motor for SINAMICS S120; Operating voltage 380 V 3AC Pn=12 kW; Nn=1000 rpm Mn=115 Nm Shaft height 132 mm IC22DQ shaft with feather key, half-key balancing Forced ventilation, direction of air flow DE->NDE, IP54 Compatible with the converters SINAMICS S120 Vibration severity SR Shaft extension and flange Accuracy R Power and signal connection both left/right |  | 0 | 0
1PH3135-1DD00-2LA0 |  | 1PH3135-1DD00-2LA0 | 1 | UN | 1 | 29 | D | D | EAR99H | N | 85015230 | 1 |  | 122 | KG | 3855.35 | 3855.35 | MC05 | MC05 | Main motor for SINAMICS S120;3 Operating voltage 380 V 3AC Pn=12 kW; Nn=1000 rpm Mn=115 Nm Axial height 132 mm IC22DQ Shaft with feather key, half-key balancing Forced ventilation, direction of air flow D IP54 compatible with the converters SI Vibration severity S Shaft end and flange precision Power and signal connection | - | 0 | 0
1PH3135-1DD02-0KA0 |  | 1PH3135-1DD02-0KA0 | 1 | UN | 1 | 33 | X | D | N | N | 85015230 | 1 |  | 122 | KG | 3926.52 | 3926.52 | MC05 | MC05 | Main motor for SINAMICS S120; Operating voltage 380 V 3AC Pn=12 kW; Nn=1000 rpm Mn=115 Nm Shaft height 132 mm IC22DQ Smooth shaft Forced ventilation, direction of air flow DE->NDE, IP54 Compatible with the converters SINAMICS S120 Vibration severity SR Shaft extension and flange Accuracy R Power and signal connection both left/right |  | 0 | 0
1PH3135-1DD02-0LA0 |  | 1PH3135-1DD02-0LA0 | 1 | UN | 1 | 29 | D | D | EAR99H | N | 85015230 | 1 |  | 122 | KG | 3855.35 | 3855.35 | MC05 | MC05 | Main motor for SINAMICS S120;3 Operating voltage 380 V 3AC Pn=12 kW; Nn=1000 rpm Mn=115 Nm Axial height 132 mm IC22DQ Smooth shaft Forced ventilation, direction of air flow D IP54 compatible with the converters SI Vibration severity S Shaft end and flange precision Power and signal connection | - | 0 | 0
1PH3135-1DD02-2KA0 |  | 1PH3135-1DD02-2KA0 | 1 | UN | 1 | 33 | X | D | N | N | 85015230 | 1 |  | 122 | KG | 3926.52 | 3926.52 | MC05 | MC05 | Main motor for SINAMICS S120; Operating voltage 380 V 3AC Pn=12 kW; Nn=1000 rpm Mn=115 Nm Shaft height 132 mm IC22DQ shaft with feather key, half-key balancing Forced ventilation, direction of air flow DE->NDE, IP54 Compatible with the converters SINAMICS S120 Vibration severity SR Shaft extension and flange Accuracy R Power and signal connection both left/right |  | 0 | 0
1PH3135-1DD02-2LA0 |  | 1PH3135-1DD02-2LA0 | 1 | UN | 1 | 29 | D | D | EAR99H | N | 85015230 | 1 |  | 122 | KG | 3855.35 | 3855.35 | MC05 | MC05 | Main motor for SINAMICS S120;3 Operating voltage 380 V 3AC Pn=12 kW; Nn=1000 rpm Mn=115 Nm Axial height 132 mm IC22DQ Shaft with feather key, half-key balancing Forced ventilation, direction of air flow D IP54 compatible with the converters SI Vibration severity S Shaft end and flange precision Power and signal connection | - | 0 | 0
1PH3136-1DD00-0GA0 |  | 1PH3136-1DD00-0GA0 | 1 | UN | 1 | 29 | D | D | EAR99H | N | 85015230 | 1 |  | 122 | KG | 3792.47 | 3792.47 | MC05 | MC05 | Main motor for SINAMICS S120;3 Operating voltage 380 V 3AC Pn=15 kW; Nn=1000 rpm Mn=143 Nm Axial height 132 mm IC22DQ Smooth shaft Forced ventilation, direction of air flow D IP54 compatible with the converters SI Vibration severity S Shaft end and flange precision Power and signal connection | - | 0 | 0
1PH3136-1DD00-2GA0 |  | 1PH3136-1DD00-2GA0 | 1 | UN | 1 | 29 | D | D | EAR99H | N | 85015230 | 1 |  | 122 | KG | 3792.47 | 3792.47 | MC05 | MC05 | Main motor for SINAMICS S120;3 Operating voltage 380 V 3AC Pn=15 kW; Nn=1000 rpm Mn=143 Nm Axial height 132 mm IC22DQ Shaft with feather key, half-key balancing Forced ventilation, direction of air flow D IP54 compatible with the converters SI Vibration severity S Shaft end and flange precision Power and signal connection | - | 0 | 0
1PH3136-1DD02-0GA0 |  | 1PH3136-1DD02-0GA0 | 1 | UN | 1 | 29 | D | D | EAR99H | N | 85015230 | 1 |  | 122 | KG | 3792.47 | 3792.47 | MC05 | MC05 | Main motor for SINAMICS S120;3 Operating voltage 380 V 3AC Pn=15 kW; Nn=1000 rpm Mn=143 Nm Axial height 132 mm IC22DQ Smooth shaft Forced ventilation, direction of air flow D IP54 compatible with the converters SI Vibration severity S Shaft end and flange precision Power and signal connection | - | 0 | 0
1PH3136-1DD02-2GA0 |  | 1PH3136-1DD02-2GA0 | 1 | UN | 1 | 29 | D | D | EAR99H | N | 85015230 | 1 |  | 122 | KG | 3792.47 | 3792.47 | MC05 | MC05 | Main motor for SINAMICS S120;3 Operating voltage 380 V 3AC Pn=15 kW; Nn=1000 rpm Mn=143 Nm Axial height 132 mm IC22DQ Shaft with feather key, half-key balancing Forced ventilation, direction of air flow D IP54 compatible with the converters SI Vibration severity S Shaft end and flange precision Power and signal connection | - | 0 | 0
1PH8081-1ST22-0NC1-Z | A12B02B35B36Q31X08 | 1PH8081-1ST22-0NC1-ZA12B02B35B36Q31X08 | 1 | UN | 1 | 20 | D | D | N | N | 85015230 | 1 |  | 27 | KG | 6391.52 | 6391.52 | MC05 | MC05 | SIMOTICS M Compact induction motor 9000rpm 8.0kW 8.5Nm 25.6A 278V 10000rpm 8.9kW 8.5Nm 25.6A 309V 4 kHz pulse frequency water cooling Degree of protection IP65 Incremental encoder 19-bit Without commutation position (encoder IN19DQ) with DRIVE-CLiQ interface DESIGN IM B5 (IMV 1,IM V3) PLAIN SHAFT WITHOUT FITTED KEY; BEARING: PREMIUM PERFORMANCE VIBRATION SEVERITY GRADE SPECIAL/B SHAFT AND FLANGE ACCURACY GR. SPECIAL TERMINAL BOX (ABOVE) CABLE ENTRY ON THE ND-END SIGNAL CONNECTION LEFT A12: PROTECT. BY PTC THERMISTOR WARNING AND SWITCHOFF B02: TEST CERTIFICATE EN 10 204-3.1 FOR ORDERED MOTOR B35: Works test certificate for vibration log B36: Works test certificate for radial eccentricity/runout report Q31: METAL RATING PLATE INSTEAD OF ADHESIVE LABEL X08: PAINT FINISH RAL 9006 (WHITE ALUMINIUM) | - | 0 | 0
1PH8081-1SV02-0NA1-Z | Q12Q52 | 1PH8081-1SV02-0NA1-ZQ12Q52 | 1 | UN | 1 | 20 | D | D | N | N | 85015220 | 1 |  | 24 | KG | 5799.5 | 5799.5 | MC05 | MC05 | SIMOTICS M Compact induction motor 9000rpm 3.5kW 3.7Nm 15.5A 279V 10000rpm 3.8kW 3.6Nm 15.5A 310V 8 kHz pulse frequency forced ventilation; direction of air flow DE--> NDE; Degree of protection IP55 Incremental encoder 19-bit Without commutation position (encoder IN19DQ) with DRIVE-CLiQ interface DESIGN IM B5 (IMV 1,IM V3) PLAIN SHAFT WITHOUT FITTED KEY; BEARING: PREMIUM PERFORMANCE VIBRATION SEVERITY GRADE SPECIAL/B SHAFT AND FLANGE ACCURACY GR. SPECIAL TERMINAL BOX (ABOVE) CABLE ENTRY ON THE RIGHT SIGNAL CONNECTION D-END Q12: SEALING AIR CONNECTION Q52: FLANGE FOR DESIGN IM B5 WITH 4 X M8 THREADED HOLES | - | 0 | 0
1PH8081-1SV02-3NA1-Z | Q12Q52 | 1PH8081-1SV02-3NA1-ZQ12Q52 | 1 | UN | 1 | 20 | D | D | N | N | 85015220 | 1 |  | 26.5 | KG | 6752.9 | 6752.9 | MC05 | MC05 | SIMOTICS M Compact induction motor 9000rpm 3.5kW 3.7Nm 15.5A 279V 10000rpm 3.8kW 3.6Nm 15.5A 310V 8 kHz pulse frequency forced ventilation; direction of air flow DE--> NDE; Degree of protection IP55 Incremental encoder 19-bit Without commutation position (encoder IN19DQ) with DRIVE-CLiQ interface DESIGN IM B5 (IMV 1,IM V3) PLAIN HOLLOW-SHAFT BEARING: PREMIUM PERFORMANCE VIBRATION SEVERITY GRADE SPECIAL/B SHAFT AND FLANGE ACCURACY GR. SPECIAL TERMINAL BOX (ABOVE) CABLE ENTRY ON THE RIGHT SIGNAL CONNECTION D-END Q12: SEALING AIR CONNECTION Q52: FLANGE FOR DESIGN IM B5 WITH 4 X M8 THREADED HOLES | - | 0 | 0
1PH8081-1SW22-0NA1 |  | 1PH8081-1SW22-0NA1 | 1 | UN | 1 | 20 | D | D | N | N | 85015230 | 1 |  | 27 | KG | 5799.09 | 5799.09 | MC05 | MC05 | SIMOTICS M Compact induction motor 9000rpm 7.3kW 7.7Nm 23.9A 246V 10000rpm 8.1kW 7.7Nm 23.9A 274V 8 kHz pulse frequency water cooling Degree of protection IP65 Incremental encoder 19-bit Without commutation position (encoder IN19DQ) with DRIVE-CLiQ interface DESIGN IM B5 (IMV 1,IM V3) PLAIN SHAFT WITHOUT FITTED KEY; BEARING: PREMIUM PERFORMANCE VIBRATION SEVERITY GRADE SPECIAL/B SHAFT AND FLANGE ACCURACY GR. SPECIAL TERMINAL BOX (ABOVE) CABLE ENTRY ON THE RIGHT SIGNAL CONNECTION D-END | - | 0 | 0
1PH8081-1SW22-0NA1-Z | Q12Q52 | 1PH8081-1SW22-0NA1-ZQ12Q52 | 1 | UN | 1 | 20 | D | D | N | N | 85015230 | 1 |  | 27 | KG | 6009.06 | 6009.06 | MC05 | MC05 | SIMOTICS M Compact induction motor 9000rpm 7.3kW 7.7Nm 23.9A 246V 10000rpm 8.1kW 7.7Nm 23.9A 274V 8 kHz pulse frequency water cooling Degree of protection IP65 Incremental encoder 19-bit Without commutation position (encoder IN19DQ) with DRIVE-CLiQ interface DESIGN IM B5 (IMV 1,IM V3) PLAIN SHAFT WITHOUT FITTED KEY; BEARING: PREMIUM PERFORMANCE VIBRATION SEVERITY GRADE SPECIAL/B SHAFT AND FLANGE ACCURACY GR. SPECIAL TERMINAL BOX (ABOVE) CABLE ENTRY ON THE RIGHT SIGNAL CONNECTION D-END Q12: SEALING AIR CONNECTION Q52: FLANGE FOR DESIGN IM B5 WITH 4 X M8 THREADED HOLES | - | 0 | 0
1PH8083-1AF00-0BA1 |  | 1PH8083-1AF00-0BA1 | 1 | UN | 1 | 20 | D | D | N | N | 85015220 | 1 |  | 32 | KG | 2100.47 | 2100.47 | MC05 | MC05 | SIMOTICS M Compact induction motor 1500rpm, 2.8kW 18Nm, 7.5A, 346V 1750rpm, 3.3kW 18Nm, 7.5A, 398V 2000rpm, 3.7kW 18Nm, 7.6A, 447V forced ventilation; direction of air flow DE--> NDE; Degree of protection IP55 Without encoder With temperature sensor KTY 84-130 DESIGN IM B3 (IM V5, IM V6) PLAIN SHAFT WITHOUT FITTED KEY; BEARING: STANDARD WITH FIXED BEARING, VIBRATION SEVERITY GRADE R/A; SHAFT AND FLANGE ACCURACY: R TERMINAL BOX (ABOVE) CABLE ENTRY ON THE RIGHT SIGNAL CONNECTION D-END | - | 0 | 0
1PH8083-1AF00-0BA2 |  | 1PH8083-1AF00-0BA2 | 1 | UN | 1 | 20 | D | D | N | N | 85015220 | 1 |  | 32 | KG | 2097.92 | 2097.92 | MC05 | MC05 | SIMOTICS M Compact asynchronous motor 1500 rpm, 2.8 kW, 18 Nm, 7.5 A, 346 V 1750 rpm, 3.3 kW, 18 Nm, 7.5 A, 398 V 2000 rpm, 3.7 kW, 18 Nm, 7.6 A, 447 V Forced ventilation; Direction of air flow DE --> NDE; Degree of protection IP55 Without encoder With temperature sensor Pt1000 DESIGN IM B3 (IM V5, IM V6) PLAIN SHAFT WITHOUT FITTED KEY; BEARING: STANDARD WITH FIXED BEARING, VIBRATION SEVERITY GRADE R/A; SHAFT AND FLANGE ACCURACY: R TERMINAL BOX (ABOVE) CABLE ENTRY ON THE RIGHT SIGNAL CONNECTION D-END | - | 0 | 0
1PH8083-1AF00-0BC1 |  | 1PH8083-1AF00-0BC1 | 1 | UN | 1 | 20 | D | D | N | N | 85015220 | 1 |  | 32 | KG | 2100.47 | 2100.47 | MC05 | MC05 | SIMOTICS M Compact induction motor 1500rpm, 2.8kW 18Nm, 7.5A, 346V 1750rpm, 3.3kW 18Nm, 7.5A, 398V 2000rpm, 3.7kW 18Nm, 7.6A, 447V forced ventilation; direction of air flow DE--> NDE; Degree of protection IP55 Without encoder With temperature sensor KTY 84-130 DESIGN IM B3 (IM V5, IM V6) PLAIN SHAFT WITHOUT FITTED KEY; BEARING: STANDARD WITH FIXED BEARING, VIBRATION SEVERITY GRADE R/A; SHAFT AND FLANGE ACCURACY: R TERMINAL BOX (ABOVE) CABLE ENTRY ON THE ND-END SIGNAL CONNECTION LEFT | - | 0 | 0
1PH8083-1AF02-1LA2 |  | 1PH8083-1AF02-1LA2 | 1 | UN | 1 | 20 | D | D | N | N | 85015220 | 1 |  | 32 | KG | 2563.92 | 2563.92 | MC05 | MC05 | SIMOTICS M Compact asynchronous motor 1500 rpm, 2.8 kW, 18 Nm, 7.5 A, 346 V 1750 rpm, 3.3 kW, 18 Nm, 7.5 A, 398 V 2000 rpm, 3.7 kW, 18 Nm, 7.6 A, 447 V Forced ventilation; Direction of air flow DE --> NDE; Degree of protection IP55 Without encoder With temperature sensor Pt1000 DESIGN IM B5 (IMV 1,IM V3) SHAFT WITH FITTED KEY FULL-KEY BALANCING BEARING: PERFORMANCE, VIBRATION SEVERITY GRADE SPECIAL/B; SHAFT A. FLANGE ACCURACY GR. SPECIAL TERMINAL BOX (ABOVE) CABLE ENTRY ON THE RIGHT SIGNAL CONNECTION D-END | - | 0 | 0
1PH8083-1AF10-0BA1 |  | 1PH8083-1AF10-0BA1 | 1 | UN | 1 | 20 | D | D | N | N | 85015220 | 1 |  | 32 | KG | 2100.47 | 2100.47 | MC05 | MC05 | SIMOTICS M Compact induction motor 1500rpm, 2.8kW 18Nm, 7.5A, 346V 1750rpm, 3.3kW 18Nm, 7.5A, 398V 2000rpm, 3.7kW 72Nm, 7.6A, 447V forced ventilation; direction of air flow NDE--> DE; Degree of protection IP55 Without encoder With temperature sensor KTY 84-130 DESIGN IM B3 (IM V5, IM V6) PLAIN SHAFT WITHOUT FITTED KEY; BEARING: STANDARD WITH FIXED BEARING, VIBRATION SEVERITY GRADE R/A; SHAFT AND FLANGE ACCURACY: R TERMINAL BOX (ABOVE) CABLE ENTRY ON THE RIGHT SIGNAL CONNECTION D-END | - | 0 | 0
1PH8083-1AF10-0BB1 |  | 1PH8083-1AF10-0BB1 | 1 | UN | 1 | 20 | D | D | N | N | 85015220 | 1 |  | 32 | KG | 2100.47 | 2100.47 | MC05 | MC05 | SIMOTICS M Compact induction motor 1500rpm, 2.8kW 18Nm, 7.5A, 346V 1750rpm, 3.3kW 18Nm, 7.5A, 398V 2000rpm, 3.7kW 72Nm, 7.6A, 447V forced ventilation; direction of air flow NDE--> DE; Degree of protection IP55 Without encoder With temperature sensor KTY 84-130 DESIGN IM B3 (IM V5, IM V6) PLAIN SHAFT WITHOUT FITTED KEY; BEARING: STANDARD WITH FIXED BEARING, VIBRATION SEVERITY GRADE R/A; SHAFT AND FLANGE ACCURACY: R TERMINAL BOX (ABOVE) CABLE ENTRY ON THE LEFT SIGNAL CONNECTION D-END | - | 0 | 0
1PH8083-1AF10-0BC1 |  | 1PH8083-1AF10-0BC1 | 1 | UN | 1 | 20 | D | D | N | N | 85015220 | 1 |  | 32 | KG | 2100.47 | 2100.47 | MC05 | MC05 | SIMOTICS M Compact induction motor 1500rpm, 2.8kW 18Nm, 7.5A, 346V 1750rpm, 3.3kW 18Nm, 7.5A, 398V 2000rpm, 3.7kW 72Nm, 7.6A, 447V forced ventilation; direction of air flow NDE--> DE; Degree of protection IP55 Without encoder With temperature sensor KTY 84-130 DESIGN IM B3 (IM V5, IM V6) PLAIN SHAFT WITHOUT FITTED KEY; BEARING: STANDARD WITH FIXED BEARING, VIBRATION SEVERITY GRADE R/A; SHAFT AND FLANGE ACCURACY: R TERMINAL BOX (ABOVE) CABLE ENTRY ON THE ND-END SIGNAL CONNECTION LEFT | - | 0 | 0
1PH8083-1AF10-0CA1 |  | 1PH8083-1AF10-0CA1 | 1 | UN | 1 | 20 | D | D | N | N | 85015220 | 1 |  | 32 | KG | 2230.49 | 2230.49 | MC05 | MC05 | SIMOTICS M Compact induction motor 1500rpm, 2.8kW 18Nm, 7.5A, 346V 1750rpm, 3.3kW 18Nm, 7.5A, 398V 2000rpm, 3.7kW 72Nm, 7.6A, 447V forced ventilation; direction of air flow NDE--> DE; Degree of protection IP55 Without encoder With temperature sensor KTY 84-130 DESIGN IM B3 (IM V5, IM V6) PLAIN SHAFT WITHOUT FITTED KEY; BEARING: STANDARD WITH FIXED BEARING, VIBRATION SEVERITY GRADE S/A, SHAFT AND FLANGE ACCURACY: R TERMINAL BOX (ABOVE) CABLE ENTRY ON THE RIGHT SIGNAL CONNECTION D-END | - | 0 | 0
1PH8083-1AF10-0CB1 |  | 1PH8083-1AF10-0CB1 | 1 | UN | 1 | 20 | D | D | N | N | 85015220 | 1 |  | 32 | KG | 2230.49 | 2230.49 | MC05 | MC05 | SIMOTICS M Compact induction motor 1500rpm, 2.8kW 18Nm, 7.5A, 346V 1750rpm, 3.3kW 18Nm, 7.5A, 398V 2000rpm, 3.7kW 72Nm, 7.6A, 447V forced ventilation; direction of air flow NDE--> DE; Degree of protection IP55 Without encoder With temperature sensor KTY 84-130 DESIGN IM B3 (IM V5, IM V6) PLAIN SHAFT WITHOUT FITTED KEY; BEARING: STANDARD WITH FIXED BEARING, VIBRATION SEVERITY GRADE S/A, SHAFT AND FLANGE ACCURACY: R TERMINAL BOX (ABOVE) CABLE ENTRY ON THE LEFT SIGNAL CONNECTION D-END | - | 0 | 0
1PH8083-1AF10-0CC1 |  | 1PH8083-1AF10-0CC1 | 1 | UN | 1 | 20 | D | D | N | N | 85015220 | 1 |  | 32 | KG | 2230.49 | 2230.49 | MC05 | MC05 | SIMOTICS M Compact induction motor 1500rpm, 2.8kW 18Nm, 7.5A, 346V 1750rpm, 3.3kW 18Nm, 7.5A, 398V 2000rpm, 3.7kW 72Nm, 7.6A, 447V forced ventilation; direction of air flow NDE--> DE; Degree of protection IP55 Without encoder With temperature sensor KTY 84-130 DESIGN IM B3 (IM V5, IM V6) PLAIN SHAFT WITHOUT FITTED KEY; BEARING: STANDARD WITH FIXED BEARING, VIBRATION SEVERITY GRADE S/A, SHAFT AND FLANGE ACCURACY: R TERMINAL BOX (ABOVE) CABLE ENTRY ON THE ND-END SIGNAL CONNECTION LEFT | - | 0 | 0
1PH8083-1AF10-1DB1-Z | L74 | 1PH8083-1AF10-1DB1-ZL74 | 1 | UN | 1 | 20 | D | D | N | N | 85015220 | 1 |  | 32 | KG | 2550.3 | 2550.3 | MC05 | MC05 | SIMOTICS M Compact induction motor 1500rpm, 2.8kW 18Nm, 7.5A, 346V 1750rpm, 3.3kW 18Nm, 7.5A, 398V 2000rpm, 3.7kW 72Nm, 7.6A, 447V forced ventilation; direction of air flow NDE--> DE; Degree of protection IP55 Without encoder With temperature sensor KTY 84-130 DESIGN IM B3 (IM V5, IM V6) SHAFT WITH FITTED KEY FULL-KEY BALANCING BEARING: STANDARD WITH FIXED BEARING, VIBRATION SEVERITY GRADE SR/A; SHAFT AND FLANGE ACCURACY: R TERMINAL BOX (ABOVE) CABLE ENTRY ON THE LEFT SIGNAL CONNECTION D-END L74: FAN DEGREE OF PROTECTION IP 65 | - | 0 | 0
1PH8083-1AF10-2BA1 |  | 1PH8083-1AF10-2BA1 | 1 | UN | 1 | 20 | D | D | N | N | 85015220 | 1 |  | 32 | KG | 2100.47 | 2100.47 | MC05 | MC05 | SIMOTICS M Compact induction motor 1500rpm, 2.8kW 18Nm, 7.5A, 346V 1750rpm, 3.3kW 18Nm, 7.5A, 398V 2000rpm, 3.7kW 72Nm, 7.6A, 447V forced ventilation; direction of air flow NDE--> DE; Degree of protection IP55 Without encoder With temperature sensor KTY 84-130 DESIGN IM B3 (IM V5, IM V6) SHAFT WITH FITTED KEY HALF-KEY BALANCING BEARING: STANDARD WITH FIXED BEARING, VIBRATION SEVERITY GRADE R/A; SHAFT AND FLANGE ACCURACY: R TERMINAL BOX (ABOVE) CABLE ENTRY ON THE RIGHT SIGNAL CONNECTION D-END | - | 0 | 0
1PH8083-1AF10-2BB1 |  | 1PH8083-1AF10-2BB1 | 1 | UN | 1 | 20 | D | D | N | N | 85015220 | 1 |  | 32 | KG | 2100.47 | 2100.47 | MC05 | MC05 | SIMOTICS M Compact induction motor 1500rpm, 2.8kW 18Nm, 7.5A, 346V 1750rpm, 3.3kW 18Nm, 7.5A, 398V 2000rpm, 3.7kW 72Nm, 7.6A, 447V forced ventilation; direction of air flow NDE--> DE; Degree of protection IP55 Without encoder With temperature sensor KTY 84-130 DESIGN IM B3 (IM V5, IM V6) SHAFT WITH FITTED KEY HALF-KEY BALANCING BEARING: STANDARD WITH FIXED BEARING, VIBRATION SEVERITY GRADE R/A; SHAFT AND FLANGE ACCURACY: R TERMINAL BOX (ABOVE) CABLE ENTRY ON THE LEFT SIGNAL CONNECTION D-END | - | 0 | 0
1PH8083-1AF10-2BC1 |  | 1PH8083-1AF10-2BC1 | 1 | UN | 1 | 20 | D | D | N | N | 85015220 | 1 |  | 32 | KG | 2100.47 | 2100.47 | MC05 | MC05 | SIMOTICS M Compact induction motor 1500rpm, 2.8kW 18Nm, 7.5A, 346V 1750rpm, 3.3kW 18Nm, 7.5A, 398V 2000rpm, 3.7kW 72Nm, 7.6A, 447V forced ventilation; direction of air flow NDE--> DE; Degree of protection IP55 Without encoder With temperature sensor KTY 84-130 DESIGN IM B3 (IM V5, IM V6) SHAFT WITH FITTED KEY HALF-KEY BALANCING BEARING: STANDARD WITH FIXED BEARING, VIBRATION SEVERITY GRADE R/A; SHAFT AND FLANGE ACCURACY: R TERMINAL BOX (ABOVE) CABLE ENTRY ON THE ND-END SIGNAL CONNECTION LEFT | - | 0 | 0
1PH8083-1AF10-2CA1 |  | 1PH8083-1AF10-2CA1 | 1 | UN | 1 | 20 | D | D | N | N | 85015220 | 1 |  | 32 | KG | 2230.49 | 2230.49 | MC05 | MC05 | SIMOTICS M Compact induction motor 1500rpm, 2.8kW 18Nm, 7.5A, 346V 1750rpm, 3.3kW 18Nm, 7.5A, 398V 2000rpm, 3.7kW 72Nm, 7.6A, 447V forced ventilation; direction of air flow NDE--> DE; Degree of protection IP55 Without encoder With temperature sensor KTY 84-130 DESIGN IM B3 (IM V5, IM V6) SHAFT WITH FITTED KEY HALF-KEY BALANCING BEARING: STANDARD WITH FIXED BEARING, VIBRATION SEVERITY GRADE S/A, SHAFT AND FLANGE ACCURACY: R TERMINAL BOX (ABOVE) CABLE ENTRY ON THE RIGHT SIGNAL CONNECTION D-END | - | 0 | 0
1PH8083-1AF10-2CB1 |  | 1PH8083-1AF10-2CB1 | 1 | UN | 1 | 20 | D | D | N | N | 85015220 | 1 |  | 32 | KG | 2230.49 | 2230.49 | MC05 | MC05 | SIMOTICS M Compact induction motor 1500rpm, 2.8kW 18Nm, 7.5A, 346V 1750rpm, 3.3kW 18Nm, 7.5A, 398V 2000rpm, 3.7kW 72Nm, 7.6A, 447V forced ventilation; direction of air flow NDE--> DE; Degree of protection IP55 Without encoder With temperature sensor KTY 84-130 DESIGN IM B3 (IM V5, IM V6) SHAFT WITH FITTED KEY HALF-KEY BALANCING BEARING: STANDARD WITH FIXED BEARING, VIBRATION SEVERITY GRADE S/A, SHAFT AND FLANGE ACCURACY: R TERMINAL BOX (ABOVE) CABLE ENTRY ON THE LEFT SIGNAL CONNECTION D-END | - | 0 | 0
1PH8083-1AF10-2CC1 |  | 1PH8083-1AF10-2CC1 | 1 | UN | 1 | 20 | D | D | N | N | 85015220 | 1 |  | 32 | KG | 2230.49 | 2230.49 | MC05 | MC05 | SIMOTICS M Compact induction motor 1500rpm, 2.8kW 18Nm, 7.5A, 346V 1750rpm, 3.3kW 18Nm, 7.5A, 398V 2000rpm, 3.7kW 72Nm, 7.6A, 447V forced ventilation; direction of air flow NDE--> DE; Degree of protection IP55 Without encoder With temperature sensor KTY 84-130 DESIGN IM B3 (IM V5, IM V6) SHAFT WITH FITTED KEY HALF-KEY BALANCING BEARING: STANDARD WITH FIXED BEARING, VIBRATION SEVERITY GRADE S/A, SHAFT AND FLANGE ACCURACY: R TERMINAL BOX (ABOVE) CABLE ENTRY ON THE ND-END SIGNAL CONNECTION LEFT | - | 0 | 0
1PH8083-1AF12-0BA1 |  | 1PH8083-1AF12-0BA1 | 1 | UN | 1 | 20 | D | D | N | N | 85015220 | 1 |  | 32 | KG | 2201.62 | 2201.62 | MC05 | MC05 | SIMOTICS M Compact induction motor 1500rpm, 2.8kW 18Nm, 7.5A, 346V 1750rpm, 3.3kW 18Nm, 7.5A, 398V 2000rpm, 3.7kW 72Nm, 7.6A, 447V forced ventilation; direction of air flow NDE--> DE; Degree of protection IP55 Without encoder With temperature sensor KTY 84-130 DESIGN IM B5 (IMV 1,IM V3) PLAIN SHAFT WITHOUT FITTED KEY; BEARING: STANDARD WITH FIXED BEARING, VIBRATION SEVERITY GRADE R/A; SHAFT AND FLANGE ACCURACY: R TERMINAL BOX (ABOVE) CABLE ENTRY ON THE RIGHT SIGNAL CONNECTION D-END | - | 0 | 0
1PH8083-1AF12-0BB1 |  | 1PH8083-1AF12-0BB1 | 1 | UN | 1 | 20 | D | D | N | N | 85015220 | 1 |  | 32 | KG | 2201.62 | 2201.62 | MC05 | MC05 | SIMOTICS M Compact induction motor 1500rpm, 2.8kW 18Nm, 7.5A, 346V 1750rpm, 3.3kW 18Nm, 7.5A, 398V 2000rpm, 3.7kW 72Nm, 7.6A, 447V forced ventilation; direction of air flow NDE--> DE; Degree of protection IP55 Without encoder With temperature sensor KTY 84-130 DESIGN IM B5 (IMV 1,IM V3) PLAIN SHAFT WITHOUT FITTED KEY; BEARING: STANDARD WITH FIXED BEARING, VIBRATION SEVERITY GRADE R/A; SHAFT AND FLANGE ACCURACY: R TERMINAL BOX (ABOVE) CABLE ENTRY ON THE LEFT SIGNAL CONNECTION D-END | - | 0 | 0
1PH8083-1AF12-0BC1 |  | 1PH8083-1AF12-0BC1 | 1 | UN | 1 | 20 | D | D | N | N | 85015220 | 1 |  | 32 | KG | 2201.62 | 2201.62 | MC05 | MC05 | SIMOTICS M Compact induction motor 1500rpm, 2.8kW 18Nm, 7.5A, 346V 1750rpm, 3.3kW 18Nm, 7.5A, 398V 2000rpm, 3.7kW 72Nm, 7.6A, 447V forced ventilation; direction of air flow NDE--> DE; Degree of protection IP55 Without encoder With temperature sensor KTY 84-130 DESIGN IM B5 (IMV 1,IM V3) PLAIN SHAFT WITHOUT FITTED KEY; BEARING: STANDARD WITH FIXED BEARING, VIBRATION SEVERITY GRADE R/A; SHAFT AND FLANGE ACCURACY: R TERMINAL BOX (ABOVE) CABLE ENTRY ON THE ND-END SIGNAL CONNECTION LEFT | - | 0 | 0
1PH8083-1AF12-0CA1 |  | 1PH8083-1AF12-0CA1 | 1 | UN | 1 | 20 | D | D | N | N | 85015220 | 1 |  | 32 | KG | 2331.64 | 2331.64 | MC05 | MC05 | SIMOTICS M Compact induction motor 1500rpm, 2.8kW 18Nm, 7.5A, 346V 1750rpm, 3.3kW 18Nm, 7.5A, 398V 2000rpm, 3.7kW 72Nm, 7.6A, 447V forced ventilation; direction of air flow NDE--> DE; Degree of protection IP55 Without encoder With temperature sensor KTY 84-130 DESIGN IM B5 (IMV 1,IM V3) PLAIN SHAFT WITHOUT FITTED KEY; BEARING: STANDARD WITH FIXED BEARING, VIBRATION SEVERITY GRADE S/A, SHAFT AND FLANGE ACCURACY: R TERMINAL BOX (ABOVE) CABLE ENTRY ON THE RIGHT SIGNAL CONNECTION D-END | - | 0 | 0
1PH8083-1AF12-0CB1 |  | 1PH8083-1AF12-0CB1 | 1 | UN | 1 | 20 | D | D | N | N | 85015220 | 1 |  | 32 | KG | 2331.64 | 2331.64 | MC05 | MC05 | SIMOTICS M Compact induction motor 1500rpm, 2.8kW 18Nm, 7.5A, 346V 1750rpm, 3.3kW 18Nm, 7.5A, 398V 2000rpm, 3.7kW 72Nm, 7.6A, 447V forced ventilation; direction of air flow NDE--> DE; Degree of protection IP55 Without encoder With temperature sensor KTY 84-130 DESIGN IM B5 (IMV 1,IM V3) PLAIN SHAFT WITHOUT FITTED KEY; BEARING: STANDARD WITH FIXED BEARING, VIBRATION SEVERITY GRADE S/A, SHAFT AND FLANGE ACCURACY: R TERMINAL BOX (ABOVE) CABLE ENTRY ON THE LEFT SIGNAL CONNECTION D-END | - | 0 | 0
1PH8083-1AF12-0CC1 |  | 1PH8083-1AF12-0CC1 | 1 | UN | 1 | 20 | D | D | N | N | 85015220 | 1 |  | 32 | KG | 2331.64 | 2331.64 | MC05 | MC05 | SIMOTICS M Compact induction motor 1500rpm, 2.8kW 18Nm, 7.5A, 346V 1750rpm, 3.3kW 18Nm, 7.5A, 398V 2000rpm, 3.7kW 72Nm, 7.6A, 447V forced ventilation; direction of air flow NDE--> DE; Degree of protection IP55 Without encoder With temperature sensor KTY 84-130 DESIGN IM B5 (IMV 1,IM V3) PLAIN SHAFT WITHOUT FITTED KEY; BEARING: STANDARD WITH FIXED BEARING, VIBRATION SEVERITY GRADE S/A, SHAFT AND FLANGE ACCURACY: R TERMINAL BOX (ABOVE) CABLE ENTRY ON THE ND-END SIGNAL CONNECTION LEFT | - | 0 | 0
1PH8083-1AF12-2BA1 |  | 1PH8083-1AF12-2BA1 | 1 | UN | 1 | 20 | D | D | N | N | 85015220 | 1 |  | 32 | KG | 2201.62 | 2201.62 | MC05 | MC05 | SIMOTICS M Compact induction motor 1500rpm, 2.8kW 18Nm, 7.5A, 346V 1750rpm, 3.3kW 18Nm, 7.5A, 398V 2000rpm, 3.7kW 72Nm, 7.6A, 447V forced ventilation; direction of air flow NDE--> DE; Degree of protection IP55 Without encoder With temperature sensor KTY 84-130 DESIGN IM B5 (IMV 1,IM V3) SHAFT WITH FITTED KEY HALF-KEY BALANCING BEARING: STANDARD WITH FIXED BEARING, VIBRATION SEVERITY GRADE R/A; SHAFT AND FLANGE ACCURACY: R TERMINAL BOX (ABOVE) CABLE ENTRY ON THE RIGHT SIGNAL CONNECTION D-END | - | 0 | 0
1PH8083-1AF12-2BB1 |  | 1PH8083-1AF12-2BB1 | 1 | UN | 1 | 20 | D | D | N | N | 85015220 | 1 |  | 32 | KG | 2201.62 | 2201.62 | MC05 | MC05 | SIMOTICS M Compact induction motor 1500rpm, 2.8kW 18Nm, 7.5A, 346V 1750rpm, 3.3kW 18Nm, 7.5A, 398V 2000rpm, 3.7kW 72Nm, 7.6A, 447V forced ventilation; direction of air flow NDE--> DE; Degree of protection IP55 Without encoder With temperature sensor KTY 84-130 DESIGN IM B5 (IMV 1,IM V3) SHAFT WITH FITTED KEY HALF-KEY BALANCING BEARING: STANDARD WITH FIXED BEARING, VIBRATION SEVERITY GRADE R/A; SHAFT AND FLANGE ACCURACY: R TERMINAL BOX (ABOVE) CABLE ENTRY ON THE LEFT SIGNAL CONNECTION D-END | - | 0 | 0
1PH8083-1AF12-2BC1 |  | 1PH8083-1AF12-2BC1 | 1 | UN | 1 | 20 | D | D | N | N | 85015220 | 1 |  | 32 | KG | 2201.62 | 2201.62 | MC05 | MC05 | SIMOTICS M Compact induction motor 1500rpm, 2.8kW 18Nm, 7.5A, 346V 1750rpm, 3.3kW 18Nm, 7.5A, 398V 2000rpm, 3.7kW 72Nm, 7.6A, 447V forced ventilation; direction of air flow NDE--> DE; Degree of protection IP55 Without encoder With temperature sensor KTY 84-130 DESIGN IM B5 (IMV 1,IM V3) SHAFT WITH FITTED KEY HALF-KEY BALANCING BEARING: STANDARD WITH FIXED BEARING, VIBRATION SEVERITY GRADE R/A; SHAFT AND FLANGE ACCURACY: R TERMINAL BOX (ABOVE) CABLE ENTRY ON THE ND-END SIGNAL CONNECTION LEFT | - | 0 | 0
1PH8083-1AF12-2CA1 |  | 1PH8083-1AF12-2CA1 | 1 | UN | 1 | 20 | D | D | N | N | 85015220 | 1 |  | 32 | KG | 2331.64 | 2331.64 | MC05 | MC05 | SIMOTICS M Compact induction motor 1500rpm, 2.8kW 18Nm, 7.5A, 346V 1750rpm, 3.3kW 18Nm, 7.5A, 398V 2000rpm, 3.7kW 72Nm, 7.6A, 447V forced ventilation; direction of air flow NDE--> DE; Degree of protection IP55 Without encoder With temperature sensor KTY 84-130 DESIGN IM B5 (IMV 1,IM V3) SHAFT WITH FITTED KEY HALF-KEY BALANCING BEARING: STANDARD WITH FIXED BEARING, VIBRATION SEVERITY GRADE S/A, SHAFT AND FLANGE ACCURACY: R TERMINAL BOX (ABOVE) CABLE ENTRY ON THE RIGHT SIGNAL CONNECTION D-END | - | 0 | 0
1PH8083-1AF12-2CB1 |  | 1PH8083-1AF12-2CB1 | 1 | UN | 1 | 20 | D | D | N | N | 85015220 | 1 |  | 32 | KG | 2331.64 | 2331.64 | MC05 | MC05 | SIMOTICS M Compact induction motor 1500rpm, 2.8kW 18Nm, 7.5A, 346V 1750rpm, 3.3kW 18Nm, 7.5A, 398V 2000rpm, 3.7kW 72Nm, 7.6A, 447V forced ventilation; direction of air flow NDE--> DE; Degree of protection IP55 Without encoder With temperature sensor KTY 84-130 DESIGN IM B5 (IMV 1,IM V3) SHAFT WITH FITTED KEY HALF-KEY BALANCING BEARING: STANDARD WITH FIXED BEARING, VIBRATION SEVERITY GRADE S/A, SHAFT AND FLANGE ACCURACY: R TERMINAL BOX (ABOVE) CABLE ENTRY ON THE LEFT SIGNAL CONNECTION D-END | - | 0 | 0
1PH8083-1AF12-2CC1 |  | 1PH8083-1AF12-2CC1 | 1 | UN | 1 | 20 | D | D | N | N | 85015220 | 1 |  | 32 | KG | 2331.64 | 2331.64 | MC05 | MC05 | SIMOTICS M Compact induction motor 1500rpm, 2.8kW 18Nm, 7.5A, 346V 1750rpm, 3.3kW 18Nm, 7.5A, 398V 2000rpm, 3.7kW 72Nm, 7.6A, 447V forced ventilation; direction of air flow NDE--> DE; Degree of protection IP55 Without encoder With temperature sensor KTY 84-130 DESIGN IM B5 (IMV 1,IM V3) SHAFT WITH FITTED KEY HALF-KEY BALANCING BEARING: STANDARD WITH FIXED BEARING, VIBRATION SEVERITY GRADE S/A, SHAFT AND FLANGE ACCURACY: R TERMINAL BOX (ABOVE) CABLE ENTRY ON THE ND-END SIGNAL CONNECTION LEFT | - | 0 | 0
1PH8083-1AF20-0BA1 |  | 1PH8083-1AF20-0BA1 | 1 | UN | 1 | 20 | D | D | N | N | 85015220 | 1 |  | 36 | KG | 2310.29 | 2310.29 | MC05 | MC05 | SIMOTICS M Compact induction motor 1500rpm, 3.5 kW 22Nm, 8.9A, 357V 1750rpm, 4.0 kW 22Nm, 8.7A, 416V 2000rpm, 4.6 kW 22Nm, 8.7A, 457V water cooling Degree of protection IP65 Without encoder With temperature sensor KTY 84-130 DESIGN IM B3 (IM V5, IM V6) PLAIN SHAFT WITHOUT FITTED KEY; BEARING: STANDARD WITH FIXED BEARING, VIBRATION SEVERITY GRADE R/A; SHAFT AND FLANGE ACCURACY: R TERMINAL BOX (ABOVE) CABLE ENTRY ON THE RIGHT SIGNAL CONNECTION D-END | - | 0 | 0
1PH8083-1AF20-0BB1 |  | 1PH8083-1AF20-0BB1 | 1 | UN | 1 | 20 | D | D | N | N | 85015220 | 1 |  | 36 | KG | 2310.29 | 2310.29 | MC05 | MC05 | SIMOTICS M Compact induction motor 1500rpm, 3.5 kW 22Nm, 8.9A, 357V 1750rpm, 4.0 kW 22Nm, 8.7A, 416V 2000rpm, 4.6 kW 22Nm, 8.7A, 457V water cooling Degree of protection IP65 Without encoder With temperature sensor KTY 84-130 DESIGN IM B3 (IM V5, IM V6) PLAIN SHAFT WITHOUT FITTED KEY; BEARING: STANDARD WITH FIXED BEARING, VIBRATION SEVERITY GRADE R/A; SHAFT AND FLANGE ACCURACY: R TERMINAL BOX (ABOVE) CABLE ENTRY ON THE LEFT SIGNAL CONNECTION D-END | - | 0 | 0
1PH8083-1AF20-0BC1 |  | 1PH8083-1AF20-0BC1 | 1 | UN | 1 | 20 | D | D | N | N | 85015220 | 1 |  | 36 | KG | 2310.29 | 2310.29 | MC05 | MC05 | SIMOTICS M Compact induction motor 1500rpm, 3.5 kW 22Nm, 8.9A, 357V 1750rpm, 4.0 kW 22Nm, 8.7A, 416V 2000rpm, 4.6 kW 22Nm, 8.7A, 457V water cooling Degree of protection IP65 Without encoder With temperature sensor KTY 84-130 DESIGN IM B3 (IM V5, IM V6) PLAIN SHAFT WITHOUT FITTED KEY; BEARING: STANDARD WITH FIXED BEARING, VIBRATION SEVERITY GRADE R/A; SHAFT AND FLANGE ACCURACY: R TERMINAL BOX (ABOVE) CABLE ENTRY ON THE ND-END SIGNAL CONNECTION LEFT | - | 0 | 0
1PH8083-1AF20-0CA1 |  | 1PH8083-1AF20-0CA1 | 1 | UN | 1 | 20 | D | D | N | N | 85015220 | 1 |  | 36 | KG | 2440.31 | 2440.31 | MC05 | MC05 | SIMOTICS M Compact induction motor 1500rpm, 3.5 kW 22Nm, 8.9A, 357V 1750rpm, 4.0 kW 22Nm, 8.7A, 416V 2000rpm, 4.6 kW 22Nm, 8.7A, 457V water cooling Degree of protection IP65 Without encoder With temperature sensor KTY 84-130 DESIGN IM B3 (IM V5, IM V6) PLAIN SHAFT WITHOUT FITTED KEY; BEARING: STANDARD WITH FIXED BEARING, VIBRATION SEVERITY GRADE S/A, SHAFT AND FLANGE ACCURACY: R TERMINAL BOX (ABOVE) CABLE ENTRY ON THE RIGHT SIGNAL CONNECTION D-END | - | 0 | 0
1PH8083-1AF20-0CB1 |  | 1PH8083-1AF20-0CB1 | 1 | UN | 1 | 20 | D | D | N | N | 85015220 | 1 |  | 36 | KG | 2440.31 | 2440.31 | MC05 | MC05 | SIMOTICS M Compact induction motor 1500rpm, 3.5 kW 22Nm, 8.9A, 357V 1750rpm, 4.0 kW 22Nm, 8.7A, 416V 2000rpm, 4.6 kW 22Nm, 8.7A, 457V water cooling Degree of protection IP65 Without encoder With temperature sensor KTY 84-130 DESIGN IM B3 (IM V5, IM V6) PLAIN SHAFT WITHOUT FITTED KEY; BEARING: STANDARD WITH FIXED BEARING, VIBRATION SEVERITY GRADE S/A, SHAFT AND FLANGE ACCURACY: R TERMINAL BOX (ABOVE) CABLE ENTRY ON THE LEFT SIGNAL CONNECTION D-END | - | 0 | 0
1PH8083-1AF20-0CC1 |  | 1PH8083-1AF20-0CC1 | 1 | UN | 1 | 20 | D | D | N | N | 85015220 | 1 |  | 36 | KG | 2440.31 | 2440.31 | MC05 | MC05 | SIMOTICS M Compact induction motor 1500rpm, 3.5 kW 22Nm, 8.9A, 357V 1750rpm, 4.0 kW 22Nm, 8.7A, 416V 2000rpm, 4.6 kW 22Nm, 8.7A, 457V water cooling Degree of protection IP65 Without encoder With temperature sensor KTY 84-130 DESIGN IM B3 (IM V5, IM V6) PLAIN SHAFT WITHOUT FITTED KEY; BEARING: STANDARD WITH FIXED BEARING, VIBRATION SEVERITY GRADE S/A, SHAFT AND FLANGE ACCURACY: R TERMINAL BOX (ABOVE) CABLE ENTRY ON THE ND-END SIGNAL CONNECTION LEFT | - | 0 | 0
1PH8083-1AF20-2BA1 |  | 1PH8083-1AF20-2BA1 | 1 | UN | 1 | 20 | D | D | N | N | 85015220 | 1 |  | 36 | KG | 2310.29 | 2310.29 | MC05 | MC05 | SIMOTICS M Compact induction motor 1500rpm, 3.5 kW 22Nm, 8.9A, 357V 1750rpm, 4.0 kW 22Nm, 8.7A, 416V 2000rpm, 4.6 kW 22Nm, 8.7A, 457V water cooling Degree of protection IP65 Without encoder With temperature sensor KTY 84-130 DESIGN IM B3 (IM V5, IM V6) SHAFT WITH FITTED KEY HALF-KEY BALANCING BEARING: STANDARD WITH FIXED BEARING, VIBRATION SEVERITY GRADE R/A; SHAFT AND FLANGE ACCURACY: R TERMINAL BOX (ABOVE) CABLE ENTRY ON THE RIGHT SIGNAL CONNECTION D-END | - | 0 | 0
1PH8083-1AF20-2BB1 |  | 1PH8083-1AF20-2BB1 | 1 | UN | 1 | 20 | D | D | N | N | 85015220 | 1 |  | 36 | KG | 2310.29 | 2310.29 | MC05 | MC05 | SIMOTICS M Compact induction motor 1500rpm, 3.5 kW 22Nm, 8.9A, 357V 1750rpm, 4.0 kW 22Nm, 8.7A, 416V 2000rpm, 4.6 kW 22Nm, 8.7A, 457V water cooling Degree of protection IP65 Without encoder With temperature sensor KTY 84-130 DESIGN IM B3 (IM V5, IM V6) SHAFT WITH FITTED KEY HALF-KEY BALANCING BEARING: STANDARD WITH FIXED BEARING, VIBRATION SEVERITY GRADE R/A; SHAFT AND FLANGE ACCURACY: R TERMINAL BOX (ABOVE) CABLE ENTRY ON THE LEFT SIGNAL CONNECTION D-END | - | 0 | 0
1PH8083-1AF20-2BC1 |  | 1PH8083-1AF20-2BC1 | 1 | UN | 1 | 20 | D | D | N | N | 85015220 | 1 |  | 36 | KG | 2310.29 | 2310.29 | MC05 | MC05 | SIMOTICS M Compact induction motor 1500rpm, 3.5 kW 22Nm, 8.9A, 357V 1750rpm, 4.0 kW 22Nm, 8.7A, 416V 2000rpm, 4.6 kW 22Nm, 8.7A, 457V water cooling Degree of protection IP65 Without encoder With temperature sensor KTY 84-130 DESIGN IM B3 (IM V5, IM V6) SHAFT WITH FITTED KEY HALF-KEY BALANCING BEARING: STANDARD WITH FIXED BEARING, VIBRATION SEVERITY GRADE R/A; SHAFT AND FLANGE ACCURACY: R TERMINAL BOX (ABOVE) CABLE ENTRY ON THE ND-END SIGNAL CONNECTION LEFT | - | 0 | 0
1PH8083-1AF20-2CA1 |  | 1PH8083-1AF20-2CA1 | 1 | UN | 1 | 20 | D | D | N | N | 85015220 | 1 |  | 36 | KG | 2440.31 | 2440.31 | MC05 | MC05 | SIMOTICS M Compact induction motor 1500rpm, 3.5 kW 22Nm, 8.9A, 357V 1750rpm, 4.0 kW 22Nm, 8.7A, 416V 2000rpm, 4.6 kW 22Nm, 8.7A, 457V water cooling Degree of protection IP65 Without encoder With temperature sensor KTY 84-130 DESIGN IM B3 (IM V5, IM V6) SHAFT WITH FITTED KEY HALF-KEY BALANCING BEARING: STANDARD WITH FIXED BEARING, VIBRATION SEVERITY GRADE S/A, SHAFT AND FLANGE ACCURACY: R TERMINAL BOX (ABOVE) CABLE ENTRY ON THE RIGHT SIGNAL CONNECTION D-END | - | 0 | 0
1PH8083-1AF20-2CB1 |  | 1PH8083-1AF20-2CB1 | 1 | UN | 1 | 20 | D | D | N | N | 85015220 | 1 |  | 36 | KG | 2440.31 | 2440.31 | MC05 | MC05 | SIMOTICS M Compact induction motor 1500rpm, 3.5 kW 22Nm, 8.9A, 357V 1750rpm, 4.0 kW 22Nm, 8.7A, 416V 2000rpm, 4.6 kW 22Nm, 8.7A, 457V water cooling Degree of protection IP65 Without encoder With temperature sensor KTY 84-130 DESIGN IM B3 (IM V5, IM V6) SHAFT WITH FITTED KEY HALF-KEY BALANCING BEARING: STANDARD WITH FIXED BEARING, VIBRATION SEVERITY GRADE S/A, SHAFT AND FLANGE ACCURACY: R TERMINAL BOX (ABOVE) CABLE ENTRY ON THE LEFT SIGNAL CONNECTION D-END | - | 0 | 0
1PH8083-1AF20-2CC1 |  | 1PH8083-1AF20-2CC1 | 1 | UN | 1 | 20 | D | D | N | N | 85015220 | 1 |  | 36 | KG | 2440.31 | 2440.31 | MC05 | MC05 | SIMOTICS M Compact induction motor 1500rpm, 3.5 kW 22Nm, 8.9A, 357V 1750rpm, 4.0 kW 22Nm, 8.7A, 416V 2000rpm, 4.6 kW 22Nm, 8.7A, 457V water cooling Degree of protection IP65 Without encoder With temperature sensor KTY 84-130 DESIGN IM B3 (IM V5, IM V6) SHAFT WITH FITTED KEY HALF-KEY BALANCING BEARING: STANDARD WITH FIXED BEARING, VIBRATION SEVERITY GRADE S/A, SHAFT AND FLANGE ACCURACY: R TERMINAL BOX (ABOVE) CABLE ENTRY ON THE ND-END SIGNAL CONNECTION LEFT | - | 0 | 0
1PH8083-1AF22-0BA1 |  | 1PH8083-1AF22-0BA1 | 1 | UN | 1 | 20 | D | D | N | N | 85015220 | 1 |  | 36 | KG | 2411.44 | 2411.44 | MC05 | MC05 | SIMOTICS M Compact induction motor 1500rpm, 3.5 kW 22Nm, 8.9A, 357V 1750rpm, 4.0 kW 22Nm, 8.7A, 416V 2000rpm, 4.6 kW 22Nm, 8.7A, 457V water cooling Degree of protection IP65 Without encoder With temperature sensor KTY 84-130 DESIGN IM B5 (IMV 1,IM V3) PLAIN SHAFT WITHOUT FITTED KEY; BEARING: STANDARD WITH FIXED BEARING, VIBRATION SEVERITY GRADE R/A; SHAFT AND FLANGE ACCURACY: R TERMINAL BOX (ABOVE) CABLE ENTRY ON THE RIGHT SIGNAL CONNECTION D-END | - | 0 | 0
1PH8083-1AF22-0BB1 |  | 1PH8083-1AF22-0BB1 | 1 | UN | 1 | 20 | D | D | N | N | 85015220 | 1 |  | 36 | KG | 2411.44 | 2411.44 | MC05 | MC05 | SIMOTICS M Compact induction motor 1500rpm, 3.5 kW 22Nm, 8.9A, 357V 1750rpm, 4.0 kW 22Nm, 8.7A, 416V 2000rpm, 4.6 kW 22Nm, 8.7A, 457V water cooling Degree of protection IP65 Without encoder With temperature sensor KTY 84-130 DESIGN IM B5 (IMV 1,IM V3) PLAIN SHAFT WITHOUT FITTED KEY; BEARING: STANDARD WITH FIXED BEARING, VIBRATION SEVERITY GRADE R/A; SHAFT AND FLANGE ACCURACY: R TERMINAL BOX (ABOVE) CABLE ENTRY ON THE LEFT SIGNAL CONNECTION D-END | - | 0 | 0
1PH8083-1AF22-0BC1 |  | 1PH8083-1AF22-0BC1 | 1 | UN | 1 | 20 | D | D | N | N | 85015220 | 1 |  | 36 | KG | 2411.44 | 2411.44 | MC05 | MC05 | SIMOTICS M Compact induction motor 1500rpm, 3.5 kW 22Nm, 8.9A, 357V 1750rpm, 4.0 kW 22Nm, 8.7A, 416V 2000rpm, 4.6 kW 22Nm, 8.7A, 457V water cooling Degree of protection IP65 Without encoder With temperature sensor KTY 84-130 DESIGN IM B5 (IMV 1,IM V3) PLAIN SHAFT WITHOUT FITTED KEY; BEARING: STANDARD WITH FIXED BEARING, VIBRATION SEVERITY GRADE R/A; SHAFT AND FLANGE ACCURACY: R TERMINAL BOX (ABOVE) CABLE ENTRY ON THE ND-END SIGNAL CONNECTION LEFT | - | 0 | 0
1PH8083-1AF22-0CA1 |  | 1PH8083-1AF22-0CA1 | 1 | UN | 1 | 20 | D | D | N | N | 85015220 | 1 |  | 36 | KG | 2541.46 | 2541.46 | MC05 | MC05 | SIMOTICS M Compact induction motor 1500rpm, 3.5 kW 22Nm, 8.9A, 357V 1750rpm, 4.0 kW 22Nm, 8.7A, 416V 2000rpm, 4.6 kW 22Nm, 8.7A, 457V water cooling Degree of protection IP65 Without encoder With temperature sensor KTY 84-130 DESIGN IM B5 (IMV 1,IM V3) PLAIN SHAFT WITHOUT FITTED KEY; BEARING: STANDARD WITH FIXED BEARING, VIBRATION SEVERITY GRADE S/A, SHAFT AND FLANGE ACCURACY: R TERMINAL BOX (ABOVE) CABLE ENTRY ON THE RIGHT SIGNAL CONNECTION D-END | - | 0 | 0
1PH8083-1AF22-0CB1 |  | 1PH8083-1AF22-0CB1 | 1 | UN | 1 | 20 | D | D | N | N | 85015220 | 1 |  | 36 | KG | 2541.46 | 2541.46 | MC05 | MC05 | SIMOTICS M Compact induction motor 1500rpm, 3.5 kW 22Nm, 8.9A, 357V 1750rpm, 4.0 kW 22Nm, 8.7A, 416V 2000rpm, 4.6 kW 22Nm, 8.7A, 457V water cooling Degree of protection IP65 Without encoder With temperature sensor KTY 84-130 DESIGN IM B5 (IMV 1,IM V3) PLAIN SHAFT WITHOUT FITTED KEY; BEARING: STANDARD WITH FIXED BEARING, VIBRATION SEVERITY GRADE S/A, SHAFT AND FLANGE ACCURACY: R TERMINAL BOX (ABOVE) CABLE ENTRY ON THE LEFT SIGNAL CONNECTION D-END | - | 0 | 0
1PH8083-1AF22-0CC1 |  | 1PH8083-1AF22-0CC1 | 1 | UN | 1 | 20 | D | D | N | N | 85015220 | 1 |  | 36 | KG | 2541.46 | 2541.46 | MC05 | MC05 | SIMOTICS M Compact induction motor 1500rpm, 3.5 kW 22Nm, 8.9A, 357V 1750rpm, 4.0 kW 22Nm, 8.7A, 416V 2000rpm, 4.6 kW 22Nm, 8.7A, 457V water cooling Degree of protection IP65 Without encoder With temperature sensor KTY 84-130 DESIGN IM B5 (IMV 1,IM V3) PLAIN SHAFT WITHOUT FITTED KEY; BEARING: STANDARD WITH FIXED BEARING, VIBRATION SEVERITY GRADE S/A, SHAFT AND FLANGE ACCURACY: R TERMINAL BOX (ABOVE) CABLE ENTRY ON THE ND-END SIGNAL CONNECTION LEFT | - | 0 | 0
1PH8083-1AF22-2BA1 |  | 1PH8083-1AF22-2BA1 | 1 | UN | 1 | 20 | D | D | N | N | 85015220 | 1 |  | 36 | KG | 2411.44 | 2411.44 | MC05 | MC05 | SIMOTICS M Compact induction motor 1500rpm, 3.5 kW 22Nm, 8.9A, 357V 1750rpm, 4.0 kW 22Nm, 8.7A, 416V 2000rpm, 4.6 kW 22Nm, 8.7A, 457V water cooling Degree of protection IP65 Without encoder With temperature sensor KTY 84-130 DESIGN IM B5 (IMV 1,IM V3) SHAFT WITH FITTED KEY HALF-KEY BALANCING BEARING: STANDARD WITH FIXED BEARING, VIBRATION SEVERITY GRADE R/A; SHAFT AND FLANGE ACCURACY: R TERMINAL BOX (ABOVE) CABLE ENTRY ON THE RIGHT SIGNAL CONNECTION D-END | - | 0 | 0
1PH8083-1AF22-2BB1 |  | 1PH8083-1AF22-2BB1 | 1 | UN | 1 | 20 | D | D | N | N | 85015220 | 1 |  | 36 | KG | 2411.44 | 2411.44 | MC05 | MC05 | SIMOTICS M Compact induction motor 1500rpm, 3.5 kW 22Nm, 8.9A, 357V 1750rpm, 4.0 kW 22Nm, 8.7A, 416V 2000rpm, 4.6 kW 22Nm, 8.7A, 457V water cooling Degree of protection IP65 Without encoder With temperature sensor KTY 84-130 DESIGN IM B5 (IMV 1,IM V3) SHAFT WITH FITTED KEY HALF-KEY BALANCING BEARING: STANDARD WITH FIXED BEARING, VIBRATION SEVERITY GRADE R/A; SHAFT AND FLANGE ACCURACY: R TERMINAL BOX (ABOVE) CABLE ENTRY ON THE LEFT SIGNAL CONNECTION D-END | - | 0 | 0
1PH8083-1AF22-2BC1 |  | 1PH8083-1AF22-2BC1 | 1 | UN | 1 | 20 | D | D | N | N | 85015220 | 1 |  | 36 | KG | 2411.44 | 2411.44 | MC05 | MC05 | SIMOTICS M Compact induction motor 1500rpm, 3.5 kW 22Nm, 8.9A, 357V 1750rpm, 4.0 kW 22Nm, 8.7A, 416V 2000rpm, 4.6 kW 22Nm, 8.7A, 457V water cooling Degree of protection IP65 Without encoder With temperature sensor KTY 84-130 DESIGN IM B5 (IMV 1,IM V3) SHAFT WITH FITTED KEY HALF-KEY BALANCING BEARING: STANDARD WITH FIXED BEARING, VIBRATION SEVERITY GRADE R/A; SHAFT AND FLANGE ACCURACY: R TERMINAL BOX (ABOVE) CABLE ENTRY ON THE ND-END SIGNAL CONNECTION LEFT | - | 0 | 0
1PH8083-1AF22-2CA1 |  | 1PH8083-1AF22-2CA1 | 1 | UN | 1 | 20 | D | D | N | N | 85015220 | 1 |  | 36 | KG | 2541.46 | 2541.46 | MC05 | MC05 | SIMOTICS M Compact induction motor 1500rpm, 3.5 kW 22Nm, 8.9A, 357V 1750rpm, 4.0 kW 22Nm, 8.7A, 416V 2000rpm, 4.6 kW 22Nm, 8.7A, 457V water cooling Degree of protection IP65 Without encoder With temperature sensor KTY 84-130 DESIGN IM B5 (IMV 1,IM V3) SHAFT WITH FITTED KEY HALF-KEY BALANCING BEARING: STANDARD WITH FIXED BEARING, VIBRATION SEVERITY GRADE S/A, SHAFT AND FLANGE ACCURACY: R TERMINAL BOX (ABOVE) CABLE ENTRY ON THE RIGHT SIGNAL CONNECTION D-END | - | 0 | 0
1PH8083-1AF22-2CB1 |  | 1PH8083-1AF22-2CB1 | 1 | UN | 1 | 20 | D | D | N | N | 85015220 | 1 |  | 36 | KG | 2541.46 | 2541.46 | MC05 | MC05 | SIMOTICS M Compact induction motor 1500rpm, 3.5 kW 22Nm, 8.9A, 357V 1750rpm, 4.0 kW 22Nm, 8.7A, 416V 2000rpm, 4.6 kW 22Nm, 8.7A, 457V water cooling Degree of protection IP65 Without encoder With temperature sensor KTY 84-130 DESIGN IM B5 (IMV 1,IM V3) SHAFT WITH FITTED KEY HALF-KEY BALANCING BEARING: STANDARD WITH FIXED BEARING, VIBRATION SEVERITY GRADE S/A, SHAFT AND FLANGE ACCURACY: R TERMINAL BOX (ABOVE) CABLE ENTRY ON THE LEFT SIGNAL CONNECTION D-END | - | 0 | 0
1PH8083-1AF22-2CC1 |  | 1PH8083-1AF22-2CC1 | 1 | UN | 1 | 20 | D | D | N | N | 85015220 | 1 |  | 36 | KG | 2541.46 | 2541.46 | MC05 | MC05 | SIMOTICS M Compact induction motor 1500rpm, 3.5 kW 22Nm, 8.9A, 357V 1750rpm, 4.0 kW 22Nm, 8.7A, 416V 2000rpm, 4.6 kW 22Nm, 8.7A, 457V water cooling Degree of protection IP65 Without encoder With temperature sensor KTY 84-130 DESIGN IM B5 (IMV 1,IM V3) SHAFT WITH FITTED KEY HALF-KEY BALANCING BEARING: STANDARD WITH FIXED BEARING, VIBRATION SEVERITY GRADE S/A, SHAFT AND FLANGE ACCURACY: R TERMINAL BOX (ABOVE) CABLE ENTRY ON THE ND-END SIGNAL CONNECTION LEFT | - | 0 | 0
1PH8083-1AG00-0LA1 |  | 1PH8083-1AG00-0LA1 | 1 | UN | 1 | 20 | D | D | N | N | 85015220 | 1 |  | 32 | KG | 2465.32 | 2465.32 | MC05 | MC05 | SIMOTICS M Compact induction motor 2000rpm, 3.7kW 18Nm, 11.6A, 293V 2300rpm, 4.1kW 17Nm, 11.3A, 332V 2650rpm, 4.6 kW 17Nm, 11.2A, 376V forced ventilation; direction of air flow DE--> NDE; Degree of protection IP55 Without encoder With temperature sensor KTY 84-130 DESIGN IM B3 (IM V5, IM V6) PLAIN SHAFT WITHOUT FITTED KEY; BEARING: PERFORMANCE, VIBRATION SEVERITY GRADE SPECIAL/B; SHAFT A. FLANGE ACCURACY GR. SPECIAL TERMINAL BOX (ABOVE) CABLE ENTRY ON THE RIGHT SIGNAL CONNECTION D-END | - | 0 | 0
1PH8083-1AG02-1LA2-Z | A12 | 1PH8083-1AG02-1LA2-ZA12 | 1 | UN | 1 | 20 | D | D | N | N | 85015220 | 1 |  | 32 | KG | 2708.41 | 2708.41 | MC05 | MC05 | SIMOTICS M Compact asynchronous motor 2000 rpm, 3.7 kW, 18 Nm, 11.6 A, 293 V 2300 rpm, 4.1 kW, 17 Nm, 11.3 A, 332 V 2650 rpm, 4.6 kW, 17 Nm, 11.2 A, 376 V Forced ventilation; Direction of air flow DE --> NDE; Degree of protection IP55 Without encoder With temperature sensor Pt1000 DESIGN IM B5 (IMV 1,IM V3) SHAFT WITH FITTED KEY FULL-KEY BALANCING BEARING: PERFORMANCE, VIBRATION SEVERITY GRADE SPECIAL/B; SHAFT A. FLANGE ACCURACY GR. SPECIAL TERMINAL BOX (ABOVE) CABLE ENTRY ON THE RIGHT SIGNAL CONNECTION D-END A12: PROTECT. BY PTC THERMISTOR WARNING AND SWITCHOFF | - | 0 | 0
1PH8083-1AM00-0BA2 |  | 1PH8083-1AM00-0BA2 | 1 | UN | 1 | 20 | D | D | N | N | 85015220 | 1 |  | 32 | KG | 2097.92 | 2097.92 | MC05 | MC05 | SIMOTICS M Compact asynchronous motor 3000 rpm, 4.1 kW, 13 Nm, 13.6 A, 293 V 3300 rpm, 4.5 kW, 13 Nm, 13.5 A, 332 V 3600 rpm, 4.9 kW, 13 Nm, 14 A, 376 V Forced ventilation; Direction of air flow DE --> NDE; Degree of protection IP55 Without encoder With temperature sensor Pt1000 DESIGN IM B3 (IM V5, IM V6) PLAIN SHAFT WITHOUT FITTED KEY; BEARING: STANDARD WITH FIXED BEARING, VIBRATION SEVERITY GRADE R/A; SHAFT AND FLANGE ACCURACY: R TERMINAL BOX (ABOVE) CABLE ENTRY ON THE RIGHT SIGNAL CONNECTION D-END | - | 0 | 0
1PH8083-1AM00-1BA2 |  | 1PH8083-1AM00-1BA2 | 1 | UN | 1 | 20 | D | D | N | N | 85015220 | 1 |  | 32 | KG | 2097.92 | 2097.92 | MC05 | MC05 | SIMOTICS M Compact asynchronous motor 3000 rpm, 4.1 kW, 13 Nm, 13.6 A, 293 V 3300 rpm, 4.5 kW, 13 Nm, 13.5 A, 332 V 3600 rpm, 4.9 kW, 13 Nm, 14 A, 376 V Forced ventilation; Direction of air flow DE --> NDE; Degree of protection IP55 Without encoder With temperature sensor Pt1000 DESIGN IM B3 (IM V5, IM V6) SHAFT WITH FITTED KEY FULL-KEY BALANCING BEARING: STANDARD WITH FIXED BEARING, VIBRATION SEVERITY GRADE R/A; SHAFT AND FLANGE ACCURACY: R TERMINAL BOX (ABOVE) CABLE ENTRY ON THE RIGHT SIGNAL CONNECTION D-END | - | 0 | 0
1PH8083-1CG10-0LC1-Z | X01 | 1PH8083-1CG10-0LC1-ZX01 | 1 | UN | 1 | 20 | D | D | N | N | 85015220 | 1 |  | 32 | KG | 3950.72 | 3950.72 | MC05 | MC05 | SIMOTICS M Compact induction motor 2000rpm, 3.7kW 18Nm, 11.6A, 293V 2300rpm, 4.1kW 17Nm, 11.3A, 332V 2650rpm, 4.6 kW 17Nm, 11.2A, 376V forced ventilation; direction of air flow NDE--> DE; Degree of protection IP55 Incremental encoder sin/cos 1 Vpp 256 S/R with C and D track (encoder IN256S/R) With temperature sensor KTY 84-130 DESIGN IM B3 (IM V5, IM V6) PLAIN SHAFT WITHOUT FITTED KEY; BEARING: PERFORMANCE, VIBRATION SEVERITY GRADE SPECIAL/B; SHAFT A. FLANGE ACCURACY GR. SPECIAL TERMINAL BOX (ABOVE) CABLE ENTRY ON THE ND-END SIGNAL CONNECTION LEFT X01: Paint finish in RAL 9005 (matte black) | - | 0 | 0
1PH8083-1CM00-0LA1 |  | 1PH8083-1CM00-0LA1 | 1 | UN | 1 | 20 | D | D | N | N | 85015220 | 1 |  | 32 | KG | 3864.03 | 3864.03 | MC05 | MC05 | SIMOTICS M Compact induction motor 3000rpm, 4.1kW 13Nm, 13.6A, 293V 3300RPM, 4.5kW 13Nm, 13.5A, 332V 3600RPM 4.9kW 13Nm, 14A, 376V forced ventilation; direction of air flow DE--> NDE; Degree of protection IP55 Incremental encoder sin/cos 1 Vpp 256 S/R with C and D track (encoder IN256S/R) With temperature sensor KTY 84-130 DESIGN IM B3 (IM V5, IM V6) PLAIN SHAFT WITHOUT FITTED KEY; BEARING: PERFORMANCE, VIBRATION SEVERITY GRADE SPECIAL/B; SHAFT A. FLANGE ACCURACY GR. SPECIAL TERMINAL BOX (ABOVE) CABLE ENTRY ON THE RIGHT SIGNAL CONNECTION D-END | - | 0 | 0
1PH8083-1DF00-1BB1 |  | 1PH8083-1DF00-1BB1 | 1 | UN | 1 | 20 | D | D | N | N | 85015220 | 1 |  | 32 | KG | 3036.24 | 3036.24 | MC05 | MC05 | SIMOTICS M Compact induction motor 1500rpm, 2.8kW 18Nm, 7.5A, 346V 1750rpm, 3.3kW 18Nm, 7.5A, 398V 2000rpm, 3.7kW 18Nm, 7.6A, 447V forced ventilation; direction of air flow DE--> NDE; Degree of protection IP55 Incremental encoder 22-bit with commutation position (encoder IC22DQ) with DRIVE-CLiQ interface DESIGN IM B3 (IM V5, IM V6) SHAFT WITH FITTED KEY FULL-KEY BALANCING BEARING: STANDARD WITH FIXED BEARING, VIBRATION SEVERITY GRADE R/A; SHAFT AND FLANGE ACCURACY: R TERMINAL BOX (ABOVE) CABLE ENTRY ON THE LEFT SIGNAL CONNECTION D-END | - | 0 | 0
1PH8083-1DF02-1BB1 |  | 1PH8083-1DF02-1BB1 | 1 | UN | 1 | 20 | D | D | N | N | 85015220 | 1 |  | 32 | KG | 3137.39 | 3137.39 | MC05 | MC05 | SIMOTICS M Compact induction motor 1500rpm, 2.8kW 18Nm, 7.5A, 346V 1750rpm, 3.3kW 18Nm, 7.5A, 398V 2000rpm, 3.7kW 18Nm, 7.6A, 447V forced ventilation; direction of air flow DE--> NDE; Degree of protection IP55 Incremental encoder 22-bit with commutation position (encoder IC22DQ) with DRIVE-CLiQ interface DESIGN IM B5 (IMV 1,IM V3) SHAFT WITH FITTED KEY FULL-KEY BALANCING BEARING: STANDARD WITH FIXED BEARING, VIBRATION SEVERITY GRADE R/A; SHAFT AND FLANGE ACCURACY: R TERMINAL BOX (ABOVE) CABLE ENTRY ON THE LEFT SIGNAL CONNECTION D-END | - | 0 | 0
1PH8083-1DG02-1BB1 |  | 1PH8083-1DG02-1BB1 | 1 | UN | 1 | 20 | D | D | N | N | 85015220 | 1 |  | 32 | KG | 3137.39 | 3137.39 | MC05 | MC05 | SIMOTICS M Compact induction motor 2000rpm, 3.7kW 18Nm, 11.6A, 293V 2300rpm, 4.1kW 17Nm, 11.3A, 332V 2650rpm, 4.6 kW 17Nm, 11.2A, 376V forced ventilation; direction of air flow DE--> NDE; Degree of protection IP55 Incremental encoder 22-bit with commutation position (encoder IC22DQ) with DRIVE-CLiQ interface DESIGN IM B5 (IMV 1,IM V3) SHAFT WITH FITTED KEY FULL-KEY BALANCING BEARING: STANDARD WITH FIXED BEARING, VIBRATION SEVERITY GRADE R/A; SHAFT AND FLANGE ACCURACY: R TERMINAL BOX (ABOVE) CABLE ENTRY ON THE LEFT SIGNAL CONNECTION D-END | - | 0 | 0
1PH8083-1DM10-1BC1 |  | 1PH8083-1DM10-1BC1 | 1 | UN | 1 | 20 | D | D | N | N | 85015220 | 1 |  | 32 | KG | 3036.24 | 3036.24 | MC05 | MC05 | SIMOTICS M Compact induction motor 3000rpm, 4.1kW 13Nm, 13.6A, 298V 3300RPM, 4.5kW 13Nm, 13.5A, 327V 3600RPM 4.9kW 13Nm, 14A, 355V forced ventilation; direction of air flow NDE--> DE; Degree of protection IP55 Incremental encoder 22-bit with commutation position (encoder IC22DQ) with DRIVE-CLiQ interface DESIGN IM B3 (IM V5, IM V6) SHAFT WITH FITTED KEY FULL-KEY BALANCING BEARING: STANDARD WITH FIXED BEARING, VIBRATION SEVERITY GRADE R/A; SHAFT AND FLANGE ACCURACY: R TERMINAL BOX (ABOVE) CABLE ENTRY ON THE ND-END SIGNAL CONNECTION LEFT | - | 0 | 0
1PH8083-1FF00-1BA1 |  | 1PH8083-1FF00-1BA1 | 1 | UN | 1 | 20 | D | D | N | N | 85015220 | 1 |  | 32 | KG | 3643.14 | 3643.14 | MC05 | MC05 | SIMOTICS M Compact induction motor 1500rpm, 2.8kW 18Nm, 7.5A, 346V 1750rpm, 3.3kW 18Nm, 7.5A, 398V 2000rpm, 3.7kW 18Nm, 7.6A, 447V forced ventilation; direction of air flow DE--> NDE; Degree of protection IP55 Absolute encoder 22-bit Single-turn and 12-bit multi-turn (encoder AM22DQ) with DRIVE-CLiQ interface DESIGN IM B3 (IM V5, IM V6) SHAFT WITH FITTED KEY FULL-KEY BALANCING BEARING: STANDARD WITH FIXED BEARING, VIBRATION SEVERITY GRADE R/A; SHAFT AND FLANGE ACCURACY: R TERMINAL BOX (ABOVE) CABLE ENTRY ON THE RIGHT SIGNAL CONNECTION D-END | - | 0 | 0
1PH8083-1FF02-1BA1 |  | 1PH8083-1FF02-1BA1 | 1 | UN | 1 | 20 | D | D | N | N | 85015220 | 1 |  | 32 | KG | 3744.29 | 3744.29 | MC05 | MC05 | SIMOTICS M Compact induction motor 1500rpm, 2.8kW 18Nm, 7.5A, 346V 1750rpm, 3.3kW 18Nm, 7.5A, 398V 2000rpm, 3.7kW 18Nm, 7.6A, 447V forced ventilation; direction of air flow DE--> NDE; Degree of protection IP55 Absolute encoder 22-bit Single-turn and 12-bit multi-turn (encoder AM22DQ) with DRIVE-CLiQ interface DESIGN IM B5 (IMV 1,IM V3) SHAFT WITH FITTED KEY FULL-KEY BALANCING BEARING: STANDARD WITH FIXED BEARING, VIBRATION SEVERITY GRADE R/A; SHAFT AND FLANGE ACCURACY: R TERMINAL BOX (ABOVE) CABLE ENTRY ON THE RIGHT SIGNAL CONNECTION D-END | - | 0 | 0
1PH8083-1FF10-0BB1 |  | 1PH8083-1FF10-0BB1 | 1 | UN | 1 | 20 | D | D | N | N | 85015220 | 1 |  | 32 | KG | 3643.14 | 3643.14 | MC05 | MC05 | SIMOTICS M Compact induction motor 1500rpm, 2.8kW 18Nm, 7.5A, 346V 1750rpm, 3.3kW 18Nm, 7.5A, 398V 2000rpm, 3.7kW 72Nm, 7.6A, 447V forced ventilation; direction of air flow NDE--> DE; Degree of protection IP55 Absolute encoder 22-bit Single-turn and 12-bit multi-turn (encoder AM22DQ) with DRIVE-CLiQ interface DESIGN IM B3 (IM V5, IM V6) PLAIN SHAFT WITHOUT FITTED KEY; BEARING: STANDARD WITH FIXED BEARING, VIBRATION SEVERITY GRADE R/A; SHAFT AND FLANGE ACCURACY: R TERMINAL BOX (ABOVE) CABLE ENTRY ON THE LEFT SIGNAL CONNECTION D-END | - | 0 | 0
1PH8083-1FF10-0GA1 |  | 1PH8083-1FF10-0GA1 | 1 | UN | 1 | 20 | D | D | N | N | 85015220 | 1 |  | 32 | KG | 3453.23 | 3453.23 | MC05 | MC05 | SIMOTICS M Compact induction motor 1500rpm, 2.8kW 18Nm, 7.5A, 346V 1750rpm, 3.3kW 18Nm, 7.5A, 398V 2000rpm, 3.7kW 72Nm, 7.6A, 447V forced ventilation; direction of air flow NDE--> DE; Degree of protection IP55 Absolute encoder 22-bit Single-turn and 12-bit multi-turn (encoder AM22DQ) with DRIVE-CLiQ interface DESIGN IM B3 (IM V5, IM V6) PLAIN SHAFT WITHOUT FITTED KEY; BEARING: STANDARD, VIBRATION SEVERITY GRADE R/A; SHAFT AND FLANGE ACCURACY: R TERMINAL BOX (ABOVE) CABLE ENTRY ON THE RIGHT SIGNAL CONNECTION D-END | - | 0 | 0
1PH8083-1FG12-2BA1-Z | K24Y84 | 1PH8083-1FG12-2BA1-ZK24Y84 | 1 | UN | 1 | 20 | D | D | N | N | 85015220 | 1 |  | 32 | KG | 3830.98 | 3830.98 | MC05 | MC05 | SIMOTICS M Compact induction motor 2000rpm, 3.7kW 18Nm, 11.6A, 293V 2300rpm, 4.1kW 17Nm, 11.3A, 332V 2650rpm, 4.6 kW 17Nm, 11.2A, 376V forced ventilation; direction of air flow NDE--> DE; Degree of protection IP55 Absolute encoder 22-bit Single-turn and 12-bit multi-turn (encoder AM22DQ) with DRIVE-CLiQ interface DESIGN IM B5 (IMV 1,IM V3) SHAFT WITH FITTED KEY HALF-KEY BALANCING BEARING: STANDARD WITH FIXED BEARING, VIBRATION SEVERITY GRADE R/A; SHAFT AND FLANGE ACCURACY: R TERMINAL BOX (ABOVE) CABLE ENTRY ON THE RIGHT SIGNAL CONNECTION D-END K24: PRIMING (PALE GREEN) Y84: CUSTOMER INSTRUCTIONS ON THE RATING PLATE (MAX. 30 SIGNS) | - | 0 | 0
1PH8083-1HF10-0BA1 |  | 1PH8083-1HF10-0BA1 | 1 | UN | 1 | 20 | D | D | N | N | 85015220 | 1 |  | 32 | KG | 2364.75 | 2364.75 | MC05 | MC05 | SIMOTICS M Compact induction motor 1500rpm, 2.8kW 18Nm, 7.5A, 346V 1750rpm, 3.3kW 18Nm, 7.5A, 398V 2000rpm, 3.7kW 72Nm, 7.6A, 447V forced ventilation; direction of air flow NDE--> DE; Degree of protection IP55 Incremental encoder HTL 1024 S/R (encoder HTL1024S/R) With temperature sensor KTY 84-130 DESIGN IM B3 (IM V5, IM V6) PLAIN SHAFT WITHOUT FITTED KEY; BEARING: STANDARD WITH FIXED BEARING, VIBRATION SEVERITY GRADE R/A; SHAFT AND FLANGE ACCURACY: R TERMINAL BOX (ABOVE) CABLE ENTRY ON THE RIGHT SIGNAL CONNECTION D-END | - | 0 | 0
1PH8083-1HF10-0BB1 |  | 1PH8083-1HF10-0BB1 | 1 | UN | 1 | 20 | D | D | N | N | 85015220 | 1 |  | 32 | KG | 2364.75 | 2364.75 | MC05 | MC05 | SIMOTICS M Compact induction motor 1500rpm, 2.8kW 18Nm, 7.5A, 346V 1750rpm, 3.3kW 18Nm, 7.5A, 398V 2000rpm, 3.7kW 72Nm, 7.6A, 447V forced ventilation; direction of air flow NDE--> DE; Degree of protection IP55 Incremental encoder HTL 1024 S/R (encoder HTL1024S/R) With temperature sensor KTY 84-130 DESIGN IM B3 (IM V5, IM V6) PLAIN SHAFT WITHOUT FITTED KEY; BEARING: STANDARD WITH FIXED BEARING, VIBRATION SEVERITY GRADE R/A; SHAFT AND FLANGE ACCURACY: R TERMINAL BOX (ABOVE) CABLE ENTRY ON THE LEFT SIGNAL CONNECTION D-END | - | 0 | 0
1PH8083-1HF10-0BC1 |  | 1PH8083-1HF10-0BC1 | 1 | UN | 1 | 20 | D | D | N | N | 85015220 | 1 |  | 32 | KG | 2364.75 | 2364.75 | MC05 | MC05 | SIMOTICS M Compact induction motor 1500rpm, 2.8kW 18Nm, 7.5A, 346V 1750rpm, 3.3kW 18Nm, 7.5A, 398V 2000rpm, 3.7kW 72Nm, 7.6A, 447V forced ventilation; direction of air flow NDE--> DE; Degree of protection IP55 Incremental encoder HTL 1024 S/R (encoder HTL1024S/R) With temperature sensor KTY 84-130 DESIGN IM B3 (IM V5, IM V6) PLAIN SHAFT WITHOUT FITTED KEY; BEARING: STANDARD WITH FIXED BEARING, VIBRATION SEVERITY GRADE R/A; SHAFT AND FLANGE ACCURACY: R TERMINAL BOX (ABOVE) CABLE ENTRY ON THE ND-END SIGNAL CONNECTION LEFT | - | 0 | 0
1PH8083-1HF10-0CA1 |  | 1PH8083-1HF10-0CA1 | 1 | UN | 1 | 20 | D | D | N | N | 85015220 | 1 |  | 32 | KG | 2494.77 | 2494.77 | MC05 | MC05 | SIMOTICS M Compact induction motor 1500rpm, 2.8kW 18Nm, 7.5A, 346V 1750rpm, 3.3kW 18Nm, 7.5A, 398V 2000rpm, 3.7kW 72Nm, 7.6A, 447V forced ventilation; direction of air flow NDE--> DE; Degree of protection IP55 Incremental encoder HTL 1024 S/R (encoder HTL1024S/R) With temperature sensor KTY 84-130 DESIGN IM B3 (IM V5, IM V6) PLAIN SHAFT WITHOUT FITTED KEY; BEARING: STANDARD WITH FIXED BEARING, VIBRATION SEVERITY GRADE S/A, SHAFT AND FLANGE ACCURACY: R TERMINAL BOX (ABOVE) CABLE ENTRY ON THE RIGHT SIGNAL CONNECTION D-END | - | 0 | 0
1PH8083-1HF10-0CB1 |  | 1PH8083-1HF10-0CB1 | 1 | UN | 1 | 20 | D | D | N | N | 85015220 | 1 |  | 32 | KG | 2494.77 | 2494.77 | MC05 | MC05 | SIMOTICS M Compact induction motor 1500rpm, 2.8kW 18Nm, 7.5A, 346V 1750rpm, 3.3kW 18Nm, 7.5A, 398V 2000rpm, 3.7kW 72Nm, 7.6A, 447V forced ventilation; direction of air flow NDE--> DE; Degree of protection IP55 Incremental encoder HTL 1024 S/R (encoder HTL1024S/R) With temperature sensor KTY 84-130 DESIGN IM B3 (IM V5, IM V6) PLAIN SHAFT WITHOUT FITTED KEY; BEARING: STANDARD WITH FIXED BEARING, VIBRATION SEVERITY GRADE S/A, SHAFT AND FLANGE ACCURACY: R TERMINAL BOX (ABOVE) CABLE ENTRY ON THE LEFT SIGNAL CONNECTION D-END | - | 0 | 0
1PH8083-1HF10-0CC1 |  | 1PH8083-1HF10-0CC1 | 1 | UN | 1 | 20 | D | D | N | N | 85015220 | 1 |  | 32 | KG | 2494.77 | 2494.77 | MC05 | MC05 | SIMOTICS M Compact induction motor 1500rpm, 2.8kW 18Nm, 7.5A, 346V 1750rpm, 3.3kW 18Nm, 7.5A, 398V 2000rpm, 3.7kW 72Nm, 7.6A, 447V forced ventilation; direction of air flow NDE--> DE; Degree of protection IP55 Incremental encoder HTL 1024 S/R (encoder HTL1024S/R) With temperature sensor KTY 84-130 DESIGN IM B3 (IM V5, IM V6) PLAIN SHAFT WITHOUT FITTED KEY; BEARING: STANDARD WITH FIXED BEARING, VIBRATION SEVERITY GRADE S/A, SHAFT AND FLANGE ACCURACY: R TERMINAL BOX (ABOVE) CABLE ENTRY ON THE ND-END SIGNAL CONNECTION LEFT | - | 0 | 0
1PH8083-1HF10-2BA1 |  | 1PH8083-1HF10-2BA1 | 1 | UN | 1 | 20 | D | D | N | N | 85015220 | 1 |  | 32 | KG | 2364.75 | 2364.75 | MC05 | MC05 | SIMOTICS M Compact induction motor 1500rpm, 2.8kW 18Nm, 7.5A, 346V 1750rpm, 3.3kW 18Nm, 7.5A, 398V 2000rpm, 3.7kW 72Nm, 7.6A, 447V forced ventilation; direction of air flow NDE--> DE; Degree of protection IP55 Incremental encoder HTL 1024 S/R (encoder HTL1024S/R) With temperature sensor KTY 84-130 DESIGN IM B3 (IM V5, IM V6) SHAFT WITH FITTED KEY HALF-KEY BALANCING BEARING: STANDARD WITH FIXED BEARING, VIBRATION SEVERITY GRADE R/A; SHAFT AND FLANGE ACCURACY: R TERMINAL BOX (ABOVE) CABLE ENTRY ON THE RIGHT SIGNAL CONNECTION D-END | - | 0 | 0
1PH8083-1HF10-2BB1 |  | 1PH8083-1HF10-2BB1 | 1 | UN | 1 | 20 | D | D | N | N | 85015220 | 1 |  | 32 | KG | 2364.75 | 2364.75 | MC05 | MC05 | SIMOTICS M Compact induction motor 1500rpm, 2.8kW 18Nm, 7.5A, 346V 1750rpm, 3.3kW 18Nm, 7.5A, 398V 2000rpm, 3.7kW 72Nm, 7.6A, 447V forced ventilation; direction of air flow NDE--> DE; Degree of protection IP55 Incremental encoder HTL 1024 S/R (encoder HTL1024S/R) With temperature sensor KTY 84-130 DESIGN IM B3 (IM V5, IM V6) SHAFT WITH FITTED KEY HALF-KEY BALANCING BEARING: STANDARD WITH FIXED BEARING, VIBRATION SEVERITY GRADE R/A; SHAFT AND FLANGE ACCURACY: R TERMINAL BOX (ABOVE) CABLE ENTRY ON THE LEFT SIGNAL CONNECTION D-END | - | 0 | 0
1PH8083-1HF10-2BC1 |  | 1PH8083-1HF10-2BC1 | 1 | UN | 1 | 20 | D | D | N | N | 85015220 | 1 |  | 32 | KG | 2364.75 | 2364.75 | MC05 | MC05 | SIMOTICS M Compact induction motor 1500rpm, 2.8kW 18Nm, 7.5A, 346V 1750rpm, 3.3kW 18Nm, 7.5A, 398V 2000rpm, 3.7kW 72Nm, 7.6A, 447V forced ventilation; direction of air flow NDE--> DE; Degree of protection IP55 Incremental encoder HTL 1024 S/R (encoder HTL1024S/R) With temperature sensor KTY 84-130 DESIGN IM B3 (IM V5, IM V6) SHAFT WITH FITTED KEY HALF-KEY BALANCING BEARING: STANDARD WITH FIXED BEARING, VIBRATION SEVERITY GRADE R/A; SHAFT AND FLANGE ACCURACY: R TERMINAL BOX (ABOVE) CABLE ENTRY ON THE ND-END SIGNAL CONNECTION LEFT | - | 0 | 0
1PH8083-1HF10-2CA1 |  | 1PH8083-1HF10-2CA1 | 1 | UN | 1 | 20 | D | D | N | N | 85015220 | 1 |  | 32 | KG | 2494.77 | 2494.77 | MC05 | MC05 | SIMOTICS M Compact induction motor 1500rpm, 2.8kW 18Nm, 7.5A, 346V 1750rpm, 3.3kW 18Nm, 7.5A, 398V 2000rpm, 3.7kW 72Nm, 7.6A, 447V forced ventilation; direction of air flow NDE--> DE; Degree of protection IP55 Incremental encoder HTL 1024 S/R (encoder HTL1024S/R) With temperature sensor KTY 84-130 DESIGN IM B3 (IM V5, IM V6) SHAFT WITH FITTED KEY HALF-KEY BALANCING BEARING: STANDARD WITH FIXED BEARING, VIBRATION SEVERITY GRADE S/A, SHAFT AND FLANGE ACCURACY: R TERMINAL BOX (ABOVE) CABLE ENTRY ON THE RIGHT SIGNAL CONNECTION D-END | - | 0 | 0
1PH8083-1HF10-2CB1 |  | 1PH8083-1HF10-2CB1 | 1 | UN | 1 | 20 | D | D | N | N | 85015220 | 1 |  | 32 | KG | 2494.77 | 2494.77 | MC05 | MC05 | SIMOTICS M Compact induction motor 1500rpm, 2.8kW 18Nm, 7.5A, 346V 1750rpm, 3.3kW 18Nm, 7.5A, 398V 2000rpm, 3.7kW 72Nm, 7.6A, 447V forced ventilation; direction of air flow NDE--> DE; Degree of protection IP55 Incremental encoder HTL 1024 S/R (encoder HTL1024S/R) With temperature sensor KTY 84-130 DESIGN IM B3 (IM V5, IM V6) SHAFT WITH FITTED KEY HALF-KEY BALANCING BEARING: STANDARD WITH FIXED BEARING, VIBRATION SEVERITY GRADE S/A, SHAFT AND FLANGE ACCURACY: R TERMINAL BOX (ABOVE) CABLE ENTRY ON THE LEFT SIGNAL CONNECTION D-END | - | 0 | 0
1PH8083-1HF10-2CC1 |  | 1PH8083-1HF10-2CC1 | 1 | UN | 1 | 20 | D | D | N | N | 85015220 | 1 |  | 32 | KG | 2494.77 | 2494.77 | MC05 | MC05 | SIMOTICS M Compact induction motor 1500rpm, 2.8kW 18Nm, 7.5A, 346V 1750rpm, 3.3kW 18Nm, 7.5A, 398V 2000rpm, 3.7kW 72Nm, 7.6A, 447V forced ventilation; direction of air flow NDE--> DE; Degree of protection IP55 Incremental encoder HTL 1024 S/R (encoder HTL1024S/R) With temperature sensor KTY 84-130 DESIGN IM B3 (IM V5, IM V6) SHAFT WITH FITTED KEY HALF-KEY BALANCING BEARING: STANDARD WITH FIXED BEARING, VIBRATION SEVERITY GRADE S/A, SHAFT AND FLANGE ACCURACY: R TERMINAL BOX (ABOVE) CABLE ENTRY ON THE ND-END SIGNAL CONNECTION LEFT | - | 0 | 0
1PH8083-1HF12-0BA1 |  | 1PH8083-1HF12-0BA1 | 1 | UN | 1 | 20 | D | D | N | N | 85015220 | 1 |  | 32 | KG | 2465.9 | 2465.9 | MC05 | MC05 | SIMOTICS M Compact induction motor 1500rpm, 2.8kW 18Nm, 7.5A, 346V 1750rpm, 3.3kW 18Nm, 7.5A, 398V 2000rpm, 3.7kW 72Nm, 7.6A, 447V forced ventilation; direction of air flow NDE--> DE; Degree of protection IP55 Incremental encoder HTL 1024 S/R (encoder HTL1024S/R) With temperature sensor KTY 84-130 DESIGN IM B5 (IMV 1,IM V3) PLAIN SHAFT WITHOUT FITTED KEY; BEARING: STANDARD WITH FIXED BEARING, VIBRATION SEVERITY GRADE R/A; SHAFT AND FLANGE ACCURACY: R TERMINAL BOX (ABOVE) CABLE ENTRY ON THE RIGHT SIGNAL CONNECTION D-END | - | 0 | 0
1PH8083-1HF12-0BB1 |  | 1PH8083-1HF12-0BB1 | 1 | UN | 1 | 20 | D | D | N | N | 85015220 | 1 |  | 32 | KG | 2465.9 | 2465.9 | MC05 | MC05 | SIMOTICS M Compact induction motor 1500rpm, 2.8kW 18Nm, 7.5A, 346V 1750rpm, 3.3kW 18Nm, 7.5A, 398V 2000rpm, 3.7kW 72Nm, 7.6A, 447V forced ventilation; direction of air flow NDE--> DE; Degree of protection IP55 Incremental encoder HTL 1024 S/R (encoder HTL1024S/R) With temperature sensor KTY 84-130 DESIGN IM B5 (IMV 1,IM V3) PLAIN SHAFT WITHOUT FITTED KEY; BEARING: STANDARD WITH FIXED BEARING, VIBRATION SEVERITY GRADE R/A; SHAFT AND FLANGE ACCURACY: R TERMINAL BOX (ABOVE) CABLE ENTRY ON THE LEFT SIGNAL CONNECTION D-END | - | 0 | 0
1PH8083-1HF12-0BC1 |  | 1PH8083-1HF12-0BC1 | 1 | UN | 1 | 20 | D | D | N | N | 85015220 | 1 |  | 32 | KG | 2465.9 | 2465.9 | MC05 | MC05 | SIMOTICS M Compact induction motor 1500rpm, 2.8kW 18Nm, 7.5A, 346V 1750rpm, 3.3kW 18Nm, 7.5A, 398V 2000rpm, 3.7kW 72Nm, 7.6A, 447V forced ventilation; direction of air flow NDE--> DE; Degree of protection IP55 Incremental encoder HTL 1024 S/R (encoder HTL1024S/R) With temperature sensor KTY 84-130 DESIGN IM B5 (IMV 1,IM V3) PLAIN SHAFT WITHOUT FITTED KEY; BEARING: STANDARD WITH FIXED BEARING, VIBRATION SEVERITY GRADE R/A; SHAFT AND FLANGE ACCURACY: R TERMINAL BOX (ABOVE) CABLE ENTRY ON THE ND-END SIGNAL CONNECTION LEFT | - | 0 | 0
1PH8083-1HF12-0CA1 |  | 1PH8083-1HF12-0CA1 | 1 | UN | 1 | 20 | D | D | N | N | 85015220 | 1 |  | 32 | KG | 2595.92 | 2595.92 | MC05 | MC05 | SIMOTICS M Compact induction motor 1500rpm, 2.8kW 18Nm, 7.5A, 346V 1750rpm, 3.3kW 18Nm, 7.5A, 398V 2000rpm, 3.7kW 72Nm, 7.6A, 447V forced ventilation; direction of air flow NDE--> DE; Degree of protection IP55 Incremental encoder HTL 1024 S/R (encoder HTL1024S/R) With temperature sensor KTY 84-130 DESIGN IM B5 (IMV 1,IM V3) PLAIN SHAFT WITHOUT FITTED KEY; BEARING: STANDARD WITH FIXED BEARING, VIBRATION SEVERITY GRADE S/A, SHAFT AND FLANGE ACCURACY: R TERMINAL BOX (ABOVE) CABLE ENTRY ON THE RIGHT SIGNAL CONNECTION D-END | - | 0 | 0
1PH8083-1HF12-0CB1 |  | 1PH8083-1HF12-0CB1 | 1 | UN | 1 | 20 | D | D | N | N | 85015220 | 1 |  | 32 | KG | 2595.92 | 2595.92 | MC05 | MC05 | SIMOTICS M Compact induction motor 1500rpm, 2.8kW 18Nm, 7.5A, 346V 1750rpm, 3.3kW 18Nm, 7.5A, 398V 2000rpm, 3.7kW 72Nm, 7.6A, 447V forced ventilation; direction of air flow NDE--> DE; Degree of protection IP55 Incremental encoder HTL 1024 S/R (encoder HTL1024S/R) With temperature sensor KTY 84-130 DESIGN IM B5 (IMV 1,IM V3) PLAIN SHAFT WITHOUT FITTED KEY; BEARING: STANDARD WITH FIXED BEARING, VIBRATION SEVERITY GRADE S/A, SHAFT AND FLANGE ACCURACY: R TERMINAL BOX (ABOVE) CABLE ENTRY ON THE LEFT SIGNAL CONNECTION D-END | - | 0 | 0
1PH8083-1HF12-0CC1 |  | 1PH8083-1HF12-0CC1 | 1 | UN | 1 | 20 | D | D | N | N | 85015220 | 1 |  | 32 | KG | 2595.92 | 2595.92 | MC05 | MC05 | SIMOTICS M Compact induction motor 1500rpm, 2.8kW 18Nm, 7.5A, 346V 1750rpm, 3.3kW 18Nm, 7.5A, 398V 2000rpm, 3.7kW 72Nm, 7.6A, 447V forced ventilation; direction of air flow NDE--> DE; Degree of protection IP55 Incremental encoder HTL 1024 S/R (encoder HTL1024S/R) With temperature sensor KTY 84-130 DESIGN IM B5 (IMV 1,IM V3) PLAIN SHAFT WITHOUT FITTED KEY; BEARING: STANDARD WITH FIXED BEARING, VIBRATION SEVERITY GRADE S/A, SHAFT AND FLANGE ACCURACY: R TERMINAL BOX (ABOVE) CABLE ENTRY ON THE ND-END SIGNAL CONNECTION LEFT | - | 0 | 0
1PH8083-1HF12-2BA1 |  | 1PH8083-1HF12-2BA1 | 1 | UN | 1 | 20 | D | D | N | N | 85015220 | 1 |  | 32 | KG | 2465.9 | 2465.9 | MC05 | MC05 | SIMOTICS M Compact induction motor 1500rpm, 2.8kW 18Nm, 7.5A, 346V 1750rpm, 3.3kW 18Nm, 7.5A, 398V 2000rpm, 3.7kW 72Nm, 7.6A, 447V forced ventilation; direction of air flow NDE--> DE; Degree of protection IP55 Incremental encoder HTL 1024 S/R (encoder HTL1024S/R) With temperature sensor KTY 84-130 DESIGN IM B5 (IMV 1,IM V3) SHAFT WITH FITTED KEY HALF-KEY BALANCING BEARING: STANDARD WITH FIXED BEARING, VIBRATION SEVERITY GRADE R/A; SHAFT AND FLANGE ACCURACY: R TERMINAL BOX (ABOVE) CABLE ENTRY ON THE RIGHT SIGNAL CONNECTION D-END | - | 0 | 0
1PH8083-1HF12-2BB1 |  | 1PH8083-1HF12-2BB1 | 1 | UN | 1 | 20 | D | D | N | N | 85015220 | 1 |  | 32 | KG | 2465.9 | 2465.9 | MC05 | MC05 | SIMOTICS M Compact induction motor 1500rpm, 2.8kW 18Nm, 7.5A, 346V 1750rpm, 3.3kW 18Nm, 7.5A, 398V 2000rpm, 3.7kW 72Nm, 7.6A, 447V forced ventilation; direction of air flow NDE--> DE; Degree of protection IP55 Incremental encoder HTL 1024 S/R (encoder HTL1024S/R) With temperature sensor KTY 84-130 DESIGN IM B5 (IMV 1,IM V3) SHAFT WITH FITTED KEY HALF-KEY BALANCING BEARING: STANDARD WITH FIXED BEARING, VIBRATION SEVERITY GRADE R/A; SHAFT AND FLANGE ACCURACY: R TERMINAL BOX (ABOVE) CABLE ENTRY ON THE LEFT SIGNAL CONNECTION D-END | - | 0 | 0
1PH8083-1HF12-2BC1 |  | 1PH8083-1HF12-2BC1 | 1 | UN | 1 | 20 | D | D | N | N | 85015220 | 1 |  | 32 | KG | 2465.9 | 2465.9 | MC05 | MC05 | SIMOTICS M Compact induction motor 1500rpm, 2.8kW 18Nm, 7.5A, 346V 1750rpm, 3.3kW 18Nm, 7.5A, 398V 2000rpm, 3.7kW 72Nm, 7.6A, 447V forced ventilation; direction of air flow NDE--> DE; Degree of protection IP55 Incremental encoder HTL 1024 S/R (encoder HTL1024S/R) With temperature sensor KTY 84-130 DESIGN IM B5 (IMV 1,IM V3) SHAFT WITH FITTED KEY HALF-KEY BALANCING BEARING: STANDARD WITH FIXED BEARING, VIBRATION SEVERITY GRADE R/A; SHAFT AND FLANGE ACCURACY: R TERMINAL BOX (ABOVE) CABLE ENTRY ON THE ND-END SIGNAL CONNECTION LEFT | - | 0 | 0
1PH8083-1HF12-2CA1 |  | 1PH8083-1HF12-2CA1 | 1 | UN | 1 | 20 | D | D | N | N | 85015220 | 1 |  | 32 | KG | 2595.92 | 2595.92 | MC05 | MC05 | SIMOTICS M Compact induction motor 1500rpm, 2.8kW 18Nm, 7.5A, 346V 1750rpm, 3.3kW 18Nm, 7.5A, 398V 2000rpm, 3.7kW 72Nm, 7.6A, 447V forced ventilation; direction of air flow NDE--> DE; Degree of protection IP55 Incremental encoder HTL 1024 S/R (encoder HTL1024S/R) With temperature sensor KTY 84-130 DESIGN IM B5 (IMV 1,IM V3) SHAFT WITH FITTED KEY HALF-KEY BALANCING BEARING: STANDARD WITH FIXED BEARING, VIBRATION SEVERITY GRADE S/A, SHAFT AND FLANGE ACCURACY: R TERMINAL BOX (ABOVE) CABLE ENTRY ON THE RIGHT SIGNAL CONNECTION D-END | - | 0 | 0
1PH8083-1HF12-2CB1 |  | 1PH8083-1HF12-2CB1 | 1 | UN | 1 | 20 | D | D | N | N | 85015220 | 1 |  | 32 | KG | 2595.92 | 2595.92 | MC05 | MC05 | SIMOTICS M Compact induction motor 1500rpm, 2.8kW 18Nm, 7.5A, 346V 1750rpm, 3.3kW 18Nm, 7.5A, 398V 2000rpm, 3.7kW 72Nm, 7.6A, 447V forced ventilation; direction of air flow NDE--> DE; Degree of protection IP55 Incremental encoder HTL 1024 S/R (encoder HTL1024S/R) With temperature sensor KTY 84-130 DESIGN IM B5 (IMV 1,IM V3) SHAFT WITH FITTED KEY HALF-KEY BALANCING BEARING: STANDARD WITH FIXED BEARING, VIBRATION SEVERITY GRADE S/A, SHAFT AND FLANGE ACCURACY: R TERMINAL BOX (ABOVE) CABLE ENTRY ON THE LEFT SIGNAL CONNECTION D-END | - | 0 | 0
1PH8083-1HF12-2CC1 |  | 1PH8083-1HF12-2CC1 | 1 | UN | 1 | 20 | D | D | N | N | 85015220 | 1 |  | 32 | KG | 2595.92 | 2595.92 | MC05 | MC05 | SIMOTICS M Compact induction motor 1500rpm, 2.8kW 18Nm, 7.5A, 346V 1750rpm, 3.3kW 18Nm, 7.5A, 398V 2000rpm, 3.7kW 72Nm, 7.6A, 447V forced ventilation; direction of air flow NDE--> DE; Degree of protection IP55 Incremental encoder HTL 1024 S/R (encoder HTL1024S/R) With temperature sensor KTY 84-130 DESIGN IM B5 (IMV 1,IM V3) SHAFT WITH FITTED KEY HALF-KEY BALANCING BEARING: STANDARD WITH FIXED BEARING, VIBRATION SEVERITY GRADE S/A, SHAFT AND FLANGE ACCURACY: R TERMINAL BOX (ABOVE) CABLE ENTRY ON THE ND-END SIGNAL CONNECTION LEFT | - | 0 | 0
1PH8083-1HF20-0BA1 |  | 1PH8083-1HF20-0BA1 | 1 | UN | 1 | 20 | D | D | N | N | 85015220 | 1 |  | 36 | KG | 2574.57 | 2574.57 | MC05 | MC05 | SIMOTICS M Compact induction motor 1500rpm, 3.5 kW 22Nm, 8.9A, 357V 1750rpm, 4.0 kW 22Nm, 8.7A, 416V 2000rpm, 4.6 kW 22Nm, 8.7A, 457V water cooling Degree of protection IP65 Incremental encoder HTL 1024 S/R (encoder HTL1024S/R) With temperature sensor KTY 84-130 DESIGN IM B3 (IM V5, IM V6) PLAIN SHAFT WITHOUT FITTED KEY; BEARING: STANDARD WITH FIXED BEARING, VIBRATION SEVERITY GRADE R/A; SHAFT AND FLANGE ACCURACY: R TERMINAL BOX (ABOVE) CABLE ENTRY ON THE RIGHT SIGNAL CONNECTION D-END | - | 0 | 0
1PH8083-1HF20-0BB1 |  | 1PH8083-1HF20-0BB1 | 1 | UN | 1 | 20 | D | D | N | N | 85015220 | 1 |  | 36 | KG | 2574.57 | 2574.57 | MC05 | MC05 | SIMOTICS M Compact induction motor 1500rpm, 3.5 kW 22Nm, 8.9A, 357V 1750rpm, 4.0 kW 22Nm, 8.7A, 416V 2000rpm, 4.6 kW 22Nm, 8.7A, 457V water cooling Degree of protection IP65 Incremental encoder HTL 1024 S/R (encoder HTL1024S/R) With temperature sensor KTY 84-130 DESIGN IM B3 (IM V5, IM V6) PLAIN SHAFT WITHOUT FITTED KEY; BEARING: STANDARD WITH FIXED BEARING, VIBRATION SEVERITY GRADE R/A; SHAFT AND FLANGE ACCURACY: R TERMINAL BOX (ABOVE) CABLE ENTRY ON THE LEFT SIGNAL CONNECTION D-END | - | 0 | 0
1PH8083-1HF20-0BC1 |  | 1PH8083-1HF20-0BC1 | 1 | UN | 1 | 20 | D | D | N | N | 85015220 | 1 |  | 36 | KG | 2574.57 | 2574.57 | MC05 | MC05 | SIMOTICS M Compact induction motor 1500rpm, 3.5 kW 22Nm, 8.9A, 357V 1750rpm, 4.0 kW 22Nm, 8.7A, 416V 2000rpm, 4.6 kW 22Nm, 8.7A, 457V water cooling Degree of protection IP65 Incremental encoder HTL 1024 S/R (encoder HTL1024S/R) With temperature sensor KTY 84-130 DESIGN IM B3 (IM V5, IM V6) PLAIN SHAFT WITHOUT FITTED KEY; BEARING: STANDARD WITH FIXED BEARING, VIBRATION SEVERITY GRADE R/A; SHAFT AND FLANGE ACCURACY: R TERMINAL BOX (ABOVE) CABLE ENTRY ON THE ND-END SIGNAL CONNECTION LEFT | - | 0 | 0
1PH8083-1HF20-0CA1 |  | 1PH8083-1HF20-0CA1 | 1 | UN | 1 | 20 | D | D | N | N | 85015220 | 1 |  | 36 | KG | 2704.59 | 2704.59 | MC05 | MC05 | SIMOTICS M Compact induction motor 1500rpm, 3.5 kW 22Nm, 8.9A, 357V 1750rpm, 4.0 kW 22Nm, 8.7A, 416V 2000rpm, 4.6 kW 22Nm, 8.7A, 457V water cooling Degree of protection IP65 Incremental encoder HTL 1024 S/R (encoder HTL1024S/R) With temperature sensor KTY 84-130 DESIGN IM B3 (IM V5, IM V6) PLAIN SHAFT WITHOUT FITTED KEY; BEARING: STANDARD WITH FIXED BEARING, VIBRATION SEVERITY GRADE S/A, SHAFT AND FLANGE ACCURACY: R TERMINAL BOX (ABOVE) CABLE ENTRY ON THE RIGHT SIGNAL CONNECTION D-END | - | 0 | 0
1PH8083-1HF20-0CB1 |  | 1PH8083-1HF20-0CB1 | 1 | UN | 1 | 20 | D | D | N | N | 85015220 | 1 |  | 36 | KG | 2704.59 | 2704.59 | MC05 | MC05 | SIMOTICS M Compact induction motor 1500rpm, 3.5 kW 22Nm, 8.9A, 357V 1750rpm, 4.0 kW 22Nm, 8.7A, 416V 2000rpm, 4.6 kW 22Nm, 8.7A, 457V water cooling Degree of protection IP65 Incremental encoder HTL 1024 S/R (encoder HTL1024S/R) With temperature sensor KTY 84-130 DESIGN IM B3 (IM V5, IM V6) PLAIN SHAFT WITHOUT FITTED KEY; BEARING: STANDARD WITH FIXED BEARING, VIBRATION SEVERITY GRADE S/A, SHAFT AND FLANGE ACCURACY: R TERMINAL BOX (ABOVE) CABLE ENTRY ON THE LEFT SIGNAL CONNECTION D-END | - | 0 | 0
1PH8083-1HF20-0CC1 |  | 1PH8083-1HF20-0CC1 | 1 | UN | 1 | 20 | D | D | N | N | 85015220 | 1 |  | 36 | KG | 2704.59 | 2704.59 | MC05 | MC05 | SIMOTICS M Compact induction motor 1500rpm, 3.5 kW 22Nm, 8.9A, 357V 1750rpm, 4.0 kW 22Nm, 8.7A, 416V 2000rpm, 4.6 kW 22Nm, 8.7A, 457V water cooling Degree of protection IP65 Incremental encoder HTL 1024 S/R (encoder HTL1024S/R) With temperature sensor KTY 84-130 DESIGN IM B3 (IM V5, IM V6) PLAIN SHAFT WITHOUT FITTED KEY; BEARING: STANDARD WITH FIXED BEARING, VIBRATION SEVERITY GRADE S/A, SHAFT AND FLANGE ACCURACY: R TERMINAL BOX (ABOVE) CABLE ENTRY ON THE ND-END SIGNAL CONNECTION LEFT | - | 0 | 0
1PH8083-1HF20-2BA1 |  | 1PH8083-1HF20-2BA1 | 1 | UN | 1 | 20 | D | D | N | N | 85015220 | 1 |  | 36 | KG | 2574.57 | 2574.57 | MC05 | MC05 | SIMOTICS M Compact induction motor 1500rpm, 3.5 kW 22Nm, 8.9A, 357V 1750rpm, 4.0 kW 22Nm, 8.7A, 416V 2000rpm, 4.6 kW 22Nm, 8.7A, 457V water cooling Degree of protection IP65 Incremental encoder HTL 1024 S/R (encoder HTL1024S/R) With temperature sensor KTY 84-130 DESIGN IM B3 (IM V5, IM V6) SHAFT WITH FITTED KEY HALF-KEY BALANCING BEARING: STANDARD WITH FIXED BEARING, VIBRATION SEVERITY GRADE R/A; SHAFT AND FLANGE ACCURACY: R TERMINAL BOX (ABOVE) CABLE ENTRY ON THE RIGHT SIGNAL CONNECTION D-END | - | 0 | 0
1PH8083-1HF20-2BB1 |  | 1PH8083-1HF20-2BB1 | 1 | UN | 1 | 20 | D | D | N | N | 85015220 | 1 |  | 36 | KG | 2574.57 | 2574.57 | MC05 | MC05 | SIMOTICS M Compact induction motor 1500rpm, 3.5 kW 22Nm, 8.9A, 357V 1750rpm, 4.0 kW 22Nm, 8.7A, 416V 2000rpm, 4.6 kW 22Nm, 8.7A, 457V water cooling Degree of protection IP65 Incremental encoder HTL 1024 S/R (encoder HTL1024S/R) With temperature sensor KTY 84-130 DESIGN IM B3 (IM V5, IM V6) SHAFT WITH FITTED KEY HALF-KEY BALANCING BEARING: STANDARD WITH FIXED BEARING, VIBRATION SEVERITY GRADE R/A; SHAFT AND FLANGE ACCURACY: R TERMINAL BOX (ABOVE) CABLE ENTRY ON THE LEFT SIGNAL CONNECTION D-END | - | 0 | 0
1PH8083-1HF20-2BC1 |  | 1PH8083-1HF20-2BC1 | 1 | UN | 1 | 20 | D | D | N | N | 85015220 | 1 |  | 36 | KG | 2574.57 | 2574.57 | MC05 | MC05 | SIMOTICS M Compact induction motor 1500rpm, 3.5 kW 22Nm, 8.9A, 357V 1750rpm, 4.0 kW 22Nm, 8.7A, 416V 2000rpm, 4.6 kW 22Nm, 8.7A, 457V water cooling Degree of protection IP65 Incremental encoder HTL 1024 S/R (encoder HTL1024S/R) With temperature sensor KTY 84-130 DESIGN IM B3 (IM V5, IM V6) SHAFT WITH FITTED KEY HALF-KEY BALANCING BEARING: STANDARD WITH FIXED BEARING, VIBRATION SEVERITY GRADE R/A; SHAFT AND FLANGE ACCURACY: R TERMINAL BOX (ABOVE) CABLE ENTRY ON THE ND-END SIGNAL CONNECTION LEFT | - | 0 | 0
1PH8083-1HF20-2CA1 |  | 1PH8083-1HF20-2CA1 | 1 | UN | 1 | 20 | D | D | N | N | 85015220 | 1 |  | 36 | KG | 2704.59 | 2704.59 | MC05 | MC05 | SIMOTICS M Compact induction motor 1500rpm, 3.5 kW 22Nm, 8.9A, 357V 1750rpm, 4.0 kW 22Nm, 8.7A, 416V 2000rpm, 4.6 kW 22Nm, 8.7A, 457V water cooling Degree of protection IP65 Incremental encoder HTL 1024 S/R (encoder HTL1024S/R) With temperature sensor KTY 84-130 DESIGN IM B3 (IM V5, IM V6) SHAFT WITH FITTED KEY HALF-KEY BALANCING BEARING: STANDARD WITH FIXED BEARING, VIBRATION SEVERITY GRADE S/A, SHAFT AND FLANGE ACCURACY: R TERMINAL BOX (ABOVE) CABLE ENTRY ON THE RIGHT SIGNAL CONNECTION D-END | - | 0 | 0
1PH8083-1HF20-2CB1 |  | 1PH8083-1HF20-2CB1 | 1 | UN | 1 | 20 | D | D | N | N | 85015220 | 1 |  | 36 | KG | 2704.59 | 2704.59 | MC05 | MC05 | SIMOTICS M Compact induction motor 1500rpm, 3.5 kW 22Nm, 8.9A, 357V 1750rpm, 4.0 kW 22Nm, 8.7A, 416V 2000rpm, 4.6 kW 22Nm, 8.7A, 457V water cooling Degree of protection IP65 Incremental encoder HTL 1024 S/R (encoder HTL1024S/R) With temperature sensor KTY 84-130 DESIGN IM B3 (IM V5, IM V6) SHAFT WITH FITTED KEY HALF-KEY BALANCING BEARING: STANDARD WITH FIXED BEARING, VIBRATION SEVERITY GRADE S/A, SHAFT AND FLANGE ACCURACY: R TERMINAL BOX (ABOVE) CABLE ENTRY ON THE LEFT SIGNAL CONNECTION D-END | - | 0 | 0
1PH8083-1HF20-2CC1 |  | 1PH8083-1HF20-2CC1 | 1 | UN | 1 | 20 | D | D | N | N | 85015220 | 1 |  | 36 | KG | 2704.59 | 2704.59 | MC05 | MC05 | SIMOTICS M Compact induction motor 1500rpm, 3.5 kW 22Nm, 8.9A, 357V 1750rpm, 4.0 kW 22Nm, 8.7A, 416V 2000rpm, 4.6 kW 22Nm, 8.7A, 457V water cooling Degree of protection IP65 Incremental encoder HTL 1024 S/R (encoder HTL1024S/R) With temperature sensor KTY 84-130 DESIGN IM B3 (IM V5, IM V6) SHAFT WITH FITTED KEY HALF-KEY BALANCING BEARING: STANDARD WITH FIXED BEARING, VIBRATION SEVERITY GRADE S/A, SHAFT AND FLANGE ACCURACY: R TERMINAL BOX (ABOVE) CABLE ENTRY ON THE ND-END SIGNAL CONNECTION LEFT | - | 0 | 0
1PH8083-1HF22-0BA1 |  | 1PH8083-1HF22-0BA1 | 1 | UN | 1 | 20 | D | D | N | N | 85015220 | 1 |  | 36 | KG | 2675.72 | 2675.72 | MC05 | MC05 | SIMOTICS M Compact induction motor 1500rpm, 3.5 kW 22Nm, 8.9A, 357V 1750rpm, 4.0 kW 22Nm, 8.7A, 416V 2000rpm, 4.6 kW 22Nm, 8.7A, 457V water cooling Degree of protection IP65 Incremental encoder HTL 1024 S/R (encoder HTL1024S/R) With temperature sensor KTY 84-130 DESIGN IM B5 (IMV 1,IM V3) PLAIN SHAFT WITHOUT FITTED KEY; BEARING: STANDARD WITH FIXED BEARING, VIBRATION SEVERITY GRADE R/A; SHAFT AND FLANGE ACCURACY: R TERMINAL BOX (ABOVE) CABLE ENTRY ON THE RIGHT SIGNAL CONNECTION D-END | - | 0 | 0
1PH8083-1HF22-0BB1 |  | 1PH8083-1HF22-0BB1 | 1 | UN | 1 | 20 | D | D | N | N | 85015220 | 1 |  | 36 | KG | 2675.72 | 2675.72 | MC05 | MC05 | SIMOTICS M Compact induction motor 1500rpm, 3.5 kW 22Nm, 8.9A, 357V 1750rpm, 4.0 kW 22Nm, 8.7A, 416V 2000rpm, 4.6 kW 22Nm, 8.7A, 457V water cooling Degree of protection IP65 Incremental encoder HTL 1024 S/R (encoder HTL1024S/R) With temperature sensor KTY 84-130 DESIGN IM B5 (IMV 1,IM V3) PLAIN SHAFT WITHOUT FITTED KEY; BEARING: STANDARD WITH FIXED BEARING, VIBRATION SEVERITY GRADE R/A; SHAFT AND FLANGE ACCURACY: R TERMINAL BOX (ABOVE) CABLE ENTRY ON THE LEFT SIGNAL CONNECTION D-END | - | 0 | 0
1PH8083-1HF22-0BC1 |  | 1PH8083-1HF22-0BC1 | 1 | UN | 1 | 20 | D | D | N | N | 85015220 | 1 |  | 36 | KG | 2675.72 | 2675.72 | MC05 | MC05 | SIMOTICS M Compact induction motor 1500rpm, 3.5 kW 22Nm, 8.9A, 357V 1750rpm, 4.0 kW 22Nm, 8.7A, 416V 2000rpm, 4.6 kW 22Nm, 8.7A, 457V water cooling Degree of protection IP65 Incremental encoder HTL 1024 S/R (encoder HTL1024S/R) With temperature sensor KTY 84-130 DESIGN IM B5 (IMV 1,IM V3) PLAIN SHAFT WITHOUT FITTED KEY; BEARING: STANDARD WITH FIXED BEARING, VIBRATION SEVERITY GRADE R/A; SHAFT AND FLANGE ACCURACY: R TERMINAL BOX (ABOVE) CABLE ENTRY ON THE ND-END SIGNAL CONNECTION LEFT | - | 0 | 0
1PH8083-1HF22-0CA1 |  | 1PH8083-1HF22-0CA1 | 1 | UN | 1 | 20 | D | D | N | N | 85015220 | 1 |  | 36 | KG | 2805.74 | 2805.74 | MC05 | MC05 | SIMOTICS M Compact induction motor 1500rpm, 3.5 kW 22Nm, 8.9A, 357V 1750rpm, 4.0 kW 22Nm, 8.7A, 416V 2000rpm, 4.6 kW 22Nm, 8.7A, 457V water cooling Degree of protection IP65 Incremental encoder HTL 1024 S/R (encoder HTL1024S/R) With temperature sensor KTY 84-130 DESIGN IM B5 (IMV 1,IM V3) PLAIN SHAFT WITHOUT FITTED KEY; BEARING: STANDARD WITH FIXED BEARING, VIBRATION SEVERITY GRADE S/A, SHAFT AND FLANGE ACCURACY: R TERMINAL BOX (ABOVE) CABLE ENTRY ON THE RIGHT SIGNAL CONNECTION D-END | - | 0 | 0
1PH8083-1HF22-0CB1 |  | 1PH8083-1HF22-0CB1 | 1 | UN | 1 | 20 | D | D | N | N | 85015220 | 1 |  | 36 | KG | 2805.74 | 2805.74 | MC05 | MC05 | SIMOTICS M Compact induction motor 1500rpm, 3.5 kW 22Nm, 8.9A, 357V 1750rpm, 4.0 kW 22Nm, 8.7A, 416V 2000rpm, 4.6 kW 22Nm, 8.7A, 457V water cooling Degree of protection IP65 Incremental encoder HTL 1024 S/R (encoder HTL1024S/R) With temperature sensor KTY 84-130 DESIGN IM B5 (IMV 1,IM V3) PLAIN SHAFT WITHOUT FITTED KEY; BEARING: STANDARD WITH FIXED BEARING, VIBRATION SEVERITY GRADE S/A, SHAFT AND FLANGE ACCURACY: R TERMINAL BOX (ABOVE) CABLE ENTRY ON THE LEFT SIGNAL CONNECTION D-END | - | 0 | 0
1PH8083-1HF22-0CC1 |  | 1PH8083-1HF22-0CC1 | 1 | UN | 1 | 20 | D | D | N | N | 85015220 | 1 |  | 36 | KG | 2805.74 | 2805.74 | MC05 | MC05 | SIMOTICS M Compact induction motor 1500rpm, 3.5 kW 22Nm, 8.9A, 357V 1750rpm, 4.0 kW 22Nm, 8.7A, 416V 2000rpm, 4.6 kW 22Nm, 8.7A, 457V water cooling Degree of protection IP65 Incremental encoder HTL 1024 S/R (encoder HTL1024S/R) With temperature sensor KTY 84-130 DESIGN IM B5 (IMV 1,IM V3) PLAIN SHAFT WITHOUT FITTED KEY; BEARING: STANDARD WITH FIXED BEARING, VIBRATION SEVERITY GRADE S/A, SHAFT AND FLANGE ACCURACY: R TERMINAL BOX (ABOVE) CABLE ENTRY ON THE ND-END SIGNAL CONNECTION LEFT | - | 0 | 0
1PH8083-1HF22-2BA1 |  | 1PH8083-1HF22-2BA1 | 1 | UN | 1 | 20 | D | D | N | N | 85015220 | 1 |  | 36 | KG | 2675.72 | 2675.72 | MC05 | MC05 | SIMOTICS M Compact induction motor 1500rpm, 3.5 kW 22Nm, 8.9A, 357V 1750rpm, 4.0 kW 22Nm, 8.7A, 416V 2000rpm, 4.6 kW 22Nm, 8.7A, 457V water cooling Degree of protection IP65 Incremental encoder HTL 1024 S/R (encoder HTL1024S/R) With temperature sensor KTY 84-130 DESIGN IM B5 (IMV 1,IM V3) SHAFT WITH FITTED KEY HALF-KEY BALANCING BEARING: STANDARD WITH FIXED BEARING, VIBRATION SEVERITY GRADE R/A; SHAFT AND FLANGE ACCURACY: R TERMINAL BOX (ABOVE) CABLE ENTRY ON THE RIGHT SIGNAL CONNECTION D-END | - | 0 | 0
1PH8083-1HF22-2BB1 |  | 1PH8083-1HF22-2BB1 | 1 | UN | 1 | 20 | D | D | N | N | 85015220 | 1 |  | 36 | KG | 2675.72 | 2675.72 | MC05 | MC05 | SIMOTICS M Compact induction motor 1500rpm, 3.5 kW 22Nm, 8.9A, 357V 1750rpm, 4.0 kW 22Nm, 8.7A, 416V 2000rpm, 4.6 kW 22Nm, 8.7A, 457V water cooling Degree of protection IP65 Incremental encoder HTL 1024 S/R (encoder HTL1024S/R) With temperature sensor KTY 84-130 DESIGN IM B5 (IMV 1,IM V3) SHAFT WITH FITTED KEY HALF-KEY BALANCING BEARING: STANDARD WITH FIXED BEARING, VIBRATION SEVERITY GRADE R/A; SHAFT AND FLANGE ACCURACY: R TERMINAL BOX (ABOVE) CABLE ENTRY ON THE LEFT SIGNAL CONNECTION D-END | - | 0 | 0
1PH8083-1HF22-2BC1 |  | 1PH8083-1HF22-2BC1 | 1 | UN | 1 | 20 | D | D | N | N | 85015220 | 1 |  | 36 | KG | 2675.72 | 2675.72 | MC05 | MC05 | SIMOTICS M Compact induction motor 1500rpm, 3.5 kW 22Nm, 8.9A, 357V 1750rpm, 4.0 kW 22Nm, 8.7A, 416V 2000rpm, 4.6 kW 22Nm, 8.7A, 457V water cooling Degree of protection IP65 Incremental encoder HTL 1024 S/R (encoder HTL1024S/R) With temperature sensor KTY 84-130 DESIGN IM B5 (IMV 1,IM V3) SHAFT WITH FITTED KEY HALF-KEY BALANCING BEARING: STANDARD WITH FIXED BEARING, VIBRATION SEVERITY GRADE R/A; SHAFT AND FLANGE ACCURACY: R TERMINAL BOX (ABOVE) CABLE ENTRY ON THE ND-END SIGNAL CONNECTION LEFT | - | 0 | 0
1PH8083-1HF22-2CA1 |  | 1PH8083-1HF22-2CA1 | 1 | UN | 1 | 20 | D | D | N | N | 85015220 | 1 |  | 36 | KG | 2805.74 | 2805.74 | MC05 | MC05 | SIMOTICS M Compact induction motor 1500rpm, 3.5 kW 22Nm, 8.9A, 357V 1750rpm, 4.0 kW 22Nm, 8.7A, 416V 2000rpm, 4.6 kW 22Nm, 8.7A, 457V water cooling Degree of protection IP65 Incremental encoder HTL 1024 S/R (encoder HTL1024S/R) With temperature sensor KTY 84-130 DESIGN IM B5 (IMV 1,IM V3) SHAFT WITH FITTED KEY HALF-KEY BALANCING BEARING: STANDARD WITH FIXED BEARING, VIBRATION SEVERITY GRADE S/A, SHAFT AND FLANGE ACCURACY: R TERMINAL BOX (ABOVE) CABLE ENTRY ON THE RIGHT SIGNAL CONNECTION D-END | - | 0 | 0
1PH8083-1HF22-2CB1 |  | 1PH8083-1HF22-2CB1 | 1 | UN | 1 | 20 | D | D | N | N | 85015220 | 1 |  | 36 | KG | 2805.74 | 2805.74 | MC05 | MC05 | SIMOTICS M Compact induction motor 1500rpm, 3.5 kW 22Nm, 8.9A, 357V 1750rpm, 4.0 kW 22Nm, 8.7A, 416V 2000rpm, 4.6 kW 22Nm, 8.7A, 457V water cooling Degree of protection IP65 Incremental encoder HTL 1024 S/R (encoder HTL1024S/R) With temperature sensor KTY 84-130 DESIGN IM B5 (IMV 1,IM V3) SHAFT WITH FITTED KEY HALF-KEY BALANCING BEARING: STANDARD WITH FIXED BEARING, VIBRATION SEVERITY GRADE S/A, SHAFT AND FLANGE ACCURACY: R TERMINAL BOX (ABOVE) CABLE ENTRY ON THE LEFT SIGNAL CONNECTION D-END | - | 0 | 0
1PH8083-1HF22-2CC1 |  | 1PH8083-1HF22-2CC1 | 1 | UN | 1 | 20 | D | D | N | N | 85015220 | 1 |  | 36 | KG | 2805.74 | 2805.74 | MC05 | MC05 | SIMOTICS M Compact induction motor 1500rpm, 3.5 kW 22Nm, 8.9A, 357V 1750rpm, 4.0 kW 22Nm, 8.7A, 416V 2000rpm, 4.6 kW 22Nm, 8.7A, 457V water cooling Degree of protection IP65 Incremental encoder HTL 1024 S/R (encoder HTL1024S/R) With temperature sensor KTY 84-130 DESIGN IM B5 (IMV 1,IM V3) SHAFT WITH FITTED KEY HALF-KEY BALANCING BEARING: STANDARD WITH FIXED BEARING, VIBRATION SEVERITY GRADE S/A, SHAFT AND FLANGE ACCURACY: R TERMINAL BOX (ABOVE) CABLE ENTRY ON THE ND-END SIGNAL CONNECTION LEFT | - | 0 | 0
1PH8083-1JF02-1BA1 |  | 1PH8083-1JF02-1BA1 | 1 | UN | 1 | 20 | D | D | N | N | 85015220 | 1 |  | 32 | KG | 2745.83 | 2745.83 | MC05 | MC05 | SIMOTICS M Compact induction motor 1500rpm, 2.8kW 18Nm, 7.5A, 346V 1750rpm, 3.3kW 18Nm, 7.5A, 398V 2000rpm, 3.7kW 18Nm, 7.6A, 447V forced ventilation; direction of air flow DE--> NDE; Degree of protection IP55 Incremental encoder HTL 2048 S/R (encoder HTL2048S/R) With temperature sensor KTY 84-130 DESIGN IM B5 (IMV 1,IM V3) SHAFT WITH FITTED KEY FULL-KEY BALANCING BEARING: STANDARD WITH FIXED BEARING, VIBRATION SEVERITY GRADE R/A; SHAFT AND FLANGE ACCURACY: R TERMINAL BOX (ABOVE) CABLE ENTRY ON THE RIGHT SIGNAL CONNECTION D-END | - | 0 | 0
1PH8083-1JF10-0BA1 |  | 1PH8083-1JF10-0BA1 | 1 | UN | 1 | 20 | D | D | N | N | 85015220 | 1 |  | 32 | KG | 2644.68 | 2644.68 | MC05 | MC05 | SIMOTICS M Compact induction motor 1500rpm, 2.8kW 18Nm, 7.5A, 346V 1750rpm, 3.3kW 18Nm, 7.5A, 398V 2000rpm, 3.7kW 72Nm, 7.6A, 447V forced ventilation; direction of air flow NDE--> DE; Degree of protection IP55 Incremental encoder HTL 2048 S/R (encoder HTL2048S/R) With temperature sensor KTY 84-130 DESIGN IM B3 (IM V5, IM V6) PLAIN SHAFT WITHOUT FITTED KEY; BEARING: STANDARD WITH FIXED BEARING, VIBRATION SEVERITY GRADE R/A; SHAFT AND FLANGE ACCURACY: R TERMINAL BOX (ABOVE) CABLE ENTRY ON THE RIGHT SIGNAL CONNECTION D-END | - | 0 | 0
1PH8083-1JF10-0BB1 |  | 1PH8083-1JF10-0BB1 | 1 | UN | 1 | 20 | D | D | N | N | 85015220 | 1 |  | 32 | KG | 2644.68 | 2644.68 | MC05 | MC05 | SIMOTICS M Compact induction motor 1500rpm, 2.8kW 18Nm, 7.5A, 346V 1750rpm, 3.3kW 18Nm, 7.5A, 398V 2000rpm, 3.7kW 72Nm, 7.6A, 447V forced ventilation; direction of air flow NDE--> DE; Degree of protection IP55 Incremental encoder HTL 2048 S/R (encoder HTL2048S/R) With temperature sensor KTY 84-130 DESIGN IM B3 (IM V5, IM V6) PLAIN SHAFT WITHOUT FITTED KEY; BEARING: STANDARD WITH FIXED BEARING, VIBRATION SEVERITY GRADE R/A; SHAFT AND FLANGE ACCURACY: R TERMINAL BOX (ABOVE) CABLE ENTRY ON THE LEFT SIGNAL CONNECTION D-END | - | 0 | 0
1PH8083-1JF10-0BC1 |  | 1PH8083-1JF10-0BC1 | 1 | UN | 1 | 20 | D | D | N | N | 85015220 | 1 |  | 32 | KG | 2644.68 | 2644.68 | MC05 | MC05 | SIMOTICS M Compact induction motor 1500rpm, 2.8kW 18Nm, 7.5A, 346V 1750rpm, 3.3kW 18Nm, 7.5A, 398V 2000rpm, 3.7kW 72Nm, 7.6A, 447V forced ventilation; direction of air flow NDE--> DE; Degree of protection IP55 Incremental encoder HTL 2048 S/R (encoder HTL2048S/R) With temperature sensor KTY 84-130 DESIGN IM B3 (IM V5, IM V6) PLAIN SHAFT WITHOUT FITTED KEY; BEARING: STANDARD WITH FIXED BEARING, VIBRATION SEVERITY GRADE R/A; SHAFT AND FLANGE ACCURACY: R TERMINAL BOX (ABOVE) CABLE ENTRY ON THE ND-END SIGNAL CONNECTION LEFT | - | 0 | 0
1PH8083-1JF10-0CA1 |  | 1PH8083-1JF10-0CA1 | 1 | UN | 1 | 20 | D | D | N | N | 85015220 | 1 |  | 32 | KG | 2774.7 | 2774.7 | MC05 | MC05 | SIMOTICS M Compact induction motor 1500rpm, 2.8kW 18Nm, 7.5A, 346V 1750rpm, 3.3kW 18Nm, 7.5A, 398V 2000rpm, 3.7kW 72Nm, 7.6A, 447V forced ventilation; direction of air flow NDE--> DE; Degree of protection IP55 Incremental encoder HTL 2048 S/R (encoder HTL2048S/R) With temperature sensor KTY 84-130 DESIGN IM B3 (IM V5, IM V6) PLAIN SHAFT WITHOUT FITTED KEY; BEARING: STANDARD WITH FIXED BEARING, VIBRATION SEVERITY GRADE S/A, SHAFT AND FLANGE ACCURACY: R TERMINAL BOX (ABOVE) CABLE ENTRY ON THE RIGHT SIGNAL CONNECTION D-END | - | 0 | 0
1PH8083-1JF10-0CB1 |  | 1PH8083-1JF10-0CB1 | 1 | UN | 1 | 20 | D | D | N | N | 85015220 | 1 |  | 32 | KG | 2774.7 | 2774.7 | MC05 | MC05 | SIMOTICS M Compact induction motor 1500rpm, 2.8kW 18Nm, 7.5A, 346V 1750rpm, 3.3kW 18Nm, 7.5A, 398V 2000rpm, 3.7kW 72Nm, 7.6A, 447V forced ventilation; direction of air flow NDE--> DE; Degree of protection IP55 Incremental encoder HTL 2048 S/R (encoder HTL2048S/R) With temperature sensor KTY 84-130 DESIGN IM B3 (IM V5, IM V6) PLAIN SHAFT WITHOUT FITTED KEY; BEARING: STANDARD WITH FIXED BEARING, VIBRATION SEVERITY GRADE S/A, SHAFT AND FLANGE ACCURACY: R TERMINAL BOX (ABOVE) CABLE ENTRY ON THE LEFT SIGNAL CONNECTION D-END | - | 0 | 0
1PH8083-1JF10-0CC1 |  | 1PH8083-1JF10-0CC1 | 1 | UN | 1 | 20 | D | D | N | N | 85015220 | 1 |  | 32 | KG | 2774.7 | 2774.7 | MC05 | MC05 | SIMOTICS M Compact induction motor 1500rpm, 2.8kW 18Nm, 7.5A, 346V 1750rpm, 3.3kW 18Nm, 7.5A, 398V 2000rpm, 3.7kW 72Nm, 7.6A, 447V forced ventilation; direction of air flow NDE--> DE; Degree of protection IP55 Incremental encoder HTL 2048 S/R (encoder HTL2048S/R) With temperature sensor KTY 84-130 DESIGN IM B3 (IM V5, IM V6) PLAIN SHAFT WITHOUT FITTED KEY; BEARING: STANDARD WITH FIXED BEARING, VIBRATION SEVERITY GRADE S/A, SHAFT AND FLANGE ACCURACY: R TERMINAL BOX (ABOVE) CABLE ENTRY ON THE ND-END SIGNAL CONNECTION LEFT | - | 0 | 0
1PH8083-1JF10-2BA1 |  | 1PH8083-1JF10-2BA1 | 1 | UN | 1 | 20 | D | D | N | N | 85015220 | 1 |  | 32 | KG | 2644.68 | 2644.68 | MC05 | MC05 | SIMOTICS M Compact induction motor 1500rpm, 2.8kW 18Nm, 7.5A, 346V 1750rpm, 3.3kW 18Nm, 7.5A, 398V 2000rpm, 3.7kW 72Nm, 7.6A, 447V forced ventilation; direction of air flow NDE--> DE; Degree of protection IP55 Incremental encoder HTL 2048 S/R (encoder HTL2048S/R) With temperature sensor KTY 84-130 DESIGN IM B3 (IM V5, IM V6) SHAFT WITH FITTED KEY HALF-KEY BALANCING BEARING: STANDARD WITH FIXED BEARING, VIBRATION SEVERITY GRADE R/A; SHAFT AND FLANGE ACCURACY: R TERMINAL BOX (ABOVE) CABLE ENTRY ON THE RIGHT SIGNAL CONNECTION D-END | - | 0 | 0
1PH8083-1JF10-2BB1 |  | 1PH8083-1JF10-2BB1 | 1 | UN | 1 | 20 | D | D | N | N | 85015220 | 1 |  | 32 | KG | 2644.68 | 2644.68 | MC05 | MC05 | SIMOTICS M Compact induction motor 1500rpm, 2.8kW 18Nm, 7.5A, 346V 1750rpm, 3.3kW 18Nm, 7.5A, 398V 2000rpm, 3.7kW 72Nm, 7.6A, 447V forced ventilation; direction of air flow NDE--> DE; Degree of protection IP55 Incremental encoder HTL 2048 S/R (encoder HTL2048S/R) With temperature sensor KTY 84-130 DESIGN IM B3 (IM V5, IM V6) SHAFT WITH FITTED KEY HALF-KEY BALANCING BEARING: STANDARD WITH FIXED BEARING, VIBRATION SEVERITY GRADE R/A; SHAFT AND FLANGE ACCURACY: R TERMINAL BOX (ABOVE) CABLE ENTRY ON THE LEFT SIGNAL CONNECTION D-END | - | 0 | 0
1PH8083-1JF10-2BC1 |  | 1PH8083-1JF10-2BC1 | 1 | UN | 1 | 20 | D | D | N | N | 85015220 | 1 |  | 32 | KG | 2644.68 | 2644.68 | MC05 | MC05 | SIMOTICS M Compact induction motor 1500rpm, 2.8kW 18Nm, 7.5A, 346V 1750rpm, 3.3kW 18Nm, 7.5A, 398V 2000rpm, 3.7kW 72Nm, 7.6A, 447V forced ventilation; direction of air flow NDE--> DE; Degree of protection IP55 Incremental encoder HTL 2048 S/R (encoder HTL2048S/R) With temperature sensor KTY 84-130 DESIGN IM B3 (IM V5, IM V6) SHAFT WITH FITTED KEY HALF-KEY BALANCING BEARING: STANDARD WITH FIXED BEARING, VIBRATION SEVERITY GRADE R/A; SHAFT AND FLANGE ACCURACY: R TERMINAL BOX (ABOVE) CABLE ENTRY ON THE ND-END SIGNAL CONNECTION LEFT | - | 0 | 0
1PH8083-1JF10-2CA1 |  | 1PH8083-1JF10-2CA1 | 1 | UN | 1 | 20 | D | D | N | N | 85015220 | 1 |  | 32 | KG | 2774.7 | 2774.7 | MC05 | MC05 | SIMOTICS M Compact induction motor 1500rpm, 2.8kW 18Nm, 7.5A, 346V 1750rpm, 3.3kW 18Nm, 7.5A, 398V 2000rpm, 3.7kW 72Nm, 7.6A, 447V forced ventilation; direction of air flow NDE--> DE; Degree of protection IP55 Incremental encoder HTL 2048 S/R (encoder HTL2048S/R) With temperature sensor KTY 84-130 DESIGN IM B3 (IM V5, IM V6) SHAFT WITH FITTED KEY HALF-KEY BALANCING BEARING: STANDARD WITH FIXED BEARING, VIBRATION SEVERITY GRADE S/A, SHAFT AND FLANGE ACCURACY: R TERMINAL BOX (ABOVE) CABLE ENTRY ON THE RIGHT SIGNAL CONNECTION D-END | - | 0 | 0
1PH8083-1JF10-2CB1 |  | 1PH8083-1JF10-2CB1 | 1 | UN | 1 | 20 | D | D | N | N | 85015220 | 1 |  | 32 | KG | 2774.7 | 2774.7 | MC05 | MC05 | SIMOTICS M Compact induction motor 1500rpm, 2.8kW 18Nm, 7.5A, 346V 1750rpm, 3.3kW 18Nm, 7.5A, 398V 2000rpm, 3.7kW 72Nm, 7.6A, 447V forced ventilation; direction of air flow NDE--> DE; Degree of protection IP55 Incremental encoder HTL 2048 S/R (encoder HTL2048S/R) With temperature sensor KTY 84-130 DESIGN IM B3 (IM V5, IM V6) SHAFT WITH FITTED KEY HALF-KEY BALANCING BEARING: STANDARD WITH FIXED BEARING, VIBRATION SEVERITY GRADE S/A, SHAFT AND FLANGE ACCURACY: R TERMINAL BOX (ABOVE) CABLE ENTRY ON THE LEFT SIGNAL CONNECTION D-END | - | 0 | 0
1PH8083-1JF10-2CC1 |  | 1PH8083-1JF10-2CC1 | 1 | UN | 1 | 20 | D | D | N | N | 85015220 | 1 |  | 32 | KG | 2774.7 | 2774.7 | MC05 | MC05 | SIMOTICS M Compact induction motor 1500rpm, 2.8kW 18Nm, 7.5A, 346V 1750rpm, 3.3kW 18Nm, 7.5A, 398V 2000rpm, 3.7kW 72Nm, 7.6A, 447V forced ventilation; direction of air flow NDE--> DE; Degree of protection IP55 Incremental encoder HTL 2048 S/R (encoder HTL2048S/R) With temperature sensor KTY 84-130 DESIGN IM B3 (IM V5, IM V6) SHAFT WITH FITTED KEY HALF-KEY BALANCING BEARING: STANDARD WITH FIXED BEARING, VIBRATION SEVERITY GRADE S/A, SHAFT AND FLANGE ACCURACY: R TERMINAL BOX (ABOVE) CABLE ENTRY ON THE ND-END SIGNAL CONNECTION LEFT | - | 0 | 0
1PH8083-1JF12-0BA1 |  | 1PH8083-1JF12-0BA1 | 1 | UN | 1 | 20 | D | D | N | N | 85015220 | 1 |  | 32 | KG | 2745.83 | 2745.83 | MC05 | MC05 | SIMOTICS M Compact induction motor 1500rpm, 2.8kW 18Nm, 7.5A, 346V 1750rpm, 3.3kW 18Nm, 7.5A, 398V 2000rpm, 3.7kW 72Nm, 7.6A, 447V forced ventilation; direction of air flow NDE--> DE; Degree of protection IP55 Incremental encoder HTL 2048 S/R (encoder HTL2048S/R) With temperature sensor KTY 84-130 DESIGN IM B5 (IMV 1,IM V3) PLAIN SHAFT WITHOUT FITTED KEY; BEARING: STANDARD WITH FIXED BEARING, VIBRATION SEVERITY GRADE R/A; SHAFT AND FLANGE ACCURACY: R TERMINAL BOX (ABOVE) CABLE ENTRY ON THE RIGHT SIGNAL CONNECTION D-END | - | 0 | 0
1PH8083-1JF12-0BB1 |  | 1PH8083-1JF12-0BB1 | 1 | UN | 1 | 20 | D | D | N | N | 85015220 | 1 |  | 32 | KG | 2745.83 | 2745.83 | MC05 | MC05 | SIMOTICS M Compact induction motor 1500rpm, 2.8kW 18Nm, 7.5A, 346V 1750rpm, 3.3kW 18Nm, 7.5A, 398V 2000rpm, 3.7kW 72Nm, 7.6A, 447V forced ventilation; direction of air flow NDE--> DE; Degree of protection IP55 Incremental encoder HTL 2048 S/R (encoder HTL2048S/R) With temperature sensor KTY 84-130 DESIGN IM B5 (IMV 1,IM V3) PLAIN SHAFT WITHOUT FITTED KEY; BEARING: STANDARD WITH FIXED BEARING, VIBRATION SEVERITY GRADE R/A; SHAFT AND FLANGE ACCURACY: R TERMINAL BOX (ABOVE) CABLE ENTRY ON THE LEFT SIGNAL CONNECTION D-END | - | 0 | 0
1PH8083-1JF12-0BC1 |  | 1PH8083-1JF12-0BC1 | 1 | UN | 1 | 20 | D | D | N | N | 85015220 | 1 |  | 32 | KG | 2745.83 | 2745.83 | MC05 | MC05 | SIMOTICS M Compact induction motor 1500rpm, 2.8kW 18Nm, 7.5A, 346V 1750rpm, 3.3kW 18Nm, 7.5A, 398V 2000rpm, 3.7kW 72Nm, 7.6A, 447V forced ventilation; direction of air flow NDE--> DE; Degree of protection IP55 Incremental encoder HTL 2048 S/R (encoder HTL2048S/R) With temperature sensor KTY 84-130 DESIGN IM B5 (IMV 1,IM V3) PLAIN SHAFT WITHOUT FITTED KEY; BEARING: STANDARD WITH FIXED BEARING, VIBRATION SEVERITY GRADE R/A; SHAFT AND FLANGE ACCURACY: R TERMINAL BOX (ABOVE) CABLE ENTRY ON THE ND-END SIGNAL CONNECTION LEFT | - | 0 | 0
1PH8083-1JF12-0CA1 |  | 1PH8083-1JF12-0CA1 | 1 | UN | 1 | 20 | D | D | N | N | 85015220 | 1 |  | 32 | KG | 2875.85 | 2875.85 | MC05 | MC05 | SIMOTICS M Compact induction motor 1500rpm, 2.8kW 18Nm, 7.5A, 346V 1750rpm, 3.3kW 18Nm, 7.5A, 398V 2000rpm, 3.7kW 72Nm, 7.6A, 447V forced ventilation; direction of air flow NDE--> DE; Degree of protection IP55 Incremental encoder HTL 2048 S/R (encoder HTL2048S/R) With temperature sensor KTY 84-130 DESIGN IM B5 (IMV 1,IM V3) PLAIN SHAFT WITHOUT FITTED KEY; BEARING: STANDARD WITH FIXED BEARING, VIBRATION SEVERITY GRADE S/A, SHAFT AND FLANGE ACCURACY: R TERMINAL BOX (ABOVE) CABLE ENTRY ON THE RIGHT SIGNAL CONNECTION D-END | - | 0 | 0
1PH8083-1JF12-0CB1 |  | 1PH8083-1JF12-0CB1 | 1 | UN | 1 | 20 | D | D | N | N | 85015220 | 1 |  | 32 | KG | 2875.85 | 2875.85 | MC05 | MC05 | SIMOTICS M Compact induction motor 1500rpm, 2.8kW 18Nm, 7.5A, 346V 1750rpm, 3.3kW 18Nm, 7.5A, 398V 2000rpm, 3.7kW 72Nm, 7.6A, 447V forced ventilation; direction of air flow NDE--> DE; Degree of protection IP55 Incremental encoder HTL 2048 S/R (encoder HTL2048S/R) With temperature sensor KTY 84-130 DESIGN IM B5 (IMV 1,IM V3) PLAIN SHAFT WITHOUT FITTED KEY; BEARING: STANDARD WITH FIXED BEARING, VIBRATION SEVERITY GRADE S/A, SHAFT AND FLANGE ACCURACY: R TERMINAL BOX (ABOVE) CABLE ENTRY ON THE LEFT SIGNAL CONNECTION D-END | - | 0 | 0
1PH8083-1JF12-0CC1 |  | 1PH8083-1JF12-0CC1 | 1 | UN | 1 | 20 | D | D | N | N | 85015220 | 1 |  | 32 | KG | 2875.85 | 2875.85 | MC05 | MC05 | SIMOTICS M Compact induction motor 1500rpm, 2.8kW 18Nm, 7.5A, 346V 1750rpm, 3.3kW 18Nm, 7.5A, 398V 2000rpm, 3.7kW 72Nm, 7.6A, 447V forced ventilation; direction of air flow NDE--> DE; Degree of protection IP55 Incremental encoder HTL 2048 S/R (encoder HTL2048S/R) With temperature sensor KTY 84-130 DESIGN IM B5 (IMV 1,IM V3) PLAIN SHAFT WITHOUT FITTED KEY; BEARING: STANDARD WITH FIXED BEARING, VIBRATION SEVERITY GRADE S/A, SHAFT AND FLANGE ACCURACY: R TERMINAL BOX (ABOVE) CABLE ENTRY ON THE ND-END SIGNAL CONNECTION LEFT | - | 0 | 0
1PH8083-1JF12-2BA1 |  | 1PH8083-1JF12-2BA1 | 1 | UN | 1 | 20 | D | D | N | N | 85015220 | 1 |  | 32 | KG | 2745.83 | 2745.83 | MC05 | MC05 | SIMOTICS M Compact induction motor 1500rpm, 2.8kW 18Nm, 7.5A, 346V 1750rpm, 3.3kW 18Nm, 7.5A, 398V 2000rpm, 3.7kW 72Nm, 7.6A, 447V forced ventilation; direction of air flow NDE--> DE; Degree of protection IP55 Incremental encoder HTL 2048 S/R (encoder HTL2048S/R) With temperature sensor KTY 84-130 DESIGN IM B5 (IMV 1,IM V3) SHAFT WITH FITTED KEY HALF-KEY BALANCING BEARING: STANDARD WITH FIXED BEARING, VIBRATION SEVERITY GRADE R/A; SHAFT AND FLANGE ACCURACY: R TERMINAL BOX (ABOVE) CABLE ENTRY ON THE RIGHT SIGNAL CONNECTION D-END | - | 0 | 0
1PH8083-1JF12-2BB1 |  | 1PH8083-1JF12-2BB1 | 1 | UN | 1 | 20 | D | D | N | N | 85015220 | 1 |  | 32 | KG | 2745.83 | 2745.83 | MC05 | MC05 | SIMOTICS M Compact induction motor 1500rpm, 2.8kW 18Nm, 7.5A, 346V 1750rpm, 3.3kW 18Nm, 7.5A, 398V 2000rpm, 3.7kW 72Nm, 7.6A, 447V forced ventilation; direction of air flow NDE--> DE; Degree of protection IP55 Incremental encoder HTL 2048 S/R (encoder HTL2048S/R) With temperature sensor KTY 84-130 DESIGN IM B5 (IMV 1,IM V3) SHAFT WITH FITTED KEY HALF-KEY BALANCING BEARING: STANDARD WITH FIXED BEARING, VIBRATION SEVERITY GRADE R/A; SHAFT AND FLANGE ACCURACY: R TERMINAL BOX (ABOVE) CABLE ENTRY ON THE LEFT SIGNAL CONNECTION D-END | - | 0 | 0
1PH8083-1JF12-2BC1 |  | 1PH8083-1JF12-2BC1 | 1 | UN | 1 | 20 | D | D | N | N | 85015220 | 1 |  | 32 | KG | 2745.83 | 2745.83 | MC05 | MC05 | SIMOTICS M Compact induction motor 1500rpm, 2.8kW 18Nm, 7.5A, 346V 1750rpm, 3.3kW 18Nm, 7.5A, 398V 2000rpm, 3.7kW 72Nm, 7.6A, 447V forced ventilation; direction of air flow NDE--> DE; Degree of protection IP55 Incremental encoder HTL 2048 S/R (encoder HTL2048S/R) With temperature sensor KTY 84-130 DESIGN IM B5 (IMV 1,IM V3) SHAFT WITH FITTED KEY HALF-KEY BALANCING BEARING: STANDARD WITH FIXED BEARING, VIBRATION SEVERITY GRADE R/A; SHAFT AND FLANGE ACCURACY: R TERMINAL BOX (ABOVE) CABLE ENTRY ON THE ND-END SIGNAL CONNECTION LEFT | - | 0 | 0
1PH8083-1JF12-2CA1 |  | 1PH8083-1JF12-2CA1 | 1 | UN | 1 | 20 | D | D | N | N | 85015220 | 1 |  | 32 | KG | 2875.85 | 2875.85 | MC05 | MC05 | SIMOTICS M Compact induction motor 1500rpm, 2.8kW 18Nm, 7.5A, 346V 1750rpm, 3.3kW 18Nm, 7.5A, 398V 2000rpm, 3.7kW 72Nm, 7.6A, 447V forced ventilation; direction of air flow NDE--> DE; Degree of protection IP55 Incremental encoder HTL 2048 S/R (encoder HTL2048S/R) With temperature sensor KTY 84-130 DESIGN IM B5 (IMV 1,IM V3) SHAFT WITH FITTED KEY HALF-KEY BALANCING BEARING: STANDARD WITH FIXED BEARING, VIBRATION SEVERITY GRADE S/A, SHAFT AND FLANGE ACCURACY: R TERMINAL BOX (ABOVE) CABLE ENTRY ON THE RIGHT SIGNAL CONNECTION D-END | - | 0 | 0
1PH8083-1JF12-2CB1 |  | 1PH8083-1JF12-2CB1 | 1 | UN | 1 | 20 | D | D | N | N | 85015220 | 1 |  | 32 | KG | 2875.85 | 2875.85 | MC05 | MC05 | SIMOTICS M Compact induction motor 1500rpm, 2.8kW 18Nm, 7.5A, 346V 1750rpm, 3.3kW 18Nm, 7.5A, 398V 2000rpm, 3.7kW 72Nm, 7.6A, 447V forced ventilation; direction of air flow NDE--> DE; Degree of protection IP55 Incremental encoder HTL 2048 S/R (encoder HTL2048S/R) With temperature sensor KTY 84-130 DESIGN IM B5 (IMV 1,IM V3) SHAFT WITH FITTED KEY HALF-KEY BALANCING BEARING: STANDARD WITH FIXED BEARING, VIBRATION SEVERITY GRADE S/A, SHAFT AND FLANGE ACCURACY: R TERMINAL BOX (ABOVE) CABLE ENTRY ON THE LEFT SIGNAL CONNECTION D-END | - | 0 | 0
1PH8083-1JF12-2CC1 |  | 1PH8083-1JF12-2CC1 | 1 | UN | 1 | 20 | D | D | N | N | 85015220 | 1 |  | 32 | KG | 2875.85 | 2875.85 | MC05 | MC05 | SIMOTICS M Compact induction motor 1500rpm, 2.8kW 18Nm, 7.5A, 346V 1750rpm, 3.3kW 18Nm, 7.5A, 398V 2000rpm, 3.7kW 72Nm, 7.6A, 447V forced ventilation; direction of air flow NDE--> DE; Degree of protection IP55 Incremental encoder HTL 2048 S/R (encoder HTL2048S/R) With temperature sensor KTY 84-130 DESIGN IM B5 (IMV 1,IM V3) SHAFT WITH FITTED KEY HALF-KEY BALANCING BEARING: STANDARD WITH FIXED BEARING, VIBRATION SEVERITY GRADE S/A, SHAFT AND FLANGE ACCURACY: R TERMINAL BOX (ABOVE) CABLE ENTRY ON THE ND-END SIGNAL CONNECTION LEFT | - | 0 | 0
1PH8083-1JF20-0BA1 |  | 1PH8083-1JF20-0BA1 | 1 | UN | 1 | 20 | D | D | N | N | 85015220 | 1 |  | 36 | KG | 2854.5 | 2854.5 | MC05 | MC05 | SIMOTICS M Compact induction motor 1500rpm, 3.5 kW 22Nm, 8.9A, 357V 1750rpm, 4.0 kW 22Nm, 8.7A, 416V 2000rpm, 4.6 kW 22Nm, 8.7A, 457V water cooling Degree of protection IP65 Incremental encoder HTL 2048 S/R (encoder HTL2048S/R) With temperature sensor KTY 84-130 DESIGN IM B3 (IM V5, IM V6) PLAIN SHAFT WITHOUT FITTED KEY; BEARING: STANDARD WITH FIXED BEARING, VIBRATION SEVERITY GRADE R/A; SHAFT AND FLANGE ACCURACY: R TERMINAL BOX (ABOVE) CABLE ENTRY ON THE RIGHT SIGNAL CONNECTION D-END | - | 0 | 0
1PH8083-1JF20-0BB1 |  | 1PH8083-1JF20-0BB1 | 1 | UN | 1 | 20 | D | D | N | N | 85015220 | 1 |  | 36 | KG | 2854.5 | 2854.5 | MC05 | MC05 | SIMOTICS M Compact induction motor 1500rpm, 3.5 kW 22Nm, 8.9A, 357V 1750rpm, 4.0 kW 22Nm, 8.7A, 416V 2000rpm, 4.6 kW 22Nm, 8.7A, 457V water cooling Degree of protection IP65 Incremental encoder HTL 2048 S/R (encoder HTL2048S/R) With temperature sensor KTY 84-130 DESIGN IM B3 (IM V5, IM V6) PLAIN SHAFT WITHOUT FITTED KEY; BEARING: STANDARD WITH FIXED BEARING, VIBRATION SEVERITY GRADE R/A; SHAFT AND FLANGE ACCURACY: R TERMINAL BOX (ABOVE) CABLE ENTRY ON THE LEFT SIGNAL CONNECTION D-END | - | 0 | 0
1PH8083-1JF20-0BC1 |  | 1PH8083-1JF20-0BC1 | 1 | UN | 1 | 20 | D | D | N | N | 85015220 | 1 |  | 36 | KG | 2854.5 | 2854.5 | MC05 | MC05 | SIMOTICS M Compact induction motor 1500rpm, 3.5 kW 22Nm, 8.9A, 357V 1750rpm, 4.0 kW 22Nm, 8.7A, 416V 2000rpm, 4.6 kW 22Nm, 8.7A, 457V water cooling Degree of protection IP65 Incremental encoder HTL 2048 S/R (encoder HTL2048S/R) With temperature sensor KTY 84-130 DESIGN IM B3 (IM V5, IM V6) PLAIN SHAFT WITHOUT FITTED KEY; BEARING: STANDARD WITH FIXED BEARING, VIBRATION SEVERITY GRADE R/A; SHAFT AND FLANGE ACCURACY: R TERMINAL BOX (ABOVE) CABLE ENTRY ON THE ND-END SIGNAL CONNECTION LEFT | - | 0 | 0
1PH8083-1JF20-0CA1 |  | 1PH8083-1JF20-0CA1 | 1 | UN | 1 | 20 | D | D | N | N | 85015220 | 1 |  | 36 | KG | 2984.52 | 2984.52 | MC05 | MC05 | SIMOTICS M Compact induction motor 1500rpm, 3.5 kW 22Nm, 8.9A, 357V 1750rpm, 4.0 kW 22Nm, 8.7A, 416V 2000rpm, 4.6 kW 22Nm, 8.7A, 457V water cooling Degree of protection IP65 Incremental encoder HTL 2048 S/R (encoder HTL2048S/R) With temperature sensor KTY 84-130 DESIGN IM B3 (IM V5, IM V6) PLAIN SHAFT WITHOUT FITTED KEY; BEARING: STANDARD WITH FIXED BEARING, VIBRATION SEVERITY GRADE S/A, SHAFT AND FLANGE ACCURACY: R TERMINAL BOX (ABOVE) CABLE ENTRY ON THE RIGHT SIGNAL CONNECTION D-END | - | 0 | 0
1PH8083-1JF20-0CB1 |  | 1PH8083-1JF20-0CB1 | 1 | UN | 1 | 20 | D | D | N | N | 85015220 | 1 |  | 36 | KG | 2984.52 | 2984.52 | MC05 | MC05 | SIMOTICS M Compact induction motor 1500rpm, 3.5 kW 22Nm, 8.9A, 357V 1750rpm, 4.0 kW 22Nm, 8.7A, 416V 2000rpm, 4.6 kW 22Nm, 8.7A, 457V water cooling Degree of protection IP65 Incremental encoder HTL 2048 S/R (encoder HTL2048S/R) With temperature sensor KTY 84-130 DESIGN IM B3 (IM V5, IM V6) PLAIN SHAFT WITHOUT FITTED KEY; BEARING: STANDARD WITH FIXED BEARING, VIBRATION SEVERITY GRADE S/A, SHAFT AND FLANGE ACCURACY: R TERMINAL BOX (ABOVE) CABLE ENTRY ON THE LEFT SIGNAL CONNECTION D-END | - | 0 | 0
1PH8083-1JF20-0CC1 |  | 1PH8083-1JF20-0CC1 | 1 | UN | 1 | 20 | D | D | N | N | 85015220 | 1 |  | 36 | KG | 2984.52 | 2984.52 | MC05 | MC05 | SIMOTICS M Compact induction motor 1500rpm, 3.5 kW 22Nm, 8.9A, 357V 1750rpm, 4.0 kW 22Nm, 8.7A, 416V 2000rpm, 4.6 kW 22Nm, 8.7A, 457V water cooling Degree of protection IP65 Incremental encoder HTL 2048 S/R (encoder HTL2048S/R) With temperature sensor KTY 84-130 DESIGN IM B3 (IM V5, IM V6) PLAIN SHAFT WITHOUT FITTED KEY; BEARING: STANDARD WITH FIXED BEARING, VIBRATION SEVERITY GRADE S/A, SHAFT AND FLANGE ACCURACY: R TERMINAL BOX (ABOVE) CABLE ENTRY ON THE ND-END SIGNAL CONNECTION LEFT | - | 0 | 0
1PH8083-1JF20-2BA1 |  | 1PH8083-1JF20-2BA1 | 1 | UN | 1 | 20 | D | D | N | N | 85015220 | 1 |  | 36 | KG | 2854.5 | 2854.5 | MC05 | MC05 | SIMOTICS M Compact induction motor 1500rpm, 3.5 kW 22Nm, 8.9A, 357V 1750rpm, 4.0 kW 22Nm, 8.7A, 416V 2000rpm, 4.6 kW 22Nm, 8.7A, 457V water cooling Degree of protection IP65 Incremental encoder HTL 2048 S/R (encoder HTL2048S/R) With temperature sensor KTY 84-130 DESIGN IM B3 (IM V5, IM V6) SHAFT WITH FITTED KEY HALF-KEY BALANCING BEARING: STANDARD WITH FIXED BEARING, VIBRATION SEVERITY GRADE R/A; SHAFT AND FLANGE ACCURACY: R TERMINAL BOX (ABOVE) CABLE ENTRY ON THE RIGHT SIGNAL CONNECTION D-END | - | 0 | 0
1PH8083-1JF20-2BB1 |  | 1PH8083-1JF20-2BB1 | 1 | UN | 1 | 20 | D | D | N | N | 85015220 | 1 |  | 36 | KG | 2854.5 | 2854.5 | MC05 | MC05 | SIMOTICS M Compact induction motor 1500rpm, 3.5 kW 22Nm, 8.9A, 357V 1750rpm, 4.0 kW 22Nm, 8.7A, 416V 2000rpm, 4.6 kW 22Nm, 8.7A, 457V water cooling Degree of protection IP65 Incremental encoder HTL 2048 S/R (encoder HTL2048S/R) With temperature sensor KTY 84-130 DESIGN IM B3 (IM V5, IM V6) SHAFT WITH FITTED KEY HALF-KEY BALANCING BEARING: STANDARD WITH FIXED BEARING, VIBRATION SEVERITY GRADE R/A; SHAFT AND FLANGE ACCURACY: R TERMINAL BOX (ABOVE) CABLE ENTRY ON THE LEFT SIGNAL CONNECTION D-END | - | 0 | 0
1PH8083-1JF20-2BC1 |  | 1PH8083-1JF20-2BC1 | 1 | UN | 1 | 20 | D | D | N | N | 85015220 | 1 |  | 36 | KG | 2854.5 | 2854.5 | MC05 | MC05 | SIMOTICS M Compact induction motor 1500rpm, 3.5 kW 22Nm, 8.9A, 357V 1750rpm, 4.0 kW 22Nm, 8.7A, 416V 2000rpm, 4.6 kW 22Nm, 8.7A, 457V water cooling Degree of protection IP65 Incremental encoder HTL 2048 S/R (encoder HTL2048S/R) With temperature sensor KTY 84-130 DESIGN IM B3 (IM V5, IM V6) SHAFT WITH FITTED KEY HALF-KEY BALANCING BEARING: STANDARD WITH FIXED BEARING, VIBRATION SEVERITY GRADE R/A; SHAFT AND FLANGE ACCURACY: R TERMINAL BOX (ABOVE) CABLE ENTRY ON THE ND-END SIGNAL CONNECTION LEFT | - | 0 | 0
1PH8083-1JF20-2CA1 |  | 1PH8083-1JF20-2CA1 | 1 | UN | 1 | 20 | D | D | N | N | 85015220 | 1 |  | 36 | KG | 2984.52 | 2984.52 | MC05 | MC05 | SIMOTICS M Compact induction motor 1500rpm, 3.5 kW 22Nm, 8.9A, 357V 1750rpm, 4.0 kW 22Nm, 8.7A, 416V 2000rpm, 4.6 kW 22Nm, 8.7A, 457V water cooling Degree of protection IP65 Incremental encoder HTL 2048 S/R (encoder HTL2048S/R) With temperature sensor KTY 84-130 DESIGN IM B3 (IM V5, IM V6) SHAFT WITH FITTED KEY HALF-KEY BALANCING BEARING: STANDARD WITH FIXED BEARING, VIBRATION SEVERITY GRADE S/A, SHAFT AND FLANGE ACCURACY: R TERMINAL BOX (ABOVE) CABLE ENTRY ON THE RIGHT SIGNAL CONNECTION D-END | - | 0 | 0
1PH8083-1JF20-2CB1 |  | 1PH8083-1JF20-2CB1 | 1 | UN | 1 | 20 | D | D | N | N | 85015220 | 1 |  | 36 | KG | 2984.52 | 2984.52 | MC05 | MC05 | SIMOTICS M Compact induction motor 1500rpm, 3.5 kW 22Nm, 8.9A, 357V 1750rpm, 4.0 kW 22Nm, 8.7A, 416V 2000rpm, 4.6 kW 22Nm, 8.7A, 457V water cooling Degree of protection IP65 Incremental encoder HTL 2048 S/R (encoder HTL2048S/R) With temperature sensor KTY 84-130 DESIGN IM B3 (IM V5, IM V6) SHAFT WITH FITTED KEY HALF-KEY BALANCING BEARING: STANDARD WITH FIXED BEARING, VIBRATION SEVERITY GRADE S/A, SHAFT AND FLANGE ACCURACY: R TERMINAL BOX (ABOVE) CABLE ENTRY ON THE LEFT SIGNAL CONNECTION D-END | - | 0 | 0
1PH8083-1JF20-2CC1 |  | 1PH8083-1JF20-2CC1 | 1 | UN | 1 | 20 | D | D | N | N | 85015220 | 1 |  | 36 | KG | 2984.52 | 2984.52 | MC05 | MC05 | SIMOTICS M Compact induction motor 1500rpm, 3.5 kW 22Nm, 8.9A, 357V 1750rpm, 4.0 kW 22Nm, 8.7A, 416V 2000rpm, 4.6 kW 22Nm, 8.7A, 457V water cooling Degree of protection IP65 Incremental encoder HTL 2048 S/R (encoder HTL2048S/R) With temperature sensor KTY 84-130 DESIGN IM B3 (IM V5, IM V6) SHAFT WITH FITTED KEY HALF-KEY BALANCING BEARING: STANDARD WITH FIXED BEARING, VIBRATION SEVERITY GRADE S/A, SHAFT AND FLANGE ACCURACY: R TERMINAL BOX (ABOVE) CABLE ENTRY ON THE ND-END SIGNAL CONNECTION LEFT | - | 0 | 0
1PH8083-1JF22-0BA1 |  | 1PH8083-1JF22-0BA1 | 1 | UN | 1 | 20 | D | D | N | N | 85015220 | 1 |  | 36 | KG | 2955.65 | 2955.65 | MC05 | MC05 | SIMOTICS M Compact induction motor 1500rpm, 3.5 kW 22Nm, 8.9A, 357V 1750rpm, 4.0 kW 22Nm, 8.7A, 416V 2000rpm, 4.6 kW 22Nm, 8.7A, 457V water cooling Degree of protection IP65 Incremental encoder HTL 2048 S/R (encoder HTL2048S/R) With temperature sensor KTY 84-130 DESIGN IM B5 (IMV 1,IM V3) PLAIN SHAFT WITHOUT FITTED KEY; BEARING: STANDARD WITH FIXED BEARING, VIBRATION SEVERITY GRADE R/A; SHAFT AND FLANGE ACCURACY: R TERMINAL BOX (ABOVE) CABLE ENTRY ON THE RIGHT SIGNAL CONNECTION D-END | - | 0 | 0
1PH8083-1JF22-0BB1 |  | 1PH8083-1JF22-0BB1 | 1 | UN | 1 | 20 | D | D | N | N | 85015220 | 1 |  | 36 | KG | 2955.65 | 2955.65 | MC05 | MC05 | SIMOTICS M Compact induction motor 1500rpm, 3.5 kW 22Nm, 8.9A, 357V 1750rpm, 4.0 kW 22Nm, 8.7A, 416V 2000rpm, 4.6 kW 22Nm, 8.7A, 457V water cooling Degree of protection IP65 Incremental encoder HTL 2048 S/R (encoder HTL2048S/R) With temperature sensor KTY 84-130 DESIGN IM B5 (IMV 1,IM V3) PLAIN SHAFT WITHOUT FITTED KEY; BEARING: STANDARD WITH FIXED BEARING, VIBRATION SEVERITY GRADE R/A; SHAFT AND FLANGE ACCURACY: R TERMINAL BOX (ABOVE) CABLE ENTRY ON THE LEFT SIGNAL CONNECTION D-END | - | 0 | 0
1PH8083-1JF22-0BC1 |  | 1PH8083-1JF22-0BC1 | 1 | UN | 1 | 20 | D | D | N | N | 85015220 | 1 |  | 36 | KG | 2955.65 | 2955.65 | MC05 | MC05 | SIMOTICS M Compact induction motor 1500rpm, 3.5 kW 22Nm, 8.9A, 357V 1750rpm, 4.0 kW 22Nm, 8.7A, 416V 2000rpm, 4.6 kW 22Nm, 8.7A, 457V water cooling Degree of protection IP65 Incremental encoder HTL 2048 S/R (encoder HTL2048S/R) With temperature sensor KTY 84-130 DESIGN IM B5 (IMV 1,IM V3) PLAIN SHAFT WITHOUT FITTED KEY; BEARING: STANDARD WITH FIXED BEARING, VIBRATION SEVERITY GRADE R/A; SHAFT AND FLANGE ACCURACY: R TERMINAL BOX (ABOVE) CABLE ENTRY ON THE ND-END SIGNAL CONNECTION LEFT | - | 0 | 0
1PH8083-1JF22-0CA1 |  | 1PH8083-1JF22-0CA1 | 1 | UN | 1 | 20 | D | D | N | N | 85015220 | 1 |  | 36 | KG | 3085.67 | 3085.67 | MC05 | MC05 | SIMOTICS M Compact induction motor 1500rpm, 3.5 kW 22Nm, 8.9A, 357V 1750rpm, 4.0 kW 22Nm, 8.7A, 416V 2000rpm, 4.6 kW 22Nm, 8.7A, 457V water cooling Degree of protection IP65 Incremental encoder HTL 2048 S/R (encoder HTL2048S/R) With temperature sensor KTY 84-130 DESIGN IM B5 (IMV 1,IM V3) PLAIN SHAFT WITHOUT FITTED KEY; BEARING: STANDARD WITH FIXED BEARING, VIBRATION SEVERITY GRADE S/A, SHAFT AND FLANGE ACCURACY: R TERMINAL BOX (ABOVE) CABLE ENTRY ON THE RIGHT SIGNAL CONNECTION D-END | - | 0 | 0
1PH8083-1JF22-0CB1 |  | 1PH8083-1JF22-0CB1 | 1 | UN | 1 | 20 | D | D | N | N | 85015220 | 1 |  | 36 | KG | 3085.67 | 3085.67 | MC05 | MC05 | SIMOTICS M Compact induction motor 1500rpm, 3.5 kW 22Nm, 8.9A, 357V 1750rpm, 4.0 kW 22Nm, 8.7A, 416V 2000rpm, 4.6 kW 22Nm, 8.7A, 457V water cooling Degree of protection IP65 Incremental encoder HTL 2048 S/R (encoder HTL2048S/R) With temperature sensor KTY 84-130 DESIGN IM B5 (IMV 1,IM V3) PLAIN SHAFT WITHOUT FITTED KEY; BEARING: STANDARD WITH FIXED BEARING, VIBRATION SEVERITY GRADE S/A, SHAFT AND FLANGE ACCURACY: R TERMINAL BOX (ABOVE) CABLE ENTRY ON THE LEFT SIGNAL CONNECTION D-END | - | 0 | 0
1PH8083-1JF22-0CC1 |  | 1PH8083-1JF22-0CC1 | 1 | UN | 1 | 20 | D | D | N | N | 85015220 | 1 |  | 36 | KG | 3085.67 | 3085.67 | MC05 | MC05 | SIMOTICS M Compact induction motor 1500rpm, 3.5 kW 22Nm, 8.9A, 357V 1750rpm, 4.0 kW 22Nm, 8.7A, 416V 2000rpm, 4.6 kW 22Nm, 8.7A, 457V water cooling Degree of protection IP65 Incremental encoder HTL 2048 S/R (encoder HTL2048S/R) With temperature sensor KTY 84-130 DESIGN IM B5 (IMV 1,IM V3) PLAIN SHAFT WITHOUT FITTED KEY; BEARING: STANDARD WITH FIXED BEARING, VIBRATION SEVERITY GRADE S/A, SHAFT AND FLANGE ACCURACY: R TERMINAL BOX (ABOVE) CABLE ENTRY ON THE ND-END SIGNAL CONNECTION LEFT | - | 0 | 0
1PH8083-1JF22-2BA1 |  | 1PH8083-1JF22-2BA1 | 1 | UN | 1 | 20 | D | D | N | N | 85015220 | 1 |  | 36 | KG | 2955.65 | 2955.65 | MC05 | MC05 | SIMOTICS M Compact induction motor 1500rpm, 3.5 kW 22Nm, 8.9A, 357V 1750rpm, 4.0 kW 22Nm, 8.7A, 416V 2000rpm, 4.6 kW 22Nm, 8.7A, 457V water cooling Degree of protection IP65 Incremental encoder HTL 2048 S/R (encoder HTL2048S/R) With temperature sensor KTY 84-130 DESIGN IM B5 (IMV 1,IM V3) SHAFT WITH FITTED KEY HALF-KEY BALANCING BEARING: STANDARD WITH FIXED BEARING, VIBRATION SEVERITY GRADE R/A; SHAFT AND FLANGE ACCURACY: R TERMINAL BOX (ABOVE) CABLE ENTRY ON THE RIGHT SIGNAL CONNECTION D-END | - | 0 | 0
1PH8083-1JF22-2BB1 |  | 1PH8083-1JF22-2BB1 | 1 | UN | 1 | 20 | D | D | N | N | 85015220 | 1 |  | 36 | KG | 2955.65 | 2955.65 | MC05 | MC05 | SIMOTICS M Compact induction motor 1500rpm, 3.5 kW 22Nm, 8.9A, 357V 1750rpm, 4.0 kW 22Nm, 8.7A, 416V 2000rpm, 4.6 kW 22Nm, 8.7A, 457V water cooling Degree of protection IP65 Incremental encoder HTL 2048 S/R (encoder HTL2048S/R) With temperature sensor KTY 84-130 DESIGN IM B5 (IMV 1,IM V3) SHAFT WITH FITTED KEY HALF-KEY BALANCING BEARING: STANDARD WITH FIXED BEARING, VIBRATION SEVERITY GRADE R/A; SHAFT AND FLANGE ACCURACY: R TERMINAL BOX (ABOVE) CABLE ENTRY ON THE LEFT SIGNAL CONNECTION D-END | - | 0 | 0
1PH8083-1JF22-2BC1 |  | 1PH8083-1JF22-2BC1 | 1 | UN | 1 | 20 | D | D | N | N | 85015220 | 1 |  | 36 | KG | 2955.65 | 2955.65 | MC05 | MC05 | SIMOTICS M Compact induction motor 1500rpm, 3.5 kW 22Nm, 8.9A, 357V 1750rpm, 4.0 kW 22Nm, 8.7A, 416V 2000rpm, 4.6 kW 22Nm, 8.7A, 457V water cooling Degree of protection IP65 Incremental encoder HTL 2048 S/R (encoder HTL2048S/R) With temperature sensor KTY 84-130 DESIGN IM B5 (IMV 1,IM V3) SHAFT WITH FITTED KEY HALF-KEY BALANCING BEARING: STANDARD WITH FIXED BEARING, VIBRATION SEVERITY GRADE R/A; SHAFT AND FLANGE ACCURACY: R TERMINAL BOX (ABOVE) CABLE ENTRY ON THE ND-END SIGNAL CONNECTION LEFT | - | 0 | 0
1PH8083-1JF22-2CA1 |  | 1PH8083-1JF22-2CA1 | 1 | UN | 1 | 20 | D | D | N | N | 85015220 | 1 |  | 36 | KG | 3085.67 | 3085.67 | MC05 | MC05 | SIMOTICS M Compact induction motor 1500rpm, 3.5 kW 22Nm, 8.9A, 357V 1750rpm, 4.0 kW 22Nm, 8.7A, 416V 2000rpm, 4.6 kW 22Nm, 8.7A, 457V water cooling Degree of protection IP65 Incremental encoder HTL 2048 S/R (encoder HTL2048S/R) With temperature sensor KTY 84-130 DESIGN IM B5 (IMV 1,IM V3) SHAFT WITH FITTED KEY HALF-KEY BALANCING BEARING: STANDARD WITH FIXED BEARING, VIBRATION SEVERITY GRADE S/A, SHAFT AND FLANGE ACCURACY: R TERMINAL BOX (ABOVE) CABLE ENTRY ON THE RIGHT SIGNAL CONNECTION D-END | - | 0 | 0
1PH8083-1JF22-2CB1 |  | 1PH8083-1JF22-2CB1 | 1 | UN | 1 | 20 | D | D | N | N | 85015220 | 1 |  | 36 | KG | 3085.67 | 3085.67 | MC05 | MC05 | SIMOTICS M Compact induction motor 1500rpm, 3.5 kW 22Nm, 8.9A, 357V 1750rpm, 4.0 kW 22Nm, 8.7A, 416V 2000rpm, 4.6 kW 22Nm, 8.7A, 457V water cooling Degree of protection IP65 Incremental encoder HTL 2048 S/R (encoder HTL2048S/R) With temperature sensor KTY 84-130 DESIGN IM B5 (IMV 1,IM V3) SHAFT WITH FITTED KEY HALF-KEY BALANCING BEARING: STANDARD WITH FIXED BEARING, VIBRATION SEVERITY GRADE S/A, SHAFT AND FLANGE ACCURACY: R TERMINAL BOX (ABOVE) CABLE ENTRY ON THE LEFT SIGNAL CONNECTION D-END | - | 0 | 0
1PH8083-1JF22-2CC1 |  | 1PH8083-1JF22-2CC1 | 1 | UN | 1 | 20 | D | D | N | N | 85015220 | 1 |  | 36 | KG | 3085.67 | 3085.67 | MC05 | MC05 | SIMOTICS M Compact induction motor 1500rpm, 3.5 kW 22Nm, 8.9A, 357V 1750rpm, 4.0 kW 22Nm, 8.7A, 416V 2000rpm, 4.6 kW 22Nm, 8.7A, 457V water cooling Degree of protection IP65 Incremental encoder HTL 2048 S/R (encoder HTL2048S/R) With temperature sensor KTY 84-130 DESIGN IM B5 (IMV 1,IM V3) SHAFT WITH FITTED KEY HALF-KEY BALANCING BEARING: STANDARD WITH FIXED BEARING, VIBRATION SEVERITY GRADE S/A, SHAFT AND FLANGE ACCURACY: R TERMINAL BOX (ABOVE) CABLE ENTRY ON THE ND-END SIGNAL CONNECTION LEFT | - | 0 | 0
1PH8083-1MF00-2BC1 |  | 1PH8083-1MF00-2BC1 | 1 | UN | 1 | 20 | D | D | N | N | 85015220 | 1 |  | 32 | KG | 2585.75 | 2585.75 | MC05 | MC05 | SIMOTICS M Compact induction motor 1500rpm, 2.8kW 18Nm, 7.5A, 346V 1750rpm, 3.3kW 18Nm, 7.5A, 398V 2000rpm, 3.7kW 18Nm, 7.6A, 447V forced ventilation; direction of air flow DE--> NDE; Degree of protection IP55 Incremental encoder SIN/COS 1 VPP 2048 S/R with C and D track (encoder IC2048S/R) with temperature sensor KTY 84-130 DESIGN IM B3 (IM V5, IM V6) SHAFT WITH FITTED KEY HALF-KEY BALANCING BEARING: STANDARD WITH FIXED BEARING, VIBRATION SEVERITY GRADE R/A; SHAFT AND FLANGE ACCURACY: R TERMINAL BOX (ABOVE) CABLE ENTRY ON THE ND-END SIGNAL CONNECTION LEFT | - | 0 | 0
1PH8083-1SW02-0NA1 |  | 1PH8083-1SW02-0NA1 | 1 | UN | 1 | 20 | D | D | N | N | 85015220 | 1 |  | 30 | KG | 5677.15 | 5677.15 | MC05 | MC05 | SIMOTICS M Compact induction motor 5200rpm 4.5kW 8, 3Nm 15.2A 306V 5600rpm 4.8kW 8.2Nm 15.2A 330V 8 kHz pulse frequency forced ventilation; direction of air flow DE--> NDE; Degree of protection IP55 Incremental encoder 19-bit Without commutation position (encoder IN19DQ) with DRIVE-CLiQ interface DESIGN IM B5 (IMV 1,IM V3) PLAIN SHAFT WITHOUT FITTED KEY; BEARING: PREMIUM PERFORMANCE VIBRATION SEVERITY GRADE SPECIAL/B SHAFT AND FLANGE ACCURACY GR. SPECIAL TERMINAL BOX (ABOVE) CABLE ENTRY ON THE RIGHT SIGNAL CONNECTION D-END | - | 0 | 0
1PH8087-1AF02-1BA1 |  | 1PH8087-1AF02-1BA1 | 1 | UN | 1 | 20 | D | D | N | N | 85015220 | 1 |  | 39 | KG | 2312.69 | 2312.69 | MC05 | MC05 | SIMOTICS M Compact induction motor 1500rpm, 3.7kW, 24Nm, 10A, 336V 1750rpm, 4.3kW, 23Nm, 10A, 396V 2000rpm, 4.9kW, 23Nm, 10A, 435V forced ventilation; direction of air flow DE--> NDE; Degree of protection IP55 Without encoder With temperature sensor KTY 84-130 DESIGN IM B5 (IMV 1,IM V3) SHAFT WITH FITTED KEY FULL-KEY BALANCING BEARING: STANDARD WITH FIXED BEARING, VIBRATION SEVERITY GRADE R/A; SHAFT AND FLANGE ACCURACY: R TERMINAL BOX (ABOVE) CABLE ENTRY ON THE RIGHT SIGNAL CONNECTION D-END | - | 0 | 0
1PH8087-1AF10-0BA1 |  | 1PH8087-1AF10-0BA1 | 1 | UN | 1 | 20 | D | D | N | N | 85015220 | 1 |  | 39 | KG | 2211.54 | 2211.54 | MC05 | MC05 | SIMOTICS M Compact induction motor 1500rpm, 3.7kW, 24Nm, 10A, 336V 1750rpm, 4.3kW, 23Nm, 10A, 396V 2000rpm, 4.9kW, 23Nm, 10A, 435V forced ventilation; direction of air flow NDE--> DE; Degree of protection IP55 Without encoder With temperature sensor KTY 84-130 DESIGN IM B3 (IM V5, IM V6) PLAIN SHAFT WITHOUT FITTED KEY; BEARING: STANDARD WITH FIXED BEARING, VIBRATION SEVERITY GRADE R/A; SHAFT AND FLANGE ACCURACY: R TERMINAL BOX (ABOVE) CABLE ENTRY ON THE RIGHT SIGNAL CONNECTION D-END | - | 0 | 0
1PH8087-1AF10-0BB1 |  | 1PH8087-1AF10-0BB1 | 1 | UN | 1 | 20 | D | D | N | N | 85015220 | 1 |  | 39 | KG | 2211.54 | 2211.54 | MC05 | MC05 | SIMOTICS M Compact induction motor 1500rpm, 3.7kW, 24Nm, 10A, 336V 1750rpm, 4.3kW, 23Nm, 10A, 396V 2000rpm, 4.9kW, 23Nm, 10A, 435V forced ventilation; direction of air flow NDE--> DE; Degree of protection IP55 Without encoder With temperature sensor KTY 84-130 DESIGN IM B3 (IM V5, IM V6) PLAIN SHAFT WITHOUT FITTED KEY; BEARING: STANDARD WITH FIXED BEARING, VIBRATION SEVERITY GRADE R/A; SHAFT AND FLANGE ACCURACY: R TERMINAL BOX (ABOVE) CABLE ENTRY ON THE LEFT SIGNAL CONNECTION D-END | - | 0 | 0
1PH8087-1AF10-0BC1 |  | 1PH8087-1AF10-0BC1 | 1 | UN | 1 | 20 | D | D | N | N | 85015220 | 1 |  | 39 | KG | 2211.54 | 2211.54 | MC05 | MC05 | SIMOTICS M Compact induction motor 1500rpm, 3.7kW, 24Nm, 10A, 336V 1750rpm, 4.3kW, 23Nm, 10A, 396V 2000rpm, 4.9kW, 23Nm, 10A, 435V forced ventilation; direction of air flow NDE--> DE; Degree of protection IP55 Without encoder With temperature sensor KTY 84-130 DESIGN IM B3 (IM V5, IM V6) PLAIN SHAFT WITHOUT FITTED KEY; BEARING: STANDARD WITH FIXED BEARING, VIBRATION SEVERITY GRADE R/A; SHAFT AND FLANGE ACCURACY: R TERMINAL BOX (ABOVE) CABLE ENTRY ON THE ND-END SIGNAL CONNECTION LEFT | - | 0 | 0
1PH8087-1AF10-0CA1 |  | 1PH8087-1AF10-0CA1 | 1 | UN | 1 | 20 | D | D | N | N | 85015220 | 1 |  | 39 | KG | 2341.56 | 2341.56 | MC05 | MC05 | SIMOTICS M Compact induction motor 1500rpm, 3.7kW, 24Nm, 10A, 336V 1750rpm, 4.3kW, 23Nm, 10A, 396V 2000rpm, 4.9kW, 23Nm, 10A, 435V forced ventilation; direction of air flow NDE--> DE; Degree of protection IP55 Without encoder With temperature sensor KTY 84-130 DESIGN IM B3 (IM V5, IM V6) PLAIN SHAFT WITHOUT FITTED KEY; BEARING: STANDARD WITH FIXED BEARING, VIBRATION SEVERITY GRADE S/A, SHAFT AND FLANGE ACCURACY: R TERMINAL BOX (ABOVE) CABLE ENTRY ON THE RIGHT SIGNAL CONNECTION D-END | - | 0 | 0
1PH8087-1AF10-0CB1 |  | 1PH8087-1AF10-0CB1 | 1 | UN | 1 | 20 | D | D | N | N | 85015220 | 1 |  | 39 | KG | 2341.56 | 2341.56 | MC05 | MC05 | SIMOTICS M Compact induction motor 1500rpm, 3.7kW, 24Nm, 10A, 336V 1750rpm, 4.3kW, 23Nm, 10A, 396V 2000rpm, 4.9kW, 23Nm, 10A, 435V forced ventilation; direction of air flow NDE--> DE; Degree of protection IP55 Without encoder With temperature sensor KTY 84-130 DESIGN IM B3 (IM V5, IM V6) PLAIN SHAFT WITHOUT FITTED KEY; BEARING: STANDARD WITH FIXED BEARING, VIBRATION SEVERITY GRADE S/A, SHAFT AND FLANGE ACCURACY: R TERMINAL BOX (ABOVE) CABLE ENTRY ON THE LEFT SIGNAL CONNECTION D-END | - | 0 | 0
1PH8087-1AF10-0CC1 |  | 1PH8087-1AF10-0CC1 | 1 | UN | 1 | 20 | D | D | N | N | 85015220 | 1 |  | 39 | KG | 2341.56 | 2341.56 | MC05 | MC05 | SIMOTICS M Compact induction motor 1500rpm, 3.7kW, 24Nm, 10A, 336V 1750rpm, 4.3kW, 23Nm, 10A, 396V 2000rpm, 4.9kW, 23Nm, 10A, 435V forced ventilation; direction of air flow NDE--> DE; Degree of protection IP55 Without encoder With temperature sensor KTY 84-130 DESIGN IM B3 (IM V5, IM V6) PLAIN SHAFT WITHOUT FITTED KEY; BEARING: STANDARD WITH FIXED BEARING, VIBRATION SEVERITY GRADE S/A, SHAFT AND FLANGE ACCURACY: R TERMINAL BOX (ABOVE) CABLE ENTRY ON THE ND-END SIGNAL CONNECTION LEFT | - | 0 | 0
1PH8087-1AF10-2BA1 |  | 1PH8087-1AF10-2BA1 | 1 | UN | 1 | 20 | D | D | N | N | 85015220 | 1 |  | 39 | KG | 2211.54 | 2211.54 | MC05 | MC05 | SIMOTICS M Compact induction motor 1500rpm, 3.7kW, 24Nm, 10A, 336V 1750rpm, 4.3kW, 23Nm, 10A, 396V 2000rpm, 4.9kW, 23Nm, 10A, 435V forced ventilation; direction of air flow NDE--> DE; Degree of protection IP55 Without encoder With temperature sensor KTY 84-130 DESIGN IM B3 (IM V5, IM V6) SHAFT WITH FITTED KEY HALF-KEY BALANCING BEARING: STANDARD WITH FIXED BEARING, VIBRATION SEVERITY GRADE R/A; SHAFT AND FLANGE ACCURACY: R TERMINAL BOX (ABOVE) CABLE ENTRY ON THE RIGHT SIGNAL CONNECTION D-END | - | 0 | 0
1PH8087-1AF10-2BB1 |  | 1PH8087-1AF10-2BB1 | 1 | UN | 1 | 20 | D | D | N | N | 85015220 | 1 |  | 39 | KG | 2211.54 | 2211.54 | MC05 | MC05 | SIMOTICS M Compact induction motor 1500rpm, 3.7kW, 24Nm, 10A, 336V 1750rpm, 4.3kW, 23Nm, 10A, 396V 2000rpm, 4.9kW, 23Nm, 10A, 435V forced ventilation; direction of air flow NDE--> DE; Degree of protection IP55 Without encoder With temperature sensor KTY 84-130 DESIGN IM B3 (IM V5, IM V6) SHAFT WITH FITTED KEY HALF-KEY BALANCING BEARING: STANDARD WITH FIXED BEARING, VIBRATION SEVERITY GRADE R/A; SHAFT AND FLANGE ACCURACY: R TERMINAL BOX (ABOVE) CABLE ENTRY ON THE LEFT SIGNAL CONNECTION D-END | - | 0 | 0
1PH8087-1AF10-2BC1 |  | 1PH8087-1AF10-2BC1 | 1 | UN | 1 | 20 | D | D | N | N | 85015220 | 1 |  | 39 | KG | 2211.54 | 2211.54 | MC05 | MC05 | SIMOTICS M Compact induction motor 1500rpm, 3.7kW, 24Nm, 10A, 336V 1750rpm, 4.3kW, 23Nm, 10A, 396V 2000rpm, 4.9kW, 23Nm, 10A, 435V forced ventilation; direction of air flow NDE--> DE; Degree of protection IP55 Without encoder With temperature sensor KTY 84-130 DESIGN IM B3 (IM V5, IM V6) SHAFT WITH FITTED KEY HALF-KEY BALANCING BEARING: STANDARD WITH FIXED BEARING, VIBRATION SEVERITY GRADE R/A; SHAFT AND FLANGE ACCURACY: R TERMINAL BOX (ABOVE) CABLE ENTRY ON THE ND-END SIGNAL CONNECTION LEFT | - | 0 | 0
1PH8087-1AF10-2CA1 |  | 1PH8087-1AF10-2CA1 | 1 | UN | 1 | 20 | D | D | N | N | 85015220 | 1 |  | 39 | KG | 2341.56 | 2341.56 | MC05 | MC05 | SIMOTICS M Compact induction motor 1500rpm, 3.7kW, 24Nm, 10A, 336V 1750rpm, 4.3kW, 23Nm, 10A, 396V 2000rpm, 4.9kW, 23Nm, 10A, 435V forced ventilation; direction of air flow NDE--> DE; Degree of protection IP55 Without encoder With temperature sensor KTY 84-130 DESIGN IM B3 (IM V5, IM V6) SHAFT WITH FITTED KEY HALF-KEY BALANCING BEARING: STANDARD WITH FIXED BEARING, VIBRATION SEVERITY GRADE S/A, SHAFT AND FLANGE ACCURACY: R TERMINAL BOX (ABOVE) CABLE ENTRY ON THE RIGHT SIGNAL CONNECTION D-END | - | 0 | 0
1PH8087-1AF10-2CB1 |  | 1PH8087-1AF10-2CB1 | 1 | UN | 1 | 20 | D | D | N | N | 85015220 | 1 |  | 39 | KG | 2341.56 | 2341.56 | MC05 | MC05 | SIMOTICS M Compact induction motor 1500rpm, 3.7kW, 24Nm, 10A, 336V 1750rpm, 4.3kW, 23Nm, 10A, 396V 2000rpm, 4.9kW, 23Nm, 10A, 435V forced ventilation; direction of air flow NDE--> DE; Degree of protection IP55 Without encoder With temperature sensor KTY 84-130 DESIGN IM B3 (IM V5, IM V6) SHAFT WITH FITTED KEY HALF-KEY BALANCING BEARING: STANDARD WITH FIXED BEARING, VIBRATION SEVERITY GRADE S/A, SHAFT AND FLANGE ACCURACY: R TERMINAL BOX (ABOVE) CABLE ENTRY ON THE LEFT SIGNAL CONNECTION D-END | - | 0 | 0
1PH8087-1AF10-2CC1 |  | 1PH8087-1AF10-2CC1 | 1 | UN | 1 | 20 | D | D | N | N | 85015220 | 1 |  | 39 | KG | 2341.56 | 2341.56 | MC05 | MC05 | SIMOTICS M Compact induction motor 1500rpm, 3.7kW, 24Nm, 10A, 336V 1750rpm, 4.3kW, 23Nm, 10A, 396V 2000rpm, 4.9kW, 23Nm, 10A, 435V forced ventilation; direction of air flow NDE--> DE; Degree of protection IP55 Without encoder With temperature sensor KTY 84-130 DESIGN IM B3 (IM V5, IM V6) SHAFT WITH FITTED KEY HALF-KEY BALANCING BEARING: STANDARD WITH FIXED BEARING, VIBRATION SEVERITY GRADE S/A, SHAFT AND FLANGE ACCURACY: R TERMINAL BOX (ABOVE) CABLE ENTRY ON THE ND-END SIGNAL CONNECTION LEFT | - | 0 | 0
1PH8087-1AF12-0BA1 |  | 1PH8087-1AF12-0BA1 | 1 | UN | 1 | 20 | D | D | N | N | 85015220 | 1 |  | 39 | KG | 2312.69 | 2312.69 | MC05 | MC05 | SIMOTICS M Compact induction motor 1500rpm, 3.7kW, 24Nm, 10A, 336V 1750rpm, 4.3kW, 23Nm, 10A, 396V 2000rpm, 4.9kW, 23Nm, 10A, 435V forced ventilation; direction of air flow NDE--> DE; Degree of protection IP55 Without encoder With temperature sensor KTY 84-130 DESIGN IM B5 (IMV 1,IM V3) PLAIN SHAFT WITHOUT FITTED KEY; BEARING: STANDARD WITH FIXED BEARING, VIBRATION SEVERITY GRADE R/A; SHAFT AND FLANGE ACCURACY: R TERMINAL BOX (ABOVE) CABLE ENTRY ON THE RIGHT SIGNAL CONNECTION D-END | - | 0 | 0
1PH8087-1AF12-0BB1 |  | 1PH8087-1AF12-0BB1 | 1 | UN | 1 | 20 | D | D | N | N | 85015220 | 1 |  | 39 | KG | 2312.69 | 2312.69 | MC05 | MC05 | SIMOTICS M Compact induction motor 1500rpm, 3.7kW, 24Nm, 10A, 336V 1750rpm, 4.3kW, 23Nm, 10A, 396V 2000rpm, 4.9kW, 23Nm, 10A, 435V forced ventilation; direction of air flow NDE--> DE; Degree of protection IP55 Without encoder With temperature sensor KTY 84-130 DESIGN IM B5 (IMV 1,IM V3) PLAIN SHAFT WITHOUT FITTED KEY; BEARING: STANDARD WITH FIXED BEARING, VIBRATION SEVERITY GRADE R/A; SHAFT AND FLANGE ACCURACY: R TERMINAL BOX (ABOVE) CABLE ENTRY ON THE LEFT SIGNAL CONNECTION D-END | - | 0 | 0
1PH8087-1AF12-0BC1 |  | 1PH8087-1AF12-0BC1 | 1 | UN | 1 | 20 | D | D | N | N | 85015220 | 1 |  | 39 | KG | 2312.69 | 2312.69 | MC05 | MC05 | SIMOTICS M Compact induction motor 1500rpm, 3.7kW, 24Nm, 10A, 336V 1750rpm, 4.3kW, 23Nm, 10A, 396V 2000rpm, 4.9kW, 23Nm, 10A, 435V forced ventilation; direction of air flow NDE--> DE; Degree of protection IP55 Without encoder With temperature sensor KTY 84-130 DESIGN IM B5 (IMV 1,IM V3) PLAIN SHAFT WITHOUT FITTED KEY; BEARING: STANDARD WITH FIXED BEARING, VIBRATION SEVERITY GRADE R/A; SHAFT AND FLANGE ACCURACY: R TERMINAL BOX (ABOVE) CABLE ENTRY ON THE ND-END SIGNAL CONNECTION LEFT | - | 0 | 0
1PH8087-1AF12-0CA1 |  | 1PH8087-1AF12-0CA1 | 1 | UN | 1 | 20 | D | D | N | N | 85015220 | 1 |  | 39 | KG | 2442.71 | 2442.71 | MC05 | MC05 | SIMOTICS M Compact induction motor 1500rpm, 3.7kW, 24Nm, 10A, 336V 1750rpm, 4.3kW, 23Nm, 10A, 396V 2000rpm, 4.9kW, 23Nm, 10A, 435V forced ventilation; direction of air flow NDE--> DE; Degree of protection IP55 Without encoder With temperature sensor KTY 84-130 DESIGN IM B5 (IMV 1,IM V3) PLAIN SHAFT WITHOUT FITTED KEY; BEARING: STANDARD WITH FIXED BEARING, VIBRATION SEVERITY GRADE S/A, SHAFT AND FLANGE ACCURACY: R TERMINAL BOX (ABOVE) CABLE ENTRY ON THE RIGHT SIGNAL CONNECTION D-END | - | 0 | 0
1PH8087-1AF12-0CB1 |  | 1PH8087-1AF12-0CB1 | 1 | UN | 1 | 20 | D | D | N | N | 85015220 | 1 |  | 39 | KG | 2442.71 | 2442.71 | MC05 | MC05 | SIMOTICS M Compact induction motor 1500rpm, 3.7kW, 24Nm, 10A, 336V 1750rpm, 4.3kW, 23Nm, 10A, 396V 2000rpm, 4.9kW, 23Nm, 10A, 435V forced ventilation; direction of air flow NDE--> DE; Degree of protection IP55 Without encoder With temperature sensor KTY 84-130 DESIGN IM B5 (IMV 1,IM V3) PLAIN SHAFT WITHOUT FITTED KEY; BEARING: STANDARD WITH FIXED BEARING, VIBRATION SEVERITY GRADE S/A, SHAFT AND FLANGE ACCURACY: R TERMINAL BOX (ABOVE) CABLE ENTRY ON THE LEFT SIGNAL CONNECTION D-END | - | 0 | 0
1PH8087-1AF12-0CC1 |  | 1PH8087-1AF12-0CC1 | 1 | UN | 1 | 20 | D | D | N | N | 85015220 | 1 |  | 39 | KG | 2442.71 | 2442.71 | MC05 | MC05 | SIMOTICS M Compact induction motor 1500rpm, 3.7kW, 24Nm, 10A, 336V 1750rpm, 4.3kW, 23Nm, 10A, 396V 2000rpm, 4.9kW, 23Nm, 10A, 435V forced ventilation; direction of air flow NDE--> DE; Degree of protection IP55 Without encoder With temperature sensor KTY 84-130 DESIGN IM B5 (IMV 1,IM V3) PLAIN SHAFT WITHOUT FITTED KEY; BEARING: STANDARD WITH FIXED BEARING, VIBRATION SEVERITY GRADE S/A, SHAFT AND FLANGE ACCURACY: R TERMINAL BOX (ABOVE) CABLE ENTRY ON THE ND-END SIGNAL CONNECTION LEFT | - | 0 | 0
1PH8087-1AF12-2BA1 |  | 1PH8087-1AF12-2BA1 | 1 | UN | 1 | 20 | D | D | N | N | 85015220 | 1 |  | 39 | KG | 2312.69 | 2312.69 | MC05 | MC05 | SIMOTICS M Compact induction motor 1500rpm, 3.7kW, 24Nm, 10A, 336V 1750rpm, 4.3kW, 23Nm, 10A, 396V 2000rpm, 4.9kW, 23Nm, 10A, 435V forced ventilation; direction of air flow NDE--> DE; Degree of protection IP55 Without encoder With temperature sensor KTY 84-130 DESIGN IM B5 (IMV 1,IM V3) SHAFT WITH FITTED KEY HALF-KEY BALANCING BEARING: STANDARD WITH FIXED BEARING, VIBRATION SEVERITY GRADE R/A; SHAFT AND FLANGE ACCURACY: R TERMINAL BOX (ABOVE) CABLE ENTRY ON THE RIGHT SIGNAL CONNECTION D-END | - | 0 | 0
1PH8087-1AF12-2BB1 |  | 1PH8087-1AF12-2BB1 | 1 | UN | 1 | 20 | D | D | N | N | 85015220 | 1 |  | 39 | KG | 2312.69 | 2312.69 | MC05 | MC05 | SIMOTICS M Compact induction motor 1500rpm, 3.7kW, 24Nm, 10A, 336V 1750rpm, 4.3kW, 23Nm, 10A, 396V 2000rpm, 4.9kW, 23Nm, 10A, 435V forced ventilation; direction of air flow NDE--> DE; Degree of protection IP55 Without encoder With temperature sensor KTY 84-130 DESIGN IM B5 (IMV 1,IM V3) SHAFT WITH FITTED KEY HALF-KEY BALANCING BEARING: STANDARD WITH FIXED BEARING, VIBRATION SEVERITY GRADE R/A; SHAFT AND FLANGE ACCURACY: R TERMINAL BOX (ABOVE) CABLE ENTRY ON THE LEFT SIGNAL CONNECTION D-END | - | 0 | 0
1PH8087-1AF12-2BC1 |  | 1PH8087-1AF12-2BC1 | 1 | UN | 1 | 20 | D | D | N | N | 85015220 | 1 |  | 39 | KG | 2312.69 | 2312.69 | MC05 | MC05 | SIMOTICS M Compact induction motor 1500rpm, 3.7kW, 24Nm, 10A, 336V 1750rpm, 4.3kW, 23Nm, 10A, 396V 2000rpm, 4.9kW, 23Nm, 10A, 435V forced ventilation; direction of air flow NDE--> DE; Degree of protection IP55 Without encoder With temperature sensor KTY 84-130 DESIGN IM B5 (IMV 1,IM V3) SHAFT WITH FITTED KEY HALF-KEY BALANCING BEARING: STANDARD WITH FIXED BEARING, VIBRATION SEVERITY GRADE R/A; SHAFT AND FLANGE ACCURACY: R TERMINAL BOX (ABOVE) CABLE ENTRY ON THE ND-END SIGNAL CONNECTION LEFT | - | 0 | 0
1PH8087-1AF12-2CA1 |  | 1PH8087-1AF12-2CA1 | 1 | UN | 1 | 20 | D | D | N | N | 85015220 | 1 |  | 39 | KG | 2442.71 | 2442.71 | MC05 | MC05 | SIMOTICS M Compact induction motor 1500rpm, 3.7kW, 24Nm, 10A, 336V 1750rpm, 4.3kW, 23Nm, 10A, 396V 2000rpm, 4.9kW, 23Nm, 10A, 435V forced ventilation; direction of air flow NDE--> DE; Degree of protection IP55 Without encoder With temperature sensor KTY 84-130 DESIGN IM B5 (IMV 1,IM V3) SHAFT WITH FITTED KEY HALF-KEY BALANCING BEARING: STANDARD WITH FIXED BEARING, VIBRATION SEVERITY GRADE S/A, SHAFT AND FLANGE ACCURACY: R TERMINAL BOX (ABOVE) CABLE ENTRY ON THE RIGHT SIGNAL CONNECTION D-END | - | 0 | 0
1PH8087-1AF12-2CB1 |  | 1PH8087-1AF12-2CB1 | 1 | UN | 1 | 20 | D | D | N | N | 85015220 | 1 |  | 39 | KG | 2442.71 | 2442.71 | MC05 | MC05 | SIMOTICS M Compact induction motor 1500rpm, 3.7kW, 24Nm, 10A, 336V 1750rpm, 4.3kW, 23Nm, 10A, 396V 2000rpm, 4.9kW, 23Nm, 10A, 435V forced ventilation; direction of air flow NDE--> DE; Degree of protection IP55 Without encoder With temperature sensor KTY 84-130 DESIGN IM B5 (IMV 1,IM V3) SHAFT WITH FITTED KEY HALF-KEY BALANCING BEARING: STANDARD WITH FIXED BEARING, VIBRATION SEVERITY GRADE S/A, SHAFT AND FLANGE ACCURACY: R TERMINAL BOX (ABOVE) CABLE ENTRY ON THE LEFT SIGNAL CONNECTION D-END | - | 0 | 0
1PH8087-1AF12-2CC1 |  | 1PH8087-1AF12-2CC1 | 1 | UN | 1 | 20 | D | D | N | N | 85015220 | 1 |  | 39 | KG | 2442.71 | 2442.71 | MC05 | MC05 | SIMOTICS M Compact induction motor 1500rpm, 3.7kW, 24Nm, 10A, 336V 1750rpm, 4.3kW, 23Nm, 10A, 396V 2000rpm, 4.9kW, 23Nm, 10A, 435V forced ventilation; direction of air flow NDE--> DE; Degree of protection IP55 Without encoder With temperature sensor KTY 84-130 DESIGN IM B5 (IMV 1,IM V3) SHAFT WITH FITTED KEY HALF-KEY BALANCING BEARING: STANDARD WITH FIXED BEARING, VIBRATION SEVERITY GRADE S/A, SHAFT AND FLANGE ACCURACY: R TERMINAL BOX (ABOVE) CABLE ENTRY ON THE ND-END SIGNAL CONNECTION LEFT | - | 0 | 0
1PH8087-1AF20-0BA1 |  | 1PH8087-1AF20-0BA1 | 1 | UN | 1 | 20 | D | D | N | N | 85015220 | 1 |  | 44 | KG | 2418.63 | 2418.63 | MC05 | MC05 | SIMOTICS M Compact induction motor 1500rpm, 4.6 kW 29Nm, 13.7A, 316V 1750rpm, 5.4kW 29Nm, 13.7A, 358V 2000rpm, 6.1kW 29Nm, 13.7A, 402V water cooling Degree of protection IP65 Without encoder With temperature sensor KTY 84-130 DESIGN IM B3 (IM V5, IM V6) PLAIN SHAFT WITHOUT FITTED KEY; BEARING: STANDARD WITH FIXED BEARING, VIBRATION SEVERITY GRADE R/A; SHAFT AND FLANGE ACCURACY: R TERMINAL BOX (ABOVE) CABLE ENTRY ON THE RIGHT SIGNAL CONNECTION D-END | - | 0 | 0
1PH8087-1AF20-0BB1 |  | 1PH8087-1AF20-0BB1 | 1 | UN | 1 | 20 | D | D | N | N | 85015220 | 1 |  | 44 | KG | 2418.63 | 2418.63 | MC05 | MC05 | SIMOTICS M Compact induction motor 1500rpm, 4.6 kW 29Nm, 13.7A, 316V 1750rpm, 5.4kW 29Nm, 13.7A, 358V 2000rpm, 6.1kW 29Nm, 13.7A, 402V water cooling Degree of protection IP65 Without encoder With temperature sensor KTY 84-130 DESIGN IM B3 (IM V5, IM V6) PLAIN SHAFT WITHOUT FITTED KEY; BEARING: STANDARD WITH FIXED BEARING, VIBRATION SEVERITY GRADE R/A; SHAFT AND FLANGE ACCURACY: R TERMINAL BOX (ABOVE) CABLE ENTRY ON THE LEFT SIGNAL CONNECTION D-END | - | 0 | 0
1PH8087-1AF20-0BC1 |  | 1PH8087-1AF20-0BC1 | 1 | UN | 1 | 20 | D | D | N | N | 85015220 | 1 |  | 44 | KG | 2418.63 | 2418.63 | MC05 | MC05 | SIMOTICS M Compact induction motor 1500rpm, 4.6 kW 29Nm, 13.7A, 316V 1750rpm, 5.4kW 29Nm, 13.7A, 358V 2000rpm, 6.1kW 29Nm, 13.7A, 402V water cooling Degree of protection IP65 Without encoder With temperature sensor KTY 84-130 DESIGN IM B3 (IM V5, IM V6) PLAIN SHAFT WITHOUT FITTED KEY; BEARING: STANDARD WITH FIXED BEARING, VIBRATION SEVERITY GRADE R/A; SHAFT AND FLANGE ACCURACY: R TERMINAL BOX (ABOVE) CABLE ENTRY ON THE ND-END SIGNAL CONNECTION LEFT | - | 0 | 0
1PH8087-1AF20-0CA1 |  | 1PH8087-1AF20-0CA1 | 1 | UN | 1 | 20 | D | D | N | N | 85015220 | 1 |  | 44 | KG | 2548.65 | 2548.65 | MC05 | MC05 | SIMOTICS M Compact induction motor 1500rpm, 4.6 kW 29Nm, 13.7A, 316V 1750rpm, 5.4kW 29Nm, 13.7A, 358V 2000rpm, 6.1kW 29Nm, 13.7A, 402V water cooling Degree of protection IP65 Without encoder With temperature sensor KTY 84-130 DESIGN IM B3 (IM V5, IM V6) PLAIN SHAFT WITHOUT FITTED KEY; BEARING: STANDARD WITH FIXED BEARING, VIBRATION SEVERITY GRADE S/A, SHAFT AND FLANGE ACCURACY: R TERMINAL BOX (ABOVE) CABLE ENTRY ON THE RIGHT SIGNAL CONNECTION D-END | - | 0 | 0
1PH8087-1AF20-0CB1 |  | 1PH8087-1AF20-0CB1 | 1 | UN | 1 | 20 | D | D | N | N | 85015220 | 1 |  | 44 | KG | 2548.65 | 2548.65 | MC05 | MC05 | SIMOTICS M Compact induction motor 1500rpm, 4.6 kW 29Nm, 13.7A, 316V 1750rpm, 5.4kW 29Nm, 13.7A, 358V 2000rpm, 6.1kW 29Nm, 13.7A, 402V water cooling Degree of protection IP65 Without encoder With temperature sensor KTY 84-130 DESIGN IM B3 (IM V5, IM V6) PLAIN SHAFT WITHOUT FITTED KEY; BEARING: STANDARD WITH FIXED BEARING, VIBRATION SEVERITY GRADE S/A, SHAFT AND FLANGE ACCURACY: R TERMINAL BOX (ABOVE) CABLE ENTRY ON THE LEFT SIGNAL CONNECTION D-END | - | 0 | 0
1PH8087-1AF20-0CC1 |  | 1PH8087-1AF20-0CC1 | 1 | UN | 1 | 20 | D | D | N | N | 85015220 | 1 |  | 44 | KG | 2548.65 | 2548.65 | MC05 | MC05 | SIMOTICS M Compact induction motor 1500rpm, 4.6 kW 29Nm, 13.7A, 316V 1750rpm, 5.4kW 29Nm, 13.7A, 358V 2000rpm, 6.1kW 29Nm, 13.7A, 402V water cooling Degree of protection IP65 Without encoder With temperature sensor KTY 84-130 DESIGN IM B3 (IM V5, IM V6) PLAIN SHAFT WITHOUT FITTED KEY; BEARING: STANDARD WITH FIXED BEARING, VIBRATION SEVERITY GRADE S/A, SHAFT AND FLANGE ACCURACY: R TERMINAL BOX (ABOVE) CABLE ENTRY ON THE ND-END SIGNAL CONNECTION LEFT | - | 0 | 0
1PH8087-1AF20-2BA1 |  | 1PH8087-1AF20-2BA1 | 1 | UN | 1 | 20 | D | D | N | N | 85015220 | 1 |  | 44 | KG | 2418.63 | 2418.63 | MC05 | MC05 | SIMOTICS M Compact induction motor 1500rpm, 4.6 kW 29Nm, 13.7A, 316V 1750rpm, 5.4kW 29Nm, 13.7A, 358V 2000rpm, 6.1kW 29Nm, 13.7A, 402V water cooling Degree of protection IP65 Without encoder With temperature sensor KTY 84-130 DESIGN IM B3 (IM V5, IM V6) SHAFT WITH FITTED KEY HALF-KEY BALANCING BEARING: STANDARD WITH FIXED BEARING, VIBRATION SEVERITY GRADE R/A; SHAFT AND FLANGE ACCURACY: R TERMINAL BOX (ABOVE) CABLE ENTRY ON THE RIGHT SIGNAL CONNECTION D-END | - | 0 | 0
1PH8087-1AF20-2BB1 |  | 1PH8087-1AF20-2BB1 | 1 | UN | 1 | 20 | D | D | N | N | 85015220 | 1 |  | 44 | KG | 2418.63 | 2418.63 | MC05 | MC05 | SIMOTICS M Compact induction motor 1500rpm, 4.6 kW 29Nm, 13.7A, 316V 1750rpm, 5.4kW 29Nm, 13.7A, 358V 2000rpm, 6.1kW 29Nm, 13.7A, 402V water cooling Degree of protection IP65 Without encoder With temperature sensor KTY 84-130 DESIGN IM B3 (IM V5, IM V6) SHAFT WITH FITTED KEY HALF-KEY BALANCING BEARING: STANDARD WITH FIXED BEARING, VIBRATION SEVERITY GRADE R/A; SHAFT AND FLANGE ACCURACY: R TERMINAL BOX (ABOVE) CABLE ENTRY ON THE LEFT SIGNAL CONNECTION D-END | - | 0 | 0
1PH8087-1AF20-2BC1 |  | 1PH8087-1AF20-2BC1 | 1 | UN | 1 | 20 | D | D | N | N | 85015220 | 1 |  | 44 | KG | 2418.63 | 2418.63 | MC05 | MC05 | SIMOTICS M Compact induction motor 1500rpm, 4.6 kW 29Nm, 13.7A, 316V 1750rpm, 5.4kW 29Nm, 13.7A, 358V 2000rpm, 6.1kW 29Nm, 13.7A, 402V water cooling Degree of protection IP65 Without encoder With temperature sensor KTY 84-130 DESIGN IM B3 (IM V5, IM V6) SHAFT WITH FITTED KEY HALF-KEY BALANCING BEARING: STANDARD WITH FIXED BEARING, VIBRATION SEVERITY GRADE R/A; SHAFT AND FLANGE ACCURACY: R TERMINAL BOX (ABOVE) CABLE ENTRY ON THE ND-END SIGNAL CONNECTION LEFT | - | 0 | 0
1PH8087-1AF20-2CA1 |  | 1PH8087-1AF20-2CA1 | 1 | UN | 1 | 20 | D | D | N | N | 85015220 | 1 |  | 44 | KG | 2548.65 | 2548.65 | MC05 | MC05 | SIMOTICS M Compact induction motor 1500rpm, 4.6 kW 29Nm, 13.7A, 316V 1750rpm, 5.4kW 29Nm, 13.7A, 358V 2000rpm, 6.1kW 29Nm, 13.7A, 402V water cooling Degree of protection IP65 Without encoder With temperature sensor KTY 84-130 DESIGN IM B3 (IM V5, IM V6) SHAFT WITH FITTED KEY HALF-KEY BALANCING BEARING: STANDARD WITH FIXED BEARING, VIBRATION SEVERITY GRADE S/A, SHAFT AND FLANGE ACCURACY: R TERMINAL BOX (ABOVE) CABLE ENTRY ON THE RIGHT SIGNAL CONNECTION D-END | - | 0 | 0
1PH8087-1AF20-2CB1 |  | 1PH8087-1AF20-2CB1 | 1 | UN | 1 | 20 | D | D | N | N | 85015220 | 1 |  | 44 | KG | 2548.65 | 2548.65 | MC05 | MC05 | SIMOTICS M Compact induction motor 1500rpm, 4.6 kW 29Nm, 13.7A, 316V 1750rpm, 5.4kW 29Nm, 13.7A, 358V 2000rpm, 6.1kW 29Nm, 13.7A, 402V water cooling Degree of protection IP65 Without encoder With temperature sensor KTY 84-130 DESIGN IM B3 (IM V5, IM V6) SHAFT WITH FITTED KEY HALF-KEY BALANCING BEARING: STANDARD WITH FIXED BEARING, VIBRATION SEVERITY GRADE S/A, SHAFT AND FLANGE ACCURACY: R TERMINAL BOX (ABOVE) CABLE ENTRY ON THE LEFT SIGNAL CONNECTION D-END | - | 0 | 0
1PH8087-1AF20-2CC1 |  | 1PH8087-1AF20-2CC1 | 1 | UN | 1 | 20 | D | D | N | N | 85015220 | 1 |  | 44 | KG | 2548.65 | 2548.65 | MC05 | MC05 | SIMOTICS M Compact induction motor 1500rpm, 4.6 kW 29Nm, 13.7A, 316V 1750rpm, 5.4kW 29Nm, 13.7A, 358V 2000rpm, 6.1kW 29Nm, 13.7A, 402V water cooling Degree of protection IP65 Without encoder With temperature sensor KTY 84-130 DESIGN IM B3 (IM V5, IM V6) SHAFT WITH FITTED KEY HALF-KEY BALANCING BEARING: STANDARD WITH FIXED BEARING, VIBRATION SEVERITY GRADE S/A, SHAFT AND FLANGE ACCURACY: R TERMINAL BOX (ABOVE) CABLE ENTRY ON THE ND-END SIGNAL CONNECTION LEFT | - | 0 | 0
1PH8087-1AF22-0BA1 |  | 1PH8087-1AF22-0BA1 | 1 | UN | 1 | 20 | D | D | N | N | 85015220 | 1 |  | 44 | KG | 2519.78 | 2519.78 | MC05 | MC05 | SIMOTICS M Compact induction motor 1500rpm, 4.6 kW 29Nm, 13.7A, 316V 1750rpm, 5.4kW 29Nm, 13.7A, 358V 2000rpm, 6.1kW 29Nm, 13.7A, 402V water cooling Degree of protection IP65 Without encoder With temperature sensor KTY 84-130 DESIGN IM B5 (IMV 1,IM V3) PLAIN SHAFT WITHOUT FITTED KEY; BEARING: STANDARD WITH FIXED BEARING, VIBRATION SEVERITY GRADE R/A; SHAFT AND FLANGE ACCURACY: R TERMINAL BOX (ABOVE) CABLE ENTRY ON THE RIGHT SIGNAL CONNECTION D-END | - | 0 | 0
1PH8087-1AF22-0BB1 |  | 1PH8087-1AF22-0BB1 | 1 | UN | 1 | 20 | D | D | N | N | 85015220 | 1 |  | 44 | KG | 2519.78 | 2519.78 | MC05 | MC05 | SIMOTICS M Compact induction motor 1500rpm, 4.6 kW 29Nm, 13.7A, 316V 1750rpm, 5.4kW 29Nm, 13.7A, 358V 2000rpm, 6.1kW 29Nm, 13.7A, 402V water cooling Degree of protection IP65 Without encoder With temperature sensor KTY 84-130 DESIGN IM B5 (IMV 1,IM V3) PLAIN SHAFT WITHOUT FITTED KEY; BEARING: STANDARD WITH FIXED BEARING, VIBRATION SEVERITY GRADE R/A; SHAFT AND FLANGE ACCURACY: R TERMINAL BOX (ABOVE) CABLE ENTRY ON THE LEFT SIGNAL CONNECTION D-END | - | 0 | 0
1PH8087-1AF22-0BC1 |  | 1PH8087-1AF22-0BC1 | 1 | UN | 1 | 20 | D | D | N | N | 85015220 | 1 |  | 44 | KG | 2519.78 | 2519.78 | MC05 | MC05 | SIMOTICS M Compact induction motor 1500rpm, 4.6 kW 29Nm, 13.7A, 316V 1750rpm, 5.4kW 29Nm, 13.7A, 358V 2000rpm, 6.1kW 29Nm, 13.7A, 402V water cooling Degree of protection IP65 Without encoder With temperature sensor KTY 84-130 DESIGN IM B5 (IMV 1,IM V3) PLAIN SHAFT WITHOUT FITTED KEY; BEARING: STANDARD WITH FIXED BEARING, VIBRATION SEVERITY GRADE R/A; SHAFT AND FLANGE ACCURACY: R TERMINAL BOX (ABOVE) CABLE ENTRY ON THE ND-END SIGNAL CONNECTION LEFT | - | 0 | 0
1PH8087-1AF22-0CA1 |  | 1PH8087-1AF22-0CA1 | 1 | UN | 1 | 20 | D | D | N | N | 85015220 | 1 |  | 44 | KG | 2649.8 | 2649.8 | MC05 | MC05 | SIMOTICS M Compact induction motor 1500rpm, 4.6 kW 29Nm, 13.7A, 316V 1750rpm, 5.4kW 29Nm, 13.7A, 358V 2000rpm, 6.1kW 29Nm, 13.7A, 402V water cooling Degree of protection IP65 Without encoder With temperature sensor KTY 84-130 DESIGN IM B5 (IMV 1,IM V3) PLAIN SHAFT WITHOUT FITTED KEY; BEARING: STANDARD WITH FIXED BEARING, VIBRATION SEVERITY GRADE S/A, SHAFT AND FLANGE ACCURACY: R TERMINAL BOX (ABOVE) CABLE ENTRY ON THE RIGHT SIGNAL CONNECTION D-END | - | 0 | 0
1PH8087-1AF22-0CB1 |  | 1PH8087-1AF22-0CB1 | 1 | UN | 1 | 20 | D | D | N | N | 85015220 | 1 |  | 44 | KG | 2649.8 | 2649.8 | MC05 | MC05 | SIMOTICS M Compact induction motor 1500rpm, 4.6 kW 29Nm, 13.7A, 316V 1750rpm, 5.4kW 29Nm, 13.7A, 358V 2000rpm, 6.1kW 29Nm, 13.7A, 402V water cooling Degree of protection IP65 Without encoder With temperature sensor KTY 84-130 DESIGN IM B5 (IMV 1,IM V3) PLAIN SHAFT WITHOUT FITTED KEY; BEARING: STANDARD WITH FIXED BEARING, VIBRATION SEVERITY GRADE S/A, SHAFT AND FLANGE ACCURACY: R TERMINAL BOX (ABOVE) CABLE ENTRY ON THE LEFT SIGNAL CONNECTION D-END | - | 0 | 0
1PH8087-1AF22-0CC1 |  | 1PH8087-1AF22-0CC1 | 1 | UN | 1 | 20 | D | D | N | N | 85015220 | 1 |  | 44 | KG | 2649.8 | 2649.8 | MC05 | MC05 | SIMOTICS M Compact induction motor 1500rpm, 4.6 kW 29Nm, 13.7A, 316V 1750rpm, 5.4kW 29Nm, 13.7A, 358V 2000rpm, 6.1kW 29Nm, 13.7A, 402V water cooling Degree of protection IP65 Without encoder With temperature sensor KTY 84-130 DESIGN IM B5 (IMV 1,IM V3) PLAIN SHAFT WITHOUT FITTED KEY; BEARING: STANDARD WITH FIXED BEARING, VIBRATION SEVERITY GRADE S/A, SHAFT AND FLANGE ACCURACY: R TERMINAL BOX (ABOVE) CABLE ENTRY ON THE ND-END SIGNAL CONNECTION LEFT | - | 0 | 0
1PH8087-1AF22-2BA1 |  | 1PH8087-1AF22-2BA1 | 1 | UN | 1 | 20 | D | D | N | N | 85015220 | 1 |  | 44 | KG | 2519.78 | 2519.78 | MC05 | MC05 | SIMOTICS M Compact induction motor 1500rpm, 4.6 kW 29Nm, 13.7A, 316V 1750rpm, 5.4kW 29Nm, 13.7A, 358V 2000rpm, 6.1kW 29Nm, 13.7A, 402V water cooling Degree of protection IP65 Without encoder With temperature sensor KTY 84-130 DESIGN IM B5 (IMV 1,IM V3) SHAFT WITH FITTED KEY HALF-KEY BALANCING BEARING: STANDARD WITH FIXED BEARING, VIBRATION SEVERITY GRADE R/A; SHAFT AND FLANGE ACCURACY: R TERMINAL BOX (ABOVE) CABLE ENTRY ON THE RIGHT SIGNAL CONNECTION D-END | - | 0 | 0
1PH8087-1AF22-2BB1 |  | 1PH8087-1AF22-2BB1 | 1 | UN | 1 | 20 | D | D | N | N | 85015220 | 1 |  | 44 | KG | 2519.78 | 2519.78 | MC05 | MC05 | SIMOTICS M Compact induction motor 1500rpm, 4.6 kW 29Nm, 13.7A, 316V 1750rpm, 5.4kW 29Nm, 13.7A, 358V 2000rpm, 6.1kW 29Nm, 13.7A, 402V water cooling Degree of protection IP65 Without encoder With temperature sensor KTY 84-130 DESIGN IM B5 (IMV 1,IM V3) SHAFT WITH FITTED KEY HALF-KEY BALANCING BEARING: STANDARD WITH FIXED BEARING, VIBRATION SEVERITY GRADE R/A; SHAFT AND FLANGE ACCURACY: R TERMINAL BOX (ABOVE) CABLE ENTRY ON THE LEFT SIGNAL CONNECTION D-END | - | 0 | 0
1PH8087-1AF22-2BC1 |  | 1PH8087-1AF22-2BC1 | 1 | UN | 1 | 20 | D | D | N | N | 85015220 | 1 |  | 44 | KG | 2519.78 | 2519.78 | MC05 | MC05 | SIMOTICS M Compact induction motor 1500rpm, 4.6 kW 29Nm, 13.7A, 316V 1750rpm, 5.4kW 29Nm, 13.7A, 358V 2000rpm, 6.1kW 29Nm, 13.7A, 402V water cooling Degree of protection IP65 Without encoder With temperature sensor KTY 84-130 DESIGN IM B5 (IMV 1,IM V3) SHAFT WITH FITTED KEY HALF-KEY BALANCING BEARING: STANDARD WITH FIXED BEARING, VIBRATION SEVERITY GRADE R/A; SHAFT AND FLANGE ACCURACY: R TERMINAL BOX (ABOVE) CABLE ENTRY ON THE ND-END SIGNAL CONNECTION LEFT | - | 0 | 0
1PH8087-1AF22-2CA1 |  | 1PH8087-1AF22-2CA1 | 1 | UN | 1 | 20 | D | D | N | N | 85015220 | 1 |  | 44 | KG | 2649.8 | 2649.8 | MC05 | MC05 | SIMOTICS M Compact induction motor 1500rpm, 4.6 kW 29Nm, 13.7A, 316V 1750rpm, 5.4kW 29Nm, 13.7A, 358V 2000rpm, 6.1kW 29Nm, 13.7A, 402V water cooling Degree of protection IP65 Without encoder With temperature sensor KTY 84-130 DESIGN IM B5 (IMV 1,IM V3) SHAFT WITH FITTED KEY HALF-KEY BALANCING BEARING: STANDARD WITH FIXED BEARING, VIBRATION SEVERITY GRADE S/A, SHAFT AND FLANGE ACCURACY: R TERMINAL BOX (ABOVE) CABLE ENTRY ON THE RIGHT SIGNAL CONNECTION D-END | - | 0 | 0
1PH8087-1AF22-2CB1 |  | 1PH8087-1AF22-2CB1 | 1 | UN | 1 | 20 | D | D | N | N | 85015220 | 1 |  | 44 | KG | 2649.8 | 2649.8 | MC05 | MC05 | SIMOTICS M Compact induction motor 1500rpm, 4.6 kW 29Nm, 13.7A, 316V 1750rpm, 5.4kW 29Nm, 13.7A, 358V 2000rpm, 6.1kW 29Nm, 13.7A, 402V water cooling Degree of protection IP65 Without encoder With temperature sensor KTY 84-130 DESIGN IM B5 (IMV 1,IM V3) SHAFT WITH FITTED KEY HALF-KEY BALANCING BEARING: STANDARD WITH FIXED BEARING, VIBRATION SEVERITY GRADE S/A, SHAFT AND FLANGE ACCURACY: R TERMINAL BOX (ABOVE) CABLE ENTRY ON THE LEFT SIGNAL CONNECTION D-END | - | 0 | 0
1PH8087-1AF22-2CC1 |  | 1PH8087-1AF22-2CC1 | 1 | UN | 1 | 20 | D | D | N | N | 85015220 | 1 |  | 44 | KG | 2649.8 | 2649.8 | MC05 | MC05 | SIMOTICS M Compact induction motor 1500rpm, 4.6 kW 29Nm, 13.7A, 316V 1750rpm, 5.4kW 29Nm, 13.7A, 358V 2000rpm, 6.1kW 29Nm, 13.7A, 402V water cooling Degree of protection IP65 Without encoder With temperature sensor KTY 84-130 DESIGN IM B5 (IMV 1,IM V3) SHAFT WITH FITTED KEY HALF-KEY BALANCING BEARING: STANDARD WITH FIXED BEARING, VIBRATION SEVERITY GRADE S/A, SHAFT AND FLANGE ACCURACY: R TERMINAL BOX (ABOVE) CABLE ENTRY ON THE ND-END SIGNAL CONNECTION LEFT | - | 0 | 0
1PH8087-1AG00-0BA2 |  | 1PH8087-1AG00-0BA2 | 1 | UN | 1 | 20 | D | D | N | N | 85015220 | 1 |  | 39 | KG | 2208.99 | 2208.99 | MC05 | MC05 | SIMOTICS M Compact asynchronous motor 2000 rpm, 4.9 kW, 23 Nm, 14.1 A, 320 V 2300 rpm, 5.4 kW, 22 Nm, 13.7 A, 353 V 2650 rpm, 6.0 kW, 22 Nm, 13.6 A, 390 V Forced ventilation; Direction of air flow DE --> NDE; Degree of protection IP55 Without encoder With temperature sensor Pt1000 DESIGN IM B3 (IM V5, IM V6) PLAIN SHAFT WITHOUT FITTED KEY; BEARING: STANDARD WITH FIXED BEARING, VIBRATION SEVERITY GRADE R/A; SHAFT AND FLANGE ACCURACY: R TERMINAL BOX (ABOVE) CABLE ENTRY ON THE RIGHT SIGNAL CONNECTION D-END | - | 0 | 0
1PH8087-1AG02-1BC1 |  | 1PH8087-1AG02-1BC1 | 1 | UN | 1 | 20 | D | D | N | N | 85015220 | 1 |  | 39 | KG | 2312.69 | 2312.69 | MC05 | MC05 | SIMOTICS M Compact induction motor 2000rpm, 4.9kW 23Nm, 14.1A, 320V 2300rpm, 5.4kW 22Nm, 13.7A, 353V 2650rpm, 6.0kW 22Nm, 13.6A, 390V forced ventilation; direction of air flow DE--> NDE; Degree of protection IP55 Without encoder With temperature sensor KTY 84-130 DESIGN IM B5 (IMV 1,IM V3) SHAFT WITH FITTED KEY FULL-KEY BALANCING BEARING: STANDARD WITH FIXED BEARING, VIBRATION SEVERITY GRADE R/A; SHAFT AND FLANGE ACCURACY: R TERMINAL BOX (ABOVE) CABLE ENTRY ON THE ND-END SIGNAL CONNECTION LEFT | - | 0 | 0
1PH8087-1AM10-0BA1 |  | 1PH8087-1AM10-0BA1 | 1 | UN | 1 | 20 | D | D | N | N | 85015220 | 1 |  | 32 | KG | 2211.54 | 2211.54 | MC05 | MC05 | SIMOTICS M Compact induction motor 3000rpm, 4.8 kW 15Nm, 17.3A, 284V 3300RPM, 5.2kW 15Nm, 17.1A, 303V 3600RPM 5.7kW 15Nm, 17.1A, 355V forced ventilation; direction of air flow NDE--> DE; Degree of protection IP55 Without encoder With temperature sensor KTY 84-130 DESIGN IM B3 (IM V5, IM V6) PLAIN SHAFT WITHOUT FITTED KEY; BEARING: STANDARD WITH FIXED BEARING, VIBRATION SEVERITY GRADE R/A; SHAFT AND FLANGE ACCURACY: R TERMINAL BOX (ABOVE) CABLE ENTRY ON THE RIGHT SIGNAL CONNECTION D-END | - | 0 | 0
1PH8087-1AM10-0BB1 |  | 1PH8087-1AM10-0BB1 | 1 | UN | 1 | 20 | D | D | N | N | 85015220 | 1 |  | 32 | KG | 2211.54 | 2211.54 | MC05 | MC05 | SIMOTICS M Compact induction motor 3000rpm, 4.8 kW 15Nm, 17.3A, 284V 3300RPM, 5.2kW 15Nm, 17.1A, 303V 3600RPM 5.7kW 15Nm, 17.1A, 355V forced ventilation; direction of air flow NDE--> DE; Degree of protection IP55 Without encoder With temperature sensor KTY 84-130 DESIGN IM B3 (IM V5, IM V6) PLAIN SHAFT WITHOUT FITTED KEY; BEARING: STANDARD WITH FIXED BEARING, VIBRATION SEVERITY GRADE R/A; SHAFT AND FLANGE ACCURACY: R TERMINAL BOX (ABOVE) CABLE ENTRY ON THE LEFT SIGNAL CONNECTION D-END | - | 0 | 0
1PH8087-1AM10-0BC1 |  | 1PH8087-1AM10-0BC1 | 1 | UN | 1 | 20 | D | D | N | N | 85015220 | 1 |  | 32 | KG | 2211.54 | 2211.54 | MC05 | MC05 | SIMOTICS M Compact induction motor 3000rpm, 4.8 kW 15Nm, 17.3A, 284V 3300RPM, 5.2kW 15Nm, 17.1A, 303V 3600RPM 5.7kW 15Nm, 17.1A, 355V forced ventilation; direction of air flow NDE--> DE; Degree of protection IP55 Without encoder With temperature sensor KTY 84-130 DESIGN IM B3 (IM V5, IM V6) PLAIN SHAFT WITHOUT FITTED KEY; BEARING: STANDARD WITH FIXED BEARING, VIBRATION SEVERITY GRADE R/A; SHAFT AND FLANGE ACCURACY: R TERMINAL BOX (ABOVE) CABLE ENTRY ON THE ND-END SIGNAL CONNECTION LEFT | - | 0 | 0
1PH8087-1AM10-0CA1 |  | 1PH8087-1AM10-0CA1 | 1 | UN | 1 | 20 | D | D | N | N | 85015220 | 1 |  | 32 | KG | 2341.56 | 2341.56 | MC05 | MC05 | SIMOTICS M Compact induction motor 3000rpm, 4.8 kW 15Nm, 17.3A, 284V 3300RPM, 5.2kW 15Nm, 17.1A, 303V 3600RPM 5.7kW 15Nm, 17.1A, 355V forced ventilation; direction of air flow NDE--> DE; Degree of protection IP55 Without encoder With temperature sensor KTY 84-130 DESIGN IM B3 (IM V5, IM V6) PLAIN SHAFT WITHOUT FITTED KEY; BEARING: STANDARD WITH FIXED BEARING, VIBRATION SEVERITY GRADE S/A, SHAFT AND FLANGE ACCURACY: R TERMINAL BOX (ABOVE) CABLE ENTRY ON THE RIGHT SIGNAL CONNECTION D-END | - | 0 | 0
1PH8087-1AM10-0CB1 |  | 1PH8087-1AM10-0CB1 | 1 | UN | 1 | 20 | D | D | N | N | 85015220 | 1 |  | 32 | KG | 2341.56 | 2341.56 | MC05 | MC05 | SIMOTICS M Compact induction motor 3000rpm, 4.8 kW 15Nm, 17.3A, 284V 3300RPM, 5.2kW 15Nm, 17.1A, 303V 3600RPM 5.7kW 15Nm, 17.1A, 355V forced ventilation; direction of air flow NDE--> DE; Degree of protection IP55 Without encoder With temperature sensor KTY 84-130 DESIGN IM B3 (IM V5, IM V6) PLAIN SHAFT WITHOUT FITTED KEY; BEARING: STANDARD WITH FIXED BEARING, VIBRATION SEVERITY GRADE S/A, SHAFT AND FLANGE ACCURACY: R TERMINAL BOX (ABOVE) CABLE ENTRY ON THE LEFT SIGNAL CONNECTION D-END | - | 0 | 0
1PH8087-1AM10-0CC1 |  | 1PH8087-1AM10-0CC1 | 1 | UN | 1 | 20 | D | D | N | N | 85015220 | 1 |  | 32 | KG | 2341.56 | 2341.56 | MC05 | MC05 | SIMOTICS M Compact induction motor 3000rpm, 4.8 kW 15Nm, 17.3A, 284V 3300RPM, 5.2kW 15Nm, 17.1A, 303V 3600RPM 5.7kW 15Nm, 17.1A, 355V forced ventilation; direction of air flow NDE--> DE; Degree of protection IP55 Without encoder With temperature sensor KTY 84-130 DESIGN IM B3 (IM V5, IM V6) PLAIN SHAFT WITHOUT FITTED KEY; BEARING: STANDARD WITH FIXED BEARING, VIBRATION SEVERITY GRADE S/A, SHAFT AND FLANGE ACCURACY: R TERMINAL BOX (ABOVE) CABLE ENTRY ON THE ND-END SIGNAL CONNECTION LEFT | - | 0 | 0
1PH8087-1AM10-2BA1 |  | 1PH8087-1AM10-2BA1 | 1 | UN | 1 | 20 | D | D | N | N | 85015220 | 1 |  | 32 | KG | 2211.54 | 2211.54 | MC05 | MC05 | SIMOTICS M Compact induction motor 3000rpm, 4.8 kW 15Nm, 17.3A, 284V 3300RPM, 5.2kW 15Nm, 17.1A, 303V 3600RPM 5.7kW 15Nm, 17.1A, 355V forced ventilation; direction of air flow NDE--> DE; Degree of protection IP55 Without encoder With temperature sensor KTY 84-130 DESIGN IM B3 (IM V5, IM V6) SHAFT WITH FITTED KEY HALF-KEY BALANCING BEARING: STANDARD WITH FIXED BEARING, VIBRATION SEVERITY GRADE R/A; SHAFT AND FLANGE ACCURACY: R TERMINAL BOX (ABOVE) CABLE ENTRY ON THE RIGHT SIGNAL CONNECTION D-END | - | 0 | 0
1PH8087-1AM10-2BB1 |  | 1PH8087-1AM10-2BB1 | 1 | UN | 1 | 20 | D | D | N | N | 85015220 | 1 |  | 32 | KG | 2211.54 | 2211.54 | MC05 | MC05 | SIMOTICS M Compact induction motor 3000rpm, 4.8 kW 15Nm, 17.3A, 284V 3300RPM, 5.2kW 15Nm, 17.1A, 303V 3600RPM 5.7kW 15Nm, 17.1A, 355V forced ventilation; direction of air flow NDE--> DE; Degree of protection IP55 Without encoder With temperature sensor KTY 84-130 DESIGN IM B3 (IM V5, IM V6) SHAFT WITH FITTED KEY HALF-KEY BALANCING BEARING: STANDARD WITH FIXED BEARING, VIBRATION SEVERITY GRADE R/A; SHAFT AND FLANGE ACCURACY: R TERMINAL BOX (ABOVE) CABLE ENTRY ON THE LEFT SIGNAL CONNECTION D-END | - | 0 | 0
1PH8087-1AM10-2BC1 |  | 1PH8087-1AM10-2BC1 | 1 | UN | 1 | 20 | D | D | N | N | 85015220 | 1 |  | 32 | KG | 2211.54 | 2211.54 | MC05 | MC05 | SIMOTICS M Compact induction motor 3000rpm, 4.8 kW 15Nm, 17.3A, 284V 3300RPM, 5.2kW 15Nm, 17.1A, 303V 3600RPM 5.7kW 15Nm, 17.1A, 355V forced ventilation; direction of air flow NDE--> DE; Degree of protection IP55 Without encoder With temperature sensor KTY 84-130 DESIGN IM B3 (IM V5, IM V6) SHAFT WITH FITTED KEY HALF-KEY BALANCING BEARING: STANDARD WITH FIXED BEARING, VIBRATION SEVERITY GRADE R/A; SHAFT AND FLANGE ACCURACY: R TERMINAL BOX (ABOVE) CABLE ENTRY ON THE ND-END SIGNAL CONNECTION LEFT | - | 0 | 0
1PH8087-1AM10-2CA1 |  | 1PH8087-1AM10-2CA1 | 1 | UN | 1 | 20 | D | D | N | N | 85015220 | 1 |  | 32 | KG | 2341.56 | 2341.56 | MC05 | MC05 | SIMOTICS M Compact induction motor 3000rpm, 4.8 kW 15Nm, 17.3A, 284V 3300RPM, 5.2kW 15Nm, 17.1A, 303V 3600RPM 5.7kW 15Nm, 17.1A, 355V forced ventilation; direction of air flow NDE--> DE; Degree of protection IP55 Without encoder With temperature sensor KTY 84-130 DESIGN IM B3 (IM V5, IM V6) SHAFT WITH FITTED KEY HALF-KEY BALANCING BEARING: STANDARD WITH FIXED BEARING, VIBRATION SEVERITY GRADE S/A, SHAFT AND FLANGE ACCURACY: R TERMINAL BOX (ABOVE) CABLE ENTRY ON THE RIGHT SIGNAL CONNECTION D-END | - | 0 | 0
1PH8087-1AM10-2CB1 |  | 1PH8087-1AM10-2CB1 | 1 | UN | 1 | 20 | D | D | N | N | 85015220 | 1 |  | 32 | KG | 2341.56 | 2341.56 | MC05 | MC05 | SIMOTICS M Compact induction motor 3000rpm, 4.8 kW 15Nm, 17.3A, 284V 3300RPM, 5.2kW 15Nm, 17.1A, 303V 3600RPM 5.7kW 15Nm, 17.1A, 355V forced ventilation; direction of air flow NDE--> DE; Degree of protection IP55 Without encoder With temperature sensor KTY 84-130 DESIGN IM B3 (IM V5, IM V6) SHAFT WITH FITTED KEY HALF-KEY BALANCING BEARING: STANDARD WITH FIXED BEARING, VIBRATION SEVERITY GRADE S/A, SHAFT AND FLANGE ACCURACY: R TERMINAL BOX (ABOVE) CABLE ENTRY ON THE LEFT SIGNAL CONNECTION D-END | - | 0 | 0
1PH8087-1AM10-2CC1 |  | 1PH8087-1AM10-2CC1 | 1 | UN | 1 | 20 | D | D | N | N | 85015220 | 1 |  | 32 | KG | 2341.56 | 2341.56 | MC05 | MC05 | SIMOTICS M Compact induction motor 3000rpm, 4.8 kW 15Nm, 17.3A, 284V 3300RPM, 5.2kW 15Nm, 17.1A, 303V 3600RPM 5.7kW 15Nm, 17.1A, 355V forced ventilation; direction of air flow NDE--> DE; Degree of protection IP55 Without encoder With temperature sensor KTY 84-130 DESIGN IM B3 (IM V5, IM V6) SHAFT WITH FITTED KEY HALF-KEY BALANCING BEARING: STANDARD WITH FIXED BEARING, VIBRATION SEVERITY GRADE S/A, SHAFT AND FLANGE ACCURACY: R TERMINAL BOX (ABOVE) CABLE ENTRY ON THE ND-END SIGNAL CONNECTION LEFT | - | 0 | 0
1PH8087-1AM12-0BA1 |  | 1PH8087-1AM12-0BA1 | 1 | UN | 1 | 20 | D | D | N | N | 85015220 | 1 |  | 32 | KG | 2312.69 | 2312.69 | MC05 | MC05 | SIMOTICS M Compact induction motor 3000rpm, 4.8 kW 15Nm, 17.3A, 284V 3300RPM, 5.2kW 15Nm, 17.1A, 303V 3600RPM 5.7kW 15Nm, 17.1A, 355V forced ventilation; direction of air flow NDE--> DE; Degree of protection IP55 Without encoder With temperature sensor KTY 84-130 DESIGN IM B5 (IMV 1,IM V3) PLAIN SHAFT WITHOUT FITTED KEY; BEARING: STANDARD WITH FIXED BEARING, VIBRATION SEVERITY GRADE R/A; SHAFT AND FLANGE ACCURACY: R TERMINAL BOX (ABOVE) CABLE ENTRY ON THE RIGHT SIGNAL CONNECTION D-END | - | 0 | 0
1PH8087-1AM12-0BB1 |  | 1PH8087-1AM12-0BB1 | 1 | UN | 1 | 20 | D | D | N | N | 85015220 | 1 |  | 32 | KG | 2312.69 | 2312.69 | MC05 | MC05 | SIMOTICS M Compact induction motor 3000rpm, 4.8 kW 15Nm, 17.3A, 284V 3300RPM, 5.2kW 15Nm, 17.1A, 303V 3600RPM 5.7kW 15Nm, 17.1A, 355V forced ventilation; direction of air flow NDE--> DE; Degree of protection IP55 Without encoder With temperature sensor KTY 84-130 DESIGN IM B5 (IMV 1,IM V3) PLAIN SHAFT WITHOUT FITTED KEY; BEARING: STANDARD WITH FIXED BEARING, VIBRATION SEVERITY GRADE R/A; SHAFT AND FLANGE ACCURACY: R TERMINAL BOX (ABOVE) CABLE ENTRY ON THE LEFT SIGNAL CONNECTION D-END | - | 0 | 0
1PH8087-1AM12-0BC1 |  | 1PH8087-1AM12-0BC1 | 1 | UN | 1 | 20 | D | D | N | N | 85015220 | 1 |  | 32 | KG | 2312.69 | 2312.69 | MC05 | MC05 | SIMOTICS M Compact induction motor 3000rpm, 4.8 kW 15Nm, 17.3A, 284V 3300RPM, 5.2kW 15Nm, 17.1A, 303V 3600RPM 5.7kW 15Nm, 17.1A, 355V forced ventilation; direction of air flow NDE--> DE; Degree of protection IP55 Without encoder With temperature sensor KTY 84-130 DESIGN IM B5 (IMV 1,IM V3) PLAIN SHAFT WITHOUT FITTED KEY; BEARING: STANDARD WITH FIXED BEARING, VIBRATION SEVERITY GRADE R/A; SHAFT AND FLANGE ACCURACY: R TERMINAL BOX (ABOVE) CABLE ENTRY ON THE ND-END SIGNAL CONNECTION LEFT | - | 0 | 0
1PH8087-1AM12-0CA1 |  | 1PH8087-1AM12-0CA1 | 1 | UN | 1 | 20 | D | D | N | N | 85015220 | 1 |  | 32 | KG | 2442.71 | 2442.71 | MC05 | MC05 | SIMOTICS M Compact induction motor 3000rpm, 4.8 kW 15Nm, 17.3A, 284V 3300RPM, 5.2kW 15Nm, 17.1A, 303V 3600RPM 5.7kW 15Nm, 17.1A, 355V forced ventilation; direction of air flow NDE--> DE; Degree of protection IP55 Without encoder With temperature sensor KTY 84-130 DESIGN IM B5 (IMV 1,IM V3) PLAIN SHAFT WITHOUT FITTED KEY; BEARING: STANDARD WITH FIXED BEARING, VIBRATION SEVERITY GRADE S/A, SHAFT AND FLANGE ACCURACY: R TERMINAL BOX (ABOVE) CABLE ENTRY ON THE RIGHT SIGNAL CONNECTION D-END | - | 0 | 0
1PH8087-1AM12-0CB1 |  | 1PH8087-1AM12-0CB1 | 1 | UN | 1 | 20 | D | D | N | N | 85015220 | 1 |  | 32 | KG | 2442.71 | 2442.71 | MC05 | MC05 | SIMOTICS M Compact induction motor 3000rpm, 4.8 kW 15Nm, 17.3A, 284V 3300RPM, 5.2kW 15Nm, 17.1A, 303V 3600RPM 5.7kW 15Nm, 17.1A, 355V forced ventilation; direction of air flow NDE--> DE; Degree of protection IP55 Without encoder With temperature sensor KTY 84-130 DESIGN IM B5 (IMV 1,IM V3) PLAIN SHAFT WITHOUT FITTED KEY; BEARING: STANDARD WITH FIXED BEARING, VIBRATION SEVERITY GRADE S/A, SHAFT AND FLANGE ACCURACY: R TERMINAL BOX (ABOVE) CABLE ENTRY ON THE LEFT SIGNAL CONNECTION D-END | - | 0 | 0
1PH8087-1AM12-0CC1 |  | 1PH8087-1AM12-0CC1 | 1 | UN | 1 | 20 | D | D | N | N | 85015220 | 1 |  | 32 | KG | 2442.71 | 2442.71 | MC05 | MC05 | SIMOTICS M Compact induction motor 3000rpm, 4.8 kW 15Nm, 17.3A, 284V 3300RPM, 5.2kW 15Nm, 17.1A, 303V 3600RPM 5.7kW 15Nm, 17.1A, 355V forced ventilation; direction of air flow NDE--> DE; Degree of protection IP55 Without encoder With temperature sensor KTY 84-130 DESIGN IM B5 (IMV 1,IM V3) PLAIN SHAFT WITHOUT FITTED KEY; BEARING: STANDARD WITH FIXED BEARING, VIBRATION SEVERITY GRADE S/A, SHAFT AND FLANGE ACCURACY: R TERMINAL BOX (ABOVE) CABLE ENTRY ON THE ND-END SIGNAL CONNECTION LEFT | - | 0 | 0
1PH8087-1AM12-2BA1 |  | 1PH8087-1AM12-2BA1 | 1 | UN | 1 | 20 | D | D | N | N | 85015220 | 1 |  | 32 | KG | 2312.69 | 2312.69 | MC05 | MC05 | SIMOTICS M Compact induction motor 3000rpm, 4.8 kW 15Nm, 17.3A, 284V 3300RPM, 5.2kW 15Nm, 17.1A, 303V 3600RPM 5.7kW 15Nm, 17.1A, 355V forced ventilation; direction of air flow NDE--> DE; Degree of protection IP55 Without encoder With temperature sensor KTY 84-130 DESIGN IM B5 (IMV 1,IM V3) SHAFT WITH FITTED KEY HALF-KEY BALANCING BEARING: STANDARD WITH FIXED BEARING, VIBRATION SEVERITY GRADE R/A; SHAFT AND FLANGE ACCURACY: R TERMINAL BOX (ABOVE) CABLE ENTRY ON THE RIGHT SIGNAL CONNECTION D-END | - | 0 | 0
1PH8087-1AM12-2BB1 |  | 1PH8087-1AM12-2BB1 | 1 | UN | 1 | 20 | D | D | N | N | 85015220 | 1 |  | 32 | KG | 2312.69 | 2312.69 | MC05 | MC05 | SIMOTICS M Compact induction motor 3000rpm, 4.8 kW 15Nm, 17.3A, 284V 3300RPM, 5.2kW 15Nm, 17.1A, 303V 3600RPM 5.7kW 15Nm, 17.1A, 355V forced ventilation; direction of air flow NDE--> DE; Degree of protection IP55 Without encoder With temperature sensor KTY 84-130 DESIGN IM B5 (IMV 1,IM V3) SHAFT WITH FITTED KEY HALF-KEY BALANCING BEARING: STANDARD WITH FIXED BEARING, VIBRATION SEVERITY GRADE R/A; SHAFT AND FLANGE ACCURACY: R TERMINAL BOX (ABOVE) CABLE ENTRY ON THE LEFT SIGNAL CONNECTION D-END | - | 0 | 0
1PH8087-1AM12-2BC1 |  | 1PH8087-1AM12-2BC1 | 1 | UN | 1 | 20 | D | D | N | N | 85015220 | 1 |  | 32 | KG | 2312.69 | 2312.69 | MC05 | MC05 | SIMOTICS M Compact induction motor 3000rpm, 4.8 kW 15Nm, 17.3A, 284V 3300RPM, 5.2kW 15Nm, 17.1A, 303V 3600RPM 5.7kW 15Nm, 17.1A, 355V forced ventilation; direction of air flow NDE--> DE; Degree of protection IP55 Without encoder With temperature sensor KTY 84-130 DESIGN IM B5 (IMV 1,IM V3) SHAFT WITH FITTED KEY HALF-KEY BALANCING BEARING: STANDARD WITH FIXED BEARING, VIBRATION SEVERITY GRADE R/A; SHAFT AND FLANGE ACCURACY: R TERMINAL BOX (ABOVE) CABLE ENTRY ON THE ND-END SIGNAL CONNECTION LEFT | - | 0 | 0
1PH8087-1AM12-2CA1 |  | 1PH8087-1AM12-2CA1 | 1 | UN | 1 | 20 | D | D | N | N | 85015220 | 1 |  | 32 | KG | 2442.71 | 2442.71 | MC05 | MC05 | SIMOTICS M Compact induction motor 3000rpm, 4.8 kW 15Nm, 17.3A, 284V 3300RPM, 5.2kW 15Nm, 17.1A, 303V 3600RPM 5.7kW 15Nm, 17.1A, 355V forced ventilation; direction of air flow NDE--> DE; Degree of protection IP55 Without encoder With temperature sensor KTY 84-130 DESIGN IM B5 (IMV 1,IM V3) SHAFT WITH FITTED KEY HALF-KEY BALANCING BEARING: STANDARD WITH FIXED BEARING, VIBRATION SEVERITY GRADE S/A, SHAFT AND FLANGE ACCURACY: R TERMINAL BOX (ABOVE) CABLE ENTRY ON THE RIGHT SIGNAL CONNECTION D-END | - | 0 | 0
1PH8087-1AM12-2CB1 |  | 1PH8087-1AM12-2CB1 | 1 | UN | 1 | 20 | D | D | N | N | 85015220 | 1 |  | 32 | KG | 2442.71 | 2442.71 | MC05 | MC05 | SIMOTICS M Compact induction motor 3000rpm, 4.8 kW 15Nm, 17.3A, 284V 3300RPM, 5.2kW 15Nm, 17.1A, 303V 3600RPM 5.7kW 15Nm, 17.1A, 355V forced ventilation; direction of air flow NDE--> DE; Degree of protection IP55 Without encoder With temperature sensor KTY 84-130 DESIGN IM B5 (IMV 1,IM V3) SHAFT WITH FITTED KEY HALF-KEY BALANCING BEARING: STANDARD WITH FIXED BEARING, VIBRATION SEVERITY GRADE S/A, SHAFT AND FLANGE ACCURACY: R TERMINAL BOX (ABOVE) CABLE ENTRY ON THE LEFT SIGNAL CONNECTION D-END | - | 0 | 0
1PH8087-1AM12-2CC1 |  | 1PH8087-1AM12-2CC1 | 1 | UN | 1 | 20 | D | D | N | N | 85015220 | 1 |  | 32 | KG | 2442.71 | 2442.71 | MC05 | MC05 | SIMOTICS M Compact induction motor 3000rpm, 4.8 kW 15Nm, 17.3A, 284V 3300RPM, 5.2kW 15Nm, 17.1A, 303V 3600RPM 5.7kW 15Nm, 17.1A, 355V forced ventilation; direction of air flow NDE--> DE; Degree of protection IP55 Without encoder With temperature sensor KTY 84-130 DESIGN IM B5 (IMV 1,IM V3) SHAFT WITH FITTED KEY HALF-KEY BALANCING BEARING: STANDARD WITH FIXED BEARING, VIBRATION SEVERITY GRADE S/A, SHAFT AND FLANGE ACCURACY: R TERMINAL BOX (ABOVE) CABLE ENTRY ON THE ND-END SIGNAL CONNECTION LEFT | - | 0 | 0
1PH8087-1DF00-1BC1 |  | 1PH8087-1DF00-1BC1 | 1 | UN | 1 | 20 | D | D | N | N | 85015220 | 1 |  | 39 | KG | 3147.31 | 3147.31 | MC05 | MC05 | SIMOTICS M Compact induction motor 1500rpm, 3.7kW, 24Nm, 10A, 336V 1750rpm, 4.3kW, 23Nm, 10A, 396V 2000rpm, 4.9kW, 23Nm, 10A, 435V forced ventilation; direction of air flow DE--> NDE; Degree of protection IP55 Incremental encoder 22-bit with commutation position (encoder IC22DQ) with DRIVE-CLiQ interface DESIGN IM B3 (IM V5, IM V6) SHAFT WITH FITTED KEY FULL-KEY BALANCING BEARING: STANDARD WITH FIXED BEARING, VIBRATION SEVERITY GRADE R/A; SHAFT AND FLANGE ACCURACY: R TERMINAL BOX (ABOVE) CABLE ENTRY ON THE ND-END SIGNAL CONNECTION LEFT | - | 0 | 0
1PH8087-1DF02-0LA1 |  | 1PH8087-1DF02-0LA1 | 1 | UN | 1 | 20 | D | D | N | N | 85015220 | 1 |  | 39 | KG | 3613.31 | 3613.31 | MC05 | MC05 | SIMOTICS M Compact induction motor 1500rpm, 3.7kW, 24Nm, 10A, 336V 1750rpm, 4.3kW, 23Nm, 10A, 396V 2000rpm, 4.9kW, 23Nm, 10A, 435V forced ventilation; direction of air flow DE--> NDE; Degree of protection IP55 Incremental encoder 22-bit with commutation position (encoder IC22DQ) with DRIVE-CLiQ interface DESIGN IM B5 (IMV 1,IM V3) PLAIN SHAFT WITHOUT FITTED KEY; BEARING: PERFORMANCE, VIBRATION SEVERITY GRADE SPECIAL/B; SHAFT A. FLANGE ACCURACY GR. SPECIAL TERMINAL BOX (ABOVE) CABLE ENTRY ON THE RIGHT SIGNAL CONNECTION D-END | - | 0 | 0
1PH8087-1DF10-1GA1 |  | 1PH8087-1DF10-1GA1 | 1 | UN | 1 | 20 | D | D | N | N | 85015220 | 1 |  | 39 | KG | 2957.4 | 2957.4 | MC05 | MC05 | SIMOTICS M Compact induction motor 1500rpm, 3.7kW, 24Nm, 10A, 336V 1750rpm, 4.3kW, 23Nm, 10A, 396V 2000rpm, 4.9kW, 23Nm, 10A, 435V forced ventilation; direction of air flow NDE--> DE; Degree of protection IP55 Incremental encoder 22-bit with commutation position (encoder IC22DQ) with DRIVE-CLiQ interface DESIGN IM B3 (IM V5, IM V6) SHAFT WITH FITTED KEY FULL-KEY BALANCING BEARING: STANDARD, VIBRATION SEVERITY GRADE R/A; SHAFT AND FLANGE ACCURACY: R TERMINAL BOX (ABOVE) CABLE ENTRY ON THE RIGHT SIGNAL CONNECTION D-END | - | 0 | 0
1PH8087-1DF20-0QA1 |  | 1PH8087-1DF20-0QA1 | 1 | UN | 1 | 20 | D | D | N | N | 85015220 | 1 |  | 44 | KG | 3569.17 | 3569.17 | MC05 | MC05 | SIMOTICS M Compact induction motor 1500rpm, 4.6 kW 29Nm, 13.7A, 316V 1750rpm, 5.4kW 29Nm, 13.7A, 358V 2000rpm, 6.1kW 29Nm, 13.7A, 402V water cooling Degree of protection IP65 Incremental encoder 22-bit with commutation position (encoder IC22DQ) with DRIVE-CLiQ interface DESIGN IM B3 (IM V5, IM V6) PLAIN SHAFT WITHOUT FITTED KEY; BEARING: ADVANCED LIFETIME VIBRATION SEVERITY S/A SHAFT A. FLANGE ACCURACY GR. R TERMINAL BOX (ABOVE) CABLE ENTRY ON THE RIGHT SIGNAL CONNECTION D-END | - | 0 | 0
1PH8087-1DF20-0QA1-Z | X05 | 1PH8087-1DF20-0QA1-ZX05 | 1 | UN | 1 | 20 | D | D | N | N | 85015220 | 1 |  | 44 | KG | 3655.86 | 3655.86 | MC05 | MC05 | SIMOTICS M Compact induction motor 1500rpm, 4.6 kW 29Nm, 13.7A, 316V 1750rpm, 5.4kW 29Nm, 13.7A, 358V 2000rpm, 6.1kW 29Nm, 13.7A, 402V water cooling Degree of protection IP65 Incremental encoder 22-bit with commutation position (encoder IC22DQ) with DRIVE-CLiQ interface DESIGN IM B3 (IM V5, IM V6) PLAIN SHAFT WITHOUT FITTED KEY; BEARING: ADVANCED LIFETIME VIBRATION SEVERITY S/A SHAFT A. FLANGE ACCURACY GR. R TERMINAL BOX (ABOVE) CABLE ENTRY ON THE RIGHT SIGNAL CONNECTION D-END X05: PAINT FINISH RAL 5015 (SKY BLUE) | - | 0 | 0
1PH8087-1DF20-2QA1-Z | X05 | 1PH8087-1DF20-2QA1-ZX05 | 1 | UN | 1 | 20 | D | D | N | N | 85015220 | 1 |  | 44 | KG | 3655.86 | 3655.86 | MC05 | MC05 | SIMOTICS M Compact induction motor 1500rpm, 4.6 kW 29Nm, 13.7A, 316V 1750rpm, 5.4kW 29Nm, 13.7A, 358V 2000rpm, 6.1kW 29Nm, 13.7A, 402V water cooling Degree of protection IP65 Incremental encoder 22-bit with commutation position (encoder IC22DQ) with DRIVE-CLiQ interface DESIGN IM B3 (IM V5, IM V6) SHAFT WITH FITTED KEY HALF-KEY BALANCING BEARING: ADVANCED LIFETIME VIBRATION SEVERITY S/A SHAFT A. FLANGE ACCURACY GR. R TERMINAL BOX (ABOVE) CABLE ENTRY ON THE RIGHT SIGNAL CONNECTION D-END X05: PAINT FINISH RAL 5015 (SKY BLUE) | - | 0 | 0
1PH8087-1FM00-0BA1 |  | 1PH8087-1FM00-0BA1 | 1 | UN | 1 | 20 | D | D | N | N | 85015220 | 1 |  | 39 | KG | 3754.21 | 3754.21 | MC05 | MC05 | SIMOTICS M Compact induction motor 3000rpm, 4.8 kW 15Nm, 17.3A, 284V 3300RPM, 5.2kW 15Nm, 17.1A, 303V 3600RPM 5.7kW 15Nm, 17.1A, 329V forced ventilation; direction of air flow DE--> NDE; Degree of protection IP55 Absolute encoder 22-bit Single-turn and 12-bit multi-turn (encoder AM22DQ) with DRIVE-CLiQ interface DESIGN IM B3 (IM V5, IM V6) PLAIN SHAFT WITHOUT FITTED KEY; BEARING: STANDARD WITH FIXED BEARING, VIBRATION SEVERITY GRADE R/A; SHAFT AND FLANGE ACCURACY: R TERMINAL BOX (ABOVE) CABLE ENTRY ON THE RIGHT SIGNAL CONNECTION D-END | - | 0 | 0
1PH8087-1HF02-1BA1 |  | 1PH8087-1HF02-1BA1 | 1 | UN | 1 | 20 | D | D | N | N | 85015220 | 1 |  | 39 | KG | 2576.97 | 2576.97 | MC05 | MC05 | SIMOTICS M Compact induction motor 1500rpm, 3.7kW, 24Nm, 10A, 336V 1750rpm, 4.3kW, 23Nm, 10A, 396V 2000rpm, 4.9kW, 23Nm, 10A, 435V forced ventilation; direction of air flow DE--> NDE; Degree of protection IP55 Incremental encoder HTL 1024 S/R (encoder HTL1024S/R) With temperature sensor KTY 84-130 DESIGN IM B5 (IMV 1,IM V3) SHAFT WITH FITTED KEY FULL-KEY BALANCING BEARING: STANDARD WITH FIXED BEARING, VIBRATION SEVERITY GRADE R/A; SHAFT AND FLANGE ACCURACY: R TERMINAL BOX (ABOVE) CABLE ENTRY ON THE RIGHT SIGNAL CONNECTION D-END | - | 0 | 0
1PH8087-1HF10-0BA1 |  | 1PH8087-1HF10-0BA1 | 1 | UN | 1 | 20 | D | D | N | N | 85015220 | 1 |  | 39 | KG | 2475.82 | 2475.82 | MC05 | MC05 | SIMOTICS M Compact induction motor 1500rpm, 3.7kW, 24Nm, 10A, 336V 1750rpm, 4.3kW, 23Nm, 10A, 396V 2000rpm, 4.9kW, 23Nm, 10A, 435V forced ventilation; direction of air flow NDE--> DE; Degree of protection IP55 Incremental encoder HTL 1024 S/R (encoder HTL1024S/R) With temperature sensor KTY 84-130 DESIGN IM B3 (IM V5, IM V6) PLAIN SHAFT WITHOUT FITTED KEY; BEARING: STANDARD WITH FIXED BEARING, VIBRATION SEVERITY GRADE R/A; SHAFT AND FLANGE ACCURACY: R TERMINAL BOX (ABOVE) CABLE ENTRY ON THE RIGHT SIGNAL CONNECTION D-END | - | 0 | 0
1PH8087-1HF10-0BB1 |  | 1PH8087-1HF10-0BB1 | 1 | UN | 1 | 20 | D | D | N | N | 85015220 | 1 |  | 39 | KG | 2475.82 | 2475.82 | MC05 | MC05 | SIMOTICS M Compact induction motor 1500rpm, 3.7kW, 24Nm, 10A, 336V 1750rpm, 4.3kW, 23Nm, 10A, 396V 2000rpm, 4.9kW, 23Nm, 10A, 435V forced ventilation; direction of air flow NDE--> DE; Degree of protection IP55 Incremental encoder HTL 1024 S/R (encoder HTL1024S/R) With temperature sensor KTY 84-130 DESIGN IM B3 (IM V5, IM V6) PLAIN SHAFT WITHOUT FITTED KEY; BEARING: STANDARD WITH FIXED BEARING, VIBRATION SEVERITY GRADE R/A; SHAFT AND FLANGE ACCURACY: R TERMINAL BOX (ABOVE) CABLE ENTRY ON THE LEFT SIGNAL CONNECTION D-END | - | 0 | 0
1PH8087-1HF10-0BC1 |  | 1PH8087-1HF10-0BC1 | 1 | UN | 1 | 20 | D | D | N | N | 85015220 | 1 |  | 39 | KG | 2475.82 | 2475.82 | MC05 | MC05 | SIMOTICS M Compact induction motor 1500rpm, 3.7kW, 24Nm, 10A, 336V 1750rpm, 4.3kW, 23Nm, 10A, 396V 2000rpm, 4.9kW, 23Nm, 10A, 435V forced ventilation; direction of air flow NDE--> DE; Degree of protection IP55 Incremental encoder HTL 1024 S/R (encoder HTL1024S/R) With temperature sensor KTY 84-130 DESIGN IM B3 (IM V5, IM V6) PLAIN SHAFT WITHOUT FITTED KEY; BEARING: STANDARD WITH FIXED BEARING, VIBRATION SEVERITY GRADE R/A; SHAFT AND FLANGE ACCURACY: R TERMINAL BOX (ABOVE) CABLE ENTRY ON THE ND-END SIGNAL CONNECTION LEFT | - | 0 | 0
1PH8087-1HF10-0CA1 |  | 1PH8087-1HF10-0CA1 | 1 | UN | 1 | 20 | D | D | N | N | 85015220 | 1 |  | 39 | KG | 2605.84 | 2605.84 | MC05 | MC05 | SIMOTICS M Compact induction motor 1500rpm, 3.7kW, 24Nm, 10A, 336V 1750rpm, 4.3kW, 23Nm, 10A, 396V 2000rpm, 4.9kW, 23Nm, 10A, 435V forced ventilation; direction of air flow NDE--> DE; Degree of protection IP55 Incremental encoder HTL 1024 S/R (encoder HTL1024S/R) With temperature sensor KTY 84-130 DESIGN IM B3 (IM V5, IM V6) PLAIN SHAFT WITHOUT FITTED KEY; BEARING: STANDARD WITH FIXED BEARING, VIBRATION SEVERITY GRADE S/A, SHAFT AND FLANGE ACCURACY: R TERMINAL BOX (ABOVE) CABLE ENTRY ON THE RIGHT SIGNAL CONNECTION D-END | - | 0 | 0
1PH8087-1HF10-0CB1 |  | 1PH8087-1HF10-0CB1 | 1 | UN | 1 | 20 | D | D | N | N | 85015220 | 1 |  | 39 | KG | 2605.84 | 2605.84 | MC05 | MC05 | SIMOTICS M Compact induction motor 1500rpm, 3.7kW, 24Nm, 10A, 336V 1750rpm, 4.3kW, 23Nm, 10A, 396V 2000rpm, 4.9kW, 23Nm, 10A, 435V forced ventilation; direction of air flow NDE--> DE; Degree of protection IP55 Incremental encoder HTL 1024 S/R (encoder HTL1024S/R) With temperature sensor KTY 84-130 DESIGN IM B3 (IM V5, IM V6) PLAIN SHAFT WITHOUT FITTED KEY; BEARING: STANDARD WITH FIXED BEARING, VIBRATION SEVERITY GRADE S/A, SHAFT AND FLANGE ACCURACY: R TERMINAL BOX (ABOVE) CABLE ENTRY ON THE LEFT SIGNAL CONNECTION D-END | - | 0 | 0
1PH8087-1HF10-0CC1 |  | 1PH8087-1HF10-0CC1 | 1 | UN | 1 | 20 | D | D | N | N | 85015220 | 1 |  | 39 | KG | 2605.84 | 2605.84 | MC05 | MC05 | SIMOTICS M Compact induction motor 1500rpm, 3.7kW, 24Nm, 10A, 336V 1750rpm, 4.3kW, 23Nm, 10A, 396V 2000rpm, 4.9kW, 23Nm, 10A, 435V forced ventilation; direction of air flow NDE--> DE; Degree of protection IP55 Incremental encoder HTL 1024 S/R (encoder HTL1024S/R) With temperature sensor KTY 84-130 DESIGN IM B3 (IM V5, IM V6) PLAIN SHAFT WITHOUT FITTED KEY; BEARING: STANDARD WITH FIXED BEARING, VIBRATION SEVERITY GRADE S/A, SHAFT AND FLANGE ACCURACY: R TERMINAL BOX (ABOVE) CABLE ENTRY ON THE ND-END SIGNAL CONNECTION LEFT | - | 0 | 0
1PH8087-1HF10-1GA1 |  | 1PH8087-1HF10-1GA1 | 1 | UN | 1 | 20 | D | D | N | N | 85015220 | 1 |  | 39 | KG | 2285.91 | 2285.91 | MC05 | MC05 | SIMOTICS M Compact induction motor 1500rpm, 3.7kW, 24Nm, 10A, 336V 1750rpm, 4.3kW, 23Nm, 10A, 396V 2000rpm, 4.9kW, 23Nm, 10A, 435V forced ventilation; direction of air flow NDE--> DE; Degree of protection IP55 Incremental encoder HTL 1024 S/R (encoder HTL1024S/R) With temperature sensor KTY 84-130 DESIGN IM B3 (IM V5, IM V6) SHAFT WITH FITTED KEY FULL-KEY BALANCING BEARING: STANDARD, VIBRATION SEVERITY GRADE R/A; SHAFT AND FLANGE ACCURACY: R TERMINAL BOX (ABOVE) CABLE ENTRY ON THE RIGHT SIGNAL CONNECTION D-END | - | 0 | 0
1PH8087-1HF10-2BA1 |  | 1PH8087-1HF10-2BA1 | 1 | UN | 1 | 20 | D | D | N | N | 85015220 | 1 |  | 39 | KG | 2475.82 | 2475.82 | MC05 | MC05 | SIMOTICS M Compact induction motor 1500rpm, 3.7kW, 24Nm, 10A, 336V 1750rpm, 4.3kW, 23Nm, 10A, 396V 2000rpm, 4.9kW, 23Nm, 10A, 435V forced ventilation; direction of air flow NDE--> DE; Degree of protection IP55 Incremental encoder HTL 1024 S/R (encoder HTL1024S/R) With temperature sensor KTY 84-130 DESIGN IM B3 (IM V5, IM V6) SHAFT WITH FITTED KEY HALF-KEY BALANCING BEARING: STANDARD WITH FIXED BEARING, VIBRATION SEVERITY GRADE R/A; SHAFT AND FLANGE ACCURACY: R TERMINAL BOX (ABOVE) CABLE ENTRY ON THE RIGHT SIGNAL CONNECTION D-END | - | 0 | 0
1PH8087-1HF10-2BB1 |  | 1PH8087-1HF10-2BB1 | 1 | UN | 1 | 20 | D | D | N | N | 85015220 | 1 |  | 39 | KG | 2475.82 | 2475.82 | MC05 | MC05 | SIMOTICS M Compact induction motor 1500rpm, 3.7kW, 24Nm, 10A, 336V 1750rpm, 4.3kW, 23Nm, 10A, 396V 2000rpm, 4.9kW, 23Nm, 10A, 435V forced ventilation; direction of air flow NDE--> DE; Degree of protection IP55 Incremental encoder HTL 1024 S/R (encoder HTL1024S/R) With temperature sensor KTY 84-130 DESIGN IM B3 (IM V5, IM V6) SHAFT WITH FITTED KEY HALF-KEY BALANCING BEARING: STANDARD WITH FIXED BEARING, VIBRATION SEVERITY GRADE R/A; SHAFT AND FLANGE ACCURACY: R TERMINAL BOX (ABOVE) CABLE ENTRY ON THE LEFT SIGNAL CONNECTION D-END | - | 0 | 0
1PH8087-1HF10-2BC1 |  | 1PH8087-1HF10-2BC1 | 1 | UN | 1 | 20 | D | D | N | N | 85015220 | 1 |  | 39 | KG | 2475.82 | 2475.82 | MC05 | MC05 | SIMOTICS M Compact induction motor 1500rpm, 3.7kW, 24Nm, 10A, 336V 1750rpm, 4.3kW, 23Nm, 10A, 396V 2000rpm, 4.9kW, 23Nm, 10A, 435V forced ventilation; direction of air flow NDE--> DE; Degree of protection IP55 Incremental encoder HTL 1024 S/R (encoder HTL1024S/R) With temperature sensor KTY 84-130 DESIGN IM B3 (IM V5, IM V6) SHAFT WITH FITTED KEY HALF-KEY BALANCING BEARING: STANDARD WITH FIXED BEARING, VIBRATION SEVERITY GRADE R/A; SHAFT AND FLANGE ACCURACY: R TERMINAL BOX (ABOVE) CABLE ENTRY ON THE ND-END SIGNAL CONNECTION LEFT | - | 0 | 0
1PH8087-1HF10-2CA1 |  | 1PH8087-1HF10-2CA1 | 1 | UN | 1 | 20 | D | D | N | N | 85015220 | 1 |  | 39 | KG | 2605.84 | 2605.84 | MC05 | MC05 | SIMOTICS M Compact induction motor 1500rpm, 3.7kW, 24Nm, 10A, 336V 1750rpm, 4.3kW, 23Nm, 10A, 396V 2000rpm, 4.9kW, 23Nm, 10A, 435V forced ventilation; direction of air flow NDE--> DE; Degree of protection IP55 Incremental encoder HTL 1024 S/R (encoder HTL1024S/R) With temperature sensor KTY 84-130 DESIGN IM B3 (IM V5, IM V6) SHAFT WITH FITTED KEY HALF-KEY BALANCING BEARING: STANDARD WITH FIXED BEARING, VIBRATION SEVERITY GRADE S/A, SHAFT AND FLANGE ACCURACY: R TERMINAL BOX (ABOVE) CABLE ENTRY ON THE RIGHT SIGNAL CONNECTION D-END | - | 0 | 0
1PH8087-1HF10-2CB1 |  | 1PH8087-1HF10-2CB1 | 1 | UN | 1 | 20 | D | D | N | N | 85015220 | 1 |  | 39 | KG | 2605.84 | 2605.84 | MC05 | MC05 | SIMOTICS M Compact induction motor 1500rpm, 3.7kW, 24Nm, 10A, 336V 1750rpm, 4.3kW, 23Nm, 10A, 396V 2000rpm, 4.9kW, 23Nm, 10A, 435V forced ventilation; direction of air flow NDE--> DE; Degree of protection IP55 Incremental encoder HTL 1024 S/R (encoder HTL1024S/R) With temperature sensor KTY 84-130 DESIGN IM B3 (IM V5, IM V6) SHAFT WITH FITTED KEY HALF-KEY BALANCING BEARING: STANDARD WITH FIXED BEARING, VIBRATION SEVERITY GRADE S/A, SHAFT AND FLANGE ACCURACY: R TERMINAL BOX (ABOVE) CABLE ENTRY ON THE LEFT SIGNAL CONNECTION D-END | - | 0 | 0
1PH8087-1HF10-2CC1 |  | 1PH8087-1HF10-2CC1 | 1 | UN | 1 | 20 | D | D | N | N | 85015220 | 1 |  | 39 | KG | 2605.84 | 2605.84 | MC05 | MC05 | SIMOTICS M Compact induction motor 1500rpm, 3.7kW, 24Nm, 10A, 336V 1750rpm, 4.3kW, 23Nm, 10A, 396V 2000rpm, 4.9kW, 23Nm, 10A, 435V forced ventilation; direction of air flow NDE--> DE; Degree of protection IP55 Incremental encoder HTL 1024 S/R (encoder HTL1024S/R) With temperature sensor KTY 84-130 DESIGN IM B3 (IM V5, IM V6) SHAFT WITH FITTED KEY HALF-KEY BALANCING BEARING: STANDARD WITH FIXED BEARING, VIBRATION SEVERITY GRADE S/A, SHAFT AND FLANGE ACCURACY: R TERMINAL BOX (ABOVE) CABLE ENTRY ON THE ND-END SIGNAL CONNECTION LEFT | - | 0 | 0
1PH8087-1HF12-0BA1 |  | 1PH8087-1HF12-0BA1 | 1 | UN | 1 | 20 | D | D | N | N | 85015220 | 1 |  | 39 | KG | 2576.97 | 2576.97 | MC05 | MC05 | SIMOTICS M Compact induction motor 1500rpm, 3.7kW, 24Nm, 10A, 336V 1750rpm, 4.3kW, 23Nm, 10A, 396V 2000rpm, 4.9kW, 23Nm, 10A, 435V forced ventilation; direction of air flow NDE--> DE; Degree of protection IP55 Incremental encoder HTL 1024 S/R (encoder HTL1024S/R) With temperature sensor KTY 84-130 DESIGN IM B5 (IMV 1,IM V3) PLAIN SHAFT WITHOUT FITTED KEY; BEARING: STANDARD WITH FIXED BEARING, VIBRATION SEVERITY GRADE R/A; SHAFT AND FLANGE ACCURACY: R TERMINAL BOX (ABOVE) CABLE ENTRY ON THE RIGHT SIGNAL CONNECTION D-END | - | 0 | 0
1PH8087-1HF12-0BB1 |  | 1PH8087-1HF12-0BB1 | 1 | UN | 1 | 20 | D | D | N | N | 85015220 | 1 |  | 39 | KG | 2576.97 | 2576.97 | MC05 | MC05 | SIMOTICS M Compact induction motor 1500rpm, 3.7kW, 24Nm, 10A, 336V 1750rpm, 4.3kW, 23Nm, 10A, 396V 2000rpm, 4.9kW, 23Nm, 10A, 435V forced ventilation; direction of air flow NDE--> DE; Degree of protection IP55 Incremental encoder HTL 1024 S/R (encoder HTL1024S/R) With temperature sensor KTY 84-130 DESIGN IM B5 (IMV 1,IM V3) PLAIN SHAFT WITHOUT FITTED KEY; BEARING: STANDARD WITH FIXED BEARING, VIBRATION SEVERITY GRADE R/A; SHAFT AND FLANGE ACCURACY: R TERMINAL BOX (ABOVE) CABLE ENTRY ON THE LEFT SIGNAL CONNECTION D-END | - | 0 | 0
1PH8087-1HF12-0BC1 |  | 1PH8087-1HF12-0BC1 | 1 | UN | 1 | 20 | D | D | N | N | 85015220 | 1 |  | 39 | KG | 2576.97 | 2576.97 | MC05 | MC05 | SIMOTICS M Compact induction motor 1500rpm, 3.7kW, 24Nm, 10A, 336V 1750rpm, 4.3kW, 23Nm, 10A, 396V 2000rpm, 4.9kW, 23Nm, 10A, 435V forced ventilation; direction of air flow NDE--> DE; Degree of protection IP55 Incremental encoder HTL 1024 S/R (encoder HTL1024S/R) With temperature sensor KTY 84-130 DESIGN IM B5 (IMV 1,IM V3) PLAIN SHAFT WITHOUT FITTED KEY; BEARING: STANDARD WITH FIXED BEARING, VIBRATION SEVERITY GRADE R/A; SHAFT AND FLANGE ACCURACY: R TERMINAL BOX (ABOVE) CABLE ENTRY ON THE ND-END SIGNAL CONNECTION LEFT | - | 0 | 0
1PH8087-1HF12-0CA1 |  | 1PH8087-1HF12-0CA1 | 1 | UN | 1 | 20 | D | D | N | N | 85015220 | 1 |  | 39 | KG | 2706.99 | 2706.99 | MC05 | MC05 | SIMOTICS M Compact induction motor 1500rpm, 3.7kW, 24Nm, 10A, 336V 1750rpm, 4.3kW, 23Nm, 10A, 396V 2000rpm, 4.9kW, 23Nm, 10A, 435V forced ventilation; direction of air flow NDE--> DE; Degree of protection IP55 Incremental encoder HTL 1024 S/R (encoder HTL1024S/R) With temperature sensor KTY 84-130 DESIGN IM B5 (IMV 1,IM V3) PLAIN SHAFT WITHOUT FITTED KEY; BEARING: STANDARD WITH FIXED BEARING, VIBRATION SEVERITY GRADE S/A, SHAFT AND FLANGE ACCURACY: R TERMINAL BOX (ABOVE) CABLE ENTRY ON THE RIGHT SIGNAL CONNECTION D-END | - | 0 | 0
1PH8087-1HF12-0CB1 |  | 1PH8087-1HF12-0CB1 | 1 | UN | 1 | 20 | D | D | N | N | 85015220 | 1 |  | 39 | KG | 2706.99 | 2706.99 | MC05 | MC05 | SIMOTICS M Compact induction motor 1500rpm, 3.7kW, 24Nm, 10A, 336V 1750rpm, 4.3kW, 23Nm, 10A, 396V 2000rpm, 4.9kW, 23Nm, 10A, 435V forced ventilation; direction of air flow NDE--> DE; Degree of protection IP55 Incremental encoder HTL 1024 S/R (encoder HTL1024S/R) With temperature sensor KTY 84-130 DESIGN IM B5 (IMV 1,IM V3) PLAIN SHAFT WITHOUT FITTED KEY; BEARING: STANDARD WITH FIXED BEARING, VIBRATION SEVERITY GRADE S/A, SHAFT AND FLANGE ACCURACY: R TERMINAL BOX (ABOVE) CABLE ENTRY ON THE LEFT SIGNAL CONNECTION D-END | - | 0 | 0
1PH8087-1HF12-0CC1 |  | 1PH8087-1HF12-0CC1 | 1 | UN | 1 | 20 | D | D | N | N | 85015220 | 1 |  | 39 | KG | 2706.99 | 2706.99 | MC05 | MC05 | SIMOTICS M Compact induction motor 1500rpm, 3.7kW, 24Nm, 10A, 336V 1750rpm, 4.3kW, 23Nm, 10A, 396V 2000rpm, 4.9kW, 23Nm, 10A, 435V forced ventilation; direction of air flow NDE--> DE; Degree of protection IP55 Incremental encoder HTL 1024 S/R (encoder HTL1024S/R) With temperature sensor KTY 84-130 DESIGN IM B5 (IMV 1,IM V3) PLAIN SHAFT WITHOUT FITTED KEY; BEARING: STANDARD WITH FIXED BEARING, VIBRATION SEVERITY GRADE S/A, SHAFT AND FLANGE ACCURACY: R TERMINAL BOX (ABOVE) CABLE ENTRY ON THE ND-END SIGNAL CONNECTION LEFT | - | 0 | 0
1PH8087-1HF12-2BA1 |  | 1PH8087-1HF12-2BA1 | 1 | UN | 1 | 20 | D | D | N | N | 85015220 | 1 |  | 39 | KG | 2576.97 | 2576.97 | MC05 | MC05 | SIMOTICS M Compact induction motor 1500rpm, 3.7kW, 24Nm, 10A, 336V 1750rpm, 4.3kW, 23Nm, 10A, 396V 2000rpm, 4.9kW, 23Nm, 10A, 435V forced ventilation; direction of air flow NDE--> DE; Degree of protection IP55 Incremental encoder HTL 1024 S/R (encoder HTL1024S/R) With temperature sensor KTY 84-130 DESIGN IM B5 (IMV 1,IM V3) SHAFT WITH FITTED KEY HALF-KEY BALANCING BEARING: STANDARD WITH FIXED BEARING, VIBRATION SEVERITY GRADE R/A; SHAFT AND FLANGE ACCURACY: R TERMINAL BOX (ABOVE) CABLE ENTRY ON THE RIGHT SIGNAL CONNECTION D-END | - | 0 | 0
1PH8087-1HF12-2BB1 |  | 1PH8087-1HF12-2BB1 | 1 | UN | 1 | 20 | D | D | N | N | 85015220 | 1 |  | 39 | KG | 2576.97 | 2576.97 | MC05 | MC05 | SIMOTICS M Compact induction motor 1500rpm, 3.7kW, 24Nm, 10A, 336V 1750rpm, 4.3kW, 23Nm, 10A, 396V 2000rpm, 4.9kW, 23Nm, 10A, 435V forced ventilation; direction of air flow NDE--> DE; Degree of protection IP55 Incremental encoder HTL 1024 S/R (encoder HTL1024S/R) With temperature sensor KTY 84-130 DESIGN IM B5 (IMV 1,IM V3) SHAFT WITH FITTED KEY HALF-KEY BALANCING BEARING: STANDARD WITH FIXED BEARING, VIBRATION SEVERITY GRADE R/A; SHAFT AND FLANGE ACCURACY: R TERMINAL BOX (ABOVE) CABLE ENTRY ON THE LEFT SIGNAL CONNECTION D-END | - | 0 | 0
1PH8087-1HF12-2BC1 |  | 1PH8087-1HF12-2BC1 | 1 | UN | 1 | 20 | D | D | N | N | 85015220 | 1 |  | 39 | KG | 2576.97 | 2576.97 | MC05 | MC05 | SIMOTICS M Compact induction motor 1500rpm, 3.7kW, 24Nm, 10A, 336V 1750rpm, 4.3kW, 23Nm, 10A, 396V 2000rpm, 4.9kW, 23Nm, 10A, 435V forced ventilation; direction of air flow NDE--> DE; Degree of protection IP55 Incremental encoder HTL 1024 S/R (encoder HTL1024S/R) With temperature sensor KTY 84-130 DESIGN IM B5 (IMV 1,IM V3) SHAFT WITH FITTED KEY HALF-KEY BALANCING BEARING: STANDARD WITH FIXED BEARING, VIBRATION SEVERITY GRADE R/A; SHAFT AND FLANGE ACCURACY: R TERMINAL BOX (ABOVE) CABLE ENTRY ON THE ND-END SIGNAL CONNECTION LEFT | - | 0 | 0
1PH8087-1HF12-2CA1 |  | 1PH8087-1HF12-2CA1 | 1 | UN | 1 | 20 | D | D | N | N | 85015220 | 1 |  | 39 | KG | 2706.99 | 2706.99 | MC05 | MC05 | SIMOTICS M Compact induction motor 1500rpm, 3.7kW, 24Nm, 10A, 336V 1750rpm, 4.3kW, 23Nm, 10A, 396V 2000rpm, 4.9kW, 23Nm, 10A, 435V forced ventilation; direction of air flow NDE--> DE; Degree of protection IP55 Incremental encoder HTL 1024 S/R (encoder HTL1024S/R) With temperature sensor KTY 84-130 DESIGN IM B5 (IMV 1,IM V3) SHAFT WITH FITTED KEY HALF-KEY BALANCING BEARING: STANDARD WITH FIXED BEARING, VIBRATION SEVERITY GRADE S/A, SHAFT AND FLANGE ACCURACY: R TERMINAL BOX (ABOVE) CABLE ENTRY ON THE RIGHT SIGNAL CONNECTION D-END | - | 0 | 0
1PH8087-1HF12-2CB1 |  | 1PH8087-1HF12-2CB1 | 1 | UN | 1 | 20 | D | D | N | N | 85015220 | 1 |  | 39 | KG | 2706.99 | 2706.99 | MC05 | MC05 | SIMOTICS M Compact induction motor 1500rpm, 3.7kW, 24Nm, 10A, 336V 1750rpm, 4.3kW, 23Nm, 10A, 396V 2000rpm, 4.9kW, 23Nm, 10A, 435V forced ventilation; direction of air flow NDE--> DE; Degree of protection IP55 Incremental encoder HTL 1024 S/R (encoder HTL1024S/R) With temperature sensor KTY 84-130 DESIGN IM B5 (IMV 1,IM V3) SHAFT WITH FITTED KEY HALF-KEY BALANCING BEARING: STANDARD WITH FIXED BEARING, VIBRATION SEVERITY GRADE S/A, SHAFT AND FLANGE ACCURACY: R TERMINAL BOX (ABOVE) CABLE ENTRY ON THE LEFT SIGNAL CONNECTION D-END | - | 0 | 0
1PH8087-1HF12-2CC1 |  | 1PH8087-1HF12-2CC1 | 1 | UN | 1 | 20 | D | D | N | N | 85015220 | 1 |  | 39 | KG | 2706.99 | 2706.99 | MC05 | MC05 | SIMOTICS M Compact induction motor 1500rpm, 3.7kW, 24Nm, 10A, 336V 1750rpm, 4.3kW, 23Nm, 10A, 396V 2000rpm, 4.9kW, 23Nm, 10A, 435V forced ventilation; direction of air flow NDE--> DE; Degree of protection IP55 Incremental encoder HTL 1024 S/R (encoder HTL1024S/R) With temperature sensor KTY 84-130 DESIGN IM B5 (IMV 1,IM V3) SHAFT WITH FITTED KEY HALF-KEY BALANCING BEARING: STANDARD WITH FIXED BEARING, VIBRATION SEVERITY GRADE S/A, SHAFT AND FLANGE ACCURACY: R TERMINAL BOX (ABOVE) CABLE ENTRY ON THE ND-END SIGNAL CONNECTION LEFT | - | 0 | 0
1PH8087-1HF20-0BA1 |  | 1PH8087-1HF20-0BA1 | 1 | UN | 1 | 20 | D | D | N | N | 85015220 | 1 |  | 44 | KG | 2682.91 | 2682.91 | MC05 | MC05 | SIMOTICS M Compact induction motor 1500rpm, 4.6 kW 29Nm, 13.7A, 316V 1750rpm, 5.4kW 29Nm, 13.7A, 358V 2000rpm, 6.1kW 29Nm, 13.7A, 402V water cooling Degree of protection IP65 Incremental encoder HTL 1024 S/R (encoder HTL1024S/R) With temperature sensor KTY 84-130 DESIGN IM B3 (IM V5, IM V6) PLAIN SHAFT WITHOUT FITTED KEY; BEARING: STANDARD WITH FIXED BEARING, VIBRATION SEVERITY GRADE R/A; SHAFT AND FLANGE ACCURACY: R TERMINAL BOX (ABOVE) CABLE ENTRY ON THE RIGHT SIGNAL CONNECTION D-END | - | 0 | 0
1PH8087-1HF20-0BB1 |  | 1PH8087-1HF20-0BB1 | 1 | UN | 1 | 20 | D | D | N | N | 85015220 | 1 |  | 44 | KG | 2682.91 | 2682.91 | MC05 | MC05 | SIMOTICS M Compact induction motor 1500rpm, 4.6 kW 29Nm, 13.7A, 316V 1750rpm, 5.4kW 29Nm, 13.7A, 358V 2000rpm, 6.1kW 29Nm, 13.7A, 402V water cooling Degree of protection IP65 Incremental encoder HTL 1024 S/R (encoder HTL1024S/R) With temperature sensor KTY 84-130 DESIGN IM B3 (IM V5, IM V6) PLAIN SHAFT WITHOUT FITTED KEY; BEARING: STANDARD WITH FIXED BEARING, VIBRATION SEVERITY GRADE R/A; SHAFT AND FLANGE ACCURACY: R TERMINAL BOX (ABOVE) CABLE ENTRY ON THE LEFT SIGNAL CONNECTION D-END | - | 0 | 0
1PH8087-1HF20-0BC1 |  | 1PH8087-1HF20-0BC1 | 1 | UN | 1 | 20 | D | D | N | N | 85015220 | 1 |  | 44 | KG | 2682.91 | 2682.91 | MC05 | MC05 | SIMOTICS M Compact induction motor 1500rpm, 4.6 kW 29Nm, 13.7A, 316V 1750rpm, 5.4kW 29Nm, 13.7A, 358V 2000rpm, 6.1kW 29Nm, 13.7A, 402V water cooling Degree of protection IP65 Incremental encoder HTL 1024 S/R (encoder HTL1024S/R) With temperature sensor KTY 84-130 DESIGN IM B3 (IM V5, IM V6) PLAIN SHAFT WITHOUT FITTED KEY; BEARING: STANDARD WITH FIXED BEARING, VIBRATION SEVERITY GRADE R/A; SHAFT AND FLANGE ACCURACY: R TERMINAL BOX (ABOVE) CABLE ENTRY ON THE ND-END SIGNAL CONNECTION LEFT | - | 0 | 0
1PH8087-1HF20-0CA1 |  | 1PH8087-1HF20-0CA1 | 1 | UN | 1 | 20 | D | D | N | N | 85015220 | 1 |  | 44 | KG | 2812.93 | 2812.93 | MC05 | MC05 | SIMOTICS M Compact induction motor 1500rpm, 4.6 kW 29Nm, 13.7A, 316V 1750rpm, 5.4kW 29Nm, 13.7A, 358V 2000rpm, 6.1kW 29Nm, 13.7A, 402V water cooling Degree of protection IP65 Incremental encoder HTL 1024 S/R (encoder HTL1024S/R) With temperature sensor KTY 84-130 DESIGN IM B3 (IM V5, IM V6) PLAIN SHAFT WITHOUT FITTED KEY; BEARING: STANDARD WITH FIXED BEARING, VIBRATION SEVERITY GRADE S/A, SHAFT AND FLANGE ACCURACY: R TERMINAL BOX (ABOVE) CABLE ENTRY ON THE RIGHT SIGNAL CONNECTION D-END | - | 0 | 0
1PH8087-1HF20-0CB1 |  | 1PH8087-1HF20-0CB1 | 1 | UN | 1 | 20 | D | D | N | N | 85015220 | 1 |  | 44 | KG | 2812.93 | 2812.93 | MC05 | MC05 | SIMOTICS M Compact induction motor 1500rpm, 4.6 kW 29Nm, 13.7A, 316V 1750rpm, 5.4kW 29Nm, 13.7A, 358V 2000rpm, 6.1kW 29Nm, 13.7A, 402V water cooling Degree of protection IP65 Incremental encoder HTL 1024 S/R (encoder HTL1024S/R) With temperature sensor KTY 84-130 DESIGN IM B3 (IM V5, IM V6) PLAIN SHAFT WITHOUT FITTED KEY; BEARING: STANDARD WITH FIXED BEARING, VIBRATION SEVERITY GRADE S/A, SHAFT AND FLANGE ACCURACY: R TERMINAL BOX (ABOVE) CABLE ENTRY ON THE LEFT SIGNAL CONNECTION D-END | - | 0 | 0
1PH8087-1HF20-0CC1 |  | 1PH8087-1HF20-0CC1 | 1 | UN | 1 | 20 | D | D | N | N | 85015220 | 1 |  | 44 | KG | 2812.93 | 2812.93 | MC05 | MC05 | SIMOTICS M Compact induction motor 1500rpm, 4.6 kW 29Nm, 13.7A, 316V 1750rpm, 5.4kW 29Nm, 13.7A, 358V 2000rpm, 6.1kW 29Nm, 13.7A, 402V water cooling Degree of protection IP65 Incremental encoder HTL 1024 S/R (encoder HTL1024S/R) With temperature sensor KTY 84-130 DESIGN IM B3 (IM V5, IM V6) PLAIN SHAFT WITHOUT FITTED KEY; BEARING: STANDARD WITH FIXED BEARING, VIBRATION SEVERITY GRADE S/A, SHAFT AND FLANGE ACCURACY: R TERMINAL BOX (ABOVE) CABLE ENTRY ON THE ND-END SIGNAL CONNECTION LEFT | - | 0 | 0
1PH8087-1HF20-2BA1 |  | 1PH8087-1HF20-2BA1 | 1 | UN | 1 | 20 | D | D | N | N | 85015220 | 1 |  | 44 | KG | 2682.91 | 2682.91 | MC05 | MC05 | SIMOTICS M Compact induction motor 1500rpm, 4.6 kW 29Nm, 13.7A, 316V 1750rpm, 5.4kW 29Nm, 13.7A, 358V 2000rpm, 6.1kW 29Nm, 13.7A, 402V water cooling Degree of protection IP65 Incremental encoder HTL 1024 S/R (encoder HTL1024S/R) With temperature sensor KTY 84-130 DESIGN IM B3 (IM V5, IM V6) SHAFT WITH FITTED KEY HALF-KEY BALANCING BEARING: STANDARD WITH FIXED BEARING, VIBRATION SEVERITY GRADE R/A; SHAFT AND FLANGE ACCURACY: R TERMINAL BOX (ABOVE) CABLE ENTRY ON THE RIGHT SIGNAL CONNECTION D-END | - | 0 | 0
1PH8087-1HF20-2BB1 |  | 1PH8087-1HF20-2BB1 | 1 | UN | 1 | 20 | D | D | N | N | 85015220 | 1 |  | 44 | KG | 2682.91 | 2682.91 | MC05 | MC05 | SIMOTICS M Compact induction motor 1500rpm, 4.6 kW 29Nm, 13.7A, 316V 1750rpm, 5.4kW 29Nm, 13.7A, 358V 2000rpm, 6.1kW 29Nm, 13.7A, 402V water cooling Degree of protection IP65 Incremental encoder HTL 1024 S/R (encoder HTL1024S/R) With temperature sensor KTY 84-130 DESIGN IM B3 (IM V5, IM V6) SHAFT WITH FITTED KEY HALF-KEY BALANCING BEARING: STANDARD WITH FIXED BEARING, VIBRATION SEVERITY GRADE R/A; SHAFT AND FLANGE ACCURACY: R TERMINAL BOX (ABOVE) CABLE ENTRY ON THE LEFT SIGNAL CONNECTION D-END | - | 0 | 0
1PH8087-1HF20-2BC1 |  | 1PH8087-1HF20-2BC1 | 1 | UN | 1 | 20 | D | D | N | N | 85015220 | 1 |  | 44 | KG | 2682.91 | 2682.91 | MC05 | MC05 | SIMOTICS M Compact induction motor 1500rpm, 4.6 kW 29Nm, 13.7A, 316V 1750rpm, 5.4kW 29Nm, 13.7A, 358V 2000rpm, 6.1kW 29Nm, 13.7A, 402V water cooling Degree of protection IP65 Incremental encoder HTL 1024 S/R (encoder HTL1024S/R) With temperature sensor KTY 84-130 DESIGN IM B3 (IM V5, IM V6) SHAFT WITH FITTED KEY HALF-KEY BALANCING BEARING: STANDARD WITH FIXED BEARING, VIBRATION SEVERITY GRADE R/A; SHAFT AND FLANGE ACCURACY: R TERMINAL BOX (ABOVE) CABLE ENTRY ON THE ND-END SIGNAL CONNECTION LEFT | - | 0 | 0
1PH8087-1HF20-2CA1 |  | 1PH8087-1HF20-2CA1 | 1 | UN | 1 | 20 | D | D | N | N | 85015220 | 1 |  | 44 | KG | 2812.93 | 2812.93 | MC05 | MC05 | SIMOTICS M Compact induction motor 1500rpm, 4.6 kW 29Nm, 13.7A, 316V 1750rpm, 5.4kW 29Nm, 13.7A, 358V 2000rpm, 6.1kW 29Nm, 13.7A, 402V water cooling Degree of protection IP65 Incremental encoder HTL 1024 S/R (encoder HTL1024S/R) With temperature sensor KTY 84-130 DESIGN IM B3 (IM V5, IM V6) SHAFT WITH FITTED KEY HALF-KEY BALANCING BEARING: STANDARD WITH FIXED BEARING, VIBRATION SEVERITY GRADE S/A, SHAFT AND FLANGE ACCURACY: R TERMINAL BOX (ABOVE) CABLE ENTRY ON THE RIGHT SIGNAL CONNECTION D-END | - | 0 | 0
1PH8087-1HF20-2CB1 |  | 1PH8087-1HF20-2CB1 | 1 | UN | 1 | 20 | D | D | N | N | 85015220 | 1 |  | 44 | KG | 2812.93 | 2812.93 | MC05 | MC05 | SIMOTICS M Compact induction motor 1500rpm, 4.6 kW 29Nm, 13.7A, 316V 1750rpm, 5.4kW 29Nm, 13.7A, 358V 2000rpm, 6.1kW 29Nm, 13.7A, 402V water cooling Degree of protection IP65 Incremental encoder HTL 1024 S/R (encoder HTL1024S/R) With temperature sensor KTY 84-130 DESIGN IM B3 (IM V5, IM V6) SHAFT WITH FITTED KEY HALF-KEY BALANCING BEARING: STANDARD WITH FIXED BEARING, VIBRATION SEVERITY GRADE S/A, SHAFT AND FLANGE ACCURACY: R TERMINAL BOX (ABOVE) CABLE ENTRY ON THE LEFT SIGNAL CONNECTION D-END | - | 0 | 0
1PH8087-1HF20-2CC1 |  | 1PH8087-1HF20-2CC1 | 1 | UN | 1 | 20 | D | D | N | N | 85015220 | 1 |  | 44 | KG | 2812.93 | 2812.93 | MC05 | MC05 | SIMOTICS M Compact induction motor 1500rpm, 4.6 kW 29Nm, 13.7A, 316V 1750rpm, 5.4kW 29Nm, 13.7A, 358V 2000rpm, 6.1kW 29Nm, 13.7A, 402V water cooling Degree of protection IP65 Incremental encoder HTL 1024 S/R (encoder HTL1024S/R) With temperature sensor KTY 84-130 DESIGN IM B3 (IM V5, IM V6) SHAFT WITH FITTED KEY HALF-KEY BALANCING BEARING: STANDARD WITH FIXED BEARING, VIBRATION SEVERITY GRADE S/A, SHAFT AND FLANGE ACCURACY: R TERMINAL BOX (ABOVE) CABLE ENTRY ON THE ND-END SIGNAL CONNECTION LEFT | - | 0 | 0
1PH8087-1HF22-0BA1 |  | 1PH8087-1HF22-0BA1 | 1 | UN | 1 | 20 | D | D | N | N | 85015220 | 1 |  | 44 | KG | 2784.06 | 2784.06 | MC05 | MC05 | SIMOTICS M Compact induction motor 1500rpm, 4.6 kW 29Nm, 13.7A, 316V 1750rpm, 5.4kW 29Nm, 13.7A, 358V 2000rpm, 6.1kW 29Nm, 13.7A, 402V water cooling Degree of protection IP65 Incremental encoder HTL 1024 S/R (encoder HTL1024S/R) With temperature sensor KTY 84-130 DESIGN IM B5 (IMV 1,IM V3) PLAIN SHAFT WITHOUT FITTED KEY; BEARING: STANDARD WITH FIXED BEARING, VIBRATION SEVERITY GRADE R/A; SHAFT AND FLANGE ACCURACY: R TERMINAL BOX (ABOVE) CABLE ENTRY ON THE RIGHT SIGNAL CONNECTION D-END | - | 0 | 0
1PH8087-1HF22-0BB1 |  | 1PH8087-1HF22-0BB1 | 1 | UN | 1 | 20 | D | D | N | N | 85015220 | 1 |  | 44 | KG | 2784.06 | 2784.06 | MC05 | MC05 | SIMOTICS M Compact induction motor 1500rpm, 4.6 kW 29Nm, 13.7A, 316V 1750rpm, 5.4kW 29Nm, 13.7A, 358V 2000rpm, 6.1kW 29Nm, 13.7A, 402V water cooling Degree of protection IP65 Incremental encoder HTL 1024 S/R (encoder HTL1024S/R) With temperature sensor KTY 84-130 DESIGN IM B5 (IMV 1,IM V3) PLAIN SHAFT WITHOUT FITTED KEY; BEARING: STANDARD WITH FIXED BEARING, VIBRATION SEVERITY GRADE R/A; SHAFT AND FLANGE ACCURACY: R TERMINAL BOX (ABOVE) CABLE ENTRY ON THE LEFT SIGNAL CONNECTION D-END | - | 0 | 0
1PH8087-1HF22-0BC1 |  | 1PH8087-1HF22-0BC1 | 1 | UN | 1 | 20 | D | D | N | N | 85015220 | 1 |  | 44 | KG | 2784.06 | 2784.06 | MC05 | MC05 | SIMOTICS M Compact induction motor 1500rpm, 4.6 kW 29Nm, 13.7A, 316V 1750rpm, 5.4kW 29Nm, 13.7A, 358V 2000rpm, 6.1kW 29Nm, 13.7A, 402V water cooling Degree of protection IP65 Incremental encoder HTL 1024 S/R (encoder HTL1024S/R) With temperature sensor KTY 84-130 DESIGN IM B5 (IMV 1,IM V3) PLAIN SHAFT WITHOUT FITTED KEY; BEARING: STANDARD WITH FIXED BEARING, VIBRATION SEVERITY GRADE R/A; SHAFT AND FLANGE ACCURACY: R TERMINAL BOX (ABOVE) CABLE ENTRY ON THE ND-END SIGNAL CONNECTION LEFT | - | 0 | 0
1PH8087-1HF22-0CA1 |  | 1PH8087-1HF22-0CA1 | 1 | UN | 1 | 20 | D | D | N | N | 85015220 | 1 |  | 44 | KG | 2914.08 | 2914.08 | MC05 | MC05 | SIMOTICS M Compact induction motor 1500rpm, 4.6 kW 29Nm, 13.7A, 316V 1750rpm, 5.4kW 29Nm, 13.7A, 358V 2000rpm, 6.1kW 29Nm, 13.7A, 402V water cooling Degree of protection IP65 Incremental encoder HTL 1024 S/R (encoder HTL1024S/R) With temperature sensor KTY 84-130 DESIGN IM B5 (IMV 1,IM V3) PLAIN SHAFT WITHOUT FITTED KEY; BEARING: STANDARD WITH FIXED BEARING, VIBRATION SEVERITY GRADE S/A, SHAFT AND FLANGE ACCURACY: R TERMINAL BOX (ABOVE) CABLE ENTRY ON THE RIGHT SIGNAL CONNECTION D-END | - | 0 | 0
1PH8087-1HF22-0CB1 |  | 1PH8087-1HF22-0CB1 | 1 | UN | 1 | 20 | D | D | N | N | 85015220 | 1 |  | 44 | KG | 2914.08 | 2914.08 | MC05 | MC05 | SIMOTICS M Compact induction motor 1500rpm, 4.6 kW 29Nm, 13.7A, 316V 1750rpm, 5.4kW 29Nm, 13.7A, 358V 2000rpm, 6.1kW 29Nm, 13.7A, 402V water cooling Degree of protection IP65 Incremental encoder HTL 1024 S/R (encoder HTL1024S/R) With temperature sensor KTY 84-130 DESIGN IM B5 (IMV 1,IM V3) PLAIN SHAFT WITHOUT FITTED KEY; BEARING: STANDARD WITH FIXED BEARING, VIBRATION SEVERITY GRADE S/A, SHAFT AND FLANGE ACCURACY: R TERMINAL BOX (ABOVE) CABLE ENTRY ON THE LEFT SIGNAL CONNECTION D-END | - | 0 | 0
1PH8087-1HF22-0CC1 |  | 1PH8087-1HF22-0CC1 | 1 | UN | 1 | 20 | D | D | N | N | 85015220 | 1 |  | 44 | KG | 2914.08 | 2914.08 | MC05 | MC05 | SIMOTICS M Compact induction motor 1500rpm, 4.6 kW 29Nm, 13.7A, 316V 1750rpm, 5.4kW 29Nm, 13.7A, 358V 2000rpm, 6.1kW 29Nm, 13.7A, 402V water cooling Degree of protection IP65 Incremental encoder HTL 1024 S/R (encoder HTL1024S/R) With temperature sensor KTY 84-130 DESIGN IM B5 (IMV 1,IM V3) PLAIN SHAFT WITHOUT FITTED KEY; BEARING: STANDARD WITH FIXED BEARING, VIBRATION SEVERITY GRADE S/A, SHAFT AND FLANGE ACCURACY: R TERMINAL BOX (ABOVE) CABLE ENTRY ON THE ND-END SIGNAL CONNECTION LEFT | - | 0 | 0
1PH8087-1HF22-2BA1 |  | 1PH8087-1HF22-2BA1 | 1 | UN | 1 | 20 | D | D | N | N | 85015220 | 1 |  | 44 | KG | 2784.06 | 2784.06 | MC05 | MC05 | SIMOTICS M Compact induction motor 1500rpm, 4.6 kW 29Nm, 13.7A, 316V 1750rpm, 5.4kW 29Nm, 13.7A, 358V 2000rpm, 6.1kW 29Nm, 13.7A, 402V water cooling Degree of protection IP65 Incremental encoder HTL 1024 S/R (encoder HTL1024S/R) With temperature sensor KTY 84-130 DESIGN IM B5 (IMV 1,IM V3) SHAFT WITH FITTED KEY HALF-KEY BALANCING BEARING: STANDARD WITH FIXED BEARING, VIBRATION SEVERITY GRADE R/A; SHAFT AND FLANGE ACCURACY: R TERMINAL BOX (ABOVE) CABLE ENTRY ON THE RIGHT SIGNAL CONNECTION D-END | - | 0 | 0
1PH8087-1HF22-2BB1 |  | 1PH8087-1HF22-2BB1 | 1 | UN | 1 | 20 | D | D | N | N | 85015220 | 1 |  | 44 | KG | 2784.06 | 2784.06 | MC05 | MC05 | SIMOTICS M Compact induction motor 1500rpm, 4.6 kW 29Nm, 13.7A, 316V 1750rpm, 5.4kW 29Nm, 13.7A, 358V 2000rpm, 6.1kW 29Nm, 13.7A, 402V water cooling Degree of protection IP65 Incremental encoder HTL 1024 S/R (encoder HTL1024S/R) With temperature sensor KTY 84-130 DESIGN IM B5 (IMV 1,IM V3) SHAFT WITH FITTED KEY HALF-KEY BALANCING BEARING: STANDARD WITH FIXED BEARING, VIBRATION SEVERITY GRADE R/A; SHAFT AND FLANGE ACCURACY: R TERMINAL BOX (ABOVE) CABLE ENTRY ON THE LEFT SIGNAL CONNECTION D-END | - | 0 | 0
1PH8087-1HF22-2BC1 |  | 1PH8087-1HF22-2BC1 | 1 | UN | 1 | 20 | D | D | N | N | 85015220 | 1 |  | 44 | KG | 2784.06 | 2784.06 | MC05 | MC05 | SIMOTICS M Compact induction motor 1500rpm, 4.6 kW 29Nm, 13.7A, 316V 1750rpm, 5.4kW 29Nm, 13.7A, 358V 2000rpm, 6.1kW 29Nm, 13.7A, 402V water cooling Degree of protection IP65 Incremental encoder HTL 1024 S/R (encoder HTL1024S/R) With temperature sensor KTY 84-130 DESIGN IM B5 (IMV 1,IM V3) SHAFT WITH FITTED KEY HALF-KEY BALANCING BEARING: STANDARD WITH FIXED BEARING, VIBRATION SEVERITY GRADE R/A; SHAFT AND FLANGE ACCURACY: R TERMINAL BOX (ABOVE) CABLE ENTRY ON THE ND-END SIGNAL CONNECTION LEFT | - | 0 | 0
1PH8087-1HF22-2CA1 |  | 1PH8087-1HF22-2CA1 | 1 | UN | 1 | 20 | D | D | N | N | 85015220 | 1 |  | 44 | KG | 2914.08 | 2914.08 | MC05 | MC05 | SIMOTICS M Compact induction motor 1500rpm, 4.6 kW 29Nm, 13.7A, 316V 1750rpm, 5.4kW 29Nm, 13.7A, 358V 2000rpm, 6.1kW 29Nm, 13.7A, 402V water cooling Degree of protection IP65 Incremental encoder HTL 1024 S/R (encoder HTL1024S/R) With temperature sensor KTY 84-130 DESIGN IM B5 (IMV 1,IM V3) SHAFT WITH FITTED KEY HALF-KEY BALANCING BEARING: STANDARD WITH FIXED BEARING, VIBRATION SEVERITY GRADE S/A, SHAFT AND FLANGE ACCURACY: R TERMINAL BOX (ABOVE) CABLE ENTRY ON THE RIGHT SIGNAL CONNECTION D-END | - | 0 | 0
1PH8087-1HF22-2CB1 |  | 1PH8087-1HF22-2CB1 | 1 | UN | 1 | 20 | D | D | N | N | 85015220 | 1 |  | 44 | KG | 2914.08 | 2914.08 | MC05 | MC05 | SIMOTICS M Compact induction motor 1500rpm, 4.6 kW 29Nm, 13.7A, 316V 1750rpm, 5.4kW 29Nm, 13.7A, 358V 2000rpm, 6.1kW 29Nm, 13.7A, 402V water cooling Degree of protection IP65 Incremental encoder HTL 1024 S/R (encoder HTL1024S/R) With temperature sensor KTY 84-130 DESIGN IM B5 (IMV 1,IM V3) SHAFT WITH FITTED KEY HALF-KEY BALANCING BEARING: STANDARD WITH FIXED BEARING, VIBRATION SEVERITY GRADE S/A, SHAFT AND FLANGE ACCURACY: R TERMINAL BOX (ABOVE) CABLE ENTRY ON THE LEFT SIGNAL CONNECTION D-END | - | 0 | 0
1PH8087-1HF22-2CC1 |  | 1PH8087-1HF22-2CC1 | 1 | UN | 1 | 20 | D | D | N | N | 85015220 | 1 |  | 44 | KG | 2914.08 | 2914.08 | MC05 | MC05 | SIMOTICS M Compact induction motor 1500rpm, 4.6 kW 29Nm, 13.7A, 316V 1750rpm, 5.4kW 29Nm, 13.7A, 358V 2000rpm, 6.1kW 29Nm, 13.7A, 402V water cooling Degree of protection IP65 Incremental encoder HTL 1024 S/R (encoder HTL1024S/R) With temperature sensor KTY 84-130 DESIGN IM B5 (IMV 1,IM V3) SHAFT WITH FITTED KEY HALF-KEY BALANCING BEARING: STANDARD WITH FIXED BEARING, VIBRATION SEVERITY GRADE S/A, SHAFT AND FLANGE ACCURACY: R TERMINAL BOX (ABOVE) CABLE ENTRY ON THE ND-END SIGNAL CONNECTION LEFT | - | 0 | 0
1PH8087-1HM10-0BA1 |  | 1PH8087-1HM10-0BA1 | 1 | UN | 1 | 20 | D | D | N | N | 85015220 | 1 |  | 32 | KG | 2475.82 | 2475.82 | MC05 | MC05 | SIMOTICS M Compact induction motor 3000rpm, 4.8 kW 15Nm, 17.3A, 284V 3300RPM, 5.2kW 15Nm, 17.1A, 303V 3600RPM 5.7kW 15Nm, 17.1A, 355V forced ventilation; direction of air flow NDE--> DE; Degree of protection IP55 Incremental encoder HTL 1024 S/R (encoder HTL1024S/R) With temperature sensor KTY 84-130 DESIGN IM B3 (IM V5, IM V6) PLAIN SHAFT WITHOUT FITTED KEY; BEARING: STANDARD WITH FIXED BEARING, VIBRATION SEVERITY GRADE R/A; SHAFT AND FLANGE ACCURACY: R TERMINAL BOX (ABOVE) CABLE ENTRY ON THE RIGHT SIGNAL CONNECTION D-END | - | 0 | 0
1PH8087-1HM10-0BB1 |  | 1PH8087-1HM10-0BB1 | 1 | UN | 1 | 20 | D | D | N | N | 85015220 | 1 |  | 32 | KG | 2475.82 | 2475.82 | MC05 | MC05 | SIMOTICS M Compact induction motor 3000rpm, 4.8 kW 15Nm, 17.3A, 284V 3300RPM, 5.2kW 15Nm, 17.1A, 303V 3600RPM 5.7kW 15Nm, 17.1A, 355V forced ventilation; direction of air flow NDE--> DE; Degree of protection IP55 Incremental encoder HTL 1024 S/R (encoder HTL1024S/R) With temperature sensor KTY 84-130 DESIGN IM B3 (IM V5, IM V6) PLAIN SHAFT WITHOUT FITTED KEY; BEARING: STANDARD WITH FIXED BEARING, VIBRATION SEVERITY GRADE R/A; SHAFT AND FLANGE ACCURACY: R TERMINAL BOX (ABOVE) CABLE ENTRY ON THE LEFT SIGNAL CONNECTION D-END | - | 0 | 0
1PH8087-1HM10-0BC1 |  | 1PH8087-1HM10-0BC1 | 1 | UN | 1 | 20 | D | D | N | N | 85015220 | 1 |  | 32 | KG | 2475.82 | 2475.82 | MC05 | MC05 | SIMOTICS M Compact induction motor 3000rpm, 4.8 kW 15Nm, 17.3A, 284V 3300RPM, 5.2kW 15Nm, 17.1A, 303V 3600RPM 5.7kW 15Nm, 17.1A, 355V forced ventilation; direction of air flow NDE--> DE; Degree of protection IP55 Incremental encoder HTL 1024 S/R (encoder HTL1024S/R) With temperature sensor KTY 84-130 DESIGN IM B3 (IM V5, IM V6) PLAIN SHAFT WITHOUT FITTED KEY; BEARING: STANDARD WITH FIXED BEARING, VIBRATION SEVERITY GRADE R/A; SHAFT AND FLANGE ACCURACY: R TERMINAL BOX (ABOVE) CABLE ENTRY ON THE ND-END SIGNAL CONNECTION LEFT | - | 0 | 0
1PH8087-1HM10-0CA1 |  | 1PH8087-1HM10-0CA1 | 1 | UN | 1 | 20 | D | D | N | N | 85015220 | 1 |  | 32 | KG | 2605.84 | 2605.84 | MC05 | MC05 | SIMOTICS M Compact induction motor 3000rpm, 4.8 kW 15Nm, 17.3A, 284V 3300RPM, 5.2kW 15Nm, 17.1A, 303V 3600RPM 5.7kW 15Nm, 17.1A, 355V forced ventilation; direction of air flow NDE--> DE; Degree of protection IP55 Incremental encoder HTL 1024 S/R (encoder HTL1024S/R) With temperature sensor KTY 84-130 DESIGN IM B3 (IM V5, IM V6) PLAIN SHAFT WITHOUT FITTED KEY; BEARING: STANDARD WITH FIXED BEARING, VIBRATION SEVERITY GRADE S/A, SHAFT AND FLANGE ACCURACY: R TERMINAL BOX (ABOVE) CABLE ENTRY ON THE RIGHT SIGNAL CONNECTION D-END | - | 0 | 0
1PH8087-1HM10-0CB1 |  | 1PH8087-1HM10-0CB1 | 1 | UN | 1 | 20 | D | D | N | N | 85015220 | 1 |  | 32 | KG | 2605.84 | 2605.84 | MC05 | MC05 | SIMOTICS M Compact induction motor 3000rpm, 4.8 kW 15Nm, 17.3A, 284V 3300RPM, 5.2kW 15Nm, 17.1A, 303V 3600RPM 5.7kW 15Nm, 17.1A, 355V forced ventilation; direction of air flow NDE--> DE; Degree of protection IP55 Incremental encoder HTL 1024 S/R (encoder HTL1024S/R) With temperature sensor KTY 84-130 DESIGN IM B3 (IM V5, IM V6) PLAIN SHAFT WITHOUT FITTED KEY; BEARING: STANDARD WITH FIXED BEARING, VIBRATION SEVERITY GRADE S/A, SHAFT AND FLANGE ACCURACY: R TERMINAL BOX (ABOVE) CABLE ENTRY ON THE LEFT SIGNAL CONNECTION D-END | - | 0 | 0
1PH8087-1HM10-0CC1 |  | 1PH8087-1HM10-0CC1 | 1 | UN | 1 | 20 | D | D | N | N | 85015220 | 1 |  | 32 | KG | 2605.84 | 2605.84 | MC05 | MC05 | SIMOTICS M Compact induction motor 3000rpm, 4.8 kW 15Nm, 17.3A, 284V 3300RPM, 5.2kW 15Nm, 17.1A, 303V 3600RPM 5.7kW 15Nm, 17.1A, 355V forced ventilation; direction of air flow NDE--> DE; Degree of protection IP55 Incremental encoder HTL 1024 S/R (encoder HTL1024S/R) With temperature sensor KTY 84-130 DESIGN IM B3 (IM V5, IM V6) PLAIN SHAFT WITHOUT FITTED KEY; BEARING: STANDARD WITH FIXED BEARING, VIBRATION SEVERITY GRADE S/A, SHAFT AND FLANGE ACCURACY: R TERMINAL BOX (ABOVE) CABLE ENTRY ON THE ND-END SIGNAL CONNECTION LEFT | - | 0 | 0
1PH8087-1HM10-2BA1 |  | 1PH8087-1HM10-2BA1 | 1 | UN | 1 | 20 | D | D | N | N | 85015220 | 1 |  | 32 | KG | 2475.82 | 2475.82 | MC05 | MC05 | SIMOTICS M Compact induction motor 3000rpm, 4.8 kW 15Nm, 17.3A, 284V 3300RPM, 5.2kW 15Nm, 17.1A, 303V 3600RPM 5.7kW 15Nm, 17.1A, 355V forced ventilation; direction of air flow NDE--> DE; Degree of protection IP55 Incremental encoder HTL 1024 S/R (encoder HTL1024S/R) With temperature sensor KTY 84-130 DESIGN IM B3 (IM V5, IM V6) SHAFT WITH FITTED KEY HALF-KEY BALANCING BEARING: STANDARD WITH FIXED BEARING, VIBRATION SEVERITY GRADE R/A; SHAFT AND FLANGE ACCURACY: R TERMINAL BOX (ABOVE) CABLE ENTRY ON THE RIGHT SIGNAL CONNECTION D-END | - | 0 | 0
1PH8087-1HM10-2BB1 |  | 1PH8087-1HM10-2BB1 | 1 | UN | 1 | 20 | D | D | N | N | 85015220 | 1 |  | 32 | KG | 2475.82 | 2475.82 | MC05 | MC05 | SIMOTICS M Compact induction motor 3000rpm, 4.8 kW 15Nm, 17.3A, 284V 3300RPM, 5.2kW 15Nm, 17.1A, 303V 3600RPM 5.7kW 15Nm, 17.1A, 355V forced ventilation; direction of air flow NDE--> DE; Degree of protection IP55 Incremental encoder HTL 1024 S/R (encoder HTL1024S/R) With temperature sensor KTY 84-130 DESIGN IM B3 (IM V5, IM V6) SHAFT WITH FITTED KEY HALF-KEY BALANCING BEARING: STANDARD WITH FIXED BEARING, VIBRATION SEVERITY GRADE R/A; SHAFT AND FLANGE ACCURACY: R TERMINAL BOX (ABOVE) CABLE ENTRY ON THE LEFT SIGNAL CONNECTION D-END | - | 0 | 0
1PH8087-1HM10-2BC1 |  | 1PH8087-1HM10-2BC1 | 1 | UN | 1 | 20 | D | D | N | N | 85015220 | 1 |  | 32 | KG | 2475.82 | 2475.82 | MC05 | MC05 | SIMOTICS M Compact induction motor 3000rpm, 4.8 kW 15Nm, 17.3A, 284V 3300RPM, 5.2kW 15Nm, 17.1A, 303V 3600RPM 5.7kW 15Nm, 17.1A, 355V forced ventilation; direction of air flow NDE--> DE; Degree of protection IP55 Incremental encoder HTL 1024 S/R (encoder HTL1024S/R) With temperature sensor KTY 84-130 DESIGN IM B3 (IM V5, IM V6) SHAFT WITH FITTED KEY HALF-KEY BALANCING BEARING: STANDARD WITH FIXED BEARING, VIBRATION SEVERITY GRADE R/A; SHAFT AND FLANGE ACCURACY: R TERMINAL BOX (ABOVE) CABLE ENTRY ON THE ND-END SIGNAL CONNECTION LEFT | - | 0 | 0
1PH8087-1HM10-2CA1 |  | 1PH8087-1HM10-2CA1 | 1 | UN | 1 | 20 | D | D | N | N | 85015220 | 1 |  | 32 | KG | 2605.84 | 2605.84 | MC05 | MC05 | SIMOTICS M Compact induction motor 3000rpm, 4.8 kW 15Nm, 17.3A, 284V 3300RPM, 5.2kW 15Nm, 17.1A, 303V 3600RPM 5.7kW 15Nm, 17.1A, 355V forced ventilation; direction of air flow NDE--> DE; Degree of protection IP55 Incremental encoder HTL 1024 S/R (encoder HTL1024S/R) With temperature sensor KTY 84-130 DESIGN IM B3 (IM V5, IM V6) SHAFT WITH FITTED KEY HALF-KEY BALANCING BEARING: STANDARD WITH FIXED BEARING, VIBRATION SEVERITY GRADE S/A, SHAFT AND FLANGE ACCURACY: R TERMINAL BOX (ABOVE) CABLE ENTRY ON THE RIGHT SIGNAL CONNECTION D-END | - | 0 | 0
1PH8087-1HM10-2CB1 |  | 1PH8087-1HM10-2CB1 | 1 | UN | 1 | 20 | D | D | N | N | 85015220 | 1 |  | 32 | KG | 2605.84 | 2605.84 | MC05 | MC05 | SIMOTICS M Compact induction motor 3000rpm, 4.8 kW 15Nm, 17.3A, 284V 3300RPM, 5.2kW 15Nm, 17.1A, 303V 3600RPM 5.7kW 15Nm, 17.1A, 355V forced ventilation; direction of air flow NDE--> DE; Degree of protection IP55 Incremental encoder HTL 1024 S/R (encoder HTL1024S/R) With temperature sensor KTY 84-130 DESIGN IM B3 (IM V5, IM V6) SHAFT WITH FITTED KEY HALF-KEY BALANCING BEARING: STANDARD WITH FIXED BEARING, VIBRATION SEVERITY GRADE S/A, SHAFT AND FLANGE ACCURACY: R TERMINAL BOX (ABOVE) CABLE ENTRY ON THE LEFT SIGNAL CONNECTION D-END | - | 0 | 0
1PH8087-1HM10-2CC1 |  | 1PH8087-1HM10-2CC1 | 1 | UN | 1 | 20 | D | D | N | N | 85015220 | 1 |  | 32 | KG | 2605.84 | 2605.84 | MC05 | MC05 | SIMOTICS M Compact induction motor 3000rpm, 4.8 kW 15Nm, 17.3A, 284V 3300RPM, 5.2kW 15Nm, 17.1A, 303V 3600RPM 5.7kW 15Nm, 17.1A, 355V forced ventilation; direction of air flow NDE--> DE; Degree of protection IP55 Incremental encoder HTL 1024 S/R (encoder HTL1024S/R) With temperature sensor KTY 84-130 DESIGN IM B3 (IM V5, IM V6) SHAFT WITH FITTED KEY HALF-KEY BALANCING BEARING: STANDARD WITH FIXED BEARING, VIBRATION SEVERITY GRADE S/A, SHAFT AND FLANGE ACCURACY: R TERMINAL BOX (ABOVE) CABLE ENTRY ON THE ND-END SIGNAL CONNECTION LEFT | - | 0 | 0
1PH8087-1HM12-0BA1 |  | 1PH8087-1HM12-0BA1 | 1 | UN | 1 | 20 | D | D | N | N | 85015220 | 1 |  | 32 | KG | 2576.97 | 2576.97 | MC05 | MC05 | SIMOTICS M Compact induction motor 3000rpm, 4.8 kW 15Nm, 17.3A, 284V 3300RPM, 5.2kW 15Nm, 17.1A, 303V 3600RPM 5.7kW 15Nm, 17.1A, 355V forced ventilation; direction of air flow NDE--> DE; Degree of protection IP55 Incremental encoder HTL 1024 S/R (encoder HTL1024S/R) With temperature sensor KTY 84-130 DESIGN IM B5 (IMV 1,IM V3) PLAIN SHAFT WITHOUT FITTED KEY; BEARING: STANDARD WITH FIXED BEARING, VIBRATION SEVERITY GRADE R/A; SHAFT AND FLANGE ACCURACY: R TERMINAL BOX (ABOVE) CABLE ENTRY ON THE RIGHT SIGNAL CONNECTION D-END | - | 0 | 0
1PH8087-1HM12-0BB1 |  | 1PH8087-1HM12-0BB1 | 1 | UN | 1 | 20 | D | D | N | N | 85015220 | 1 |  | 32 | KG | 2576.97 | 2576.97 | MC05 | MC05 | SIMOTICS M Compact induction motor 3000rpm, 4.8 kW 15Nm, 17.3A, 284V 3300RPM, 5.2kW 15Nm, 17.1A, 303V 3600RPM 5.7kW 15Nm, 17.1A, 355V forced ventilation; direction of air flow NDE--> DE; Degree of protection IP55 Incremental encoder HTL 1024 S/R (encoder HTL1024S/R) With temperature sensor KTY 84-130 DESIGN IM B5 (IMV 1,IM V3) PLAIN SHAFT WITHOUT FITTED KEY; BEARING: STANDARD WITH FIXED BEARING, VIBRATION SEVERITY GRADE R/A; SHAFT AND FLANGE ACCURACY: R TERMINAL BOX (ABOVE) CABLE ENTRY ON THE LEFT SIGNAL CONNECTION D-END | - | 0 | 0
1PH8087-1HM12-0BC1 |  | 1PH8087-1HM12-0BC1 | 1 | UN | 1 | 20 | D | D | N | N | 85015220 | 1 |  | 32 | KG | 2576.97 | 2576.97 | MC05 | MC05 | SIMOTICS M Compact induction motor 3000rpm, 4.8 kW 15Nm, 17.3A, 284V 3300RPM, 5.2kW 15Nm, 17.1A, 303V 3600RPM 5.7kW 15Nm, 17.1A, 355V forced ventilation; direction of air flow NDE--> DE; Degree of protection IP55 Incremental encoder HTL 1024 S/R (encoder HTL1024S/R) With temperature sensor KTY 84-130 DESIGN IM B5 (IMV 1,IM V3) PLAIN SHAFT WITHOUT FITTED KEY; BEARING: STANDARD WITH FIXED BEARING, VIBRATION SEVERITY GRADE R/A; SHAFT AND FLANGE ACCURACY: R TERMINAL BOX (ABOVE) CABLE ENTRY ON THE ND-END SIGNAL CONNECTION LEFT | - | 0 | 0
1PH8087-1HM12-0CA1 |  | 1PH8087-1HM12-0CA1 | 1 | UN | 1 | 20 | D | D | N | N | 85015220 | 1 |  | 32 | KG | 2706.99 | 2706.99 | MC05 | MC05 | SIMOTICS M Compact induction motor 3000rpm, 4.8 kW 15Nm, 17.3A, 284V 3300RPM, 5.2kW 15Nm, 17.1A, 303V 3600RPM 5.7kW 15Nm, 17.1A, 355V forced ventilation; direction of air flow NDE--> DE; Degree of protection IP55 Incremental encoder HTL 1024 S/R (encoder HTL1024S/R) With temperature sensor KTY 84-130 DESIGN IM B5 (IMV 1,IM V3) PLAIN SHAFT WITHOUT FITTED KEY; BEARING: STANDARD WITH FIXED BEARING, VIBRATION SEVERITY GRADE S/A, SHAFT AND FLANGE ACCURACY: R TERMINAL BOX (ABOVE) CABLE ENTRY ON THE RIGHT SIGNAL CONNECTION D-END | - | 0 | 0
1PH8087-1HM12-0CB1 |  | 1PH8087-1HM12-0CB1 | 1 | UN | 1 | 20 | D | D | N | N | 85015220 | 1 |  | 32 | KG | 2706.99 | 2706.99 | MC05 | MC05 | SIMOTICS M Compact induction motor 3000rpm, 4.8 kW 15Nm, 17.3A, 284V 3300RPM, 5.2kW 15Nm, 17.1A, 303V 3600RPM 5.7kW 15Nm, 17.1A, 355V forced ventilation; direction of air flow NDE--> DE; Degree of protection IP55 Incremental encoder HTL 1024 S/R (encoder HTL1024S/R) With temperature sensor KTY 84-130 DESIGN IM B5 (IMV 1,IM V3) PLAIN SHAFT WITHOUT FITTED KEY; BEARING: STANDARD WITH FIXED BEARING, VIBRATION SEVERITY GRADE S/A, SHAFT AND FLANGE ACCURACY: R TERMINAL BOX (ABOVE) CABLE ENTRY ON THE LEFT SIGNAL CONNECTION D-END | - | 0 | 0
1PH8087-1HM12-0CC1 |  | 1PH8087-1HM12-0CC1 | 1 | UN | 1 | 20 | D | D | N | N | 85015220 | 1 |  | 32 | KG | 2706.99 | 2706.99 | MC05 | MC05 | SIMOTICS M Compact induction motor 3000rpm, 4.8 kW 15Nm, 17.3A, 284V 3300RPM, 5.2kW 15Nm, 17.1A, 303V 3600RPM 5.7kW 15Nm, 17.1A, 355V forced ventilation; direction of air flow NDE--> DE; Degree of protection IP55 Incremental encoder HTL 1024 S/R (encoder HTL1024S/R) With temperature sensor KTY 84-130 DESIGN IM B5 (IMV 1,IM V3) PLAIN SHAFT WITHOUT FITTED KEY; BEARING: STANDARD WITH FIXED BEARING, VIBRATION SEVERITY GRADE S/A, SHAFT AND FLANGE ACCURACY: R TERMINAL BOX (ABOVE) CABLE ENTRY ON THE ND-END SIGNAL CONNECTION LEFT | - | 0 | 0
1PH8087-1HM12-2BA1 |  | 1PH8087-1HM12-2BA1 | 1 | UN | 1 | 20 | D | D | N | N | 85015220 | 1 |  | 32 | KG | 2576.97 | 2576.97 | MC05 | MC05 | SIMOTICS M Compact induction motor 3000rpm, 4.8 kW 15Nm, 17.3A, 284V 3300RPM, 5.2kW 15Nm, 17.1A, 303V 3600RPM 5.7kW 15Nm, 17.1A, 355V forced ventilation; direction of air flow NDE--> DE; Degree of protection IP55 Incremental encoder HTL 1024 S/R (encoder HTL1024S/R) With temperature sensor KTY 84-130 DESIGN IM B5 (IMV 1,IM V3) SHAFT WITH FITTED KEY HALF-KEY BALANCING BEARING: STANDARD WITH FIXED BEARING, VIBRATION SEVERITY GRADE R/A; SHAFT AND FLANGE ACCURACY: R TERMINAL BOX (ABOVE) CABLE ENTRY ON THE RIGHT SIGNAL CONNECTION D-END | - | 0 | 0
1PH8087-1HM12-2BB1 |  | 1PH8087-1HM12-2BB1 | 1 | UN | 1 | 20 | D | D | N | N | 85015220 | 1 |  | 32 | KG | 2576.97 | 2576.97 | MC05 | MC05 | SIMOTICS M Compact induction motor 3000rpm, 4.8 kW 15Nm, 17.3A, 284V 3300RPM, 5.2kW 15Nm, 17.1A, 303V 3600RPM 5.7kW 15Nm, 17.1A, 355V forced ventilation; direction of air flow NDE--> DE; Degree of protection IP55 Incremental encoder HTL 1024 S/R (encoder HTL1024S/R) With temperature sensor KTY 84-130 DESIGN IM B5 (IMV 1,IM V3) SHAFT WITH FITTED KEY HALF-KEY BALANCING BEARING: STANDARD WITH FIXED BEARING, VIBRATION SEVERITY GRADE R/A; SHAFT AND FLANGE ACCURACY: R TERMINAL BOX (ABOVE) CABLE ENTRY ON THE LEFT SIGNAL CONNECTION D-END | - | 0 | 0
1PH8087-1HM12-2BC1 |  | 1PH8087-1HM12-2BC1 | 1 | UN | 1 | 20 | D | D | N | N | 85015220 | 1 |  | 32 | KG | 2576.97 | 2576.97 | MC05 | MC05 | SIMOTICS M Compact induction motor 3000rpm, 4.8 kW 15Nm, 17.3A, 284V 3300RPM, 5.2kW 15Nm, 17.1A, 303V 3600RPM 5.7kW 15Nm, 17.1A, 355V forced ventilation; direction of air flow NDE--> DE; Degree of protection IP55 Incremental encoder HTL 1024 S/R (encoder HTL1024S/R) With temperature sensor KTY 84-130 DESIGN IM B5 (IMV 1,IM V3) SHAFT WITH FITTED KEY HALF-KEY BALANCING BEARING: STANDARD WITH FIXED BEARING, VIBRATION SEVERITY GRADE R/A; SHAFT AND FLANGE ACCURACY: R TERMINAL BOX (ABOVE) CABLE ENTRY ON THE ND-END SIGNAL CONNECTION LEFT | - | 0 | 0
1PH8087-1HM12-2CA1 |  | 1PH8087-1HM12-2CA1 | 1 | UN | 1 | 20 | D | D | N | N | 85015220 | 1 |  | 32 | KG | 2706.99 | 2706.99 | MC05 | MC05 | SIMOTICS M Compact induction motor 3000rpm, 4.8 kW 15Nm, 17.3A, 284V 3300RPM, 5.2kW 15Nm, 17.1A, 303V 3600RPM 5.7kW 15Nm, 17.1A, 355V forced ventilation; direction of air flow NDE--> DE; Degree of protection IP55 Incremental encoder HTL 1024 S/R (encoder HTL1024S/R) With temperature sensor KTY 84-130 DESIGN IM B5 (IMV 1,IM V3) SHAFT WITH FITTED KEY HALF-KEY BALANCING BEARING: STANDARD WITH FIXED BEARING, VIBRATION SEVERITY GRADE S/A, SHAFT AND FLANGE ACCURACY: R TERMINAL BOX (ABOVE) CABLE ENTRY ON THE RIGHT SIGNAL CONNECTION D-END | - | 0 | 0
1PH8087-1HM12-2CB1 |  | 1PH8087-1HM12-2CB1 | 1 | UN | 1 | 20 | D | D | N | N | 85015220 | 1 |  | 32 | KG | 2706.99 | 2706.99 | MC05 | MC05 | SIMOTICS M Compact induction motor 3000rpm, 4.8 kW 15Nm, 17.3A, 284V 3300RPM, 5.2kW 15Nm, 17.1A, 303V 3600RPM 5.7kW 15Nm, 17.1A, 355V forced ventilation; direction of air flow NDE--> DE; Degree of protection IP55 Incremental encoder HTL 1024 S/R (encoder HTL1024S/R) With temperature sensor KTY 84-130 DESIGN IM B5 (IMV 1,IM V3) SHAFT WITH FITTED KEY HALF-KEY BALANCING BEARING: STANDARD WITH FIXED BEARING, VIBRATION SEVERITY GRADE S/A, SHAFT AND FLANGE ACCURACY: R TERMINAL BOX (ABOVE) CABLE ENTRY ON THE LEFT SIGNAL CONNECTION D-END | - | 0 | 0
1PH8087-1HM12-2CC1 |  | 1PH8087-1HM12-2CC1 | 1 | UN | 1 | 20 | D | D | N | N | 85015220 | 1 |  | 32 | KG | 2706.99 | 2706.99 | MC05 | MC05 | SIMOTICS M Compact induction motor 3000rpm, 4.8 kW 15Nm, 17.3A, 284V 3300RPM, 5.2kW 15Nm, 17.1A, 303V 3600RPM 5.7kW 15Nm, 17.1A, 355V forced ventilation; direction of air flow NDE--> DE; Degree of protection IP55 Incremental encoder HTL 1024 S/R (encoder HTL1024S/R) With temperature sensor KTY 84-130 DESIGN IM B5 (IMV 1,IM V3) SHAFT WITH FITTED KEY HALF-KEY BALANCING BEARING: STANDARD WITH FIXED BEARING, VIBRATION SEVERITY GRADE S/A, SHAFT AND FLANGE ACCURACY: R TERMINAL BOX (ABOVE) CABLE ENTRY ON THE ND-END SIGNAL CONNECTION LEFT | - | 0 | 0
1PH8087-1JF10-0BA1 |  | 1PH8087-1JF10-0BA1 | 1 | UN | 1 | 20 | D | D | N | N | 85015220 | 1 |  | 39 | KG | 2755.75 | 2755.75 | MC05 | MC05 | SIMOTICS M Compact induction motor 1500rpm, 3.7kW, 24Nm, 10A, 336V 1750rpm, 4.3kW, 23Nm, 10A, 396V 2000rpm, 4.9kW, 23Nm, 10A, 435V forced ventilation; direction of air flow NDE--> DE; Degree of protection IP55 Incremental encoder HTL 2048 S/R (encoder HTL2048S/R) With temperature sensor KTY 84-130 DESIGN IM B3 (IM V5, IM V6) PLAIN SHAFT WITHOUT FITTED KEY; BEARING: STANDARD WITH FIXED BEARING, VIBRATION SEVERITY GRADE R/A; SHAFT AND FLANGE ACCURACY: R TERMINAL BOX (ABOVE) CABLE ENTRY ON THE RIGHT SIGNAL CONNECTION D-END | - | 0 | 0
1PH8087-1JF10-0BB1 |  | 1PH8087-1JF10-0BB1 | 1 | UN | 1 | 20 | D | D | N | N | 85015220 | 1 |  | 39 | KG | 2755.75 | 2755.75 | MC05 | MC05 | SIMOTICS M Compact induction motor 1500rpm, 3.7kW, 24Nm, 10A, 336V 1750rpm, 4.3kW, 23Nm, 10A, 396V 2000rpm, 4.9kW, 23Nm, 10A, 435V forced ventilation; direction of air flow NDE--> DE; Degree of protection IP55 Incremental encoder HTL 2048 S/R (encoder HTL2048S/R) With temperature sensor KTY 84-130 DESIGN IM B3 (IM V5, IM V6) PLAIN SHAFT WITHOUT FITTED KEY; BEARING: STANDARD WITH FIXED BEARING, VIBRATION SEVERITY GRADE R/A; SHAFT AND FLANGE ACCURACY: R TERMINAL BOX (ABOVE) CABLE ENTRY ON THE LEFT SIGNAL CONNECTION D-END | - | 0 | 0
1PH8087-1JF10-0BC1 |  | 1PH8087-1JF10-0BC1 | 1 | UN | 1 | 20 | D | D | N | N | 85015220 | 1 |  | 39 | KG | 2755.75 | 2755.75 | MC05 | MC05 | SIMOTICS M Compact induction motor 1500rpm, 3.7kW, 24Nm, 10A, 336V 1750rpm, 4.3kW, 23Nm, 10A, 396V 2000rpm, 4.9kW, 23Nm, 10A, 435V forced ventilation; direction of air flow NDE--> DE; Degree of protection IP55 Incremental encoder HTL 2048 S/R (encoder HTL2048S/R) With temperature sensor KTY 84-130 DESIGN IM B3 (IM V5, IM V6) PLAIN SHAFT WITHOUT FITTED KEY; BEARING: STANDARD WITH FIXED BEARING, VIBRATION SEVERITY GRADE R/A; SHAFT AND FLANGE ACCURACY: R TERMINAL BOX (ABOVE) CABLE ENTRY ON THE ND-END SIGNAL CONNECTION LEFT | - | 0 | 0
1PH8087-1JF10-0CA1 |  | 1PH8087-1JF10-0CA1 | 1 | UN | 1 | 20 | D | D | N | N | 85015220 | 1 |  | 39 | KG | 2885.77 | 2885.77 | MC05 | MC05 | SIMOTICS M Compact induction motor 1500rpm, 3.7kW, 24Nm, 10A, 336V 1750rpm, 4.3kW, 23Nm, 10A, 396V 2000rpm, 4.9kW, 23Nm, 10A, 435V forced ventilation; direction of air flow NDE--> DE; Degree of protection IP55 Incremental encoder HTL 2048 S/R (encoder HTL2048S/R) With temperature sensor KTY 84-130 DESIGN IM B3 (IM V5, IM V6) PLAIN SHAFT WITHOUT FITTED KEY; BEARING: STANDARD WITH FIXED BEARING, VIBRATION SEVERITY GRADE S/A, SHAFT AND FLANGE ACCURACY: R TERMINAL BOX (ABOVE) CABLE ENTRY ON THE RIGHT SIGNAL CONNECTION D-END | - | 0 | 0
1PH8087-1JF10-0CB1 |  | 1PH8087-1JF10-0CB1 | 1 | UN | 1 | 20 | D | D | N | N | 85015220 | 1 |  | 39 | KG | 2885.77 | 2885.77 | MC05 | MC05 | SIMOTICS M Compact induction motor 1500rpm, 3.7kW, 24Nm, 10A, 336V 1750rpm, 4.3kW, 23Nm, 10A, 396V 2000rpm, 4.9kW, 23Nm, 10A, 435V forced ventilation; direction of air flow NDE--> DE; Degree of protection IP55 Incremental encoder HTL 2048 S/R (encoder HTL2048S/R) With temperature sensor KTY 84-130 DESIGN IM B3 (IM V5, IM V6) PLAIN SHAFT WITHOUT FITTED KEY; BEARING: STANDARD WITH FIXED BEARING, VIBRATION SEVERITY GRADE S/A, SHAFT AND FLANGE ACCURACY: R TERMINAL BOX (ABOVE) CABLE ENTRY ON THE LEFT SIGNAL CONNECTION D-END | - | 0 | 0
1PH8087-1JF10-0CC1 |  | 1PH8087-1JF10-0CC1 | 1 | UN | 1 | 20 | D | D | N | N | 85015220 | 1 |  | 39 | KG | 2885.77 | 2885.77 | MC05 | MC05 | SIMOTICS M Compact induction motor 1500rpm, 3.7kW, 24Nm, 10A, 336V 1750rpm, 4.3kW, 23Nm, 10A, 396V 2000rpm, 4.9kW, 23Nm, 10A, 435V forced ventilation; direction of air flow NDE--> DE; Degree of protection IP55 Incremental encoder HTL 2048 S/R (encoder HTL2048S/R) With temperature sensor KTY 84-130 DESIGN IM B3 (IM V5, IM V6) PLAIN SHAFT WITHOUT FITTED KEY; BEARING: STANDARD WITH FIXED BEARING, VIBRATION SEVERITY GRADE S/A, SHAFT AND FLANGE ACCURACY: R TERMINAL BOX (ABOVE) CABLE ENTRY ON THE ND-END SIGNAL CONNECTION LEFT | - | 0 | 0
1PH8087-1JF10-2BA1 |  | 1PH8087-1JF10-2BA1 | 1 | UN | 1 | 20 | D | D | N | N | 85015220 | 1 |  | 39 | KG | 2755.75 | 2755.75 | MC05 | MC05 | SIMOTICS M Compact induction motor 1500rpm, 3.7kW, 24Nm, 10A, 336V 1750rpm, 4.3kW, 23Nm, 10A, 396V 2000rpm, 4.9kW, 23Nm, 10A, 435V forced ventilation; direction of air flow NDE--> DE; Degree of protection IP55 Incremental encoder HTL 2048 S/R (encoder HTL2048S/R) With temperature sensor KTY 84-130 DESIGN IM B3 (IM V5, IM V6) SHAFT WITH FITTED KEY HALF-KEY BALANCING BEARING: STANDARD WITH FIXED BEARING, VIBRATION SEVERITY GRADE R/A; SHAFT AND FLANGE ACCURACY: R TERMINAL BOX (ABOVE) CABLE ENTRY ON THE RIGHT SIGNAL CONNECTION D-END | - | 0 | 0
1PH8087-1JF10-2BB1 |  | 1PH8087-1JF10-2BB1 | 1 | UN | 1 | 20 | D | D | N | N | 85015220 | 1 |  | 39 | KG | 2755.75 | 2755.75 | MC05 | MC05 | SIMOTICS M Compact induction motor 1500rpm, 3.7kW, 24Nm, 10A, 336V 1750rpm, 4.3kW, 23Nm, 10A, 396V 2000rpm, 4.9kW, 23Nm, 10A, 435V forced ventilation; direction of air flow NDE--> DE; Degree of protection IP55 Incremental encoder HTL 2048 S/R (encoder HTL2048S/R) With temperature sensor KTY 84-130 DESIGN IM B3 (IM V5, IM V6) SHAFT WITH FITTED KEY HALF-KEY BALANCING BEARING: STANDARD WITH FIXED BEARING, VIBRATION SEVERITY GRADE R/A; SHAFT AND FLANGE ACCURACY: R TERMINAL BOX (ABOVE) CABLE ENTRY ON THE LEFT SIGNAL CONNECTION D-END | - | 0 | 0
1PH8087-1JF10-2BC1 |  | 1PH8087-1JF10-2BC1 | 1 | UN | 1 | 20 | D | D | N | N | 85015220 | 1 |  | 39 | KG | 2755.75 | 2755.75 | MC05 | MC05 | SIMOTICS M Compact induction motor 1500rpm, 3.7kW, 24Nm, 10A, 336V 1750rpm, 4.3kW, 23Nm, 10A, 396V 2000rpm, 4.9kW, 23Nm, 10A, 435V forced ventilation; direction of air flow NDE--> DE; Degree of protection IP55 Incremental encoder HTL 2048 S/R (encoder HTL2048S/R) With temperature sensor KTY 84-130 DESIGN IM B3 (IM V5, IM V6) SHAFT WITH FITTED KEY HALF-KEY BALANCING BEARING: STANDARD WITH FIXED BEARING, VIBRATION SEVERITY GRADE R/A; SHAFT AND FLANGE ACCURACY: R TERMINAL BOX (ABOVE) CABLE ENTRY ON THE ND-END SIGNAL CONNECTION LEFT | - | 0 | 0
1PH8087-1JF10-2CA1 |  | 1PH8087-1JF10-2CA1 | 1 | UN | 1 | 20 | D | D | N | N | 85015220 | 1 |  | 39 | KG | 2885.77 | 2885.77 | MC05 | MC05 | SIMOTICS M Compact induction motor 1500rpm, 3.7kW, 24Nm, 10A, 336V 1750rpm, 4.3kW, 23Nm, 10A, 396V 2000rpm, 4.9kW, 23Nm, 10A, 435V forced ventilation; direction of air flow NDE--> DE; Degree of protection IP55 Incremental encoder HTL 2048 S/R (encoder HTL2048S/R) With temperature sensor KTY 84-130 DESIGN IM B3 (IM V5, IM V6) SHAFT WITH FITTED KEY HALF-KEY BALANCING BEARING: STANDARD WITH FIXED BEARING, VIBRATION SEVERITY GRADE S/A, SHAFT AND FLANGE ACCURACY: R TERMINAL BOX (ABOVE) CABLE ENTRY ON THE RIGHT SIGNAL CONNECTION D-END | - | 0 | 0
1PH8087-1JF10-2CB1 |  | 1PH8087-1JF10-2CB1 | 1 | UN | 1 | 20 | D | D | N | N | 85015220 | 1 |  | 39 | KG | 2885.77 | 2885.77 | MC05 | MC05 | SIMOTICS M Compact induction motor 1500rpm, 3.7kW, 24Nm, 10A, 336V 1750rpm, 4.3kW, 23Nm, 10A, 396V 2000rpm, 4.9kW, 23Nm, 10A, 435V forced ventilation; direction of air flow NDE--> DE; Degree of protection IP55 Incremental encoder HTL 2048 S/R (encoder HTL2048S/R) With temperature sensor KTY 84-130 DESIGN IM B3 (IM V5, IM V6) SHAFT WITH FITTED KEY HALF-KEY BALANCING BEARING: STANDARD WITH FIXED BEARING, VIBRATION SEVERITY GRADE S/A, SHAFT AND FLANGE ACCURACY: R TERMINAL BOX (ABOVE) CABLE ENTRY ON THE LEFT SIGNAL CONNECTION D-END | - | 0 | 0
1PH8087-1JF10-2CC1 |  | 1PH8087-1JF10-2CC1 | 1 | UN | 1 | 20 | D | D | N | N | 85015220 | 1 |  | 39 | KG | 2885.77 | 2885.77 | MC05 | MC05 | SIMOTICS M Compact induction motor 1500rpm, 3.7kW, 24Nm, 10A, 336V 1750rpm, 4.3kW, 23Nm, 10A, 396V 2000rpm, 4.9kW, 23Nm, 10A, 435V forced ventilation; direction of air flow NDE--> DE; Degree of protection IP55 Incremental encoder HTL 2048 S/R (encoder HTL2048S/R) With temperature sensor KTY 84-130 DESIGN IM B3 (IM V5, IM V6) SHAFT WITH FITTED KEY HALF-KEY BALANCING BEARING: STANDARD WITH FIXED BEARING, VIBRATION SEVERITY GRADE S/A, SHAFT AND FLANGE ACCURACY: R TERMINAL BOX (ABOVE) CABLE ENTRY ON THE ND-END SIGNAL CONNECTION LEFT | - | 0 | 0
1PH8087-1JF12-0BA1 |  | 1PH8087-1JF12-0BA1 | 1 | UN | 1 | 20 | D | D | N | N | 85015220 | 1 |  | 39 | KG | 2856.9 | 2856.9 | MC05 | MC05 | SIMOTICS M Compact induction motor 1500rpm, 3.7kW, 24Nm, 10A, 336V 1750rpm, 4.3kW, 23Nm, 10A, 396V 2000rpm, 4.9kW, 23Nm, 10A, 435V forced ventilation; direction of air flow NDE--> DE; Degree of protection IP55 Incremental encoder HTL 2048 S/R (encoder HTL2048S/R) With temperature sensor KTY 84-130 DESIGN IM B5 (IMV 1,IM V3) PLAIN SHAFT WITHOUT FITTED KEY; BEARING: STANDARD WITH FIXED BEARING, VIBRATION SEVERITY GRADE R/A; SHAFT AND FLANGE ACCURACY: R TERMINAL BOX (ABOVE) CABLE ENTRY ON THE RIGHT SIGNAL CONNECTION D-END | - | 0 | 0
1PH8087-1JF12-0BB1 |  | 1PH8087-1JF12-0BB1 | 1 | UN | 1 | 20 | D | D | N | N | 85015220 | 1 |  | 39 | KG | 2856.9 | 2856.9 | MC05 | MC05 | SIMOTICS M Compact induction motor 1500rpm, 3.7kW, 24Nm, 10A, 336V 1750rpm, 4.3kW, 23Nm, 10A, 396V 2000rpm, 4.9kW, 23Nm, 10A, 435V forced ventilation; direction of air flow NDE--> DE; Degree of protection IP55 Incremental encoder HTL 2048 S/R (encoder HTL2048S/R) With temperature sensor KTY 84-130 DESIGN IM B5 (IMV 1,IM V3) PLAIN SHAFT WITHOUT FITTED KEY; BEARING: STANDARD WITH FIXED BEARING, VIBRATION SEVERITY GRADE R/A; SHAFT AND FLANGE ACCURACY: R TERMINAL BOX (ABOVE) CABLE ENTRY ON THE LEFT SIGNAL CONNECTION D-END | - | 0 | 0
1PH8087-1JF12-0BC1 |  | 1PH8087-1JF12-0BC1 | 1 | UN | 1 | 20 | D | D | N | N | 85015220 | 1 |  | 39 | KG | 2856.9 | 2856.9 | MC05 | MC05 | SIMOTICS M Compact induction motor 1500rpm, 3.7kW, 24Nm, 10A, 336V 1750rpm, 4.3kW, 23Nm, 10A, 396V 2000rpm, 4.9kW, 23Nm, 10A, 435V forced ventilation; direction of air flow NDE--> DE; Degree of protection IP55 Incremental encoder HTL 2048 S/R (encoder HTL2048S/R) With temperature sensor KTY 84-130 DESIGN IM B5 (IMV 1,IM V3) PLAIN SHAFT WITHOUT FITTED KEY; BEARING: STANDARD WITH FIXED BEARING, VIBRATION SEVERITY GRADE R/A; SHAFT AND FLANGE ACCURACY: R TERMINAL BOX (ABOVE) CABLE ENTRY ON THE ND-END SIGNAL CONNECTION LEFT | - | 0 | 0
1PH8087-1JF12-0CA1 |  | 1PH8087-1JF12-0CA1 | 1 | UN | 1 | 20 | D | D | N | N | 85015220 | 1 |  | 39 | KG | 2986.92 | 2986.92 | MC05 | MC05 | SIMOTICS M Compact induction motor 1500rpm, 3.7kW, 24Nm, 10A, 336V 1750rpm, 4.3kW, 23Nm, 10A, 396V 2000rpm, 4.9kW, 23Nm, 10A, 435V forced ventilation; direction of air flow NDE--> DE; Degree of protection IP55 Incremental encoder HTL 2048 S/R (encoder HTL2048S/R) With temperature sensor KTY 84-130 DESIGN IM B5 (IMV 1,IM V3) PLAIN SHAFT WITHOUT FITTED KEY; BEARING: STANDARD WITH FIXED BEARING, VIBRATION SEVERITY GRADE S/A, SHAFT AND FLANGE ACCURACY: R TERMINAL BOX (ABOVE) CABLE ENTRY ON THE RIGHT SIGNAL CONNECTION D-END | - | 0 | 0
1PH8087-1JF12-0CB1 |  | 1PH8087-1JF12-0CB1 | 1 | UN | 1 | 20 | D | D | N | N | 85015220 | 1 |  | 39 | KG | 2986.92 | 2986.92 | MC05 | MC05 | SIMOTICS M Compact induction motor 1500rpm, 3.7kW, 24Nm, 10A, 336V 1750rpm, 4.3kW, 23Nm, 10A, 396V 2000rpm, 4.9kW, 23Nm, 10A, 435V forced ventilation; direction of air flow NDE--> DE; Degree of protection IP55 Incremental encoder HTL 2048 S/R (encoder HTL2048S/R) With temperature sensor KTY 84-130 DESIGN IM B5 (IMV 1,IM V3) PLAIN SHAFT WITHOUT FITTED KEY; BEARING: STANDARD WITH FIXED BEARING, VIBRATION SEVERITY GRADE S/A, SHAFT AND FLANGE ACCURACY: R TERMINAL BOX (ABOVE) CABLE ENTRY ON THE LEFT SIGNAL CONNECTION D-END | - | 0 | 0
1PH8087-1JF12-0CC1 |  | 1PH8087-1JF12-0CC1 | 1 | UN | 1 | 20 | D | D | N | N | 85015220 | 1 |  | 39 | KG | 2986.92 | 2986.92 | MC05 | MC05 | SIMOTICS M Compact induction motor 1500rpm, 3.7kW, 24Nm, 10A, 336V 1750rpm, 4.3kW, 23Nm, 10A, 396V 2000rpm, 4.9kW, 23Nm, 10A, 435V forced ventilation; direction of air flow NDE--> DE; Degree of protection IP55 Incremental encoder HTL 2048 S/R (encoder HTL2048S/R) With temperature sensor KTY 84-130 DESIGN IM B5 (IMV 1,IM V3) PLAIN SHAFT WITHOUT FITTED KEY; BEARING: STANDARD WITH FIXED BEARING, VIBRATION SEVERITY GRADE S/A, SHAFT AND FLANGE ACCURACY: R TERMINAL BOX (ABOVE) CABLE ENTRY ON THE ND-END SIGNAL CONNECTION LEFT | - | 0 | 0
1PH8087-1JF12-2BA1 |  | 1PH8087-1JF12-2BA1 | 1 | UN | 1 | 20 | D | D | N | N | 85015220 | 1 |  | 39 | KG | 2856.9 | 2856.9 | MC05 | MC05 | SIMOTICS M Compact induction motor 1500rpm, 3.7kW, 24Nm, 10A, 336V 1750rpm, 4.3kW, 23Nm, 10A, 396V 2000rpm, 4.9kW, 23Nm, 10A, 435V forced ventilation; direction of air flow NDE--> DE; Degree of protection IP55 Incremental encoder HTL 2048 S/R (encoder HTL2048S/R) With temperature sensor KTY 84-130 DESIGN IM B5 (IMV 1,IM V3) SHAFT WITH FITTED KEY HALF-KEY BALANCING BEARING: STANDARD WITH FIXED BEARING, VIBRATION SEVERITY GRADE R/A; SHAFT AND FLANGE ACCURACY: R TERMINAL BOX (ABOVE) CABLE ENTRY ON THE RIGHT SIGNAL CONNECTION D-END | - | 0 | 0
1PH8087-1JF12-2BB1 |  | 1PH8087-1JF12-2BB1 | 1 | UN | 1 | 20 | D | D | N | N | 85015220 | 1 |  | 39 | KG | 2856.9 | 2856.9 | MC05 | MC05 | SIMOTICS M Compact induction motor 1500rpm, 3.7kW, 24Nm, 10A, 336V 1750rpm, 4.3kW, 23Nm, 10A, 396V 2000rpm, 4.9kW, 23Nm, 10A, 435V forced ventilation; direction of air flow NDE--> DE; Degree of protection IP55 Incremental encoder HTL 2048 S/R (encoder HTL2048S/R) With temperature sensor KTY 84-130 DESIGN IM B5 (IMV 1,IM V3) SHAFT WITH FITTED KEY HALF-KEY BALANCING BEARING: STANDARD WITH FIXED BEARING, VIBRATION SEVERITY GRADE R/A; SHAFT AND FLANGE ACCURACY: R TERMINAL BOX (ABOVE) CABLE ENTRY ON THE LEFT SIGNAL CONNECTION D-END | - | 0 | 0
1PH8087-1JF12-2BC1 |  | 1PH8087-1JF12-2BC1 | 1 | UN | 1 | 20 | D | D | N | N | 85015220 | 1 |  | 39 | KG | 2856.9 | 2856.9 | MC05 | MC05 | SIMOTICS M Compact induction motor 1500rpm, 3.7kW, 24Nm, 10A, 336V 1750rpm, 4.3kW, 23Nm, 10A, 396V 2000rpm, 4.9kW, 23Nm, 10A, 435V forced ventilation; direction of air flow NDE--> DE; Degree of protection IP55 Incremental encoder HTL 2048 S/R (encoder HTL2048S/R) With temperature sensor KTY 84-130 DESIGN IM B5 (IMV 1,IM V3) SHAFT WITH FITTED KEY HALF-KEY BALANCING BEARING: STANDARD WITH FIXED BEARING, VIBRATION SEVERITY GRADE R/A; SHAFT AND FLANGE ACCURACY: R TERMINAL BOX (ABOVE) CABLE ENTRY ON THE ND-END SIGNAL CONNECTION LEFT | - | 0 | 0
1PH8087-1JF12-2CA1 |  | 1PH8087-1JF12-2CA1 | 1 | UN | 1 | 20 | D | D | N | N | 85015220 | 1 |  | 39 | KG | 2986.92 | 2986.92 | MC05 | MC05 | SIMOTICS M Compact induction motor 1500rpm, 3.7kW, 24Nm, 10A, 336V 1750rpm, 4.3kW, 23Nm, 10A, 396V 2000rpm, 4.9kW, 23Nm, 10A, 435V forced ventilation; direction of air flow NDE--> DE; Degree of protection IP55 Incremental encoder HTL 2048 S/R (encoder HTL2048S/R) With temperature sensor KTY 84-130 DESIGN IM B5 (IMV 1,IM V3) SHAFT WITH FITTED KEY HALF-KEY BALANCING BEARING: STANDARD WITH FIXED BEARING, VIBRATION SEVERITY GRADE S/A, SHAFT AND FLANGE ACCURACY: R TERMINAL BOX (ABOVE) CABLE ENTRY ON THE RIGHT SIGNAL CONNECTION D-END | - | 0 | 0
1PH8087-1JF12-2CB1 |  | 1PH8087-1JF12-2CB1 | 1 | UN | 1 | 20 | D | D | N | N | 85015220 | 1 |  | 39 | KG | 2986.92 | 2986.92 | MC05 | MC05 | SIMOTICS M Compact induction motor 1500rpm, 3.7kW, 24Nm, 10A, 336V 1750rpm, 4.3kW, 23Nm, 10A, 396V 2000rpm, 4.9kW, 23Nm, 10A, 435V forced ventilation; direction of air flow NDE--> DE; Degree of protection IP55 Incremental encoder HTL 2048 S/R (encoder HTL2048S/R) With temperature sensor KTY 84-130 DESIGN IM B5 (IMV 1,IM V3) SHAFT WITH FITTED KEY HALF-KEY BALANCING BEARING: STANDARD WITH FIXED BEARING, VIBRATION SEVERITY GRADE S/A, SHAFT AND FLANGE ACCURACY: R TERMINAL BOX (ABOVE) CABLE ENTRY ON THE LEFT SIGNAL CONNECTION D-END | - | 0 | 0
1PH8087-1JF12-2CC1 |  | 1PH8087-1JF12-2CC1 | 1 | UN | 1 | 20 | D | D | N | N | 85015220 | 1 |  | 39 | KG | 2986.92 | 2986.92 | MC05 | MC05 | SIMOTICS M Compact induction motor 1500rpm, 3.7kW, 24Nm, 10A, 336V 1750rpm, 4.3kW, 23Nm, 10A, 396V 2000rpm, 4.9kW, 23Nm, 10A, 435V forced ventilation; direction of air flow NDE--> DE; Degree of protection IP55 Incremental encoder HTL 2048 S/R (encoder HTL2048S/R) With temperature sensor KTY 84-130 DESIGN IM B5 (IMV 1,IM V3) SHAFT WITH FITTED KEY HALF-KEY BALANCING BEARING: STANDARD WITH FIXED BEARING, VIBRATION SEVERITY GRADE S/A, SHAFT AND FLANGE ACCURACY: R TERMINAL BOX (ABOVE) CABLE ENTRY ON THE ND-END SIGNAL CONNECTION LEFT | - | 0 | 0
1PH8087-1JF20-0BA1 |  | 1PH8087-1JF20-0BA1 | 1 | UN | 1 | 20 | D | D | N | N | 85015220 | 1 |  | 44 | KG | 2962.84 | 2962.84 | MC05 | MC05 | SIMOTICS M Compact induction motor 1500rpm, 4.6 kW 29Nm, 13.7A, 316V 1750rpm, 5.4kW 29Nm, 13.7A, 358V 2000rpm, 6.1kW 29Nm, 13.7A, 402V water cooling Degree of protection IP65 Incremental encoder HTL 2048 S/R (encoder HTL2048S/R) With temperature sensor KTY 84-130 DESIGN IM B3 (IM V5, IM V6) PLAIN SHAFT WITHOUT FITTED KEY; BEARING: STANDARD WITH FIXED BEARING, VIBRATION SEVERITY GRADE R/A; SHAFT AND FLANGE ACCURACY: R TERMINAL BOX (ABOVE) CABLE ENTRY ON THE RIGHT SIGNAL CONNECTION D-END | - | 0 | 0
1PH8087-1JF20-0BB1 |  | 1PH8087-1JF20-0BB1 | 1 | UN | 1 | 20 | D | D | N | N | 85015220 | 1 |  | 44 | KG | 2962.84 | 2962.84 | MC05 | MC05 | SIMOTICS M Compact induction motor 1500rpm, 4.6 kW 29Nm, 13.7A, 316V 1750rpm, 5.4kW 29Nm, 13.7A, 358V 2000rpm, 6.1kW 29Nm, 13.7A, 402V water cooling Degree of protection IP65 Incremental encoder HTL 2048 S/R (encoder HTL2048S/R) With temperature sensor KTY 84-130 DESIGN IM B3 (IM V5, IM V6) PLAIN SHAFT WITHOUT FITTED KEY; BEARING: STANDARD WITH FIXED BEARING, VIBRATION SEVERITY GRADE R/A; SHAFT AND FLANGE ACCURACY: R TERMINAL BOX (ABOVE) CABLE ENTRY ON THE LEFT SIGNAL CONNECTION D-END | - | 0 | 0
1PH8087-1JF20-0BC1 |  | 1PH8087-1JF20-0BC1 | 1 | UN | 1 | 20 | D | D | N | N | 85015220 | 1 |  | 44 | KG | 2962.84 | 2962.84 | MC05 | MC05 | SIMOTICS M Compact induction motor 1500rpm, 4.6 kW 29Nm, 13.7A, 316V 1750rpm, 5.4kW 29Nm, 13.7A, 358V 2000rpm, 6.1kW 29Nm, 13.7A, 402V water cooling Degree of protection IP65 Incremental encoder HTL 2048 S/R (encoder HTL2048S/R) With temperature sensor KTY 84-130 DESIGN IM B3 (IM V5, IM V6) PLAIN SHAFT WITHOUT FITTED KEY; BEARING: STANDARD WITH FIXED BEARING, VIBRATION SEVERITY GRADE R/A; SHAFT AND FLANGE ACCURACY: R TERMINAL BOX (ABOVE) CABLE ENTRY ON THE ND-END SIGNAL CONNECTION LEFT | - | 0 | 0
1PH8087-1JF20-0CA1 |  | 1PH8087-1JF20-0CA1 | 1 | UN | 1 | 20 | D | D | N | N | 85015220 | 1 |  | 44 | KG | 3092.86 | 3092.86 | MC05 | MC05 | SIMOTICS M Compact induction motor 1500rpm, 4.6 kW 29Nm, 13.7A, 316V 1750rpm, 5.4kW 29Nm, 13.7A, 358V 2000rpm, 6.1kW 29Nm, 13.7A, 402V water cooling Degree of protection IP65 Incremental encoder HTL 2048 S/R (encoder HTL2048S/R) With temperature sensor KTY 84-130 DESIGN IM B3 (IM V5, IM V6) PLAIN SHAFT WITHOUT FITTED KEY; BEARING: STANDARD WITH FIXED BEARING, VIBRATION SEVERITY GRADE S/A, SHAFT AND FLANGE ACCURACY: R TERMINAL BOX (ABOVE) CABLE ENTRY ON THE RIGHT SIGNAL CONNECTION D-END | - | 0 | 0
1PH8087-1JF20-0CB1 |  | 1PH8087-1JF20-0CB1 | 1 | UN | 1 | 20 | D | D | N | N | 85015220 | 1 |  | 44 | KG | 3092.86 | 3092.86 | MC05 | MC05 | SIMOTICS M Compact induction motor 1500rpm, 4.6 kW 29Nm, 13.7A, 316V 1750rpm, 5.4kW 29Nm, 13.7A, 358V 2000rpm, 6.1kW 29Nm, 13.7A, 402V water cooling Degree of protection IP65 Incremental encoder HTL 2048 S/R (encoder HTL2048S/R) With temperature sensor KTY 84-130 DESIGN IM B3 (IM V5, IM V6) PLAIN SHAFT WITHOUT FITTED KEY; BEARING: STANDARD WITH FIXED BEARING, VIBRATION SEVERITY GRADE S/A, SHAFT AND FLANGE ACCURACY: R TERMINAL BOX (ABOVE) CABLE ENTRY ON THE LEFT SIGNAL CONNECTION D-END | - | 0 | 0
1PH8087-1JF20-0CC1 |  | 1PH8087-1JF20-0CC1 | 1 | UN | 1 | 20 | D | D | N | N | 85015220 | 1 |  | 44 | KG | 3092.86 | 3092.86 | MC05 | MC05 | SIMOTICS M Compact induction motor 1500rpm, 4.6 kW 29Nm, 13.7A, 316V 1750rpm, 5.4kW 29Nm, 13.7A, 358V 2000rpm, 6.1kW 29Nm, 13.7A, 402V water cooling Degree of protection IP65 Incremental encoder HTL 2048 S/R (encoder HTL2048S/R) With temperature sensor KTY 84-130 DESIGN IM B3 (IM V5, IM V6) PLAIN SHAFT WITHOUT FITTED KEY; BEARING: STANDARD WITH FIXED BEARING, VIBRATION SEVERITY GRADE S/A, SHAFT AND FLANGE ACCURACY: R TERMINAL BOX (ABOVE) CABLE ENTRY ON THE ND-END SIGNAL CONNECTION LEFT | - | 0 | 0
1PH8087-1JF20-2BA1 |  | 1PH8087-1JF20-2BA1 | 1 | UN | 1 | 20 | D | D | N | N | 85015220 | 1 |  | 44 | KG | 2962.84 | 2962.84 | MC05 | MC05 | SIMOTICS M Compact induction motor 1500rpm, 4.6 kW 29Nm, 13.7A, 316V 1750rpm, 5.4kW 29Nm, 13.7A, 358V 2000rpm, 6.1kW 29Nm, 13.7A, 402V water cooling Degree of protection IP65 Incremental encoder HTL 2048 S/R (encoder HTL2048S/R) With temperature sensor KTY 84-130 DESIGN IM B3 (IM V5, IM V6) SHAFT WITH FITTED KEY HALF-KEY BALANCING BEARING: STANDARD WITH FIXED BEARING, VIBRATION SEVERITY GRADE R/A; SHAFT AND FLANGE ACCURACY: R TERMINAL BOX (ABOVE) CABLE ENTRY ON THE RIGHT SIGNAL CONNECTION D-END | - | 0 | 0
1PH8087-1JF20-2BB1 |  | 1PH8087-1JF20-2BB1 | 1 | UN | 1 | 20 | D | D | N | N | 85015220 | 1 |  | 44 | KG | 2962.84 | 2962.84 | MC05 | MC05 | SIMOTICS M Compact induction motor 1500rpm, 4.6 kW 29Nm, 13.7A, 316V 1750rpm, 5.4kW 29Nm, 13.7A, 358V 2000rpm, 6.1kW 29Nm, 13.7A, 402V water cooling Degree of protection IP65 Incremental encoder HTL 2048 S/R (encoder HTL2048S/R) With temperature sensor KTY 84-130 DESIGN IM B3 (IM V5, IM V6) SHAFT WITH FITTED KEY HALF-KEY BALANCING BEARING: STANDARD WITH FIXED BEARING, VIBRATION SEVERITY GRADE R/A; SHAFT AND FLANGE ACCURACY: R TERMINAL BOX (ABOVE) CABLE ENTRY ON THE LEFT SIGNAL CONNECTION D-END | - | 0 | 0
1PH8087-1JF20-2BC1 |  | 1PH8087-1JF20-2BC1 | 1 | UN | 1 | 20 | D | D | N | N | 85015220 | 1 |  | 44 | KG | 2962.84 | 2962.84 | MC05 | MC05 | SIMOTICS M Compact induction motor 1500rpm, 4.6 kW 29Nm, 13.7A, 316V 1750rpm, 5.4kW 29Nm, 13.7A, 358V 2000rpm, 6.1kW 29Nm, 13.7A, 402V water cooling Degree of protection IP65 Incremental encoder HTL 2048 S/R (encoder HTL2048S/R) With temperature sensor KTY 84-130 DESIGN IM B3 (IM V5, IM V6) SHAFT WITH FITTED KEY HALF-KEY BALANCING BEARING: STANDARD WITH FIXED BEARING, VIBRATION SEVERITY GRADE R/A; SHAFT AND FLANGE ACCURACY: R TERMINAL BOX (ABOVE) CABLE ENTRY ON THE ND-END SIGNAL CONNECTION LEFT | - | 0 | 0
1PH8087-1JF20-2CA1 |  | 1PH8087-1JF20-2CA1 | 1 | UN | 1 | 20 | D | D | N | N | 85015220 | 1 |  | 44 | KG | 3092.86 | 3092.86 | MC05 | MC05 | SIMOTICS M Compact induction motor 1500rpm, 4.6 kW 29Nm, 13.7A, 316V 1750rpm, 5.4kW 29Nm, 13.7A, 358V 2000rpm, 6.1kW 29Nm, 13.7A, 402V water cooling Degree of protection IP65 Incremental encoder HTL 2048 S/R (encoder HTL2048S/R) With temperature sensor KTY 84-130 DESIGN IM B3 (IM V5, IM V6) SHAFT WITH FITTED KEY HALF-KEY BALANCING BEARING: STANDARD WITH FIXED BEARING, VIBRATION SEVERITY GRADE S/A, SHAFT AND FLANGE ACCURACY: R TERMINAL BOX (ABOVE) CABLE ENTRY ON THE RIGHT SIGNAL CONNECTION D-END | - | 0 | 0
1PH8087-1JF20-2CB1 |  | 1PH8087-1JF20-2CB1 | 1 | UN | 1 | 20 | D | D | N | N | 85015220 | 1 |  | 44 | KG | 3092.86 | 3092.86 | MC05 | MC05 | SIMOTICS M Compact induction motor 1500rpm, 4.6 kW 29Nm, 13.7A, 316V 1750rpm, 5.4kW 29Nm, 13.7A, 358V 2000rpm, 6.1kW 29Nm, 13.7A, 402V water cooling Degree of protection IP65 Incremental encoder HTL 2048 S/R (encoder HTL2048S/R) With temperature sensor KTY 84-130 DESIGN IM B3 (IM V5, IM V6) SHAFT WITH FITTED KEY HALF-KEY BALANCING BEARING: STANDARD WITH FIXED BEARING, VIBRATION SEVERITY GRADE S/A, SHAFT AND FLANGE ACCURACY: R TERMINAL BOX (ABOVE) CABLE ENTRY ON THE LEFT SIGNAL CONNECTION D-END | - | 0 | 0
1PH8087-1JF20-2CC1 |  | 1PH8087-1JF20-2CC1 | 1 | UN | 1 | 20 | D | D | N | N | 85015220 | 1 |  | 44 | KG | 3092.86 | 3092.86 | MC05 | MC05 | SIMOTICS M Compact induction motor 1500rpm, 4.6 kW 29Nm, 13.7A, 316V 1750rpm, 5.4kW 29Nm, 13.7A, 358V 2000rpm, 6.1kW 29Nm, 13.7A, 402V water cooling Degree of protection IP65 Incremental encoder HTL 2048 S/R (encoder HTL2048S/R) With temperature sensor KTY 84-130 DESIGN IM B3 (IM V5, IM V6) SHAFT WITH FITTED KEY HALF-KEY BALANCING BEARING: STANDARD WITH FIXED BEARING, VIBRATION SEVERITY GRADE S/A, SHAFT AND FLANGE ACCURACY: R TERMINAL BOX (ABOVE) CABLE ENTRY ON THE ND-END SIGNAL CONNECTION LEFT | - | 0 | 0
1PH8087-1JF22-0BA1 |  | 1PH8087-1JF22-0BA1 | 1 | UN | 1 | 20 | D | D | N | N | 85015220 | 1 |  | 44 | KG | 3063.99 | 3063.99 | MC05 | MC05 | SIMOTICS M Compact induction motor 1500rpm, 4.6 kW 29Nm, 13.7A, 316V 1750rpm, 5.4kW 29Nm, 13.7A, 358V 2000rpm, 6.1kW 29Nm, 13.7A, 402V water cooling Degree of protection IP65 Incremental encoder HTL 2048 S/R (encoder HTL2048S/R) With temperature sensor KTY 84-130 DESIGN IM B5 (IMV 1,IM V3) PLAIN SHAFT WITHOUT FITTED KEY; BEARING: STANDARD WITH FIXED BEARING, VIBRATION SEVERITY GRADE R/A; SHAFT AND FLANGE ACCURACY: R TERMINAL BOX (ABOVE) CABLE ENTRY ON THE RIGHT SIGNAL CONNECTION D-END | - | 0 | 0
1PH8087-1JF22-0BB1 |  | 1PH8087-1JF22-0BB1 | 1 | UN | 1 | 20 | D | D | N | N | 85015220 | 1 |  | 44 | KG | 3063.99 | 3063.99 | MC05 | MC05 | SIMOTICS M Compact induction motor 1500rpm, 4.6 kW 29Nm, 13.7A, 316V 1750rpm, 5.4kW 29Nm, 13.7A, 358V 2000rpm, 6.1kW 29Nm, 13.7A, 402V water cooling Degree of protection IP65 Incremental encoder HTL 2048 S/R (encoder HTL2048S/R) With temperature sensor KTY 84-130 DESIGN IM B5 (IMV 1,IM V3) PLAIN SHAFT WITHOUT FITTED KEY; BEARING: STANDARD WITH FIXED BEARING, VIBRATION SEVERITY GRADE R/A; SHAFT AND FLANGE ACCURACY: R TERMINAL BOX (ABOVE) CABLE ENTRY ON THE LEFT SIGNAL CONNECTION D-END | - | 0 | 0
1PH8087-1JF22-0BC1 |  | 1PH8087-1JF22-0BC1 | 1 | UN | 1 | 20 | D | D | N | N | 85015220 | 1 |  | 44 | KG | 3063.99 | 3063.99 | MC05 | MC05 | SIMOTICS M Compact induction motor 1500rpm, 4.6 kW 29Nm, 13.7A, 316V 1750rpm, 5.4kW 29Nm, 13.7A, 358V 2000rpm, 6.1kW 29Nm, 13.7A, 402V water cooling Degree of protection IP65 Incremental encoder HTL 2048 S/R (encoder HTL2048S/R) With temperature sensor KTY 84-130 DESIGN IM B5 (IMV 1,IM V3) PLAIN SHAFT WITHOUT FITTED KEY; BEARING: STANDARD WITH FIXED BEARING, VIBRATION SEVERITY GRADE R/A; SHAFT AND FLANGE ACCURACY: R TERMINAL BOX (ABOVE) CABLE ENTRY ON THE ND-END SIGNAL CONNECTION LEFT | - | 0 | 0
1PH8087-1JF22-0CA1 |  | 1PH8087-1JF22-0CA1 | 1 | UN | 1 | 20 | D | D | N | N | 85015220 | 1 |  | 44 | KG | 3194.01 | 3194.01 | MC05 | MC05 | SIMOTICS M Compact induction motor 1500rpm, 4.6 kW 29Nm, 13.7A, 316V 1750rpm, 5.4kW 29Nm, 13.7A, 358V 2000rpm, 6.1kW 29Nm, 13.7A, 402V water cooling Degree of protection IP65 Incremental encoder HTL 2048 S/R (encoder HTL2048S/R) With temperature sensor KTY 84-130 DESIGN IM B5 (IMV 1,IM V3) PLAIN SHAFT WITHOUT FITTED KEY; BEARING: STANDARD WITH FIXED BEARING, VIBRATION SEVERITY GRADE S/A, SHAFT AND FLANGE ACCURACY: R TERMINAL BOX (ABOVE) CABLE ENTRY ON THE RIGHT SIGNAL CONNECTION D-END | - | 0 | 0
1PH8087-1JF22-0CB1 |  | 1PH8087-1JF22-0CB1 | 1 | UN | 1 | 20 | D | D | N | N | 85015220 | 1 |  | 44 | KG | 3194.01 | 3194.01 | MC05 | MC05 | SIMOTICS M Compact induction motor 1500rpm, 4.6 kW 29Nm, 13.7A, 316V 1750rpm, 5.4kW 29Nm, 13.7A, 358V 2000rpm, 6.1kW 29Nm, 13.7A, 402V water cooling Degree of protection IP65 Incremental encoder HTL 2048 S/R (encoder HTL2048S/R) With temperature sensor KTY 84-130 DESIGN IM B5 (IMV 1,IM V3) PLAIN SHAFT WITHOUT FITTED KEY; BEARING: STANDARD WITH FIXED BEARING, VIBRATION SEVERITY GRADE S/A, SHAFT AND FLANGE ACCURACY: R TERMINAL BOX (ABOVE) CABLE ENTRY ON THE LEFT SIGNAL CONNECTION D-END | - | 0 | 0
1PH8087-1JF22-0CC1 |  | 1PH8087-1JF22-0CC1 | 1 | UN | 1 | 20 | D | D | N | N | 85015220 | 1 |  | 44 | KG | 3194.01 | 3194.01 | MC05 | MC05 | SIMOTICS M Compact induction motor 1500rpm, 4.6 kW 29Nm, 13.7A, 316V 1750rpm, 5.4kW 29Nm, 13.7A, 358V 2000rpm, 6.1kW 29Nm, 13.7A, 402V water cooling Degree of protection IP65 Incremental encoder HTL 2048 S/R (encoder HTL2048S/R) With temperature sensor KTY 84-130 DESIGN IM B5 (IMV 1,IM V3) PLAIN SHAFT WITHOUT FITTED KEY; BEARING: STANDARD WITH FIXED BEARING, VIBRATION SEVERITY GRADE S/A, SHAFT AND FLANGE ACCURACY: R TERMINAL BOX (ABOVE) CABLE ENTRY ON THE ND-END SIGNAL CONNECTION LEFT | - | 0 | 0
1PH8087-1JF22-2BA1 |  | 1PH8087-1JF22-2BA1 | 1 | UN | 1 | 20 | D | D | N | N | 85015220 | 1 |  | 44 | KG | 3063.99 | 3063.99 | MC05 | MC05 | SIMOTICS M Compact induction motor 1500rpm, 4.6 kW 29Nm, 13.7A, 316V 1750rpm, 5.4kW 29Nm, 13.7A, 358V 2000rpm, 6.1kW 29Nm, 13.7A, 402V water cooling Degree of protection IP65 Incremental encoder HTL 2048 S/R (encoder HTL2048S/R) With temperature sensor KTY 84-130 DESIGN IM B5 (IMV 1,IM V3) SHAFT WITH FITTED KEY HALF-KEY BALANCING BEARING: STANDARD WITH FIXED BEARING, VIBRATION SEVERITY GRADE R/A; SHAFT AND FLANGE ACCURACY: R TERMINAL BOX (ABOVE) CABLE ENTRY ON THE RIGHT SIGNAL CONNECTION D-END | - | 0 | 0
1PH8087-1JF22-2BB1 |  | 1PH8087-1JF22-2BB1 | 1 | UN | 1 | 20 | D | D | N | N | 85015220 | 1 |  | 44 | KG | 3063.99 | 3063.99 | MC05 | MC05 | SIMOTICS M Compact induction motor 1500rpm, 4.6 kW 29Nm, 13.7A, 316V 1750rpm, 5.4kW 29Nm, 13.7A, 358V 2000rpm, 6.1kW 29Nm, 13.7A, 402V water cooling Degree of protection IP65 Incremental encoder HTL 2048 S/R (encoder HTL2048S/R) With temperature sensor KTY 84-130 DESIGN IM B5 (IMV 1,IM V3) SHAFT WITH FITTED KEY HALF-KEY BALANCING BEARING: STANDARD WITH FIXED BEARING, VIBRATION SEVERITY GRADE R/A; SHAFT AND FLANGE ACCURACY: R TERMINAL BOX (ABOVE) CABLE ENTRY ON THE LEFT SIGNAL CONNECTION D-END | - | 0 | 0
1PH8087-1JF22-2BC1 |  | 1PH8087-1JF22-2BC1 | 1 | UN | 1 | 20 | D | D | N | N | 85015220 | 1 |  | 44 | KG | 3063.99 | 3063.99 | MC05 | MC05 | SIMOTICS M Compact induction motor 1500rpm, 4.6 kW 29Nm, 13.7A, 316V 1750rpm, 5.4kW 29Nm, 13.7A, 358V 2000rpm, 6.1kW 29Nm, 13.7A, 402V water cooling Degree of protection IP65 Incremental encoder HTL 2048 S/R (encoder HTL2048S/R) With temperature sensor KTY 84-130 DESIGN IM B5 (IMV 1,IM V3) SHAFT WITH FITTED KEY HALF-KEY BALANCING BEARING: STANDARD WITH FIXED BEARING, VIBRATION SEVERITY GRADE R/A; SHAFT AND FLANGE ACCURACY: R TERMINAL BOX (ABOVE) CABLE ENTRY ON THE ND-END SIGNAL CONNECTION LEFT | - | 0 | 0
1PH8087-1JF22-2CA1 |  | 1PH8087-1JF22-2CA1 | 1 | UN | 1 | 20 | D | D | N | N | 85015220 | 1 |  | 44 | KG | 3194.01 | 3194.01 | MC05 | MC05 | SIMOTICS M Compact induction motor 1500rpm, 4.6 kW 29Nm, 13.7A, 316V 1750rpm, 5.4kW 29Nm, 13.7A, 358V 2000rpm, 6.1kW 29Nm, 13.7A, 402V water cooling Degree of protection IP65 Incremental encoder HTL 2048 S/R (encoder HTL2048S/R) With temperature sensor KTY 84-130 DESIGN IM B5 (IMV 1,IM V3) SHAFT WITH FITTED KEY HALF-KEY BALANCING BEARING: STANDARD WITH FIXED BEARING, VIBRATION SEVERITY GRADE S/A, SHAFT AND FLANGE ACCURACY: R TERMINAL BOX (ABOVE) CABLE ENTRY ON THE RIGHT SIGNAL CONNECTION D-END | - | 0 | 0
1PH8087-1JF22-2CB1 |  | 1PH8087-1JF22-2CB1 | 1 | UN | 1 | 20 | D | D | N | N | 85015220 | 1 |  | 44 | KG | 3194.01 | 3194.01 | MC05 | MC05 | SIMOTICS M Compact induction motor 1500rpm, 4.6 kW 29Nm, 13.7A, 316V 1750rpm, 5.4kW 29Nm, 13.7A, 358V 2000rpm, 6.1kW 29Nm, 13.7A, 402V water cooling Degree of protection IP65 Incremental encoder HTL 2048 S/R (encoder HTL2048S/R) With temperature sensor KTY 84-130 DESIGN IM B5 (IMV 1,IM V3) SHAFT WITH FITTED KEY HALF-KEY BALANCING BEARING: STANDARD WITH FIXED BEARING, VIBRATION SEVERITY GRADE S/A, SHAFT AND FLANGE ACCURACY: R TERMINAL BOX (ABOVE) CABLE ENTRY ON THE LEFT SIGNAL CONNECTION D-END | - | 0 | 0
1PH8087-1JF22-2CC1 |  | 1PH8087-1JF22-2CC1 | 1 | UN | 1 | 20 | D | D | N | N | 85015220 | 1 |  | 44 | KG | 3194.01 | 3194.01 | MC05 | MC05 | SIMOTICS M Compact induction motor 1500rpm, 4.6 kW 29Nm, 13.7A, 316V 1750rpm, 5.4kW 29Nm, 13.7A, 358V 2000rpm, 6.1kW 29Nm, 13.7A, 402V water cooling Degree of protection IP65 Incremental encoder HTL 2048 S/R (encoder HTL2048S/R) With temperature sensor KTY 84-130 DESIGN IM B5 (IMV 1,IM V3) SHAFT WITH FITTED KEY HALF-KEY BALANCING BEARING: STANDARD WITH FIXED BEARING, VIBRATION SEVERITY GRADE S/A, SHAFT AND FLANGE ACCURACY: R TERMINAL BOX (ABOVE) CABLE ENTRY ON THE ND-END SIGNAL CONNECTION LEFT | - | 0 | 0
1PH8087-1JM10-0BA1 |  | 1PH8087-1JM10-0BA1 | 1 | UN | 1 | 20 | D | D | N | N | 85015220 | 1 |  | 32 | KG | 2755.75 | 2755.75 | MC05 | MC05 | SIMOTICS M Compact induction motor 3000rpm, 4.8 kW 15Nm, 17.3A, 284V 3300RPM, 5.2kW 15Nm, 17.1A, 303V 3600RPM 5.7kW 15Nm, 17.1A, 355V forced ventilation; direction of air flow NDE--> DE; Degree of protection IP55 Incremental encoder HTL 2048 S/R (encoder HTL2048S/R) With temperature sensor KTY 84-130 DESIGN IM B3 (IM V5, IM V6) PLAIN SHAFT WITHOUT FITTED KEY; BEARING: STANDARD WITH FIXED BEARING, VIBRATION SEVERITY GRADE R/A; SHAFT AND FLANGE ACCURACY: R TERMINAL BOX (ABOVE) CABLE ENTRY ON THE RIGHT SIGNAL CONNECTION D-END | - | 0 | 0
1PH8087-1JM10-0BB1 |  | 1PH8087-1JM10-0BB1 | 1 | UN | 1 | 20 | D | D | N | N | 85015220 | 1 |  | 32 | KG | 2755.75 | 2755.75 | MC05 | MC05 | SIMOTICS M Compact induction motor 3000rpm, 4.8 kW 15Nm, 17.3A, 284V 3300RPM, 5.2kW 15Nm, 17.1A, 303V 3600RPM 5.7kW 15Nm, 17.1A, 355V forced ventilation; direction of air flow NDE--> DE; Degree of protection IP55 Incremental encoder HTL 2048 S/R (encoder HTL2048S/R) With temperature sensor KTY 84-130 DESIGN IM B3 (IM V5, IM V6) PLAIN SHAFT WITHOUT FITTED KEY; BEARING: STANDARD WITH FIXED BEARING, VIBRATION SEVERITY GRADE R/A; SHAFT AND FLANGE ACCURACY: R TERMINAL BOX (ABOVE) CABLE ENTRY ON THE LEFT SIGNAL CONNECTION D-END | - | 0 | 0
1PH8087-1JM10-0BC1 |  | 1PH8087-1JM10-0BC1 | 1 | UN | 1 | 20 | D | D | N | N | 85015220 | 1 |  | 32 | KG | 2755.75 | 2755.75 | MC05 | MC05 | SIMOTICS M Compact induction motor 3000rpm, 4.8 kW 15Nm, 17.3A, 284V 3300RPM, 5.2kW 15Nm, 17.1A, 303V 3600RPM 5.7kW 15Nm, 17.1A, 355V forced ventilation; direction of air flow NDE--> DE; Degree of protection IP55 Incremental encoder HTL 2048 S/R (encoder HTL2048S/R) With temperature sensor KTY 84-130 DESIGN IM B3 (IM V5, IM V6) PLAIN SHAFT WITHOUT FITTED KEY; BEARING: STANDARD WITH FIXED BEARING, VIBRATION SEVERITY GRADE R/A; SHAFT AND FLANGE ACCURACY: R TERMINAL BOX (ABOVE) CABLE ENTRY ON THE ND-END SIGNAL CONNECTION LEFT | - | 0 | 0
1PH8087-1JM10-0CA1 |  | 1PH8087-1JM10-0CA1 | 1 | UN | 1 | 20 | D | D | N | N | 85015220 | 1 |  | 32 | KG | 2885.77 | 2885.77 | MC05 | MC05 | SIMOTICS M Compact induction motor 3000rpm, 4.8 kW 15Nm, 17.3A, 284V 3300RPM, 5.2kW 15Nm, 17.1A, 303V 3600RPM 5.7kW 15Nm, 17.1A, 355V forced ventilation; direction of air flow NDE--> DE; Degree of protection IP55 Incremental encoder HTL 2048 S/R (encoder HTL2048S/R) With temperature sensor KTY 84-130 DESIGN IM B3 (IM V5, IM V6) PLAIN SHAFT WITHOUT FITTED KEY; BEARING: STANDARD WITH FIXED BEARING, VIBRATION SEVERITY GRADE S/A, SHAFT AND FLANGE ACCURACY: R TERMINAL BOX (ABOVE) CABLE ENTRY ON THE RIGHT SIGNAL CONNECTION D-END | - | 0 | 0
1PH8087-1JM10-0CB1 |  | 1PH8087-1JM10-0CB1 | 1 | UN | 1 | 20 | D | D | N | N | 85015220 | 1 |  | 32 | KG | 2885.77 | 2885.77 | MC05 | MC05 | SIMOTICS M Compact induction motor 3000rpm, 4.8 kW 15Nm, 17.3A, 284V 3300RPM, 5.2kW 15Nm, 17.1A, 303V 3600RPM 5.7kW 15Nm, 17.1A, 355V forced ventilation; direction of air flow NDE--> DE; Degree of protection IP55 Incremental encoder HTL 2048 S/R (encoder HTL2048S/R) With temperature sensor KTY 84-130 DESIGN IM B3 (IM V5, IM V6) PLAIN SHAFT WITHOUT FITTED KEY; BEARING: STANDARD WITH FIXED BEARING, VIBRATION SEVERITY GRADE S/A, SHAFT AND FLANGE ACCURACY: R TERMINAL BOX (ABOVE) CABLE ENTRY ON THE LEFT SIGNAL CONNECTION D-END | - | 0 | 0
1PH8087-1JM10-0CC1 |  | 1PH8087-1JM10-0CC1 | 1 | UN | 1 | 20 | D | D | N | N | 85015220 | 1 |  | 32 | KG | 2885.77 | 2885.77 | MC05 | MC05 | SIMOTICS M Compact induction motor 3000rpm, 4.8 kW 15Nm, 17.3A, 284V 3300RPM, 5.2kW 15Nm, 17.1A, 303V 3600RPM 5.7kW 15Nm, 17.1A, 355V forced ventilation; direction of air flow NDE--> DE; Degree of protection IP55 Incremental encoder HTL 2048 S/R (encoder HTL2048S/R) With temperature sensor KTY 84-130 DESIGN IM B3 (IM V5, IM V6) PLAIN SHAFT WITHOUT FITTED KEY; BEARING: STANDARD WITH FIXED BEARING, VIBRATION SEVERITY GRADE S/A, SHAFT AND FLANGE ACCURACY: R TERMINAL BOX (ABOVE) CABLE ENTRY ON THE ND-END SIGNAL CONNECTION LEFT | - | 0 | 0
1PH8087-1JM10-2BA1 |  | 1PH8087-1JM10-2BA1 | 1 | UN | 1 | 20 | D | D | N | N | 85015220 | 1 |  | 32 | KG | 2755.75 | 2755.75 | MC05 | MC05 | SIMOTICS M Compact induction motor 3000rpm, 4.8 kW 15Nm, 17.3A, 284V 3300RPM, 5.2kW 15Nm, 17.1A, 303V 3600RPM 5.7kW 15Nm, 17.1A, 355V forced ventilation; direction of air flow NDE--> DE; Degree of protection IP55 Incremental encoder HTL 2048 S/R (encoder HTL2048S/R) With temperature sensor KTY 84-130 DESIGN IM B3 (IM V5, IM V6) SHAFT WITH FITTED KEY HALF-KEY BALANCING BEARING: STANDARD WITH FIXED BEARING, VIBRATION SEVERITY GRADE R/A; SHAFT AND FLANGE ACCURACY: R TERMINAL BOX (ABOVE) CABLE ENTRY ON THE RIGHT SIGNAL CONNECTION D-END | - | 0 | 0
1PH8087-1JM10-2BB1 |  | 1PH8087-1JM10-2BB1 | 1 | UN | 1 | 20 | D | D | N | N | 85015220 | 1 |  | 32 | KG | 2755.75 | 2755.75 | MC05 | MC05 | SIMOTICS M Compact induction motor 3000rpm, 4.8 kW 15Nm, 17.3A, 284V 3300RPM, 5.2kW 15Nm, 17.1A, 303V 3600RPM 5.7kW 15Nm, 17.1A, 355V forced ventilation; direction of air flow NDE--> DE; Degree of protection IP55 Incremental encoder HTL 2048 S/R (encoder HTL2048S/R) With temperature sensor KTY 84-130 DESIGN IM B3 (IM V5, IM V6) SHAFT WITH FITTED KEY HALF-KEY BALANCING BEARING: STANDARD WITH FIXED BEARING, VIBRATION SEVERITY GRADE R/A; SHAFT AND FLANGE ACCURACY: R TERMINAL BOX (ABOVE) CABLE ENTRY ON THE LEFT SIGNAL CONNECTION D-END | - | 0 | 0
1PH8087-1JM10-2BC1 |  | 1PH8087-1JM10-2BC1 | 1 | UN | 1 | 20 | D | D | N | N | 85015220 | 1 |  | 32 | KG | 2755.75 | 2755.75 | MC05 | MC05 | SIMOTICS M Compact induction motor 3000rpm, 4.8 kW 15Nm, 17.3A, 284V 3300RPM, 5.2kW 15Nm, 17.1A, 303V 3600RPM 5.7kW 15Nm, 17.1A, 355V forced ventilation; direction of air flow NDE--> DE; Degree of protection IP55 Incremental encoder HTL 2048 S/R (encoder HTL2048S/R) With temperature sensor KTY 84-130 DESIGN IM B3 (IM V5, IM V6) SHAFT WITH FITTED KEY HALF-KEY BALANCING BEARING: STANDARD WITH FIXED BEARING, VIBRATION SEVERITY GRADE R/A; SHAFT AND FLANGE ACCURACY: R TERMINAL BOX (ABOVE) CABLE ENTRY ON THE ND-END SIGNAL CONNECTION LEFT | - | 0 | 0
1PH8087-1JM10-2CA1 |  | 1PH8087-1JM10-2CA1 | 1 | UN | 1 | 20 | D | D | N | N | 85015220 | 1 |  | 32 | KG | 2885.77 | 2885.77 | MC05 | MC05 | SIMOTICS M Compact induction motor 3000rpm, 4.8 kW 15Nm, 17.3A, 284V 3300RPM, 5.2kW 15Nm, 17.1A, 303V 3600RPM 5.7kW 15Nm, 17.1A, 355V forced ventilation; direction of air flow NDE--> DE; Degree of protection IP55 Incremental encoder HTL 2048 S/R (encoder HTL2048S/R) With temperature sensor KTY 84-130 DESIGN IM B3 (IM V5, IM V6) SHAFT WITH FITTED KEY HALF-KEY BALANCING BEARING: STANDARD WITH FIXED BEARING, VIBRATION SEVERITY GRADE S/A, SHAFT AND FLANGE ACCURACY: R TERMINAL BOX (ABOVE) CABLE ENTRY ON THE RIGHT SIGNAL CONNECTION D-END | - | 0 | 0
1PH8087-1JM10-2CB1 |  | 1PH8087-1JM10-2CB1 | 1 | UN | 1 | 20 | D | D | N | N | 85015220 | 1 |  | 32 | KG | 2885.77 | 2885.77 | MC05 | MC05 | SIMOTICS M Compact induction motor 3000rpm, 4.8 kW 15Nm, 17.3A, 284V 3300RPM, 5.2kW 15Nm, 17.1A, 303V 3600RPM 5.7kW 15Nm, 17.1A, 355V forced ventilation; direction of air flow NDE--> DE; Degree of protection IP55 Incremental encoder HTL 2048 S/R (encoder HTL2048S/R) With temperature sensor KTY 84-130 DESIGN IM B3 (IM V5, IM V6) SHAFT WITH FITTED KEY HALF-KEY BALANCING BEARING: STANDARD WITH FIXED BEARING, VIBRATION SEVERITY GRADE S/A, SHAFT AND FLANGE ACCURACY: R TERMINAL BOX (ABOVE) CABLE ENTRY ON THE LEFT SIGNAL CONNECTION D-END | - | 0 | 0
1PH8087-1JM10-2CC1 |  | 1PH8087-1JM10-2CC1 | 1 | UN | 1 | 20 | D | D | N | N | 85015220 | 1 |  | 32 | KG | 2885.77 | 2885.77 | MC05 | MC05 | SIMOTICS M Compact induction motor 3000rpm, 4.8 kW 15Nm, 17.3A, 284V 3300RPM, 5.2kW 15Nm, 17.1A, 303V 3600RPM 5.7kW 15Nm, 17.1A, 355V forced ventilation; direction of air flow NDE--> DE; Degree of protection IP55 Incremental encoder HTL 2048 S/R (encoder HTL2048S/R) With temperature sensor KTY 84-130 DESIGN IM B3 (IM V5, IM V6) SHAFT WITH FITTED KEY HALF-KEY BALANCING BEARING: STANDARD WITH FIXED BEARING, VIBRATION SEVERITY GRADE S/A, SHAFT AND FLANGE ACCURACY: R TERMINAL BOX (ABOVE) CABLE ENTRY ON THE ND-END SIGNAL CONNECTION LEFT | - | 0 | 0
1PH8087-1JM12-0BA1 |  | 1PH8087-1JM12-0BA1 | 1 | UN | 1 | 20 | D | D | N | N | 85015220 | 1 |  | 32 | KG | 2856.9 | 2856.9 | MC05 | MC05 | SIMOTICS M Compact induction motor 3000rpm, 4.8 kW 15Nm, 17.3A, 284V 3300RPM, 5.2kW 15Nm, 17.1A, 303V 3600RPM 5.7kW 15Nm, 17.1A, 355V forced ventilation; direction of air flow NDE--> DE; Degree of protection IP55 Incremental encoder HTL 2048 S/R (encoder HTL2048S/R) With temperature sensor KTY 84-130 DESIGN IM B5 (IMV 1,IM V3) PLAIN SHAFT WITHOUT FITTED KEY; BEARING: STANDARD WITH FIXED BEARING, VIBRATION SEVERITY GRADE R/A; SHAFT AND FLANGE ACCURACY: R TERMINAL BOX (ABOVE) CABLE ENTRY ON THE RIGHT SIGNAL CONNECTION D-END | - | 0 | 0
1PH8087-1JM12-0BB1 |  | 1PH8087-1JM12-0BB1 | 1 | UN | 1 | 20 | D | D | N | N | 85015220 | 1 |  | 32 | KG | 2856.9 | 2856.9 | MC05 | MC05 | SIMOTICS M Compact induction motor 3000rpm, 4.8 kW 15Nm, 17.3A, 284V 3300RPM, 5.2kW 15Nm, 17.1A, 303V 3600RPM 5.7kW 15Nm, 17.1A, 355V forced ventilation; direction of air flow NDE--> DE; Degree of protection IP55 Incremental encoder HTL 2048 S/R (encoder HTL2048S/R) With temperature sensor KTY 84-130 DESIGN IM B5 (IMV 1,IM V3) PLAIN SHAFT WITHOUT FITTED KEY; BEARING: STANDARD WITH FIXED BEARING, VIBRATION SEVERITY GRADE R/A; SHAFT AND FLANGE ACCURACY: R TERMINAL BOX (ABOVE) CABLE ENTRY ON THE LEFT SIGNAL CONNECTION D-END | - | 0 | 0
1PH8087-1JM12-0BC1 |  | 1PH8087-1JM12-0BC1 | 1 | UN | 1 | 20 | D | D | N | N | 85015220 | 1 |  | 32 | KG | 2856.9 | 2856.9 | MC05 | MC05 | SIMOTICS M Compact induction motor 3000rpm, 4.8 kW 15Nm, 17.3A, 284V 3300RPM, 5.2kW 15Nm, 17.1A, 303V 3600RPM 5.7kW 15Nm, 17.1A, 355V forced ventilation; direction of air flow NDE--> DE; Degree of protection IP55 Incremental encoder HTL 2048 S/R (encoder HTL2048S/R) With temperature sensor KTY 84-130 DESIGN IM B5 (IMV 1,IM V3) PLAIN SHAFT WITHOUT FITTED KEY; BEARING: STANDARD WITH FIXED BEARING, VIBRATION SEVERITY GRADE R/A; SHAFT AND FLANGE ACCURACY: R TERMINAL BOX (ABOVE) CABLE ENTRY ON THE ND-END SIGNAL CONNECTION LEFT | - | 0 | 0
1PH8087-1JM12-0CA1 |  | 1PH8087-1JM12-0CA1 | 1 | UN | 1 | 20 | D | D | N | N | 85015220 | 1 |  | 32 | KG | 2986.92 | 2986.92 | MC05 | MC05 | SIMOTICS M Compact induction motor 3000rpm, 4.8 kW 15Nm, 17.3A, 284V 3300RPM, 5.2kW 15Nm, 17.1A, 303V 3600RPM 5.7kW 15Nm, 17.1A, 355V forced ventilation; direction of air flow NDE--> DE; Degree of protection IP55 Incremental encoder HTL 2048 S/R (encoder HTL2048S/R) With temperature sensor KTY 84-130 DESIGN IM B5 (IMV 1,IM V3) PLAIN SHAFT WITHOUT FITTED KEY; BEARING: STANDARD WITH FIXED BEARING, VIBRATION SEVERITY GRADE S/A, SHAFT AND FLANGE ACCURACY: R TERMINAL BOX (ABOVE) CABLE ENTRY ON THE RIGHT SIGNAL CONNECTION D-END | - | 0 | 0
1PH8087-1JM12-0CB1 |  | 1PH8087-1JM12-0CB1 | 1 | UN | 1 | 20 | D | D | N | N | 85015220 | 1 |  | 32 | KG | 2986.92 | 2986.92 | MC05 | MC05 | SIMOTICS M Compact induction motor 3000rpm, 4.8 kW 15Nm, 17.3A, 284V 3300RPM, 5.2kW 15Nm, 17.1A, 303V 3600RPM 5.7kW 15Nm, 17.1A, 355V forced ventilation; direction of air flow NDE--> DE; Degree of protection IP55 Incremental encoder HTL 2048 S/R (encoder HTL2048S/R) With temperature sensor KTY 84-130 DESIGN IM B5 (IMV 1,IM V3) PLAIN SHAFT WITHOUT FITTED KEY; BEARING: STANDARD WITH FIXED BEARING, VIBRATION SEVERITY GRADE S/A, SHAFT AND FLANGE ACCURACY: R TERMINAL BOX (ABOVE) CABLE ENTRY ON THE LEFT SIGNAL CONNECTION D-END | - | 0 | 0
1PH8087-1JM12-0CC1 |  | 1PH8087-1JM12-0CC1 | 1 | UN | 1 | 20 | D | D | N | N | 85015220 | 1 |  | 32 | KG | 2986.92 | 2986.92 | MC05 | MC05 | SIMOTICS M Compact induction motor 3000rpm, 4.8 kW 15Nm, 17.3A, 284V 3300RPM, 5.2kW 15Nm, 17.1A, 303V 3600RPM 5.7kW 15Nm, 17.1A, 355V forced ventilation; direction of air flow NDE--> DE; Degree of protection IP55 Incremental encoder HTL 2048 S/R (encoder HTL2048S/R) With temperature sensor KTY 84-130 DESIGN IM B5 (IMV 1,IM V3) PLAIN SHAFT WITHOUT FITTED KEY; BEARING: STANDARD WITH FIXED BEARING, VIBRATION SEVERITY GRADE S/A, SHAFT AND FLANGE ACCURACY: R TERMINAL BOX (ABOVE) CABLE ENTRY ON THE ND-END SIGNAL CONNECTION LEFT | - | 0 | 0
1PH8087-1JM12-2BA1 |  | 1PH8087-1JM12-2BA1 | 1 | UN | 1 | 20 | D | D | N | N | 85015220 | 1 |  | 32 | KG | 2856.9 | 2856.9 | MC05 | MC05 | SIMOTICS M Compact induction motor 3000rpm, 4.8 kW 15Nm, 17.3A, 284V 3300RPM, 5.2kW 15Nm, 17.1A, 303V 3600RPM 5.7kW 15Nm, 17.1A, 355V forced ventilation; direction of air flow NDE--> DE; Degree of protection IP55 Incremental encoder HTL 2048 S/R (encoder HTL2048S/R) With temperature sensor KTY 84-130 DESIGN IM B5 (IMV 1,IM V3) SHAFT WITH FITTED KEY HALF-KEY BALANCING BEARING: STANDARD WITH FIXED BEARING, VIBRATION SEVERITY GRADE R/A; SHAFT AND FLANGE ACCURACY: R TERMINAL BOX (ABOVE) CABLE ENTRY ON THE RIGHT SIGNAL CONNECTION D-END | - | 0 | 0
1PH8087-1JM12-2BB1 |  | 1PH8087-1JM12-2BB1 | 1 | UN | 1 | 20 | D | D | N | N | 85015220 | 1 |  | 32 | KG | 2856.9 | 2856.9 | MC05 | MC05 | SIMOTICS M Compact induction motor 3000rpm, 4.8 kW 15Nm, 17.3A, 284V 3300RPM, 5.2kW 15Nm, 17.1A, 303V 3600RPM 5.7kW 15Nm, 17.1A, 355V forced ventilation; direction of air flow NDE--> DE; Degree of protection IP55 Incremental encoder HTL 2048 S/R (encoder HTL2048S/R) With temperature sensor KTY 84-130 DESIGN IM B5 (IMV 1,IM V3) SHAFT WITH FITTED KEY HALF-KEY BALANCING BEARING: STANDARD WITH FIXED BEARING, VIBRATION SEVERITY GRADE R/A; SHAFT AND FLANGE ACCURACY: R TERMINAL BOX (ABOVE) CABLE ENTRY ON THE LEFT SIGNAL CONNECTION D-END | - | 0 | 0
1PH8087-1JM12-2BC1 |  | 1PH8087-1JM12-2BC1 | 1 | UN | 1 | 20 | D | D | N | N | 85015220 | 1 |  | 32 | KG | 2856.9 | 2856.9 | MC05 | MC05 | SIMOTICS M Compact induction motor 3000rpm, 4.8 kW 15Nm, 17.3A, 284V 3300RPM, 5.2kW 15Nm, 17.1A, 303V 3600RPM 5.7kW 15Nm, 17.1A, 355V forced ventilation; direction of air flow NDE--> DE; Degree of protection IP55 Incremental encoder HTL 2048 S/R (encoder HTL2048S/R) With temperature sensor KTY 84-130 DESIGN IM B5 (IMV 1,IM V3) SHAFT WITH FITTED KEY HALF-KEY BALANCING BEARING: STANDARD WITH FIXED BEARING, VIBRATION SEVERITY GRADE R/A; SHAFT AND FLANGE ACCURACY: R TERMINAL BOX (ABOVE) CABLE ENTRY ON THE ND-END SIGNAL CONNECTION LEFT | - | 0 | 0
1PH8087-1JM12-2CA1 |  | 1PH8087-1JM12-2CA1 | 1 | UN | 1 | 20 | D | D | N | N | 85015220 | 1 |  | 32 | KG | 2986.92 | 2986.92 | MC05 | MC05 | SIMOTICS M Compact induction motor 3000rpm, 4.8 kW 15Nm, 17.3A, 284V 3300RPM, 5.2kW 15Nm, 17.1A, 303V 3600RPM 5.7kW 15Nm, 17.1A, 355V forced ventilation; direction of air flow NDE--> DE; Degree of protection IP55 Incremental encoder HTL 2048 S/R (encoder HTL2048S/R) With temperature sensor KTY 84-130 DESIGN IM B5 (IMV 1,IM V3) SHAFT WITH FITTED KEY HALF-KEY BALANCING BEARING: STANDARD WITH FIXED BEARING, VIBRATION SEVERITY GRADE S/A, SHAFT AND FLANGE ACCURACY: R TERMINAL BOX (ABOVE) CABLE ENTRY ON THE RIGHT SIGNAL CONNECTION D-END | - | 0 | 0
1PH8087-1JM12-2CB1 |  | 1PH8087-1JM12-2CB1 | 1 | UN | 1 | 20 | D | D | N | N | 85015220 | 1 |  | 32 | KG | 2986.92 | 2986.92 | MC05 | MC05 | SIMOTICS M Compact induction motor 3000rpm, 4.8 kW 15Nm, 17.3A, 284V 3300RPM, 5.2kW 15Nm, 17.1A, 303V 3600RPM 5.7kW 15Nm, 17.1A, 355V forced ventilation; direction of air flow NDE--> DE; Degree of protection IP55 Incremental encoder HTL 2048 S/R (encoder HTL2048S/R) With temperature sensor KTY 84-130 DESIGN IM B5 (IMV 1,IM V3) SHAFT WITH FITTED KEY HALF-KEY BALANCING BEARING: STANDARD WITH FIXED BEARING, VIBRATION SEVERITY GRADE S/A, SHAFT AND FLANGE ACCURACY: R TERMINAL BOX (ABOVE) CABLE ENTRY ON THE LEFT SIGNAL CONNECTION D-END | - | 0 | 0
1PH8087-1JM12-2CC1 |  | 1PH8087-1JM12-2CC1 | 1 | UN | 1 | 20 | D | D | N | N | 85015220 | 1 |  | 32 | KG | 2986.92 | 2986.92 | MC05 | MC05 | SIMOTICS M Compact induction motor 3000rpm, 4.8 kW 15Nm, 17.3A, 284V 3300RPM, 5.2kW 15Nm, 17.1A, 303V 3600RPM 5.7kW 15Nm, 17.1A, 355V forced ventilation; direction of air flow NDE--> DE; Degree of protection IP55 Incremental encoder HTL 2048 S/R (encoder HTL2048S/R) With temperature sensor KTY 84-130 DESIGN IM B5 (IMV 1,IM V3) SHAFT WITH FITTED KEY HALF-KEY BALANCING BEARING: STANDARD WITH FIXED BEARING, VIBRATION SEVERITY GRADE S/A, SHAFT AND FLANGE ACCURACY: R TERMINAL BOX (ABOVE) CABLE ENTRY ON THE ND-END SIGNAL CONNECTION LEFT | - | 0 | 0
1PH8087-1MG10-0LG1 |  | 1PH8087-1MG10-0LG1 | 1 | UN | 1 | 20 | D | D | N | N | 85015220 | 1 |  | 39 | KG | 3061.67 | 3061.67 | MC05 | MC05 | SIMOTICS M Compact induction motor 2000rpm, 4.9kW 23Nm, 14.1A, 320V 2300rpm, 5.4kW 22Nm, 13.7A, 353V 2650rpm, 6.0kW 22Nm, 13.6A, 390V forced ventilation; direction of air flow NDE--> DE; Degree of protection IP55 Incremental encoder SIN/COS 1 VPP 2048 S/R with C and D track (encoder IC2048S/R) with temperature sensor KTY 84-130 DESIGN IM B3 (IM V5, IM V6) PLAIN SHAFT WITHOUT FITTED KEY; BEARING: PERFORMANCE, VIBRATION SEVERITY GRADE SPECIAL/B; SHAFT A. FLANGE ACCURACY GR. SPECIAL POWER CONNECTOR (ABOVE) CABLE ENTRY ON THE ND-END SIGNAL CONNECTION LEFT | - | 0 | 0
1PH8087-1SF02-1LA1 |  | 1PH8087-1SF02-1LA1 | 1 | UN | 1 | 20 | D | D | N | N | 85015220 | 1 |  | 39 | KG | 4509.2 | 4509.2 | MC05 | MC05 | SIMOTICS M Compact induction motor 1500rpm, 3.7kW, 24Nm, 10A, 336V 1750rpm, 4.3kW, 23Nm, 10A, 396V 2000rpm, 4.9kW, 23Nm, 10A, 435V forced ventilation; direction of air flow DE--> NDE; Degree of protection IP55 Incremental encoder 19-bit Without commutation position (encoder IN19DQ) with DRIVE-CLiQ interface DESIGN IM B5 (IMV 1,IM V3) SHAFT WITH FITTED KEY FULL-KEY BALANCING BEARING: PERFORMANCE, VIBRATION SEVERITY GRADE SPECIAL/B; SHAFT A. FLANGE ACCURACY GR. SPECIAL TERMINAL BOX (ABOVE) CABLE ENTRY ON THE RIGHT SIGNAL CONNECTION D-END | - | 0 | 0
1PH8087-1SM02-1LA1 |  | 1PH8087-1SM02-1LA1 | 1 | UN | 1 | 20 | D | D | N | N | 85015220 | 1 |  | 39 | KG | 4509.2 | 4509.2 | MC05 | MC05 | SIMOTICS M Compact induction motor 3000rpm, 4.8 kW 15Nm, 17.3A, 284V 3300RPM, 5.2kW 15Nm, 17.1A, 303V 3600RPM 5.7kW 15Nm, 17.1A, 329V forced ventilation; direction of air flow DE--> NDE; Degree of protection IP55 Incremental encoder 19-bit Without commutation position (encoder IN19DQ) with DRIVE-CLiQ interface DESIGN IM B5 (IMV 1,IM V3) SHAFT WITH FITTED KEY FULL-KEY BALANCING BEARING: PERFORMANCE, VIBRATION SEVERITY GRADE SPECIAL/B; SHAFT A. FLANGE ACCURACY GR. SPECIAL TERMINAL BOX (ABOVE) CABLE ENTRY ON THE RIGHT SIGNAL CONNECTION D-END | - | 0 | 0
1PH8087-1SZ24-0MZ1-Z | K2CQ1AQ50 | 1PH8087-1SZ24-0MZ1-ZK2CQ1AQ50 | 1 | UN | 1 | 20 | D | D | N | N | 85015220 | 1 |  | 44 | KG | 5261.52 | 5261.52 | MC05 | MC05 | SIMOTICS M 2000 rpm, 6.1 kW, 29 Nm, 20.5A Compact induction motor Water cooling Degree of protection IP65 Incremental encoder 19-bit without commutation position (encoder IN19DQ) with Drive-CLiQ interface Q50: special design IM B14 with M14 thread Bearing version: High Performance; Vibration severity: Special/B; shaft and flange precision: Special Q1A: special connection system K2C: Special winding with increased MMAX SMR-75-2013 | - | 0 | 7
1PH8087-1SZ24-0MZ1-Z | K2CQ1AQ50V03 | 1PH8087-1SZ24-0MZ1-ZK2CQ1AQ50V03 | 1 | UN | 1 | 20 | D | D | N | N | 85015220 | 1 |  | 44 | KG | 5261.52 | 5261.52 | MC05 | MC05 | SIMOTICS M Compact induction motor 2000 rpm, 6.1kW, 29Nm, 20.5A Water cooling; Degree of protection IP65 Incremental encoder 19-bit; without commutation position; (encoder IN19DQ); with Drive-CLiQ inter- Stelle; Q50: Special design IM B14 with M14 thread; V03: Hollow shaft with abnormal shaft extension; Bearing version: High Performance; Vibration severity: Special/B; Shaft and flange accuracy: Special Q1A: Special connection system . . . | - | 0 | 7
1PH8087-1SZ24-3MZ1-Z | K2CQ1AQ50V03Y64 | 1PH8087-1SZ24-3MZ1-ZK2CQ1AQ50V03Y64 | 1 | UN | 1 | 20 | D | D | N | N | 85015230 | 1 |  | 46.5 | KG | 6490.33 | 6490.33 | MC05 | MC05 | SIMOTICS M Compact induction motor 2000 rpm, 6.1kW, 29Nm, 20.5A Water cooling; Degree of protection IP65 Incremental encoder 19-bit; without commutation position; (encoder IN19DQ); with Drive-CLiQ inter- Stelle; Q50: Special design IM B14 with M14 thread; V03: Hollow shaft with abnormal shaft extension; Bearing version: High Performance; Vibration severity: Special/B; Shaft and flange accuracy: Special Q1A: Special connection system Y64: Motor finishing K2C: Special winding with increased MMAX SMR-52-2013 | - | 0 | 7
1PH8087-1SZ24-3MZ1-Z | K2CQ1AQ50V14Y64 | 1PH8087-1SZ24-3MZ1-ZK2CQ1AQ50V14Y64 | 1 | UN | 1 | 20 | D | D | N | N | 85015230 | 1 |  | 46.5 | KG | 6490.55 | 6490.55 | MC05 | MC05 | SIMOTICS M 2000 rpm, 6.1kW, 29Nm, 20.5A Compact induction motor water cooling, Degree of protection IP65 Incremental encoder 19-bit, without commutation position (encoder IN19DQ); with Drive-CLiQ inter- face, Q50: Special design IM B14 with M14 thread V14: Hollow shaft with abnormal shaft extension; inside diameter roller-burnished; Bearing version: High Performance; Vibration severity: Special/B; Shaft and flange accuracy: Special Q1A: Special connection system Y64: Motor finishing K2C: Special winding with increased Mmax; SMR-4-2014 | - | 0 | 0
1PH8087-1UG02-0LE1 |  | 1PH8087-1UG02-0LE1 | 1 | UN | 1 | 20 | D | D | N | N | 85015220 | 1 |  | 39 | KG | 3750.93 | 3750.93 | MC05 | MC05 | SIMOTICS M Compact induction motor 2000rpm, 4.9kW 23Nm, 14.1A, 320V 2300rpm, 5.4kW 22Nm, 13.7A, 353V 2650rpm, 6.0kW 22Nm, 13.6A, 390V forced ventilation; direction of air flow DE--> NDE; Degree of protection IP55 Incremental encoder 20-bit Without commutation position (encoder IN20DQ) with DRIVE-CLiQ interface DESIGN IM B5 (IMV 1,IM V3) PLAIN SHAFT WITHOUT FITTED KEY; BEARING: PERFORMANCE, VIBRATION SEVERITY GRADE SPECIAL/B; SHAFT A. FLANGE ACCURACY GR. SPECIAL POWER CONNECTOR (ABOVE) CABLE ENTRY ON THE RIGHT SIGNAL CONNECTION D-END | - | 0 | 0
1PH8089-1SM02-0MG1 | G1A | 1PH8089-1SM02-0MG1G1A | 1 | UN | 1 | 20 | D | D | N | N | 85015220 | 1 |  | 23 | KG | 4595.01 | 4595.01 | MC05 | MC05 | SIMOTICS M Compact induction motor 3000 RPM, 1.5 kW, 4.8Nm Motor customer-spec. G1A: Overall length Customer-specific | - | 0 | 7
1PH8089-1SM02-0MG1-Z | G1AV20 | 1PH8089-1SM02-0MG1-ZG1AV20 | 1 | UN | 1 | 20 | D | D | N | N | 85015220 | 1 |  | 23 | KG | 4595.01 | 4595.01 | MC05 | MC05 | SIMOTICS M Compact induction motor 3000 RPM, 1.5 kW, 4.8Nm Motor customer-spec. SMR-4-2012 G1A: Overall length Customer-specific V20: shaft end Customer-specific | - | 0 | 7
1PH8089-1SM02-3MG1-Z | G1AV20Y64 | 1PH8089-1SM02-3MG1-ZG1AV20Y64 | 1 | UN | 1 | 20 | D | D | N | N | 85015220 | 1 |  | 26 | KG | 5890.41 | 5890.41 | MC05 | MC05 | Compact induction motor 3000 RPM, 1.5 kW, 4.8Nm Motor customer-spec. Offer No.: SMR-4-2011 G1A: Overall length Customer-specific V20: shaft end Customer-specific Y64: Prepared for rotating distributor with Flange dimension 114H6 | - | 0 | 7
1PH8101-1AF00-0BA1 |  | 1PH8101-1AF00-0BA1 | 1 | UN | 1 | 20 | D | D | N | N | 85015220 | 1 |  | 42 | KG | 2259.13 | 2259.13 | MC05 | MC05 | SIMOTICS M Compact induction motor 1500rpm, 3.7kW 24Nm, 12.5A, 265V 2000rpm, 4.3kW 22Nm, 12.5A, 304V 2000rpm, 4.7kW 22Nm, 12.5A, 343V forced ventilation; direction of air flow DE--> NDE; Degree of protection IP55 Without encoder: With temperature sensor KTY 84-130 DESIGN IM B3 (IM V5, IM V6) PLAIN SHAFT WITHOUT FITTED KEY; BEARING: STANDARD WITH FIXED BEARING, VIBRATION SEVERITY GRADE: R/A, SHAFT AND FLANGE ACCURACY: R TERMINAL BOX (ABOVE) CABLE ENTRY ON THE RIGHT SIGNAL CONNECTION D-END | - | 0 | 0
1PH8101-1AF10-0BA1 |  | 1PH8101-1AF10-0BA1 | 1 | UN | 1 | 20 | D | D | N | N | 85015220 | 1 |  | 42 | KG | 2259.13 | 2259.13 | MC05 | MC05 | SIMOTICS M Compact induction motor 1500rpm, 3.7kW 24Nm, 12.5A, 265V 1750rpm, 4.3kW 23Nm, 12.5A, 304V 2000rpm, 4.7kW 22Nm, 12.5A, 343V forced ventilation; direction of air flow NDE--> DE; Degree of protection IP55 Without encoder: With temperature sensor KTY 84-130 DESIGN IM B3 (IM V5, IM V6) PLAIN SHAFT WITHOUT FITTED KEY; BEARING: STANDARD WITH FIXED BEARING, VIBRATION SEVERITY GRADE: R/A, SHAFT AND FLANGE ACCURACY: R TERMINAL BOX (ABOVE) CABLE ENTRY ON THE RIGHT SIGNAL CONNECTION D-END | - | 0 | 0
1PH8101-1AF10-0BB1 |  | 1PH8101-1AF10-0BB1 | 1 | UN | 1 | 20 | D | D | N | N | 85015220 | 1 |  | 42 | KG | 2259.13 | 2259.13 | MC05 | MC05 | SIMOTICS M Compact induction motor 1500rpm, 3.7kW 24Nm, 12.5A, 265V 1750rpm, 4.3kW 23Nm, 12.5A, 304V 2000rpm, 4.7kW 22Nm, 12.5A, 343V forced ventilation; direction of air flow NDE--> DE; Degree of protection IP55 Without encoder: With temperature sensor KTY 84-130 DESIGN IM B3 (IM V5, IM V6) PLAIN SHAFT WITHOUT FITTED KEY; BEARING: STANDARD WITH FIXED BEARING, VIBRATION SEVERITY GRADE: R/A, SHAFT AND FLANGE ACCURACY: R TERMINAL BOX (ABOVE) CABLE ENTRY ON THE LEFT SIGNAL CONNECTION D-END | - | 0 | 0
1PH8101-1AF10-0BC1 |  | 1PH8101-1AF10-0BC1 | 1 | UN | 1 | 20 | D | D | N | N | 85015220 | 1 |  | 42 | KG | 2259.13 | 2259.13 | MC05 | MC05 | SIMOTICS M Compact induction motor 1500rpm, 3.7kW 24Nm, 12.5A, 265V 1750rpm, 4.3kW 23Nm, 12.5A, 304V 2000rpm, 4.7kW 22Nm, 12.5A, 343V forced ventilation; direction of air flow NDE--> DE; Degree of protection IP55 Without encoder: With temperature sensor KTY 84-130 DESIGN IM B3 (IM V5, IM V6) PLAIN SHAFT WITHOUT FITTED KEY; BEARING: STANDARD WITH FIXED BEARING, VIBRATION SEVERITY GRADE: R/A, SHAFT AND FLANGE ACCURACY: R TERMINAL BOX (ABOVE) CABLE ENTRY ON THE ND-END SIGNAL CONNECTION LEFT | - | 0 | 0
1PH8101-1AF10-0CA1 |  | 1PH8101-1AF10-0CA1 | 1 | UN | 1 | 20 | D | D | N | N | 85015220 | 1 |  | 42 | KG | 2389.15 | 2389.15 | MC05 | MC05 | SIMOTICS M Compact induction motor 1500rpm, 3.7kW 24Nm, 12.5A, 265V 1750rpm, 4.3kW 23Nm, 12.5A, 304V 2000rpm, 4.7kW 22Nm, 12.5A, 343V forced ventilation; direction of air flow NDE--> DE; Degree of protection IP55 Without encoder: With temperature sensor KTY 84-130 DESIGN IM B3 (IM V5, IM V6) PLAIN SHAFT WITHOUT FITTED KEY; BEARING: STANDARD WITH FIXED BEARING, VIBRATION SEVERITY GRADE: S/A, SHAFT AND FLANGE ACCURACY: R TERMINAL BOX (ABOVE) CABLE ENTRY ON THE RIGHT SIGNAL CONNECTION D-END | - | 0 | 0
1PH8101-1AF10-0CB1 |  | 1PH8101-1AF10-0CB1 | 1 | UN | 1 | 20 | D | D | N | N | 85015220 | 1 |  | 42 | KG | 2389.15 | 2389.15 | MC05 | MC05 | SIMOTICS M Compact induction motor 1500rpm, 3.7kW 24Nm, 12.5A, 265V 1750rpm, 4.3kW 23Nm, 12.5A, 304V 2000rpm, 4.7kW 22Nm, 12.5A, 343V forced ventilation; direction of air flow NDE--> DE; Degree of protection IP55 Without encoder: With temperature sensor KTY 84-130 DESIGN IM B3 (IM V5, IM V6) PLAIN SHAFT WITHOUT FITTED KEY; BEARING: STANDARD WITH FIXED BEARING, VIBRATION SEVERITY GRADE: S/A, SHAFT AND FLANGE ACCURACY: R TERMINAL BOX (ABOVE) CABLE ENTRY ON THE LEFT SIGNAL CONNECTION D-END | - | 0 | 0
1PH8101-1AF10-0CC1 |  | 1PH8101-1AF10-0CC1 | 1 | UN | 1 | 20 | D | D | N | N | 85015220 | 1 |  | 42 | KG | 2389.15 | 2389.15 | MC05 | MC05 | SIMOTICS M Compact induction motor 1500rpm, 3.7kW 24Nm, 12.5A, 265V 1750rpm, 4.3kW 23Nm, 12.5A, 304V 2000rpm, 4.7kW 22Nm, 12.5A, 343V forced ventilation; direction of air flow NDE--> DE; Degree of protection IP55 Without encoder: With temperature sensor KTY 84-130 DESIGN IM B3 (IM V5, IM V6) PLAIN SHAFT WITHOUT FITTED KEY; BEARING: STANDARD WITH FIXED BEARING, VIBRATION SEVERITY GRADE: S/A, SHAFT AND FLANGE ACCURACY: R TERMINAL BOX (ABOVE) CABLE ENTRY ON THE ND-END SIGNAL CONNECTION LEFT | - | 0 | 0
1PH8101-1AF10-2BA1 |  | 1PH8101-1AF10-2BA1 | 1 | UN | 1 | 20 | D | D | N | N | 85015220 | 1 |  | 42 | KG | 2259.13 | 2259.13 | MC05 | MC05 | SIMOTICS M Compact induction motor 1500rpm, 3.7kW 24Nm, 12.5A, 265V 1750rpm, 4.3kW 23Nm, 12.5A, 304V 2000rpm, 4.7kW 22Nm, 12.5A, 343V forced ventilation; direction of air flow NDE--> DE; Degree of protection IP55 Without encoder: With temperature sensor KTY 84-130 DESIGN IM B3 (IM V5, IM V6) SHAFT WITH FITTED KEY HALF-KEY BALANCING BEARING: STANDARD WITH FIXED BEARING, VIBRATION SEVERITY GRADE: R/A, SHAFT AND FLANGE ACCURACY: R TERMINAL BOX (ABOVE) CABLE ENTRY ON THE RIGHT SIGNAL CONNECTION D-END | - | 0 | 0
1PH8101-1AF10-2BB1 |  | 1PH8101-1AF10-2BB1 | 1 | UN | 1 | 20 | D | D | N | N | 85015220 | 1 |  | 42 | KG | 2259.13 | 2259.13 | MC05 | MC05 | SIMOTICS M Compact induction motor 1500rpm, 3.7kW 24Nm, 12.5A, 265V 1750rpm, 4.3kW 23Nm, 12.5A, 304V 2000rpm, 4.7kW 22Nm, 12.5A, 343V forced ventilation; direction of air flow NDE--> DE; Degree of protection IP55 Without encoder: With temperature sensor KTY 84-130 DESIGN IM B3 (IM V5, IM V6) SHAFT WITH FITTED KEY HALF-KEY BALANCING BEARING: STANDARD WITH FIXED BEARING, VIBRATION SEVERITY GRADE: R/A, SHAFT AND FLANGE ACCURACY: R TERMINAL BOX (ABOVE) CABLE ENTRY ON THE LEFT SIGNAL CONNECTION D-END | - | 0 | 0
1PH8101-1AF10-2BC1 |  | 1PH8101-1AF10-2BC1 | 1 | UN | 1 | 20 | D | D | N | N | 85015220 | 1 |  | 42 | KG | 2259.13 | 2259.13 | MC05 | MC05 | SIMOTICS M Compact induction motor 1500rpm, 3.7kW 24Nm, 12.5A, 265V 1750rpm, 4.3kW 23Nm, 12.5A, 304V 2000rpm, 4.7kW 22Nm, 12.5A, 343V forced ventilation; direction of air flow NDE--> DE; Degree of protection IP55 Without encoder: With temperature sensor KTY 84-130 DESIGN IM B3 (IM V5, IM V6) SHAFT WITH FITTED KEY HALF-KEY BALANCING BEARING: STANDARD WITH FIXED BEARING, VIBRATION SEVERITY GRADE: R/A, SHAFT AND FLANGE ACCURACY: R TERMINAL BOX (ABOVE) CABLE ENTRY ON THE ND-END SIGNAL CONNECTION LEFT | - | 0 | 0
1PH8101-1AF10-2CA1 |  | 1PH8101-1AF10-2CA1 | 1 | UN | 1 | 20 | D | D | N | N | 85015220 | 1 |  | 42 | KG | 2389.15 | 2389.15 | MC05 | MC05 | SIMOTICS M Compact induction motor 1500rpm, 3.7kW 24Nm, 12.5A, 265V 1750rpm, 4.3kW 23Nm, 12.5A, 304V 2000rpm, 4.7kW 22Nm, 12.5A, 343V forced ventilation; direction of air flow NDE--> DE; Degree of protection IP55 Without encoder: With temperature sensor KTY 84-130 DESIGN IM B3 (IM V5, IM V6) SHAFT WITH FITTED KEY HALF-KEY BALANCING BEARING: STANDARD WITH FIXED BEARING, VIBRATION SEVERITY GRADE: S/A, SHAFT AND FLANGE ACCURACY: R TERMINAL BOX (ABOVE) CABLE ENTRY ON THE RIGHT SIGNAL CONNECTION D-END | - | 0 | 0
1PH8101-1AF10-2CB1 |  | 1PH8101-1AF10-2CB1 | 1 | UN | 1 | 20 | D | D | N | N | 85015220 | 1 |  | 42 | KG | 2389.15 | 2389.15 | MC05 | MC05 | SIMOTICS M Compact induction motor 1500rpm, 3.7kW 24Nm, 12.5A, 265V 1750rpm, 4.3kW 23Nm, 12.5A, 304V 2000rpm, 4.7kW 22Nm, 12.5A, 343V forced ventilation; direction of air flow NDE--> DE; Degree of protection IP55 Without encoder: With temperature sensor KTY 84-130 DESIGN IM B3 (IM V5, IM V6) SHAFT WITH FITTED KEY HALF-KEY BALANCING BEARING: STANDARD WITH FIXED BEARING, VIBRATION SEVERITY GRADE: S/A, SHAFT AND FLANGE ACCURACY: R TERMINAL BOX (ABOVE) CABLE ENTRY ON THE LEFT SIGNAL CONNECTION D-END | - | 0 | 0
1PH8101-1AF10-2CC1 |  | 1PH8101-1AF10-2CC1 | 1 | UN | 1 | 20 | D | D | N | N | 85015220 | 1 |  | 42 | KG | 2389.15 | 2389.15 | MC05 | MC05 | SIMOTICS M Compact induction motor 1500rpm, 3.7kW 24Nm, 12.5A, 265V 1750rpm, 4.3kW 23Nm, 12.5A, 304V 2000rpm, 4.7kW 22Nm, 12.5A, 343V forced ventilation; direction of air flow NDE--> DE; Degree of protection IP55 Without encoder: With temperature sensor KTY 84-130 DESIGN IM B3 (IM V5, IM V6) SHAFT WITH FITTED KEY HALF-KEY BALANCING BEARING: STANDARD WITH FIXED BEARING, VIBRATION SEVERITY GRADE: S/A, SHAFT AND FLANGE ACCURACY: R TERMINAL BOX (ABOVE) CABLE ENTRY ON THE ND-END SIGNAL CONNECTION LEFT | - | 0 | 0
1PH8101-1AF12-0BA1 |  | 1PH8101-1AF12-0BA1 | 1 | UN | 1 | 20 | D | D | N | N | 85015220 | 1 |  | 42 | KG | 2389.18 | 2389.18 | MC05 | MC05 | SIMOTICS M Compact induction motor 1500rpm, 3.7kW 24Nm, 12.5A, 265V 1750rpm, 4.3kW 23Nm, 12.5A, 304V 2000rpm, 4.7kW 22Nm, 12.5A, 343V forced ventilation; direction of air flow NDE--> DE; Degree of protection IP55 Without encoder: With temperature sensor KTY 84-130 DESIGN IM B5 (IMV 1,IM V3) PLAIN SHAFT WITHOUT FITTED KEY; BEARING: STANDARD WITH FIXED BEARING, VIBRATION SEVERITY GRADE: R/A, SHAFT AND FLANGE ACCURACY: R TERMINAL BOX (ABOVE) CABLE ENTRY ON THE RIGHT SIGNAL CONNECTION D-END | - | 0 | 0
1PH8101-1AF12-0BB1 |  | 1PH8101-1AF12-0BB1 | 1 | UN | 1 | 20 | D | D | N | N | 85015220 | 1 |  | 42 | KG | 2389.18 | 2389.18 | MC05 | MC05 | SIMOTICS M Compact induction motor 1500rpm, 3.7kW 24Nm, 12.5A, 265V 1750rpm, 4.3kW 23Nm, 12.5A, 304V 2000rpm, 4.7kW 22Nm, 12.5A, 343V forced ventilation; direction of air flow NDE--> DE; Degree of protection IP55 Without encoder: With temperature sensor KTY 84-130 DESIGN IM B5 (IMV 1,IM V3) PLAIN SHAFT WITHOUT FITTED KEY; BEARING: STANDARD WITH FIXED BEARING, VIBRATION SEVERITY GRADE: R/A, SHAFT AND FLANGE ACCURACY: R TERMINAL BOX (ABOVE) CABLE ENTRY ON THE LEFT SIGNAL CONNECTION D-END | - | 0 | 0
1PH8101-1AF12-0BC1 |  | 1PH8101-1AF12-0BC1 | 1 | UN | 1 | 20 | D | D | N | N | 85015220 | 1 |  | 42 | KG | 2389.18 | 2389.18 | MC05 | MC05 | SIMOTICS M Compact induction motor 1500rpm, 3.7kW 24Nm, 12.5A, 265V 1750rpm, 4.3kW 23Nm, 12.5A, 304V 2000rpm, 4.7kW 22Nm, 12.5A, 343V forced ventilation; direction of air flow NDE--> DE; Degree of protection IP55 Without encoder: With temperature sensor KTY 84-130 DESIGN IM B5 (IMV 1,IM V3) PLAIN SHAFT WITHOUT FITTED KEY; BEARING: STANDARD WITH FIXED BEARING, VIBRATION SEVERITY GRADE: R/A, SHAFT AND FLANGE ACCURACY: R TERMINAL BOX (ABOVE) CABLE ENTRY ON THE ND-END SIGNAL CONNECTION LEFT | - | 0 | 0
1PH8101-1AF12-0CA1 |  | 1PH8101-1AF12-0CA1 | 1 | UN | 1 | 20 | D | D | N | N | 85015220 | 1 |  | 42 | KG | 2519.2 | 2519.2 | MC05 | MC05 | SIMOTICS M Compact induction motor 1500rpm, 3.7kW 24Nm, 12.5A, 265V 1750rpm, 4.3kW 23Nm, 12.5A, 304V 2000rpm, 4.7kW 22Nm, 12.5A, 343V forced ventilation; direction of air flow NDE--> DE; Degree of protection IP55 Without encoder: With temperature sensor KTY 84-130 DESIGN IM B5 (IMV 1,IM V3) PLAIN SHAFT WITHOUT FITTED KEY; BEARING: STANDARD WITH FIXED BEARING, VIBRATION SEVERITY GRADE: S/A, SHAFT AND FLANGE ACCURACY: R TERMINAL BOX (ABOVE) CABLE ENTRY ON THE RIGHT SIGNAL CONNECTION D-END | - | 0 | 0
1PH8101-1AF12-0CB1 |  | 1PH8101-1AF12-0CB1 | 1 | UN | 1 | 20 | D | D | N | N | 85015220 | 1 |  | 42 | KG | 2519.2 | 2519.2 | MC05 | MC05 | SIMOTICS M Compact induction motor 1500rpm, 3.7kW 24Nm, 12.5A, 265V 1750rpm, 4.3kW 23Nm, 12.5A, 304V 2000rpm, 4.7kW 22Nm, 12.5A, 343V forced ventilation; direction of air flow NDE--> DE; Degree of protection IP55 Without encoder: With temperature sensor KTY 84-130 DESIGN IM B5 (IMV 1,IM V3) PLAIN SHAFT WITHOUT FITTED KEY; BEARING: STANDARD WITH FIXED BEARING, VIBRATION SEVERITY GRADE: S/A, SHAFT AND FLANGE ACCURACY: R TERMINAL BOX (ABOVE) CABLE ENTRY ON THE LEFT SIGNAL CONNECTION D-END | - | 0 | 0
1PH8101-1AF12-0CC1 |  | 1PH8101-1AF12-0CC1 | 1 | UN | 1 | 20 | D | D | N | N | 85015220 | 1 |  | 42 | KG | 2519.2 | 2519.2 | MC05 | MC05 | SIMOTICS M Compact induction motor 1500rpm, 3.7kW 24Nm, 12.5A, 265V 1750rpm, 4.3kW 23Nm, 12.5A, 304V 2000rpm, 4.7kW 22Nm, 12.5A, 343V forced ventilation; direction of air flow NDE--> DE; Degree of protection IP55 Without encoder: With temperature sensor KTY 84-130 DESIGN IM B5 (IMV 1,IM V3) PLAIN SHAFT WITHOUT FITTED KEY; BEARING: STANDARD WITH FIXED BEARING, VIBRATION SEVERITY GRADE: S/A, SHAFT AND FLANGE ACCURACY: R TERMINAL BOX (ABOVE) CABLE ENTRY ON THE ND-END SIGNAL CONNECTION LEFT | - | 0 | 0
1PH8101-1AF12-2BA1 |  | 1PH8101-1AF12-2BA1 | 1 | UN | 1 | 20 | D | D | N | N | 85015220 | 1 |  | 42 | KG | 2389.18 | 2389.18 | MC05 | MC05 | SIMOTICS M Compact induction motor 1500rpm, 3.7kW 24Nm, 12.5A, 265V 1750rpm, 4.3kW 23Nm, 12.5A, 304V 2000rpm, 4.7kW 22Nm, 12.5A, 343V forced ventilation; direction of air flow NDE--> DE; Degree of protection IP55 Without encoder: With temperature sensor KTY 84-130 DESIGN IM B5 (IMV 1,IM V3) SHAFT WITH FITTED KEY HALF-KEY BALANCING BEARING: STANDARD WITH FIXED BEARING, VIBRATION SEVERITY GRADE: R/A, SHAFT AND FLANGE ACCURACY: R TERMINAL BOX (ABOVE) CABLE ENTRY ON THE RIGHT SIGNAL CONNECTION D-END | - | 0 | 0
1PH8101-1AF12-2BB1 |  | 1PH8101-1AF12-2BB1 | 1 | UN | 1 | 20 | D | D | N | N | 85015220 | 1 |  | 42 | KG | 2389.18 | 2389.18 | MC05 | MC05 | SIMOTICS M Compact induction motor 1500rpm, 3.7kW 24Nm, 12.5A, 265V 1750rpm, 4.3kW 23Nm, 12.5A, 304V 2000rpm, 4.7kW 22Nm, 12.5A, 343V forced ventilation; direction of air flow NDE--> DE; Degree of protection IP55 Without encoder: With temperature sensor KTY 84-130 DESIGN IM B5 (IMV 1,IM V3) SHAFT WITH FITTED KEY HALF-KEY BALANCING BEARING: STANDARD WITH FIXED BEARING, VIBRATION SEVERITY GRADE: R/A, SHAFT AND FLANGE ACCURACY: R TERMINAL BOX (ABOVE) CABLE ENTRY ON THE LEFT SIGNAL CONNECTION D-END | - | 0 | 0
1PH8101-1AF12-2BC1 |  | 1PH8101-1AF12-2BC1 | 1 | UN | 1 | 20 | D | D | N | N | 85015220 | 1 |  | 42 | KG | 2389.18 | 2389.18 | MC05 | MC05 | SIMOTICS M Compact induction motor 1500rpm, 3.7kW 24Nm, 12.5A, 265V 1750rpm, 4.3kW 23Nm, 12.5A, 304V 2000rpm, 4.7kW 22Nm, 12.5A, 343V forced ventilation; direction of air flow NDE--> DE; Degree of protection IP55 Without encoder: With temperature sensor KTY 84-130 DESIGN IM B5 (IMV 1,IM V3) SHAFT WITH FITTED KEY HALF-KEY BALANCING BEARING: STANDARD WITH FIXED BEARING, VIBRATION SEVERITY GRADE: R/A, SHAFT AND FLANGE ACCURACY: R TERMINAL BOX (ABOVE) CABLE ENTRY ON THE ND-END SIGNAL CONNECTION LEFT | - | 0 | 0
1PH8101-1AF12-2CA1 |  | 1PH8101-1AF12-2CA1 | 1 | UN | 1 | 20 | D | D | N | N | 85015220 | 1 |  | 42 | KG | 2519.2 | 2519.2 | MC05 | MC05 | SIMOTICS M Compact induction motor 1500rpm, 3.7kW 24Nm, 12.5A, 265V 1750rpm, 4.3kW 23Nm, 12.5A, 304V 2000rpm, 4.7kW 22Nm, 12.5A, 343V forced ventilation; direction of air flow NDE--> DE; Degree of protection IP55 Without encoder: With temperature sensor KTY 84-130 DESIGN IM B5 (IMV 1,IM V3) SHAFT WITH FITTED KEY HALF-KEY BALANCING BEARING: STANDARD WITH FIXED BEARING, VIBRATION SEVERITY GRADE: S/A, SHAFT AND FLANGE ACCURACY: R TERMINAL BOX (ABOVE) CABLE ENTRY ON THE RIGHT SIGNAL CONNECTION D-END | - | 0 | 0
1PH8101-1AF12-2CB1 |  | 1PH8101-1AF12-2CB1 | 1 | UN | 1 | 20 | D | D | N | N | 85015220 | 1 |  | 42 | KG | 2519.2 | 2519.2 | MC05 | MC05 | SIMOTICS M Compact induction motor 1500rpm, 3.7kW 24Nm, 12.5A, 265V 1750rpm, 4.3kW 23Nm, 12.5A, 304V 2000rpm, 4.7kW 22Nm, 12.5A, 343V forced ventilation; direction of air flow NDE--> DE; Degree of protection IP55 Without encoder: With temperature sensor KTY 84-130 DESIGN IM B5 (IMV 1,IM V3) SHAFT WITH FITTED KEY HALF-KEY BALANCING BEARING: STANDARD WITH FIXED BEARING, VIBRATION SEVERITY GRADE: S/A, SHAFT AND FLANGE ACCURACY: R TERMINAL BOX (ABOVE) CABLE ENTRY ON THE LEFT SIGNAL CONNECTION D-END | - | 0 | 0
1PH8101-1AF12-2CC1 |  | 1PH8101-1AF12-2CC1 | 1 | UN | 1 | 20 | D | D | N | N | 85015220 | 1 |  | 42 | KG | 2519.2 | 2519.2 | MC05 | MC05 | SIMOTICS M Compact induction motor 1500rpm, 3.7kW 24Nm, 12.5A, 265V 1750rpm, 4.3kW 23Nm, 12.5A, 304V 2000rpm, 4.7kW 22Nm, 12.5A, 343V forced ventilation; direction of air flow NDE--> DE; Degree of protection IP55 Without encoder: With temperature sensor KTY 84-130 DESIGN IM B5 (IMV 1,IM V3) SHAFT WITH FITTED KEY HALF-KEY BALANCING BEARING: STANDARD WITH FIXED BEARING, VIBRATION SEVERITY GRADE: S/A, SHAFT AND FLANGE ACCURACY: R TERMINAL BOX (ABOVE) CABLE ENTRY ON THE ND-END SIGNAL CONNECTION LEFT | - | 0 | 0
1PH8101-1AF13-0BA1 |  | 1PH8101-1AF13-0BA1 | 1 | UN | 1 | 20 | D | D | N | N | 85015220 | 1 |  | 42 | KG | 2548.14 | 2548.14 | MC05 | MC05 | SIMOTICS M Compact induction motor 1500rpm, 3.7kW 24Nm, 12.5A, 265V 1750rpm, 4.3kW 23Nm, 12.5A, 304V 2000rpm, 4.7kW 22Nm, 12.5A, 343V forced ventilation; direction of air flow NDE--> DE; Degree of protection IP55 Without encoder: With temperature sensor KTY 84-130 Design IM B35 (IM V15, (IM V35) PLAIN SHAFT WITHOUT FITTED KEY; BEARING: STANDARD WITH FIXED BEARING, VIBRATION SEVERITY GRADE: R/A, SHAFT AND FLANGE ACCURACY: R TERMINAL BOX (ABOVE) CABLE ENTRY ON THE RIGHT SIGNAL CONNECTION D-END | - | 0 | 0
1PH8101-1AF13-0BB1 |  | 1PH8101-1AF13-0BB1 | 1 | UN | 1 | 20 | D | D | N | N | 85015220 | 1 |  | 42 | KG | 2548.14 | 2548.14 | MC05 | MC05 | SIMOTICS M Compact induction motor 1500rpm, 3.7kW 24Nm, 12.5A, 265V 1750rpm, 4.3kW 23Nm, 12.5A, 304V 2000rpm, 4.7kW 22Nm, 12.5A, 343V forced ventilation; direction of air flow NDE--> DE; Degree of protection IP55 Without encoder: With temperature sensor KTY 84-130 Design IM B35 (IM V15, (IM V35) PLAIN SHAFT WITHOUT FITTED KEY; BEARING: STANDARD WITH FIXED BEARING, VIBRATION SEVERITY GRADE: R/A, SHAFT AND FLANGE ACCURACY: R TERMINAL BOX (ABOVE) CABLE ENTRY ON THE LEFT SIGNAL CONNECTION D-END | - | 0 | 0
1PH8101-1AF13-0BC1 |  | 1PH8101-1AF13-0BC1 | 1 | UN | 1 | 20 | D | D | N | N | 85015220 | 1 |  | 42 | KG | 2548.14 | 2548.14 | MC05 | MC05 | SIMOTICS M Compact induction motor 1500rpm, 3.7kW 24Nm, 12.5A, 265V 1750rpm, 4.3kW 23Nm, 12.5A, 304V 2000rpm, 4.7kW 22Nm, 12.5A, 343V forced ventilation; direction of air flow NDE--> DE; Degree of protection IP55 Without encoder: With temperature sensor KTY 84-130 Design IM B35 (IM V15, (IM V35) PLAIN SHAFT WITHOUT FITTED KEY; BEARING: STANDARD WITH FIXED BEARING, VIBRATION SEVERITY GRADE: R/A, SHAFT AND FLANGE ACCURACY: R TERMINAL BOX (ABOVE) CABLE ENTRY ON THE ND-END SIGNAL CONNECTION LEFT | - | 0 | 0
1PH8101-1AF13-0CA1 |  | 1PH8101-1AF13-0CA1 | 1 | UN | 1 | 20 | D | D | N | N | 85015220 | 1 |  | 42 | KG | 2678.16 | 2678.16 | MC05 | MC05 | SIMOTICS M Compact induction motor 1500rpm, 3.7kW 24Nm, 12.5A, 265V 1750rpm, 4.3kW 23Nm, 12.5A, 304V 2000rpm, 4.7kW 22Nm, 12.5A, 343V forced ventilation; direction of air flow NDE--> DE; Degree of protection IP55 Without encoder: With temperature sensor KTY 84-130 Design IM B35 (IM V15, (IM V35) PLAIN SHAFT WITHOUT FITTED KEY; BEARING: STANDARD WITH FIXED BEARING, VIBRATION SEVERITY GRADE: S/A, SHAFT AND FLANGE ACCURACY: R TERMINAL BOX (ABOVE) CABLE ENTRY ON THE RIGHT SIGNAL CONNECTION D-END | - | 0 | 0
1PH8101-1AF13-0CB1 |  | 1PH8101-1AF13-0CB1 | 1 | UN | 1 | 20 | D | D | N | N | 85015220 | 1 |  | 42 | KG | 2678.16 | 2678.16 | MC05 | MC05 | SIMOTICS M Compact induction motor 1500rpm, 3.7kW 24Nm, 12.5A, 265V 1750rpm, 4.3kW 23Nm, 12.5A, 304V 2000rpm, 4.7kW 22Nm, 12.5A, 343V forced ventilation; direction of air flow NDE--> DE; Degree of protection IP55 Without encoder: With temperature sensor KTY 84-130 Design IM B35 (IM V15, (IM V35) PLAIN SHAFT WITHOUT FITTED KEY; BEARING: STANDARD WITH FIXED BEARING, VIBRATION SEVERITY GRADE: S/A, SHAFT AND FLANGE ACCURACY: R TERMINAL BOX (ABOVE) CABLE ENTRY ON THE LEFT SIGNAL CONNECTION D-END | - | 0 | 0
1PH8101-1AF13-0CC1 |  | 1PH8101-1AF13-0CC1 | 1 | UN | 1 | 20 | D | D | N | N | 85015220 | 1 |  | 42 | KG | 2678.16 | 2678.16 | MC05 | MC05 | SIMOTICS M Compact induction motor 1500rpm, 3.7kW 24Nm, 12.5A, 265V 1750rpm, 4.3kW 23Nm, 12.5A, 304V 2000rpm, 4.7kW 22Nm, 12.5A, 343V forced ventilation; direction of air flow NDE--> DE; Degree of protection IP55 Without encoder: With temperature sensor KTY 84-130 Design IM B35 (IM V15, (IM V35) PLAIN SHAFT WITHOUT FITTED KEY; BEARING: STANDARD WITH FIXED BEARING, VIBRATION SEVERITY GRADE: S/A, SHAFT AND FLANGE ACCURACY: R TERMINAL BOX (ABOVE) CABLE ENTRY ON THE ND-END SIGNAL CONNECTION LEFT | - | 0 | 0
1PH8101-1AF13-2BA1 |  | 1PH8101-1AF13-2BA1 | 1 | UN | 1 | 20 | D | D | N | N | 85015220 | 1 |  | 42 | KG | 2548.14 | 2548.14 | MC05 | MC05 | SIMOTICS M Compact induction motor 1500rpm, 3.7kW 24Nm, 12.5A, 265V 1750rpm, 4.3kW 23Nm, 12.5A, 304V 2000rpm, 4.7kW 22Nm, 12.5A, 343V forced ventilation; direction of air flow NDE--> DE; Degree of protection IP55 Without encoder: With temperature sensor KTY 84-130 Design IM B35 (IM V15, (IM V35) SHAFT WITH FITTED KEY HALF-KEY BALANCING BEARING: STANDARD WITH FIXED BEARING, VIBRATION SEVERITY GRADE: R/A, SHAFT AND FLANGE ACCURACY: R TERMINAL BOX (ABOVE) CABLE ENTRY ON THE RIGHT SIGNAL CONNECTION D-END | - | 0 | 0
1PH8101-1AF13-2BB1 |  | 1PH8101-1AF13-2BB1 | 1 | UN | 1 | 20 | D | D | N | N | 85015220 | 1 |  | 42 | KG | 2548.14 | 2548.14 | MC05 | MC05 | SIMOTICS M Compact induction motor 1500rpm, 3.7kW 24Nm, 12.5A, 265V 1750rpm, 4.3kW 23Nm, 12.5A, 304V 2000rpm, 4.7kW 22Nm, 12.5A, 343V forced ventilation; direction of air flow NDE--> DE; Degree of protection IP55 Without encoder: With temperature sensor KTY 84-130 Design IM B35 (IM V15, (IM V35) SHAFT WITH FITTED KEY HALF-KEY BALANCING BEARING: STANDARD WITH FIXED BEARING, VIBRATION SEVERITY GRADE: R/A, SHAFT AND FLANGE ACCURACY: R TERMINAL BOX (ABOVE) CABLE ENTRY ON THE LEFT SIGNAL CONNECTION D-END | - | 0 | 0
1PH8101-1AF13-2BC1 |  | 1PH8101-1AF13-2BC1 | 1 | UN | 1 | 20 | D | D | N | N | 85015220 | 1 |  | 42 | KG | 2548.14 | 2548.14 | MC05 | MC05 | SIMOTICS M Compact induction motor 1500rpm, 3.7kW 24Nm, 12.5A, 265V 1750rpm, 4.3kW 23Nm, 12.5A, 304V 2000rpm, 4.7kW 22Nm, 12.5A, 343V forced ventilation; direction of air flow NDE--> DE; Degree of protection IP55 Without encoder: With temperature sensor KTY 84-130 Design IM B35 (IM V15, (IM V35) SHAFT WITH FITTED KEY HALF-KEY BALANCING BEARING: STANDARD WITH FIXED BEARING, VIBRATION SEVERITY GRADE: R/A, SHAFT AND FLANGE ACCURACY: R TERMINAL BOX (ABOVE) CABLE ENTRY ON THE ND-END SIGNAL CONNECTION LEFT | - | 0 | 0
1PH8101-1AF13-2CA1 |  | 1PH8101-1AF13-2CA1 | 1 | UN | 1 | 20 | D | D | N | N | 85015220 | 1 |  | 42 | KG | 2678.16 | 2678.16 | MC05 | MC05 | SIMOTICS M Compact induction motor 1500rpm, 3.7kW 24Nm, 12.5A, 265V 1750rpm, 4.3kW 23Nm, 12.5A, 304V 2000rpm, 4.7kW 22Nm, 12.5A, 343V forced ventilation; direction of air flow NDE--> DE; Degree of protection IP55 Without encoder: With temperature sensor KTY 84-130 Design IM B35 (IM V15, (IM V35) SHAFT WITH FITTED KEY HALF-KEY BALANCING BEARING: STANDARD WITH FIXED BEARING, VIBRATION SEVERITY GRADE: S/A, SHAFT AND FLANGE ACCURACY: R TERMINAL BOX (ABOVE) CABLE ENTRY ON THE RIGHT SIGNAL CONNECTION D-END | - | 0 | 0
1PH8101-1AF13-2CB1 |  | 1PH8101-1AF13-2CB1 | 1 | UN | 1 | 20 | D | D | N | N | 85015220 | 1 |  | 42 | KG | 2678.16 | 2678.16 | MC05 | MC05 | SIMOTICS M Compact induction motor 1500rpm, 3.7kW 24Nm, 12.5A, 265V 1750rpm, 4.3kW 23Nm, 12.5A, 304V 2000rpm, 4.7kW 22Nm, 12.5A, 343V forced ventilation; direction of air flow NDE--> DE; Degree of protection IP55 Without encoder: With temperature sensor KTY 84-130 Design IM B35 (IM V15, (IM V35) SHAFT WITH FITTED KEY HALF-KEY BALANCING BEARING: STANDARD WITH FIXED BEARING, VIBRATION SEVERITY GRADE: S/A, SHAFT AND FLANGE ACCURACY: R TERMINAL BOX (ABOVE) CABLE ENTRY ON THE LEFT SIGNAL CONNECTION D-END | - | 0 | 0
1PH8101-1AF13-2CC1 |  | 1PH8101-1AF13-2CC1 | 1 | UN | 1 | 20 | D | D | N | N | 85015220 | 1 |  | 42 | KG | 2678.16 | 2678.16 | MC05 | MC05 | SIMOTICS M Compact induction motor 1500rpm, 3.7kW 24Nm, 12.5A, 265V 1750rpm, 4.3kW 23Nm, 12.5A, 304V 2000rpm, 4.7kW 22Nm, 12.5A, 343V forced ventilation; direction of air flow NDE--> DE; Degree of protection IP55 Without encoder: With temperature sensor KTY 84-130 Design IM B35 (IM V15, (IM V35) SHAFT WITH FITTED KEY HALF-KEY BALANCING BEARING: STANDARD WITH FIXED BEARING, VIBRATION SEVERITY GRADE: S/A, SHAFT AND FLANGE ACCURACY: R TERMINAL BOX (ABOVE) CABLE ENTRY ON THE ND-END SIGNAL CONNECTION LEFT | - | 0 | 0
1PH8101-1AF20-0BA1 |  | 1PH8101-1AF20-0BA1 | 1 | UN | 1 | 20 | D | D | N | N | 85015220 | 1 |  | 51 | KG | 2519.8 | 2519.8 | MC05 | MC05 | SIMOTICS M Compact induction motor 1500rpm, 5 kW 32Nm, 12.8A, 357V 1750rpm, 5.8kW 32Nm, 12.8A, 400 V 2000rpm, 6.6kW 32Nm, 12.5A, 450 V water cooling Degree of protection IP65 Without encoder: With temperature sensor KTY 84-130 DESIGN IM B3 (IM V5, IM V6) PLAIN SHAFT WITHOUT FITTED KEY; BEARING: STANDARD WITH FIXED BEARING, VIBRATION SEVERITY GRADE: R/A, SHAFT AND FLANGE ACCURACY: R TERMINAL BOX (ABOVE) CABLE ENTRY ON THE RIGHT SIGNAL CONNECTION D-END | - | 0 | 0
1PH8101-1AF20-0BB1 |  | 1PH8101-1AF20-0BB1 | 1 | UN | 1 | 20 | D | D | N | N | 85015220 | 1 |  | 51 | KG | 2519.8 | 2519.8 | MC05 | MC05 | SIMOTICS M Compact induction motor 1500rpm, 5 kW 32Nm, 12.8A, 357V 1750rpm, 5.8kW 32Nm, 12.8A, 400 V 2000rpm, 6.6kW 32Nm, 12.5A, 450 V water cooling Degree of protection IP65 Without encoder: With temperature sensor KTY 84-130 DESIGN IM B3 (IM V5, IM V6) PLAIN SHAFT WITHOUT FITTED KEY; BEARING: STANDARD WITH FIXED BEARING, VIBRATION SEVERITY GRADE: R/A, SHAFT AND FLANGE ACCURACY: R TERMINAL BOX (ABOVE) CABLE ENTRY ON THE LEFT SIGNAL CONNECTION D-END | - | 0 | 0
1PH8101-1AF20-0BC1 |  | 1PH8101-1AF20-0BC1 | 1 | UN | 1 | 20 | D | D | N | N | 85015220 | 1 |  | 51 | KG | 2519.8 | 2519.8 | MC05 | MC05 | SIMOTICS M Compact induction motor 1500rpm, 5 kW 32Nm, 12.8A, 357V 1750rpm, 5.8kW 32Nm, 12.8A, 400 V 2000rpm, 6.6kW 32Nm, 12.5A, 450 V water cooling Degree of protection IP65 Without encoder: With temperature sensor KTY 84-130 DESIGN IM B3 (IM V5, IM V6) PLAIN SHAFT WITHOUT FITTED KEY; BEARING: STANDARD WITH FIXED BEARING, VIBRATION SEVERITY GRADE: R/A, SHAFT AND FLANGE ACCURACY: R TERMINAL BOX (ABOVE) CABLE ENTRY ON THE ND-END SIGNAL CONNECTION LEFT | - | 0 | 0
1PH8101-1AF20-0CA1 |  | 1PH8101-1AF20-0CA1 | 1 | UN | 1 | 20 | D | D | N | N | 85015220 | 1 |  | 51 | KG | 2649.82 | 2649.82 | MC05 | MC05 | SIMOTICS M Compact induction motor 1500rpm, 5 kW 32Nm, 12.8A, 357V 1750rpm, 5.8kW 32Nm, 12.8A, 400 V 2000rpm, 6.6kW 32Nm, 12.5A, 450 V water cooling Degree of protection IP65 Without encoder: With temperature sensor KTY 84-130 DESIGN IM B3 (IM V5, IM V6) PLAIN SHAFT WITHOUT FITTED KEY; BEARING: STANDARD WITH FIXED BEARING, VIBRATION SEVERITY GRADE: S/A, SHAFT AND FLANGE ACCURACY: R TERMINAL BOX (ABOVE) CABLE ENTRY ON THE RIGHT SIGNAL CONNECTION D-END | - | 0 | 0
1PH8101-1AF20-0CB1 |  | 1PH8101-1AF20-0CB1 | 1 | UN | 1 | 20 | D | D | N | N | 85015220 | 1 |  | 51 | KG | 2649.82 | 2649.82 | MC05 | MC05 | SIMOTICS M Compact induction motor 1500rpm, 5 kW 32Nm, 12.8A, 357V 1750rpm, 5.8kW 32Nm, 12.8A, 400 V 2000rpm, 6.6kW 32Nm, 12.5A, 450 V water cooling Degree of protection IP65 Without encoder: With temperature sensor KTY 84-130 DESIGN IM B3 (IM V5, IM V6) PLAIN SHAFT WITHOUT FITTED KEY; BEARING: STANDARD WITH FIXED BEARING, VIBRATION SEVERITY GRADE: S/A, SHAFT AND FLANGE ACCURACY: R TERMINAL BOX (ABOVE) CABLE ENTRY ON THE LEFT SIGNAL CONNECTION D-END | - | 0 | 0
1PH8101-1AF20-0CC1 |  | 1PH8101-1AF20-0CC1 | 1 | UN | 1 | 20 | D | D | N | N | 85015220 | 1 |  | 51 | KG | 2649.82 | 2649.82 | MC05 | MC05 | SIMOTICS M Compact induction motor 1500rpm, 5 kW 32Nm, 12.8A, 357V 1750rpm, 5.8kW 32Nm, 12.8A, 400 V 2000rpm, 6.6kW 32Nm, 12.5A, 450 V water cooling Degree of protection IP65 Without encoder: With temperature sensor KTY 84-130 DESIGN IM B3 (IM V5, IM V6) PLAIN SHAFT WITHOUT FITTED KEY; BEARING: STANDARD WITH FIXED BEARING, VIBRATION SEVERITY GRADE: S/A, SHAFT AND FLANGE ACCURACY: R TERMINAL BOX (ABOVE) CABLE ENTRY ON THE ND-END SIGNAL CONNECTION LEFT | - | 0 | 0
1PH8101-1AF20-2BA1 |  | 1PH8101-1AF20-2BA1 | 1 | UN | 1 | 20 | D | D | N | N | 85015220 | 1 |  | 51 | KG | 2519.8 | 2519.8 | MC05 | MC05 | SIMOTICS M Compact induction motor 1500rpm, 5 kW 32Nm, 12.8A, 357V 1750rpm, 5.8kW 32Nm, 12.8A, 400 V 2000rpm, 6.6kW 32Nm, 12.5A, 450 V water cooling Degree of protection IP65 Without encoder: With temperature sensor KTY 84-130 DESIGN IM B3 (IM V5, IM V6) SHAFT WITH FITTED KEY HALF-KEY BALANCING BEARING: STANDARD WITH FIXED BEARING, VIBRATION SEVERITY GRADE: R/A, SHAFT AND FLANGE ACCURACY: R TERMINAL BOX (ABOVE) CABLE ENTRY ON THE RIGHT SIGNAL CONNECTION D-END | - | 0 | 0
1PH8101-1AF20-2BB1 |  | 1PH8101-1AF20-2BB1 | 1 | UN | 1 | 20 | D | D | N | N | 85015220 | 1 |  | 51 | KG | 2519.8 | 2519.8 | MC05 | MC05 | SIMOTICS M Compact induction motor 1500rpm, 5 kW 32Nm, 12.8A, 357V 1750rpm, 5.8kW 32Nm, 12.8A, 400 V 2000rpm, 6.6kW 32Nm, 12.5A, 450 V water cooling Degree of protection IP65 Without encoder: With temperature sensor KTY 84-130 DESIGN IM B3 (IM V5, IM V6) SHAFT WITH FITTED KEY HALF-KEY BALANCING BEARING: STANDARD WITH FIXED BEARING, VIBRATION SEVERITY GRADE: R/A, SHAFT AND FLANGE ACCURACY: R TERMINAL BOX (ABOVE) CABLE ENTRY ON THE LEFT SIGNAL CONNECTION D-END | - | 0 | 0
1PH8101-1AF20-2BC1 |  | 1PH8101-1AF20-2BC1 | 1 | UN | 1 | 20 | D | D | N | N | 85015220 | 1 |  | 51 | KG | 2519.8 | 2519.8 | MC05 | MC05 | SIMOTICS M Compact induction motor 1500rpm, 5 kW 32Nm, 12.8A, 357V 1750rpm, 5.8kW 32Nm, 12.8A, 400 V 2000rpm, 6.6kW 32Nm, 12.5A, 450 V water cooling Degree of protection IP65 Without encoder: With temperature sensor KTY 84-130 DESIGN IM B3 (IM V5, IM V6) SHAFT WITH FITTED KEY HALF-KEY BALANCING BEARING: STANDARD WITH FIXED BEARING, VIBRATION SEVERITY GRADE: R/A, SHAFT AND FLANGE ACCURACY: R TERMINAL BOX (ABOVE) CABLE ENTRY ON THE ND-END SIGNAL CONNECTION LEFT | - | 0 | 0
1PH8101-1AF20-2CA1 |  | 1PH8101-1AF20-2CA1 | 1 | UN | 1 | 20 | D | D | N | N | 85015220 | 1 |  | 51 | KG | 2649.82 | 2649.82 | MC05 | MC05 | SIMOTICS M Compact induction motor 1500rpm, 5 kW 32Nm, 12.8A, 357V 1750rpm, 5.8kW 32Nm, 12.8A, 400 V 2000rpm, 6.6kW 32Nm, 12.5A, 450 V water cooling Degree of protection IP65 Without encoder: With temperature sensor KTY 84-130 DESIGN IM B3 (IM V5, IM V6) SHAFT WITH FITTED KEY HALF-KEY BALANCING BEARING: STANDARD WITH FIXED BEARING, VIBRATION SEVERITY GRADE: S/A, SHAFT AND FLANGE ACCURACY: R TERMINAL BOX (ABOVE) CABLE ENTRY ON THE RIGHT SIGNAL CONNECTION D-END | - | 0 | 0
1PH8101-1AF20-2CB1 |  | 1PH8101-1AF20-2CB1 | 1 | UN | 1 | 20 | D | D | N | N | 85015220 | 1 |  | 51 | KG | 2649.82 | 2649.82 | MC05 | MC05 | SIMOTICS M Compact induction motor 1500rpm, 5 kW 32Nm, 12.8A, 357V 1750rpm, 5.8kW 32Nm, 12.8A, 400 V 2000rpm, 6.6kW 32Nm, 12.5A, 450 V water cooling Degree of protection IP65 Without encoder: With temperature sensor KTY 84-130 DESIGN IM B3 (IM V5, IM V6) SHAFT WITH FITTED KEY HALF-KEY BALANCING BEARING: STANDARD WITH FIXED BEARING, VIBRATION SEVERITY GRADE: S/A, SHAFT AND FLANGE ACCURACY: R TERMINAL BOX (ABOVE) CABLE ENTRY ON THE LEFT SIGNAL CONNECTION D-END | - | 0 | 0
1PH8101-1AF20-2CC1 |  | 1PH8101-1AF20-2CC1 | 1 | UN | 1 | 20 | D | D | N | N | 85015220 | 1 |  | 51 | KG | 2649.82 | 2649.82 | MC05 | MC05 | SIMOTICS M Compact induction motor 1500rpm, 5 kW 32Nm, 12.8A, 357V 1750rpm, 5.8kW 32Nm, 12.8A, 400 V 2000rpm, 6.6kW 32Nm, 12.5A, 450 V water cooling Degree of protection IP65 Without encoder: With temperature sensor KTY 84-130 DESIGN IM B3 (IM V5, IM V6) SHAFT WITH FITTED KEY HALF-KEY BALANCING BEARING: STANDARD WITH FIXED BEARING, VIBRATION SEVERITY GRADE: S/A, SHAFT AND FLANGE ACCURACY: R TERMINAL BOX (ABOVE) CABLE ENTRY ON THE ND-END SIGNAL CONNECTION LEFT | - | 0 | 0
1PH8101-1AF22-0BA1 |  | 1PH8101-1AF22-0BA1 | 1 | UN | 1 | 20 | D | D | N | N | 85015220 | 1 |  | 51 | KG | 2649.85 | 2649.85 | MC05 | MC05 | SIMOTICS M Compact induction motor 1500rpm, 5 kW 32Nm, 12.8A, 357V 1750rpm, 5.8kW 32Nm, 12.8A, 400 V 2000rpm, 6.6kW 32Nm, 12.5A, 450 V water cooling Degree of protection IP65 Without encoder: With temperature sensor KTY 84-130 DESIGN IM B5 (IMV 1,IM V3) PLAIN SHAFT WITHOUT FITTED KEY; BEARING: STANDARD WITH FIXED BEARING, VIBRATION SEVERITY GRADE: R/A, SHAFT AND FLANGE ACCURACY: R TERMINAL BOX (ABOVE) CABLE ENTRY ON THE RIGHT SIGNAL CONNECTION D-END | - | 0 | 0
1PH8101-1AF22-0BB1 |  | 1PH8101-1AF22-0BB1 | 1 | UN | 1 | 20 | D | D | N | N | 85015220 | 1 |  | 51 | KG | 2649.85 | 2649.85 | MC05 | MC05 | SIMOTICS M Compact induction motor 1500rpm, 5 kW 32Nm, 12.8A, 357V 1750rpm, 5.8kW 32Nm, 12.8A, 400 V 2000rpm, 6.6kW 32Nm, 12.5A, 450 V water cooling Degree of protection IP65 Without encoder: With temperature sensor KTY 84-130 DESIGN IM B5 (IMV 1,IM V3) PLAIN SHAFT WITHOUT FITTED KEY; BEARING: STANDARD WITH FIXED BEARING, VIBRATION SEVERITY GRADE: R/A, SHAFT AND FLANGE ACCURACY: R TERMINAL BOX (ABOVE) CABLE ENTRY ON THE LEFT SIGNAL CONNECTION D-END | - | 0 | 0
1PH8101-1AF22-0BC1 |  | 1PH8101-1AF22-0BC1 | 1 | UN | 1 | 20 | D | D | N | N | 85015220 | 1 |  | 51 | KG | 2649.85 | 2649.85 | MC05 | MC05 | SIMOTICS M Compact induction motor 1500rpm, 5 kW 32Nm, 12.8A, 357V 1750rpm, 5.8kW 32Nm, 12.8A, 400 V 2000rpm, 6.6kW 32Nm, 12.5A, 450 V water cooling Degree of protection IP65 Without encoder: With temperature sensor KTY 84-130 DESIGN IM B5 (IMV 1,IM V3) PLAIN SHAFT WITHOUT FITTED KEY; BEARING: STANDARD WITH FIXED BEARING, VIBRATION SEVERITY GRADE: R/A, SHAFT AND FLANGE ACCURACY: R TERMINAL BOX (ABOVE) CABLE ENTRY ON THE ND-END SIGNAL CONNECTION LEFT | - | 0 | 0
1PH8101-1AF22-0CA1 |  | 1PH8101-1AF22-0CA1 | 1 | UN | 1 | 20 | D | D | N | N | 85015220 | 1 |  | 51 | KG | 2779.87 | 2779.87 | MC05 | MC05 | SIMOTICS M Compact induction motor 1500rpm, 5 kW 32Nm, 12.8A, 357V 1750rpm, 5.8kW 32Nm, 12.8A, 400 V 2000rpm, 6.6kW 32Nm, 12.5A, 450 V water cooling Degree of protection IP65 Without encoder: With temperature sensor KTY 84-130 DESIGN IM B5 (IMV 1,IM V3) PLAIN SHAFT WITHOUT FITTED KEY; BEARING: STANDARD WITH FIXED BEARING, VIBRATION SEVERITY GRADE: S/A, SHAFT AND FLANGE ACCURACY: R TERMINAL BOX (ABOVE) CABLE ENTRY ON THE RIGHT SIGNAL CONNECTION D-END | - | 0 | 0
1PH8101-1AF22-0CB1 |  | 1PH8101-1AF22-0CB1 | 1 | UN | 1 | 20 | D | D | N | N | 85015220 | 1 |  | 51 | KG | 2779.87 | 2779.87 | MC05 | MC05 | SIMOTICS M Compact induction motor 1500rpm, 5 kW 32Nm, 12.8A, 357V 1750rpm, 5.8kW 32Nm, 12.8A, 400 V 2000rpm, 6.6kW 32Nm, 12.5A, 450 V water cooling Degree of protection IP65 Without encoder: With temperature sensor KTY 84-130 DESIGN IM B5 (IMV 1,IM V3) PLAIN SHAFT WITHOUT FITTED KEY; BEARING: STANDARD WITH FIXED BEARING, VIBRATION SEVERITY GRADE: S/A, SHAFT AND FLANGE ACCURACY: R TERMINAL BOX (ABOVE) CABLE ENTRY ON THE LEFT SIGNAL CONNECTION D-END | - | 0 | 0
1PH8101-1AF22-0CC1 |  | 1PH8101-1AF22-0CC1 | 1 | UN | 1 | 20 | D | D | N | N | 85015220 | 1 |  | 51 | KG | 2779.87 | 2779.87 | MC05 | MC05 | SIMOTICS M Compact induction motor 1500rpm, 5 kW 32Nm, 12.8A, 357V 1750rpm, 5.8kW 32Nm, 12.8A, 400 V 2000rpm, 6.6kW 32Nm, 12.5A, 450 V water cooling Degree of protection IP65 Without encoder: With temperature sensor KTY 84-130 DESIGN IM B5 (IMV 1,IM V3) PLAIN SHAFT WITHOUT FITTED KEY; BEARING: STANDARD WITH FIXED BEARING, VIBRATION SEVERITY GRADE: S/A, SHAFT AND FLANGE ACCURACY: R TERMINAL BOX (ABOVE) CABLE ENTRY ON THE ND-END SIGNAL CONNECTION LEFT | - | 0 | 0
1PH8101-1AF22-2BA1 |  | 1PH8101-1AF22-2BA1 | 1 | UN | 1 | 20 | D | D | N | N | 85015220 | 1 |  | 51 | KG | 2649.85 | 2649.85 | MC05 | MC05 | SIMOTICS M Compact induction motor 1500rpm, 5 kW 32Nm, 12.8A, 357V 1750rpm, 5.8kW 32Nm, 12.8A, 400 V 2000rpm, 6.6kW 32Nm, 12.5A, 450 V water cooling Degree of protection IP65 Without encoder: With temperature sensor KTY 84-130 DESIGN IM B5 (IMV 1,IM V3) SHAFT WITH FITTED KEY HALF-KEY BALANCING BEARING: STANDARD WITH FIXED BEARING, VIBRATION SEVERITY GRADE: R/A, SHAFT AND FLANGE ACCURACY: R TERMINAL BOX (ABOVE) CABLE ENTRY ON THE RIGHT SIGNAL CONNECTION D-END | - | 0 | 0
1PH8101-1AF22-2BB1 |  | 1PH8101-1AF22-2BB1 | 1 | UN | 1 | 20 | D | D | N | N | 85015220 | 1 |  | 51 | KG | 2649.85 | 2649.85 | MC05 | MC05 | SIMOTICS M Compact induction motor 1500rpm, 5 kW 32Nm, 12.8A, 357V 1750rpm, 5.8kW 32Nm, 12.8A, 400 V 2000rpm, 6.6kW 32Nm, 12.5A, 450 V water cooling Degree of protection IP65 Without encoder: With temperature sensor KTY 84-130 DESIGN IM B5 (IMV 1,IM V3) SHAFT WITH FITTED KEY HALF-KEY BALANCING BEARING: STANDARD WITH FIXED BEARING, VIBRATION SEVERITY GRADE: R/A, SHAFT AND FLANGE ACCURACY: R TERMINAL BOX (ABOVE) CABLE ENTRY ON THE LEFT SIGNAL CONNECTION D-END | - | 0 | 0
1PH8101-1AF22-2BC1 |  | 1PH8101-1AF22-2BC1 | 1 | UN | 1 | 20 | D | D | N | N | 85015220 | 1 |  | 51 | KG | 2649.85 | 2649.85 | MC05 | MC05 | SIMOTICS M Compact induction motor 1500rpm, 5 kW 32Nm, 12.8A, 357V 1750rpm, 5.8kW 32Nm, 12.8A, 400 V 2000rpm, 6.6kW 32Nm, 12.5A, 450 V water cooling Degree of protection IP65 Without encoder: With temperature sensor KTY 84-130 DESIGN IM B5 (IMV 1,IM V3) SHAFT WITH FITTED KEY HALF-KEY BALANCING BEARING: STANDARD WITH FIXED BEARING, VIBRATION SEVERITY GRADE: R/A, SHAFT AND FLANGE ACCURACY: R TERMINAL BOX (ABOVE) CABLE ENTRY ON THE ND-END SIGNAL CONNECTION LEFT | - | 0 | 0
1PH8101-1AF22-2CA1 |  | 1PH8101-1AF22-2CA1 | 1 | UN | 1 | 20 | D | D | N | N | 85015220 | 1 |  | 51 | KG | 2779.87 | 2779.87 | MC05 | MC05 | SIMOTICS M Compact induction motor 1500rpm, 5 kW 32Nm, 12.8A, 357V 1750rpm, 5.8kW 32Nm, 12.8A, 400 V 2000rpm, 6.6kW 32Nm, 12.5A, 450 V water cooling Degree of protection IP65 Without encoder: With temperature sensor KTY 84-130 DESIGN IM B5 (IMV 1,IM V3) SHAFT WITH FITTED KEY HALF-KEY BALANCING BEARING: STANDARD WITH FIXED BEARING, VIBRATION SEVERITY GRADE: S/A, SHAFT AND FLANGE ACCURACY: R TERMINAL BOX (ABOVE) CABLE ENTRY ON THE RIGHT SIGNAL CONNECTION D-END | - | 0 | 0
1PH8101-1AF22-2CB1 |  | 1PH8101-1AF22-2CB1 | 1 | UN | 1 | 20 | D | D | N | N | 85015220 | 1 |  | 51 | KG | 2779.87 | 2779.87 | MC05 | MC05 | SIMOTICS M Compact induction motor 1500rpm, 5 kW 32Nm, 12.8A, 357V 1750rpm, 5.8kW 32Nm, 12.8A, 400 V 2000rpm, 6.6kW 32Nm, 12.5A, 450 V water cooling Degree of protection IP65 Without encoder: With temperature sensor KTY 84-130 DESIGN IM B5 (IMV 1,IM V3) SHAFT WITH FITTED KEY HALF-KEY BALANCING BEARING: STANDARD WITH FIXED BEARING, VIBRATION SEVERITY GRADE: S/A, SHAFT AND FLANGE ACCURACY: R TERMINAL BOX (ABOVE) CABLE ENTRY ON THE LEFT SIGNAL CONNECTION D-END | - | 0 | 0
1PH8101-1AF22-2CC1 |  | 1PH8101-1AF22-2CC1 | 1 | UN | 1 | 20 | D | D | N | N | 85015220 | 1 |  | 51 | KG | 2779.87 | 2779.87 | MC05 | MC05 | SIMOTICS M Compact induction motor 1500rpm, 5 kW 32Nm, 12.8A, 357V 1750rpm, 5.8kW 32Nm, 12.8A, 400 V 2000rpm, 6.6kW 32Nm, 12.5A, 450 V water cooling Degree of protection IP65 Without encoder: With temperature sensor KTY 84-130 DESIGN IM B5 (IMV 1,IM V3) SHAFT WITH FITTED KEY HALF-KEY BALANCING BEARING: STANDARD WITH FIXED BEARING, VIBRATION SEVERITY GRADE: S/A, SHAFT AND FLANGE ACCURACY: R TERMINAL BOX (ABOVE) CABLE ENTRY ON THE ND-END SIGNAL CONNECTION LEFT | - | 0 | 0
1PH8101-1AF23-0BA1 |  | 1PH8101-1AF23-0BA1 | 1 | UN | 1 | 20 | D | D | N | N | 85015220 | 1 |  | 51 | KG | 2808.81 | 2808.81 | MC05 | MC05 | SIMOTICS M Compact induction motor 1500rpm, 5 kW 32Nm, 12.8A, 357V 1750rpm, 5.8kW 32Nm, 12.8A, 400 V 2000rpm, 6.6kW 32Nm, 12.5A, 450 V water cooling Degree of protection IP65 Without encoder: With temperature sensor KTY 84-130 Design IM B35 (IM V15, (IM V35) PLAIN SHAFT WITHOUT FITTED KEY; BEARING: STANDARD WITH FIXED BEARING, VIBRATION SEVERITY GRADE: R/A, SHAFT AND FLANGE ACCURACY: R TERMINAL BOX (ABOVE) CABLE ENTRY ON THE RIGHT SIGNAL CONNECTION D-END | - | 0 | 0
1PH8101-1AF23-0BB1 |  | 1PH8101-1AF23-0BB1 | 1 | UN | 1 | 20 | D | D | N | N | 85015220 | 1 |  | 51 | KG | 2808.81 | 2808.81 | MC05 | MC05 | SIMOTICS M Compact induction motor 1500rpm, 5 kW 32Nm, 12.8A, 357V 1750rpm, 5.8kW 32Nm, 12.8A, 400 V 2000rpm, 6.6kW 32Nm, 12.5A, 450 V water cooling Degree of protection IP65 Without encoder: With temperature sensor KTY 84-130 Design IM B35 (IM V15, (IM V35) PLAIN SHAFT WITHOUT FITTED KEY; BEARING: STANDARD WITH FIXED BEARING, VIBRATION SEVERITY GRADE: R/A, SHAFT AND FLANGE ACCURACY: R TERMINAL BOX (ABOVE) CABLE ENTRY ON THE LEFT SIGNAL CONNECTION D-END | - | 0 | 0
1PH8101-1AF23-0BC1 |  | 1PH8101-1AF23-0BC1 | 1 | UN | 1 | 20 | D | D | N | N | 85015220 | 1 |  | 51 | KG | 2808.81 | 2808.81 | MC05 | MC05 | SIMOTICS M Compact induction motor 1500rpm, 5 kW 32Nm, 12.8A, 357V 1750rpm, 5.8kW 32Nm, 12.8A, 400 V 2000rpm, 6.6kW 32Nm, 12.5A, 450 V water cooling Degree of protection IP65 Without encoder: With temperature sensor KTY 84-130 Design IM B35 (IM V15, (IM V35) PLAIN SHAFT WITHOUT FITTED KEY; BEARING: STANDARD WITH FIXED BEARING, VIBRATION SEVERITY GRADE: R/A, SHAFT AND FLANGE ACCURACY: R TERMINAL BOX (ABOVE) CABLE ENTRY ON THE ND-END SIGNAL CONNECTION LEFT | - | 0 | 0
1PH8101-1AF23-0CA1 |  | 1PH8101-1AF23-0CA1 | 1 | UN | 1 | 20 | D | D | N | N | 85015220 | 1 |  | 51 | KG | 2938.83 | 2938.83 | MC05 | MC05 | SIMOTICS M Compact induction motor 1500rpm, 5 kW 32Nm, 12.8A, 357V 1750rpm, 5.8kW 32Nm, 12.8A, 400 V 2000rpm, 6.6kW 32Nm, 12.5A, 450 V water cooling Degree of protection IP65 Without encoder: With temperature sensor KTY 84-130 Design IM B35 (IM V15, (IM V35) PLAIN SHAFT WITHOUT FITTED KEY; BEARING: STANDARD WITH FIXED BEARING, VIBRATION SEVERITY GRADE: S/A, SHAFT AND FLANGE ACCURACY: R TERMINAL BOX (ABOVE) CABLE ENTRY ON THE RIGHT SIGNAL CONNECTION D-END | - | 0 | 0
1PH8101-1AF23-0CB1 |  | 1PH8101-1AF23-0CB1 | 1 | UN | 1 | 20 | D | D | N | N | 85015220 | 1 |  | 51 | KG | 2938.83 | 2938.83 | MC05 | MC05 | SIMOTICS M Compact induction motor 1500rpm, 5 kW 32Nm, 12.8A, 357V 1750rpm, 5.8kW 32Nm, 12.8A, 400 V 2000rpm, 6.6kW 32Nm, 12.5A, 450 V water cooling Degree of protection IP65 Without encoder: With temperature sensor KTY 84-130 Design IM B35 (IM V15, (IM V35) PLAIN SHAFT WITHOUT FITTED KEY; BEARING: STANDARD WITH FIXED BEARING, VIBRATION SEVERITY GRADE: S/A, SHAFT AND FLANGE ACCURACY: R TERMINAL BOX (ABOVE) CABLE ENTRY ON THE LEFT SIGNAL CONNECTION D-END | - | 0 | 0
1PH8101-1AF23-0CC1 |  | 1PH8101-1AF23-0CC1 | 1 | UN | 1 | 20 | D | D | N | N | 85015220 | 1 |  | 51 | KG | 2938.83 | 2938.83 | MC05 | MC05 | SIMOTICS M Compact induction motor 1500rpm, 5 kW 32Nm, 12.8A, 357V 1750rpm, 5.8kW 32Nm, 12.8A, 400 V 2000rpm, 6.6kW 32Nm, 12.5A, 450 V water cooling Degree of protection IP65 Without encoder: With temperature sensor KTY 84-130 Design IM B35 (IM V15, (IM V35) PLAIN SHAFT WITHOUT FITTED KEY; BEARING: STANDARD WITH FIXED BEARING, VIBRATION SEVERITY GRADE: S/A, SHAFT AND FLANGE ACCURACY: R TERMINAL BOX (ABOVE) CABLE ENTRY ON THE ND-END SIGNAL CONNECTION LEFT | - | 0 | 0
1PH8101-1AF23-2BA1 |  | 1PH8101-1AF23-2BA1 | 1 | UN | 1 | 20 | D | D | N | N | 85015220 | 1 |  | 51 | KG | 2808.81 | 2808.81 | MC05 | MC05 | SIMOTICS M Compact induction motor 1500rpm, 5 kW 32Nm, 12.8A, 357V 1750rpm, 5.8kW 32Nm, 12.8A, 400 V 2000rpm, 6.6kW 32Nm, 12.5A, 450 V water cooling Degree of protection IP65 Without encoder: With temperature sensor KTY 84-130 Design IM B35 (IM V15, (IM V35) SHAFT WITH FITTED KEY HALF-KEY BALANCING BEARING: STANDARD WITH FIXED BEARING, VIBRATION SEVERITY GRADE: R/A, SHAFT AND FLANGE ACCURACY: R TERMINAL BOX (ABOVE) CABLE ENTRY ON THE RIGHT SIGNAL CONNECTION D-END | - | 0 | 0
1PH8101-1AF23-2BB1 |  | 1PH8101-1AF23-2BB1 | 1 | UN | 1 | 20 | D | D | N | N | 85015220 | 1 |  | 51 | KG | 2808.81 | 2808.81 | MC05 | MC05 | SIMOTICS M Compact induction motor 1500rpm, 5 kW 32Nm, 12.8A, 357V 1750rpm, 5.8kW 32Nm, 12.8A, 400 V 2000rpm, 6.6kW 32Nm, 12.5A, 450 V water cooling Degree of protection IP65 Without encoder: With temperature sensor KTY 84-130 Design IM B35 (IM V15, (IM V35) SHAFT WITH FITTED KEY HALF-KEY BALANCING BEARING: STANDARD WITH FIXED BEARING, VIBRATION SEVERITY GRADE: R/A, SHAFT AND FLANGE ACCURACY: R TERMINAL BOX (ABOVE) CABLE ENTRY ON THE LEFT SIGNAL CONNECTION D-END | - | 0 | 0
1PH8101-1AF23-2BC1 |  | 1PH8101-1AF23-2BC1 | 1 | UN | 1 | 20 | D | D | N | N | 85015220 | 1 |  | 51 | KG | 2808.81 | 2808.81 | MC05 | MC05 | SIMOTICS M Compact induction motor 1500rpm, 5 kW 32Nm, 12.8A, 357V 1750rpm, 5.8kW 32Nm, 12.8A, 400 V 2000rpm, 6.6kW 32Nm, 12.5A, 450 V water cooling Degree of protection IP65 Without encoder: With temperature sensor KTY 84-130 Design IM B35 (IM V15, (IM V35) SHAFT WITH FITTED KEY HALF-KEY BALANCING BEARING: STANDARD WITH FIXED BEARING, VIBRATION SEVERITY GRADE: R/A, SHAFT AND FLANGE ACCURACY: R TERMINAL BOX (ABOVE) CABLE ENTRY ON THE ND-END SIGNAL CONNECTION LEFT | - | 0 | 0
1PH8101-1AF23-2CA1 |  | 1PH8101-1AF23-2CA1 | 1 | UN | 1 | 20 | D | D | N | N | 85015220 | 1 |  | 51 | KG | 2938.83 | 2938.83 | MC05 | MC05 | SIMOTICS M Compact induction motor 1500rpm, 5 kW 32Nm, 12.8A, 357V 1750rpm, 5.8kW 32Nm, 12.8A, 400 V 2000rpm, 6.6kW 32Nm, 12.5A, 450 V water cooling Degree of protection IP65 Without encoder: With temperature sensor KTY 84-130 Design IM B35 (IM V15, (IM V35) SHAFT WITH FITTED KEY HALF-KEY BALANCING BEARING: STANDARD WITH FIXED BEARING, VIBRATION SEVERITY GRADE: S/A, SHAFT AND FLANGE ACCURACY: R TERMINAL BOX (ABOVE) CABLE ENTRY ON THE RIGHT SIGNAL CONNECTION D-END | - | 0 | 0
1PH8101-1AF23-2CB1 |  | 1PH8101-1AF23-2CB1 | 1 | UN | 1 | 20 | D | D | N | N | 85015220 | 1 |  | 51 | KG | 2938.83 | 2938.83 | MC05 | MC05 | SIMOTICS M Compact induction motor 1500rpm, 5 kW 32Nm, 12.8A, 357V 1750rpm, 5.8kW 32Nm, 12.8A, 400 V 2000rpm, 6.6kW 32Nm, 12.5A, 450 V water cooling Degree of protection IP65 Without encoder: With temperature sensor KTY 84-130 Design IM B35 (IM V15, (IM V35) SHAFT WITH FITTED KEY HALF-KEY BALANCING BEARING: STANDARD WITH FIXED BEARING, VIBRATION SEVERITY GRADE: S/A, SHAFT AND FLANGE ACCURACY: R TERMINAL BOX (ABOVE) CABLE ENTRY ON THE LEFT SIGNAL CONNECTION D-END | - | 0 | 0
1PH8101-1AF23-2CC1 |  | 1PH8101-1AF23-2CC1 | 1 | UN | 1 | 20 | D | D | N | N | 85015220 | 1 |  | 51 | KG | 2938.83 | 2938.83 | MC05 | MC05 | SIMOTICS M Compact induction motor 1500rpm, 5 kW 32Nm, 12.8A, 357V 1750rpm, 5.8kW 32Nm, 12.8A, 400 V 2000rpm, 6.6kW 32Nm, 12.5A, 450 V water cooling Degree of protection IP65 Without encoder: With temperature sensor KTY 84-130 Design IM B35 (IM V15, (IM V35) SHAFT WITH FITTED KEY HALF-KEY BALANCING BEARING: STANDARD WITH FIXED BEARING, VIBRATION SEVERITY GRADE: S/A, SHAFT AND FLANGE ACCURACY: R TERMINAL BOX (ABOVE) CABLE ENTRY ON THE ND-END SIGNAL CONNECTION LEFT | - | 0 | 0
1PH8101-1DF13-1GA1 |  | 1PH8101-1DF13-1GA1 | 1 | UN | 1 | 20 | D | D | N | N | 85015220 | 1 |  | 42 | KG | 3294 | 3294 | MC05 | MC05 | SIMOTICS M Compact induction motor 1500rpm, 3.7kW 24Nm, 12.5A, 265V 1750rpm, 4.3kW 23Nm, 12.5A, 304V 2000rpm, 4.7kW 22Nm, 12.5A, 343V forced ventilation; direction of air flow NDE--> DE; Degree of protection IP55 Incremental encoder 22-bit with commutation position (encoder IC22DQ) with DRIVE-CLiQ interface Design IM B35 (IM V15, (IM V35) SHAFT WITH FITTED KEY FULL-KEY BALANCING BEARING: STANDARD, VIBRATION SEVERITY GRADE: R/A, SHAFT AND FLANGE ACCURACY: R TERMINAL BOX (ABOVE) CABLE ENTRY ON THE RIGHT SIGNAL CONNECTION D-END | - | 0 | 0
1PH8101-1DS10-2LA1 |  | 1PH8101-1DS10-2LA1 | 1 | UN | 1 | 20 | D | D | N | N | 85015220 | 1 |  | 42 | KG | 3536.63 | 3536.63 | MC05 | MC05 | SIMOTICS M Compact induction motor Y2000RPM, 4.9kW 23Nm, 13.2A, 328V D5000RPM, 4.9kW 9Nm, 13.5A, 360V Y1500RPM, 3.7kW 24Nm, 13.2A, 253V forced ventilation; direction of air flow NDE--> DE; Degree of protection IP55 Incremental encoder 22-bit with commutation position (encoder IC22DQ) with DRIVE-CLiQ interface DESIGN IM B3 (IM V5, IM V6) SHAFT WITH FITTED KEY HALF-KEY BALANCING BEARING: PERFORMANCE, VIBRATION SEVERITY GRADE SPECIAL/B; SHAFT A. FLANGE ACCURACY GR. SPECIAL TERMINAL BOX (ABOVE) CABLE ENTRY ON THE RIGHT SIGNAL CONNECTION D-END | - | 0 | 0
1PH8101-1FF12-1BA1 |  | 1PH8101-1FF12-1BA1 | 1 | UN | 1 | 20 | D | D | N | N | 85015220 | 1 |  | 42 | KG | 3931.85 | 3931.85 | MC05 | MC05 | SIMOTICS M Compact induction motor 1500rpm, 3.7kW 24Nm, 12.5A, 265V 1750rpm, 4.3kW 23Nm, 12.5A, 304V 2000rpm, 4.7kW 22Nm, 12.5A, 343V forced ventilation; direction of air flow NDE--> DE; Degree of protection IP55 Absolute encoder 22-bit Single-turn and 12-bit multi-turn (encoder AM22DQ) with DRIVE-CLiQ interface DESIGN IM B5 (IMV 1,IM V3) SHAFT WITH FITTED KEY FULL-KEY BALANCING BEARING: STANDARD WITH FIXED BEARING, VIBRATION SEVERITY GRADE: R/A, SHAFT AND FLANGE ACCURACY: R TERMINAL BOX (ABOVE) CABLE ENTRY ON THE RIGHT SIGNAL CONNECTION D-END | - | 0 | 0
1PH8101-1FF13-2BA1 |  | 1PH8101-1FF13-2BA1 | 1 | UN | 1 | 20 | D | D | N | N | 85015220 | 1 |  | 42 | KG | 4090.81 | 4090.81 | MC05 | MC05 | SIMOTICS M Compact induction motor 1500rpm, 3.7kW 24Nm, 12.5A, 265V 1750rpm, 4.3kW 23Nm, 12.5A, 304V 2000rpm, 4.7kW 22Nm, 12.5A, 343V forced ventilation; direction of air flow NDE--> DE; Degree of protection IP55 Absolute encoder 22-bit Single-turn and 12-bit multi-turn (encoder AM22DQ) with DRIVE-CLiQ interface Design IM B35 (IM V15, (IM V35) SHAFT WITH FITTED KEY HALF-KEY BALANCING BEARING: STANDARD WITH FIXED BEARING, VIBRATION SEVERITY GRADE: R/A, SHAFT AND FLANGE ACCURACY: R TERMINAL BOX (ABOVE) CABLE ENTRY ON THE RIGHT SIGNAL CONNECTION D-END | - | 0 | 0
1PH8101-1HF10-0BA1 |  | 1PH8101-1HF10-0BA1 | 1 | UN | 1 | 20 | D | D | N | N | 85015220 | 1 |  | 42 | KG | 2523.41 | 2523.41 | MC05 | MC05 | SIMOTICS M Compact induction motor 1500rpm, 3.7kW 24Nm, 12.5A, 265V 1750rpm, 4.3kW 23Nm, 12.5A, 304V 2000rpm, 4.7kW 22Nm, 12.5A, 343V forced ventilation; direction of air flow NDE--> DE; Degree of protection IP55 INCREMENT. ENCODER HTL 1024 S/R (ENCODER HTL1024S/R) with TEMPERAT. SENSOR KTY84-130 DESIGN IM B3 (IM V5, IM V6) PLAIN SHAFT WITHOUT FITTED KEY; BEARING: STANDARD WITH FIXED BEARING, VIBRATION SEVERITY GRADE: R/A, SHAFT AND FLANGE ACCURACY: R TERMINAL BOX (ABOVE) CABLE ENTRY ON THE RIGHT SIGNAL CONNECTION D-END | - | 0 | 0
1PH8101-1HF10-0BB1 |  | 1PH8101-1HF10-0BB1 | 1 | UN | 1 | 20 | D | D | N | N | 85015220 | 1 |  | 42 | KG | 2523.41 | 2523.41 | MC05 | MC05 | SIMOTICS M Compact induction motor 1500rpm, 3.7kW 24Nm, 12.5A, 265V 1750rpm, 4.3kW 23Nm, 12.5A, 304V 2000rpm, 4.7kW 22Nm, 12.5A, 343V forced ventilation; direction of air flow NDE--> DE; Degree of protection IP55 INCREMENT. ENCODER HTL 1024 S/R (ENCODER HTL1024S/R) with TEMPERAT. SENSOR KTY84-130 DESIGN IM B3 (IM V5, IM V6) PLAIN SHAFT WITHOUT FITTED KEY; BEARING: STANDARD WITH FIXED BEARING, VIBRATION SEVERITY GRADE: R/A, SHAFT AND FLANGE ACCURACY: R TERMINAL BOX (ABOVE) CABLE ENTRY ON THE LEFT SIGNAL CONNECTION D-END | - | 0 | 0
1PH8101-1HF10-0BC1 |  | 1PH8101-1HF10-0BC1 | 1 | UN | 1 | 20 | D | D | N | N | 85015220 | 1 |  | 42 | KG | 2523.41 | 2523.41 | MC05 | MC05 | SIMOTICS M Compact induction motor 1500rpm, 3.7kW 24Nm, 12.5A, 265V 1750rpm, 4.3kW 23Nm, 12.5A, 304V 2000rpm, 4.7kW 22Nm, 12.5A, 343V forced ventilation; direction of air flow NDE--> DE; Degree of protection IP55 INCREMENT. ENCODER HTL 1024 S/R (ENCODER HTL1024S/R) with TEMPERAT. SENSOR KTY84-130 DESIGN IM B3 (IM V5, IM V6) PLAIN SHAFT WITHOUT FITTED KEY; BEARING: STANDARD WITH FIXED BEARING, VIBRATION SEVERITY GRADE: R/A, SHAFT AND FLANGE ACCURACY: R TERMINAL BOX (ABOVE) CABLE ENTRY ON THE ND-END SIGNAL CONNECTION LEFT | - | 0 | 0
1PH8101-1HF10-0CA1 |  | 1PH8101-1HF10-0CA1 | 1 | UN | 1 | 20 | D | D | N | N | 85015220 | 1 |  | 42 | KG | 2653.43 | 2653.43 | MC05 | MC05 | SIMOTICS M Compact induction motor 1500rpm, 3.7kW 24Nm, 12.5A, 265V 1750rpm, 4.3kW 23Nm, 12.5A, 304V 2000rpm, 4.7kW 22Nm, 12.5A, 343V forced ventilation; direction of air flow NDE--> DE; Degree of protection IP55 INCREMENT. ENCODER HTL 1024 S/R (ENCODER HTL1024S/R) with TEMPERAT. SENSOR KTY84-130 DESIGN IM B3 (IM V5, IM V6) PLAIN SHAFT WITHOUT FITTED KEY; BEARING: STANDARD WITH FIXED BEARING, VIBRATION SEVERITY GRADE: S/A, SHAFT AND FLANGE ACCURACY: R TERMINAL BOX (ABOVE) CABLE ENTRY ON THE RIGHT SIGNAL CONNECTION D-END | - | 0 | 0
1PH8101-1HF10-0CB1 |  | 1PH8101-1HF10-0CB1 | 1 | UN | 1 | 20 | D | D | N | N | 85015220 | 1 |  | 42 | KG | 2653.43 | 2653.43 | MC05 | MC05 | SIMOTICS M Compact induction motor 1500rpm, 3.7kW 24Nm, 12.5A, 265V 1750rpm, 4.3kW 23Nm, 12.5A, 304V 2000rpm, 4.7kW 22Nm, 12.5A, 343V forced ventilation; direction of air flow NDE--> DE; Degree of protection IP55 INCREMENT. ENCODER HTL 1024 S/R (ENCODER HTL1024S/R) with TEMPERAT. SENSOR KTY84-130 DESIGN IM B3 (IM V5, IM V6) PLAIN SHAFT WITHOUT FITTED KEY; BEARING: STANDARD WITH FIXED BEARING, VIBRATION SEVERITY GRADE: S/A, SHAFT AND FLANGE ACCURACY: R TERMINAL BOX (ABOVE) CABLE ENTRY ON THE LEFT SIGNAL CONNECTION D-END | - | 0 | 0
1PH8101-1HF10-0CC1 |  | 1PH8101-1HF10-0CC1 | 1 | UN | 1 | 20 | D | D | N | N | 85015220 | 1 |  | 42 | KG | 2653.43 | 2653.43 | MC05 | MC05 | SIMOTICS M Compact induction motor 1500rpm, 3.7kW 24Nm, 12.5A, 265V 1750rpm, 4.3kW 23Nm, 12.5A, 304V 2000rpm, 4.7kW 22Nm, 12.5A, 343V forced ventilation; direction of air flow NDE--> DE; Degree of protection IP55 INCREMENT. ENCODER HTL 1024 S/R (ENCODER HTL1024S/R) with TEMPERAT. SENSOR KTY84-130 DESIGN IM B3 (IM V5, IM V6) PLAIN SHAFT WITHOUT FITTED KEY; BEARING: STANDARD WITH FIXED BEARING, VIBRATION SEVERITY GRADE: S/A, SHAFT AND FLANGE ACCURACY: R TERMINAL BOX (ABOVE) CABLE ENTRY ON THE ND-END SIGNAL CONNECTION LEFT | - | 0 | 0
1PH8101-1HF10-2BA1 |  | 1PH8101-1HF10-2BA1 | 1 | UN | 1 | 20 | D | D | N | N | 85015220 | 1 |  | 42 | KG | 2523.41 | 2523.41 | MC05 | MC05 | SIMOTICS M Compact induction motor 1500rpm, 3.7kW 24Nm, 12.5A, 265V 1750rpm, 4.3kW 23Nm, 12.5A, 304V 2000rpm, 4.7kW 22Nm, 12.5A, 343V forced ventilation; direction of air flow NDE--> DE; Degree of protection IP55 INCREMENT. ENCODER HTL 1024 S/R (ENCODER HTL1024S/R) with TEMPERAT. SENSOR KTY84-130 DESIGN IM B3 (IM V5, IM V6) SHAFT WITH FITTED KEY HALF-KEY BALANCING BEARING: STANDARD WITH FIXED BEARING, VIBRATION SEVERITY GRADE: R/A, SHAFT AND FLANGE ACCURACY: R TERMINAL BOX (ABOVE) CABLE ENTRY ON THE RIGHT SIGNAL CONNECTION D-END | - | 0 | 0
1PH8101-1HF10-2BB1 |  | 1PH8101-1HF10-2BB1 | 1 | UN | 1 | 20 | D | D | N | N | 85015220 | 1 |  | 42 | KG | 2523.41 | 2523.41 | MC05 | MC05 | SIMOTICS M Compact induction motor 1500rpm, 3.7kW 24Nm, 12.5A, 265V 1750rpm, 4.3kW 23Nm, 12.5A, 304V 2000rpm, 4.7kW 22Nm, 12.5A, 343V forced ventilation; direction of air flow NDE--> DE; Degree of protection IP55 INCREMENT. ENCODER HTL 1024 S/R (ENCODER HTL1024S/R) with TEMPERAT. SENSOR KTY84-130 DESIGN IM B3 (IM V5, IM V6) SHAFT WITH FITTED KEY HALF-KEY BALANCING BEARING: STANDARD WITH FIXED BEARING, VIBRATION SEVERITY GRADE: R/A, SHAFT AND FLANGE ACCURACY: R TERMINAL BOX (ABOVE) CABLE ENTRY ON THE LEFT SIGNAL CONNECTION D-END | - | 0 | 0
1PH8101-1HF10-2BC1 |  | 1PH8101-1HF10-2BC1 | 1 | UN | 1 | 20 | D | D | N | N | 85015220 | 1 |  | 42 | KG | 2523.41 | 2523.41 | MC05 | MC05 | SIMOTICS M Compact induction motor 1500rpm, 3.7kW 24Nm, 12.5A, 265V 1750rpm, 4.3kW 23Nm, 12.5A, 304V 2000rpm, 4.7kW 22Nm, 12.5A, 343V forced ventilation; direction of air flow NDE--> DE; Degree of protection IP55 INCREMENT. ENCODER HTL 1024 S/R (ENCODER HTL1024S/R) with TEMPERAT. SENSOR KTY84-130 DESIGN IM B3 (IM V5, IM V6) SHAFT WITH FITTED KEY HALF-KEY BALANCING BEARING: STANDARD WITH FIXED BEARING, VIBRATION SEVERITY GRADE: R/A, SHAFT AND FLANGE ACCURACY: R TERMINAL BOX (ABOVE) CABLE ENTRY ON THE ND-END SIGNAL CONNECTION LEFT | - | 0 | 0
1PH8101-1HF10-2CA1 |  | 1PH8101-1HF10-2CA1 | 1 | UN | 1 | 20 | D | D | N | N | 85015220 | 1 |  | 42 | KG | 2653.43 | 2653.43 | MC05 | MC05 | SIMOTICS M Compact induction motor 1500rpm, 3.7kW 24Nm, 12.5A, 265V 1750rpm, 4.3kW 23Nm, 12.5A, 304V 2000rpm, 4.7kW 22Nm, 12.5A, 343V forced ventilation; direction of air flow NDE--> DE; Degree of protection IP55 INCREMENT. ENCODER HTL 1024 S/R (ENCODER HTL1024S/R) with TEMPERAT. SENSOR KTY84-130 DESIGN IM B3 (IM V5, IM V6) SHAFT WITH FITTED KEY HALF-KEY BALANCING BEARING: STANDARD WITH FIXED BEARING, VIBRATION SEVERITY GRADE: S/A, SHAFT AND FLANGE ACCURACY: R TERMINAL BOX (ABOVE) CABLE ENTRY ON THE RIGHT SIGNAL CONNECTION D-END | - | 0 | 0
1PH8101-1HF10-2CB1 |  | 1PH8101-1HF10-2CB1 | 1 | UN | 1 | 20 | D | D | N | N | 85015220 | 1 |  | 42 | KG | 2653.43 | 2653.43 | MC05 | MC05 | SIMOTICS M Compact induction motor 1500rpm, 3.7kW 24Nm, 12.5A, 265V 1750rpm, 4.3kW 23Nm, 12.5A, 304V 2000rpm, 4.7kW 22Nm, 12.5A, 343V forced ventilation; direction of air flow NDE--> DE; Degree of protection IP55 INCREMENT. ENCODER HTL 1024 S/R (ENCODER HTL1024S/R) with TEMPERAT. SENSOR KTY84-130 DESIGN IM B3 (IM V5, IM V6) SHAFT WITH FITTED KEY HALF-KEY BALANCING BEARING: STANDARD WITH FIXED BEARING, VIBRATION SEVERITY GRADE: S/A, SHAFT AND FLANGE ACCURACY: R TERMINAL BOX (ABOVE) CABLE ENTRY ON THE LEFT SIGNAL CONNECTION D-END | - | 0 | 0
1PH8101-1HF10-2CC1 |  | 1PH8101-1HF10-2CC1 | 1 | UN | 1 | 20 | D | D | N | N | 85015220 | 1 |  | 42 | KG | 2653.43 | 2653.43 | MC05 | MC05 | SIMOTICS M Compact induction motor 1500rpm, 3.7kW 24Nm, 12.5A, 265V 1750rpm, 4.3kW 23Nm, 12.5A, 304V 2000rpm, 4.7kW 22Nm, 12.5A, 343V forced ventilation; direction of air flow NDE--> DE; Degree of protection IP55 INCREMENT. ENCODER HTL 1024 S/R (ENCODER HTL1024S/R) with TEMPERAT. SENSOR KTY84-130 DESIGN IM B3 (IM V5, IM V6) SHAFT WITH FITTED KEY HALF-KEY BALANCING BEARING: STANDARD WITH FIXED BEARING, VIBRATION SEVERITY GRADE: S/A, SHAFT AND FLANGE ACCURACY: R TERMINAL BOX (ABOVE) CABLE ENTRY ON THE ND-END SIGNAL CONNECTION LEFT | - | 0 | 0
1PH8101-1HF12-0BA1 |  | 1PH8101-1HF12-0BA1 | 1 | UN | 1 | 20 | D | D | N | N | 85015220 | 1 |  | 42 | KG | 2653.46 | 2653.46 | MC05 | MC05 | SIMOTICS M Compact induction motor 1500rpm, 3.7kW 24Nm, 12.5A, 265V 1750rpm, 4.3kW 23Nm, 12.5A, 304V 2000rpm, 4.7kW 22Nm, 12.5A, 343V forced ventilation; direction of air flow NDE--> DE; Degree of protection IP55 INCREMENT. ENCODER HTL 1024 S/R (ENCODER HTL1024S/R) with TEMPERAT. SENSOR KTY84-130 DESIGN IM B5 (IMV 1,IM V3) PLAIN SHAFT WITHOUT FITTED KEY; BEARING: STANDARD WITH FIXED BEARING, VIBRATION SEVERITY GRADE: R/A, SHAFT AND FLANGE ACCURACY: R TERMINAL BOX (ABOVE) CABLE ENTRY ON THE RIGHT SIGNAL CONNECTION D-END | - | 0 | 0
1PH8101-1HF12-0BB1 |  | 1PH8101-1HF12-0BB1 | 1 | UN | 1 | 20 | D | D | N | N | 85015220 | 1 |  | 42 | KG | 2653.46 | 2653.46 | MC05 | MC05 | SIMOTICS M Compact induction motor 1500rpm, 3.7kW 24Nm, 12.5A, 265V 1750rpm, 4.3kW 23Nm, 12.5A, 304V 2000rpm, 4.7kW 22Nm, 12.5A, 343V forced ventilation; direction of air flow NDE--> DE; Degree of protection IP55 INCREMENT. ENCODER HTL 1024 S/R (ENCODER HTL1024S/R) with TEMPERAT. SENSOR KTY84-130 DESIGN IM B5 (IMV 1,IM V3) PLAIN SHAFT WITHOUT FITTED KEY; BEARING: STANDARD WITH FIXED BEARING, VIBRATION SEVERITY GRADE: R/A, SHAFT AND FLANGE ACCURACY: R TERMINAL BOX (ABOVE) CABLE ENTRY ON THE LEFT SIGNAL CONNECTION D-END | - | 0 | 0
1PH8101-1HF12-0BC1 |  | 1PH8101-1HF12-0BC1 | 1 | UN | 1 | 20 | D | D | N | N | 85015220 | 1 |  | 42 | KG | 2653.46 | 2653.46 | MC05 | MC05 | SIMOTICS M Compact induction motor 1500rpm, 3.7kW 24Nm, 12.5A, 265V 1750rpm, 4.3kW 23Nm, 12.5A, 304V 2000rpm, 4.7kW 22Nm, 12.5A, 343V forced ventilation; direction of air flow NDE--> DE; Degree of protection IP55 INCREMENT. ENCODER HTL 1024 S/R (ENCODER HTL1024S/R) with TEMPERAT. SENSOR KTY84-130 DESIGN IM B5 (IMV 1,IM V3) PLAIN SHAFT WITHOUT FITTED KEY; BEARING: STANDARD WITH FIXED BEARING, VIBRATION SEVERITY GRADE: R/A, SHAFT AND FLANGE ACCURACY: R TERMINAL BOX (ABOVE) CABLE ENTRY ON THE ND-END SIGNAL CONNECTION LEFT | - | 0 | 0
1PH8101-1HF12-0CA1 |  | 1PH8101-1HF12-0CA1 | 1 | UN | 1 | 20 | D | D | N | N | 85015220 | 1 |  | 42 | KG | 2783.48 | 2783.48 | MC05 | MC05 | SIMOTICS M Compact induction motor 1500rpm, 3.7kW 24Nm, 12.5A, 265V 1750rpm, 4.3kW 23Nm, 12.5A, 304V 2000rpm, 4.7kW 22Nm, 12.5A, 343V forced ventilation; direction of air flow NDE--> DE; Degree of protection IP55 INCREMENT. ENCODER HTL 1024 S/R (ENCODER HTL1024S/R) with TEMPERAT. SENSOR KTY84-130 DESIGN IM B5 (IMV 1,IM V3) PLAIN SHAFT WITHOUT FITTED KEY; BEARING: STANDARD WITH FIXED BEARING, VIBRATION SEVERITY GRADE: S/A, SHAFT AND FLANGE ACCURACY: R TERMINAL BOX (ABOVE) CABLE ENTRY ON THE RIGHT SIGNAL CONNECTION D-END | - | 0 | 0
1PH8101-1HF12-0CB1 |  | 1PH8101-1HF12-0CB1 | 1 | UN | 1 | 20 | D | D | N | N | 85015220 | 1 |  | 42 | KG | 2783.48 | 2783.48 | MC05 | MC05 | SIMOTICS M Compact induction motor 1500rpm, 3.7kW 24Nm, 12.5A, 265V 1750rpm, 4.3kW 23Nm, 12.5A, 304V 2000rpm, 4.7kW 22Nm, 12.5A, 343V forced ventilation; direction of air flow NDE--> DE; Degree of protection IP55 INCREMENT. ENCODER HTL 1024 S/R (ENCODER HTL1024S/R) with TEMPERAT. SENSOR KTY84-130 DESIGN IM B5 (IMV 1,IM V3) PLAIN SHAFT WITHOUT FITTED KEY; BEARING: STANDARD WITH FIXED BEARING, VIBRATION SEVERITY GRADE: S/A, SHAFT AND FLANGE ACCURACY: R TERMINAL BOX (ABOVE) CABLE ENTRY ON THE LEFT SIGNAL CONNECTION D-END | - | 0 | 0
1PH8101-1HF12-0CC1 |  | 1PH8101-1HF12-0CC1 | 1 | UN | 1 | 20 | D | D | N | N | 85015220 | 1 |  | 42 | KG | 2783.48 | 2783.48 | MC05 | MC05 | SIMOTICS M Compact induction motor 1500rpm, 3.7kW 24Nm, 12.5A, 265V 1750rpm, 4.3kW 23Nm, 12.5A, 304V 2000rpm, 4.7kW 22Nm, 12.5A, 343V forced ventilation; direction of air flow NDE--> DE; Degree of protection IP55 INCREMENT. ENCODER HTL 1024 S/R (ENCODER HTL1024S/R) with TEMPERAT. SENSOR KTY84-130 DESIGN IM B5 (IMV 1,IM V3) PLAIN SHAFT WITHOUT FITTED KEY; BEARING: STANDARD WITH FIXED BEARING, VIBRATION SEVERITY GRADE: S/A, SHAFT AND FLANGE ACCURACY: R TERMINAL BOX (ABOVE) CABLE ENTRY ON THE ND-END SIGNAL CONNECTION LEFT | - | 0 | 0
1PH8101-1HF12-2BA1 |  | 1PH8101-1HF12-2BA1 | 1 | UN | 1 | 20 | D | D | N | N | 85015220 | 1 |  | 42 | KG | 2653.46 | 2653.46 | MC05 | MC05 | SIMOTICS M Compact induction motor 1500rpm, 3.7kW 24Nm, 12.5A, 265V 1750rpm, 4.3kW 23Nm, 12.5A, 304V 2000rpm, 4.7kW 22Nm, 12.5A, 343V forced ventilation; direction of air flow NDE--> DE; Degree of protection IP55 INCREMENT. ENCODER HTL 1024 S/R (ENCODER HTL1024S/R) with TEMPERAT. SENSOR KTY84-130 DESIGN IM B5 (IMV 1,IM V3) SHAFT WITH FITTED KEY HALF-KEY BALANCING BEARING: STANDARD WITH FIXED BEARING, VIBRATION SEVERITY GRADE: R/A, SHAFT AND FLANGE ACCURACY: R TERMINAL BOX (ABOVE) CABLE ENTRY ON THE RIGHT SIGNAL CONNECTION D-END | - | 0 | 0
1PH8101-1HF12-2BB1 |  | 1PH8101-1HF12-2BB1 | 1 | UN | 1 | 20 | D | D | N | N | 85015220 | 1 |  | 42 | KG | 2653.46 | 2653.46 | MC05 | MC05 | SIMOTICS M Compact induction motor 1500rpm, 3.7kW 24Nm, 12.5A, 265V 1750rpm, 4.3kW 23Nm, 12.5A, 304V 2000rpm, 4.7kW 22Nm, 12.5A, 343V forced ventilation; direction of air flow NDE--> DE; Degree of protection IP55 INCREMENT. ENCODER HTL 1024 S/R (ENCODER HTL1024S/R) with TEMPERAT. SENSOR KTY84-130 DESIGN IM B5 (IMV 1,IM V3) SHAFT WITH FITTED KEY HALF-KEY BALANCING BEARING: STANDARD WITH FIXED BEARING, VIBRATION SEVERITY GRADE: R/A, SHAFT AND FLANGE ACCURACY: R TERMINAL BOX (ABOVE) CABLE ENTRY ON THE LEFT SIGNAL CONNECTION D-END | - | 0 | 0
1PH8101-1HF12-2BC1 |  | 1PH8101-1HF12-2BC1 | 1 | UN | 1 | 20 | D | D | N | N | 85015220 | 1 |  | 42 | KG | 2653.46 | 2653.46 | MC05 | MC05 | SIMOTICS M Compact induction motor 1500rpm, 3.7kW 24Nm, 12.5A, 265V 1750rpm, 4.3kW 23Nm, 12.5A, 304V 2000rpm, 4.7kW 22Nm, 12.5A, 343V forced ventilation; direction of air flow NDE--> DE; Degree of protection IP55 INCREMENT. ENCODER HTL 1024 S/R (ENCODER HTL1024S/R) with TEMPERAT. SENSOR KTY84-130 DESIGN IM B5 (IMV 1,IM V3) SHAFT WITH FITTED KEY HALF-KEY BALANCING BEARING: STANDARD WITH FIXED BEARING, VIBRATION SEVERITY GRADE: R/A, SHAFT AND FLANGE ACCURACY: R TERMINAL BOX (ABOVE) CABLE ENTRY ON THE ND-END SIGNAL CONNECTION LEFT | - | 0 | 0
1PH8101-1HF12-2CA1 |  | 1PH8101-1HF12-2CA1 | 1 | UN | 1 | 20 | D | D | N | N | 85015220 | 1 |  | 42 | KG | 2783.48 | 2783.48 | MC05 | MC05 | SIMOTICS M Compact induction motor 1500rpm, 3.7kW 24Nm, 12.5A, 265V 1750rpm, 4.3kW 23Nm, 12.5A, 304V 2000rpm, 4.7kW 22Nm, 12.5A, 343V forced ventilation; direction of air flow NDE--> DE; Degree of protection IP55 INCREMENT. ENCODER HTL 1024 S/R (ENCODER HTL1024S/R) with TEMPERAT. SENSOR KTY84-130 DESIGN IM B5 (IMV 1,IM V3) SHAFT WITH FITTED KEY HALF-KEY BALANCING BEARING: STANDARD WITH FIXED BEARING, VIBRATION SEVERITY GRADE: S/A, SHAFT AND FLANGE ACCURACY: R TERMINAL BOX (ABOVE) CABLE ENTRY ON THE RIGHT SIGNAL CONNECTION D-END | - | 0 | 0
1PH8101-1HF12-2CB1 |  | 1PH8101-1HF12-2CB1 | 1 | UN | 1 | 20 | D | D | N | N | 85015220 | 1 |  | 42 | KG | 2783.48 | 2783.48 | MC05 | MC05 | SIMOTICS M Compact induction motor 1500rpm, 3.7kW 24Nm, 12.5A, 265V 1750rpm, 4.3kW 23Nm, 12.5A, 304V 2000rpm, 4.7kW 22Nm, 12.5A, 343V forced ventilation; direction of air flow NDE--> DE; Degree of protection IP55 INCREMENT. ENCODER HTL 1024 S/R (ENCODER HTL1024S/R) with TEMPERAT. SENSOR KTY84-130 DESIGN IM B5 (IMV 1,IM V3) SHAFT WITH FITTED KEY HALF-KEY BALANCING BEARING: STANDARD WITH FIXED BEARING, VIBRATION SEVERITY GRADE: S/A, SHAFT AND FLANGE ACCURACY: R TERMINAL BOX (ABOVE) CABLE ENTRY ON THE LEFT SIGNAL CONNECTION D-END | - | 0 | 0
1PH8101-1HF12-2CC1 |  | 1PH8101-1HF12-2CC1 | 1 | UN | 1 | 20 | D | D | N | N | 85015220 | 1 |  | 42 | KG | 2783.48 | 2783.48 | MC05 | MC05 | SIMOTICS M Compact induction motor 1500rpm, 3.7kW 24Nm, 12.5A, 265V 1750rpm, 4.3kW 23Nm, 12.5A, 304V 2000rpm, 4.7kW 22Nm, 12.5A, 343V forced ventilation; direction of air flow NDE--> DE; Degree of protection IP55 INCREMENT. ENCODER HTL 1024 S/R (ENCODER HTL1024S/R) with TEMPERAT. SENSOR KTY84-130 DESIGN IM B5 (IMV 1,IM V3) SHAFT WITH FITTED KEY HALF-KEY BALANCING BEARING: STANDARD WITH FIXED BEARING, VIBRATION SEVERITY GRADE: S/A, SHAFT AND FLANGE ACCURACY: R TERMINAL BOX (ABOVE) CABLE ENTRY ON THE ND-END SIGNAL CONNECTION LEFT | - | 0 | 0
1PH8101-1HF13-0BA1 |  | 1PH8101-1HF13-0BA1 | 1 | UN | 1 | 20 | D | D | N | N | 85015220 | 1 |  | 42 | KG | 2812.42 | 2812.42 | MC05 | MC05 | SIMOTICS M Compact induction motor 1500rpm, 3.7kW 24Nm, 12.5A, 265V 1750rpm, 4.3kW 23Nm, 12.5A, 304V 2000rpm, 4.7kW 22Nm, 12.5A, 343V forced ventilation; direction of air flow NDE--> DE; Degree of protection IP55 INCREMENT. ENCODER HTL 1024 S/R (ENCODER HTL1024S/R) with TEMPERAT. SENSOR KTY84-130 Design IM B35 (IM V15, (IM V35) PLAIN SHAFT WITHOUT FITTED KEY; BEARING: STANDARD WITH FIXED BEARING, VIBRATION SEVERITY GRADE: R/A, SHAFT AND FLANGE ACCURACY: R TERMINAL BOX (ABOVE) CABLE ENTRY ON THE RIGHT SIGNAL CONNECTION D-END | - | 0 | 0
1PH8101-1HF13-0BB1 |  | 1PH8101-1HF13-0BB1 | 1 | UN | 1 | 20 | D | D | N | N | 85015220 | 1 |  | 42 | KG | 2812.42 | 2812.42 | MC05 | MC05 | SIMOTICS M Compact induction motor 1500rpm, 3.7kW 24Nm, 12.5A, 265V 1750rpm, 4.3kW 23Nm, 12.5A, 304V 2000rpm, 4.7kW 22Nm, 12.5A, 343V forced ventilation; direction of air flow NDE--> DE; Degree of protection IP55 INCREMENT. ENCODER HTL 1024 S/R (ENCODER HTL1024S/R) with TEMPERAT. SENSOR KTY84-130 Design IM B35 (IM V15, (IM V35) PLAIN SHAFT WITHOUT FITTED KEY; BEARING: STANDARD WITH FIXED BEARING, VIBRATION SEVERITY GRADE: R/A, SHAFT AND FLANGE ACCURACY: R TERMINAL BOX (ABOVE) CABLE ENTRY ON THE LEFT SIGNAL CONNECTION D-END | - | 0 | 0
1PH8101-1HF13-0BC1 |  | 1PH8101-1HF13-0BC1 | 1 | UN | 1 | 20 | D | D | N | N | 85015220 | 1 |  | 42 | KG | 2812.42 | 2812.42 | MC05 | MC05 | SIMOTICS M Compact induction motor 1500rpm, 3.7kW 24Nm, 12.5A, 265V 1750rpm, 4.3kW 23Nm, 12.5A, 304V 2000rpm, 4.7kW 22Nm, 12.5A, 343V forced ventilation; direction of air flow NDE--> DE; Degree of protection IP55 INCREMENT. ENCODER HTL 1024 S/R (ENCODER HTL1024S/R) with TEMPERAT. SENSOR KTY84-130 Design IM B35 (IM V15, (IM V35) PLAIN SHAFT WITHOUT FITTED KEY; BEARING: STANDARD WITH FIXED BEARING, VIBRATION SEVERITY GRADE: R/A, SHAFT AND FLANGE ACCURACY: R TERMINAL BOX (ABOVE) CABLE ENTRY ON THE ND-END SIGNAL CONNECTION LEFT | - | 0 | 0
1PH8101-1HF13-0CA1 |  | 1PH8101-1HF13-0CA1 | 1 | UN | 1 | 20 | D | D | N | N | 85015220 | 1 |  | 42 | KG | 2942.44 | 2942.44 | MC05 | MC05 | SIMOTICS M Compact induction motor 1500rpm, 3.7kW 24Nm, 12.5A, 265V 1750rpm, 4.3kW 23Nm, 12.5A, 304V 2000rpm, 4.7kW 22Nm, 12.5A, 343V forced ventilation; direction of air flow NDE--> DE; Degree of protection IP55 INCREMENT. ENCODER HTL 1024 S/R (ENCODER HTL1024S/R) with TEMPERAT. SENSOR KTY84-130 Design IM B35 (IM V15, (IM V35) PLAIN SHAFT WITHOUT FITTED KEY; BEARING: STANDARD WITH FIXED BEARING, VIBRATION SEVERITY GRADE: S/A, SHAFT AND FLANGE ACCURACY: R TERMINAL BOX (ABOVE) CABLE ENTRY ON THE RIGHT SIGNAL CONNECTION D-END | - | 0 | 0
1PH8101-1HF13-0CB1 |  | 1PH8101-1HF13-0CB1 | 1 | UN | 1 | 20 | D | D | N | N | 85015220 | 1 |  | 42 | KG | 2942.44 | 2942.44 | MC05 | MC05 | SIMOTICS M Compact induction motor 1500rpm, 3.7kW 24Nm, 12.5A, 265V 1750rpm, 4.3kW 23Nm, 12.5A, 304V 2000rpm, 4.7kW 22Nm, 12.5A, 343V forced ventilation; direction of air flow NDE--> DE; Degree of protection IP55 INCREMENT. ENCODER HTL 1024 S/R (ENCODER HTL1024S/R) with TEMPERAT. SENSOR KTY84-130 Design IM B35 (IM V15, (IM V35) PLAIN SHAFT WITHOUT FITTED KEY; BEARING: STANDARD WITH FIXED BEARING, VIBRATION SEVERITY GRADE: S/A, SHAFT AND FLANGE ACCURACY: R TERMINAL BOX (ABOVE) CABLE ENTRY ON THE LEFT SIGNAL CONNECTION D-END | - | 0 | 0
1PH8101-1HF13-0CC1 |  | 1PH8101-1HF13-0CC1 | 1 | UN | 1 | 20 | D | D | N | N | 85015220 | 1 |  | 42 | KG | 2942.44 | 2942.44 | MC05 | MC05 | SIMOTICS M Compact induction motor 1500rpm, 3.7kW 24Nm, 12.5A, 265V 1750rpm, 4.3kW 23Nm, 12.5A, 304V 2000rpm, 4.7kW 22Nm, 12.5A, 343V forced ventilation; direction of air flow NDE--> DE; Degree of protection IP55 INCREMENT. ENCODER HTL 1024 S/R (ENCODER HTL1024S/R) with TEMPERAT. SENSOR KTY84-130 Design IM B35 (IM V15, (IM V35) PLAIN SHAFT WITHOUT FITTED KEY; BEARING: STANDARD WITH FIXED BEARING, VIBRATION SEVERITY GRADE: S/A, SHAFT AND FLANGE ACCURACY: R TERMINAL BOX (ABOVE) CABLE ENTRY ON THE ND-END SIGNAL CONNECTION LEFT | - | 0 | 0
1PH8101-1HF13-2BA1 |  | 1PH8101-1HF13-2BA1 | 1 | UN | 1 | 20 | D | D | N | N | 85015220 | 1 |  | 42 | KG | 2812.42 | 2812.42 | MC05 | MC05 | SIMOTICS M Compact induction motor 1500rpm, 3.7kW 24Nm, 12.5A, 265V 1750rpm, 4.3kW 23Nm, 12.5A, 304V 2000rpm, 4.7kW 22Nm, 12.5A, 343V forced ventilation; direction of air flow NDE--> DE; Degree of protection IP55 INCREMENT. ENCODER HTL 1024 S/R (ENCODER HTL1024S/R) with TEMPERAT. SENSOR KTY84-130 Design IM B35 (IM V15, (IM V35) SHAFT WITH FITTED KEY HALF-KEY BALANCING BEARING: STANDARD WITH FIXED BEARING, VIBRATION SEVERITY GRADE: R/A, SHAFT AND FLANGE ACCURACY: R TERMINAL BOX (ABOVE) CABLE ENTRY ON THE RIGHT SIGNAL CONNECTION D-END | - | 0 | 0
1PH8101-1HF13-2BB1 |  | 1PH8101-1HF13-2BB1 | 1 | UN | 1 | 20 | D | D | N | N | 85015220 | 1 |  | 42 | KG | 2812.42 | 2812.42 | MC05 | MC05 | SIMOTICS M Compact induction motor 1500rpm, 3.7kW 24Nm, 12.5A, 265V 1750rpm, 4.3kW 23Nm, 12.5A, 304V 2000rpm, 4.7kW 22Nm, 12.5A, 343V forced ventilation; direction of air flow NDE--> DE; Degree of protection IP55 INCREMENT. ENCODER HTL 1024 S/R (ENCODER HTL1024S/R) with TEMPERAT. SENSOR KTY84-130 Design IM B35 (IM V15, (IM V35) SHAFT WITH FITTED KEY HALF-KEY BALANCING BEARING: STANDARD WITH FIXED BEARING, VIBRATION SEVERITY GRADE: R/A, SHAFT AND FLANGE ACCURACY: R TERMINAL BOX (ABOVE) CABLE ENTRY ON THE LEFT SIGNAL CONNECTION D-END | - | 0 | 0
1PH8101-1HF13-2BC1 |  | 1PH8101-1HF13-2BC1 | 1 | UN | 1 | 20 | D | D | N | N | 85015220 | 1 |  | 42 | KG | 2812.42 | 2812.42 | MC05 | MC05 | SIMOTICS M Compact induction motor 1500rpm, 3.7kW 24Nm, 12.5A, 265V 1750rpm, 4.3kW 23Nm, 12.5A, 304V 2000rpm, 4.7kW 22Nm, 12.5A, 343V forced ventilation; direction of air flow NDE--> DE; Degree of protection IP55 INCREMENT. ENCODER HTL 1024 S/R (ENCODER HTL1024S/R) with TEMPERAT. SENSOR KTY84-130 Design IM B35 (IM V15, (IM V35) SHAFT WITH FITTED KEY HALF-KEY BALANCING BEARING: STANDARD WITH FIXED BEARING, VIBRATION SEVERITY GRADE: R/A, SHAFT AND FLANGE ACCURACY: R TERMINAL BOX (ABOVE) CABLE ENTRY ON THE ND-END SIGNAL CONNECTION LEFT | - | 0 | 0
1PH8101-1HF13-2CA1 |  | 1PH8101-1HF13-2CA1 | 1 | UN | 1 | 20 | D | D | N | N | 85015220 | 1 |  | 42 | KG | 2942.44 | 2942.44 | MC05 | MC05 | SIMOTICS M Compact induction motor 1500rpm, 3.7kW 24Nm, 12.5A, 265V 1750rpm, 4.3kW 23Nm, 12.5A, 304V 2000rpm, 4.7kW 22Nm, 12.5A, 343V forced ventilation; direction of air flow NDE--> DE; Degree of protection IP55 INCREMENT. ENCODER HTL 1024 S/R (ENCODER HTL1024S/R) with TEMPERAT. SENSOR KTY84-130 Design IM B35 (IM V15, (IM V35) SHAFT WITH FITTED KEY HALF-KEY BALANCING BEARING: STANDARD WITH FIXED BEARING, VIBRATION SEVERITY GRADE: S/A, SHAFT AND FLANGE ACCURACY: R TERMINAL BOX (ABOVE) CABLE ENTRY ON THE RIGHT SIGNAL CONNECTION D-END | - | 0 | 0
1PH8101-1HF13-2CB1 |  | 1PH8101-1HF13-2CB1 | 1 | UN | 1 | 20 | D | D | N | N | 85015220 | 1 |  | 42 | KG | 2942.44 | 2942.44 | MC05 | MC05 | SIMOTICS M Compact induction motor 1500rpm, 3.7kW 24Nm, 12.5A, 265V 1750rpm, 4.3kW 23Nm, 12.5A, 304V 2000rpm, 4.7kW 22Nm, 12.5A, 343V forced ventilation; direction of air flow NDE--> DE; Degree of protection IP55 INCREMENT. ENCODER HTL 1024 S/R (ENCODER HTL1024S/R) with TEMPERAT. SENSOR KTY84-130 Design IM B35 (IM V15, (IM V35) SHAFT WITH FITTED KEY HALF-KEY BALANCING BEARING: STANDARD WITH FIXED BEARING, VIBRATION SEVERITY GRADE: S/A, SHAFT AND FLANGE ACCURACY: R TERMINAL BOX (ABOVE) CABLE ENTRY ON THE LEFT SIGNAL CONNECTION D-END | - | 0 | 0
1PH8101-1HF13-2CC1 |  | 1PH8101-1HF13-2CC1 | 1 | UN | 1 | 20 | D | D | N | N | 85015220 | 1 |  | 42 | KG | 2942.44 | 2942.44 | MC05 | MC05 | SIMOTICS M Compact induction motor 1500rpm, 3.7kW 24Nm, 12.5A, 265V 1750rpm, 4.3kW 23Nm, 12.5A, 304V 2000rpm, 4.7kW 22Nm, 12.5A, 343V forced ventilation; direction of air flow NDE--> DE; Degree of protection IP55 INCREMENT. ENCODER HTL 1024 S/R (ENCODER HTL1024S/R) with TEMPERAT. SENSOR KTY84-130 Design IM B35 (IM V15, (IM V35) SHAFT WITH FITTED KEY HALF-KEY BALANCING BEARING: STANDARD WITH FIXED BEARING, VIBRATION SEVERITY GRADE: S/A, SHAFT AND FLANGE ACCURACY: R TERMINAL BOX (ABOVE) CABLE ENTRY ON THE ND-END SIGNAL CONNECTION LEFT | - | 0 | 0
1PH8101-1HF13-2GA1 |  | 1PH8101-1HF13-2GA1 | 1 | UN | 1 | 20 | D | D | N | N | 85015220 | 1 |  | 42 | KG | 2622.51 | 2622.51 | MC05 | MC05 | SIMOTICS M Compact induction motor 1500rpm, 3.7kW 24Nm, 12.5A, 265V 1750rpm, 4.3kW 23Nm, 12.5A, 304V 2000rpm, 4.7kW 22Nm, 12.5A, 343V forced ventilation; direction of air flow NDE--> DE; Degree of protection IP55 INCREMENT. ENCODER HTL 1024 S/R (ENCODER HTL1024S/R) with TEMPERAT. SENSOR KTY84-130 Design IM B35 (IM V15, (IM V35) SHAFT WITH FITTED KEY HALF-KEY BALANCING BEARING: STANDARD, VIBRATION SEVERITY GRADE: R/A, SHAFT AND FLANGE ACCURACY: R TERMINAL BOX (ABOVE) CABLE ENTRY ON THE RIGHT SIGNAL CONNECTION D-END | - | 0 | 0
1PH8101-1HF13-2GA1-Z | K23K24 | 1PH8101-1HF13-2GA1-ZK23K24 | 1 | UN | 1 | 20 | D | D | N | N | 85015220 | 1 |  | 42 | KG | 2795.89 | 2795.89 | MC05 | MC05 | SIMOTICS M Compact induction motor 1500rpm, 3.7kW 24Nm, 12.5A, 265V 1750rpm, 4.3kW 23Nm, 12.5A, 304V 2000rpm, 4.7kW 22Nm, 12.5A, 343V forced ventilation; direction of air flow NDE--> DE; Degree of protection IP55 INCREMENT. ENCODER HTL 1024 S/R (ENCODER HTL1024S/R) with TEMPERAT. SENSOR KTY84-130 Design IM B35 (IM V15, (IM V35) SHAFT WITH FITTED KEY HALF-KEY BALANCING BEARING: STANDARD, VIBRATION SEVERITY GRADE: R/A, SHAFT AND FLANGE ACCURACY: R TERMINAL BOX (ABOVE) CABLE ENTRY ON THE RIGHT SIGNAL CONNECTION D-END K23: SPECIAL PAINTING WORLDWIDE K24: PRIMING (PALE GREEN) | - | 0 | 0
1PH8101-1HF13-2GA1-Z | X04 | 1PH8101-1HF13-2GA1-ZX04 | 1 | UN | 1 | 20 | D | D | N | N | 85015220 | 1 |  | 42 | KG | 2709.2 | 2709.2 | MC05 | MC05 | SIMOTICS M Compact induction motor 1500rpm, 3.7kW 24Nm, 12.5A, 265V 1750rpm, 4.3kW 23Nm, 12.5A, 304V 2000rpm, 4.7kW 22Nm, 12.5A, 343V forced ventilation; direction of air flow NDE--> DE; Degree of protection IP55 INCREMENT. ENCODER HTL 1024 S/R (ENCODER HTL1024S/R) with TEMPERAT. SENSOR KTY84-130 Design IM B35 (IM V15, (IM V35) SHAFT WITH FITTED KEY HALF-KEY BALANCING BEARING: STANDARD, VIBRATION SEVERITY GRADE: R/A, SHAFT AND FLANGE ACCURACY: R TERMINAL BOX (ABOVE) CABLE ENTRY ON THE RIGHT SIGNAL CONNECTION D-END X04: PAINT FINISH RAL 7032 (PEBBLE GREY) | - | 0 | 0
1PH8101-1HF20-0BA1 |  | 1PH8101-1HF20-0BA1 | 1 | UN | 1 | 20 | D | D | N | N | 85015220 | 1 |  | 51 | KG | 2784.08 | 2784.08 | MC05 | MC05 | SIMOTICS M Compact induction motor 1500rpm, 5 kW 32Nm, 12.8A, 357V 1750rpm, 5.8kW 32Nm, 12.8A, 400 V 2000rpm, 6.6kW 32Nm, 12.5A, 450 V water cooling Degree of protection IP65 INCREMENT. ENCODER HTL 1024 S/R (ENCODER HTL1024S/R) with TEMPERAT. SENSOR KTY84-130 DESIGN IM B3 (IM V5, IM V6) PLAIN SHAFT WITHOUT FITTED KEY; BEARING: STANDARD WITH FIXED BEARING, VIBRATION SEVERITY GRADE: R/A, SHAFT AND FLANGE ACCURACY: R TERMINAL BOX (ABOVE) CABLE ENTRY ON THE RIGHT SIGNAL CONNECTION D-END | - | 0 | 0
1PH8101-1HF20-0BB1 |  | 1PH8101-1HF20-0BB1 | 1 | UN | 1 | 20 | D | D | N | N | 85015220 | 1 |  | 51 | KG | 2784.08 | 2784.08 | MC05 | MC05 | SIMOTICS M Compact induction motor 1500rpm, 5 kW 32Nm, 12.8A, 357V 1750rpm, 5.8kW 32Nm, 12.8A, 400 V 2000rpm, 6.6kW 32Nm, 12.5A, 450 V water cooling Degree of protection IP65 INCREMENT. ENCODER HTL 1024 S/R (ENCODER HTL1024S/R) with TEMPERAT. SENSOR KTY84-130 DESIGN IM B3 (IM V5, IM V6) PLAIN SHAFT WITHOUT FITTED KEY; BEARING: STANDARD WITH FIXED BEARING, VIBRATION SEVERITY GRADE: R/A, SHAFT AND FLANGE ACCURACY: R TERMINAL BOX (ABOVE) CABLE ENTRY ON THE LEFT SIGNAL CONNECTION D-END | - | 0 | 0
1PH8101-1HF20-0BC1 |  | 1PH8101-1HF20-0BC1 | 1 | UN | 1 | 20 | D | D | N | N | 85015220 | 1 |  | 51 | KG | 2784.08 | 2784.08 | MC05 | MC05 | SIMOTICS M Compact induction motor 1500rpm, 5 kW 32Nm, 12.8A, 357V 1750rpm, 5.8kW 32Nm, 12.8A, 400 V 2000rpm, 6.6kW 32Nm, 12.5A, 450 V water cooling Degree of protection IP65 INCREMENT. ENCODER HTL 1024 S/R (ENCODER HTL1024S/R) with TEMPERAT. SENSOR KTY84-130 DESIGN IM B3 (IM V5, IM V6) PLAIN SHAFT WITHOUT FITTED KEY; BEARING: STANDARD WITH FIXED BEARING, VIBRATION SEVERITY GRADE: R/A, SHAFT AND FLANGE ACCURACY: R TERMINAL BOX (ABOVE) CABLE ENTRY ON THE ND-END SIGNAL CONNECTION LEFT | - | 0 | 0
1PH8101-1HF20-0CA1 |  | 1PH8101-1HF20-0CA1 | 1 | UN | 1 | 20 | D | D | N | N | 85015220 | 1 |  | 51 | KG | 2914.1 | 2914.1 | MC05 | MC05 | SIMOTICS M Compact induction motor 1500rpm, 5 kW 32Nm, 12.8A, 357V 1750rpm, 5.8kW 32Nm, 12.8A, 400 V 2000rpm, 6.6kW 32Nm, 12.5A, 450 V water cooling Degree of protection IP65 INCREMENT. ENCODER HTL 1024 S/R (ENCODER HTL1024S/R) with TEMPERAT. SENSOR KTY84-130 DESIGN IM B3 (IM V5, IM V6) PLAIN SHAFT WITHOUT FITTED KEY; BEARING: STANDARD WITH FIXED BEARING, VIBRATION SEVERITY GRADE: S/A, SHAFT AND FLANGE ACCURACY: R TERMINAL BOX (ABOVE) CABLE ENTRY ON THE RIGHT SIGNAL CONNECTION D-END | - | 0 | 0
1PH8101-1HF20-0CB1 |  | 1PH8101-1HF20-0CB1 | 1 | UN | 1 | 20 | D | D | N | N | 85015220 | 1 |  | 51 | KG | 2914.1 | 2914.1 | MC05 | MC05 | SIMOTICS M Compact induction motor 1500rpm, 5 kW 32Nm, 12.8A, 357V 1750rpm, 5.8kW 32Nm, 12.8A, 400 V 2000rpm, 6.6kW 32Nm, 12.5A, 450 V water cooling Degree of protection IP65 INCREMENT. ENCODER HTL 1024 S/R (ENCODER HTL1024S/R) with TEMPERAT. SENSOR KTY84-130 DESIGN IM B3 (IM V5, IM V6) PLAIN SHAFT WITHOUT FITTED KEY; BEARING: STANDARD WITH FIXED BEARING, VIBRATION SEVERITY GRADE: S/A, SHAFT AND FLANGE ACCURACY: R TERMINAL BOX (ABOVE) CABLE ENTRY ON THE LEFT SIGNAL CONNECTION D-END | - | 0 | 0
1PH8101-1HF20-0CC1 |  | 1PH8101-1HF20-0CC1 | 1 | UN | 1 | 20 | D | D | N | N | 85015220 | 1 |  | 51 | KG | 2914.1 | 2914.1 | MC05 | MC05 | SIMOTICS M Compact induction motor 1500rpm, 5 kW 32Nm, 12.8A, 357V 1750rpm, 5.8kW 32Nm, 12.8A, 400 V 2000rpm, 6.6kW 32Nm, 12.5A, 450 V water cooling Degree of protection IP65 INCREMENT. ENCODER HTL 1024 S/R (ENCODER HTL1024S/R) with TEMPERAT. SENSOR KTY84-130 DESIGN IM B3 (IM V5, IM V6) PLAIN SHAFT WITHOUT FITTED KEY; BEARING: STANDARD WITH FIXED BEARING, VIBRATION SEVERITY GRADE: S/A, SHAFT AND FLANGE ACCURACY: R TERMINAL BOX (ABOVE) CABLE ENTRY ON THE ND-END SIGNAL CONNECTION LEFT | - | 0 | 0
1PH8101-1HF20-2BA1 |  | 1PH8101-1HF20-2BA1 | 1 | UN | 1 | 20 | D | D | N | N | 85015220 | 1 |  | 51 | KG | 2784.08 | 2784.08 | MC05 | MC05 | SIMOTICS M Compact induction motor 1500rpm, 5 kW 32Nm, 12.8A, 357V 1750rpm, 5.8kW 32Nm, 12.8A, 400 V 2000rpm, 6.6kW 32Nm, 12.5A, 450 V water cooling Degree of protection IP65 INCREMENT. ENCODER HTL 1024 S/R (ENCODER HTL1024S/R) with TEMPERAT. SENSOR KTY84-130 DESIGN IM B3 (IM V5, IM V6) SHAFT WITH FITTED KEY HALF-KEY BALANCING BEARING: STANDARD WITH FIXED BEARING, VIBRATION SEVERITY GRADE: R/A, SHAFT AND FLANGE ACCURACY: R TERMINAL BOX (ABOVE) CABLE ENTRY ON THE RIGHT SIGNAL CONNECTION D-END | - | 0 | 0
1PH8101-1HF20-2BB1 |  | 1PH8101-1HF20-2BB1 | 1 | UN | 1 | 20 | D | D | N | N | 85015220 | 1 |  | 51 | KG | 2784.08 | 2784.08 | MC05 | MC05 | SIMOTICS M Compact induction motor 1500rpm, 5 kW 32Nm, 12.8A, 357V 1750rpm, 5.8kW 32Nm, 12.8A, 400 V 2000rpm, 6.6kW 32Nm, 12.5A, 450 V water cooling Degree of protection IP65 INCREMENT. ENCODER HTL 1024 S/R (ENCODER HTL1024S/R) with TEMPERAT. SENSOR KTY84-130 DESIGN IM B3 (IM V5, IM V6) SHAFT WITH FITTED KEY HALF-KEY BALANCING BEARING: STANDARD WITH FIXED BEARING, VIBRATION SEVERITY GRADE: R/A, SHAFT AND FLANGE ACCURACY: R TERMINAL BOX (ABOVE) CABLE ENTRY ON THE LEFT SIGNAL CONNECTION D-END | - | 0 | 0
1PH8101-1HF20-2BC1 |  | 1PH8101-1HF20-2BC1 | 1 | UN | 1 | 20 | D | D | N | N | 85015220 | 1 |  | 51 | KG | 2784.08 | 2784.08 | MC05 | MC05 | SIMOTICS M Compact induction motor 1500rpm, 5 kW 32Nm, 12.8A, 357V 1750rpm, 5.8kW 32Nm, 12.8A, 400 V 2000rpm, 6.6kW 32Nm, 12.5A, 450 V water cooling Degree of protection IP65 INCREMENT. ENCODER HTL 1024 S/R (ENCODER HTL1024S/R) with TEMPERAT. SENSOR KTY84-130 DESIGN IM B3 (IM V5, IM V6) SHAFT WITH FITTED KEY HALF-KEY BALANCING BEARING: STANDARD WITH FIXED BEARING, VIBRATION SEVERITY GRADE: R/A, SHAFT AND FLANGE ACCURACY: R TERMINAL BOX (ABOVE) CABLE ENTRY ON THE ND-END SIGNAL CONNECTION LEFT | - | 0 | 0
1PH8101-1HF20-2CA1 |  | 1PH8101-1HF20-2CA1 | 1 | UN | 1 | 20 | D | D | N | N | 85015220 | 1 |  | 51 | KG | 2914.1 | 2914.1 | MC05 | MC05 | SIMOTICS M Compact induction motor 1500rpm, 5 kW 32Nm, 12.8A, 357V 1750rpm, 5.8kW 32Nm, 12.8A, 400 V 2000rpm, 6.6kW 32Nm, 12.5A, 450 V water cooling Degree of protection IP65 INCREMENT. ENCODER HTL 1024 S/R (ENCODER HTL1024S/R) with TEMPERAT. SENSOR KTY84-130 DESIGN IM B3 (IM V5, IM V6) SHAFT WITH FITTED KEY HALF-KEY BALANCING BEARING: STANDARD WITH FIXED BEARING, VIBRATION SEVERITY GRADE: S/A, SHAFT AND FLANGE ACCURACY: R TERMINAL BOX (ABOVE) CABLE ENTRY ON THE RIGHT SIGNAL CONNECTION D-END | - | 0 | 0
1PH8101-1HF20-2CB1 |  | 1PH8101-1HF20-2CB1 | 1 | UN | 1 | 20 | D | D | N | N | 85015220 | 1 |  | 51 | KG | 2914.1 | 2914.1 | MC05 | MC05 | SIMOTICS M Compact induction motor 1500rpm, 5 kW 32Nm, 12.8A, 357V 1750rpm, 5.8kW 32Nm, 12.8A, 400 V 2000rpm, 6.6kW 32Nm, 12.5A, 450 V water cooling Degree of protection IP65 INCREMENT. ENCODER HTL 1024 S/R (ENCODER HTL1024S/R) with TEMPERAT. SENSOR KTY84-130 DESIGN IM B3 (IM V5, IM V6) SHAFT WITH FITTED KEY HALF-KEY BALANCING BEARING: STANDARD WITH FIXED BEARING, VIBRATION SEVERITY GRADE: S/A, SHAFT AND FLANGE ACCURACY: R TERMINAL BOX (ABOVE) CABLE ENTRY ON THE LEFT SIGNAL CONNECTION D-END | - | 0 | 0
1PH8101-1HF20-2CC1 |  | 1PH8101-1HF20-2CC1 | 1 | UN | 1 | 20 | D | D | N | N | 85015220 | 1 |  | 51 | KG | 2914.1 | 2914.1 | MC05 | MC05 | SIMOTICS M Compact induction motor 1500rpm, 5 kW 32Nm, 12.8A, 357V 1750rpm, 5.8kW 32Nm, 12.8A, 400 V 2000rpm, 6.6kW 32Nm, 12.5A, 450 V water cooling Degree of protection IP65 INCREMENT. ENCODER HTL 1024 S/R (ENCODER HTL1024S/R) with TEMPERAT. SENSOR KTY84-130 DESIGN IM B3 (IM V5, IM V6) SHAFT WITH FITTED KEY HALF-KEY BALANCING BEARING: STANDARD WITH FIXED BEARING, VIBRATION SEVERITY GRADE: S/A, SHAFT AND FLANGE ACCURACY: R TERMINAL BOX (ABOVE) CABLE ENTRY ON THE ND-END SIGNAL CONNECTION LEFT | - | 0 | 0
1PH8101-1HF22-0BA1 |  | 1PH8101-1HF22-0BA1 | 1 | UN | 1 | 20 | D | D | N | N | 85015220 | 1 |  | 51 | KG | 2914.13 | 2914.13 | MC05 | MC05 | SIMOTICS M Compact induction motor 1500rpm, 5 kW 32Nm, 12.8A, 357V 1750rpm, 5.8kW 32Nm, 12.8A, 400 V 2000rpm, 6.6kW 32Nm, 12.5A, 450 V water cooling Degree of protection IP65 INCREMENT. ENCODER HTL 1024 S/R (ENCODER HTL1024S/R) with TEMPERAT. SENSOR KTY84-130 DESIGN IM B5 (IMV 1,IM V3) PLAIN SHAFT WITHOUT FITTED KEY; BEARING: STANDARD WITH FIXED BEARING, VIBRATION SEVERITY GRADE: R/A, SHAFT AND FLANGE ACCURACY: R TERMINAL BOX (ABOVE) CABLE ENTRY ON THE RIGHT SIGNAL CONNECTION D-END | - | 0 | 0
1PH8101-1HF22-0BB1 |  | 1PH8101-1HF22-0BB1 | 1 | UN | 1 | 20 | D | D | N | N | 85015220 | 1 |  | 51 | KG | 2914.13 | 2914.13 | MC05 | MC05 | SIMOTICS M Compact induction motor 1500rpm, 5 kW 32Nm, 12.8A, 357V 1750rpm, 5.8kW 32Nm, 12.8A, 400 V 2000rpm, 6.6kW 32Nm, 12.5A, 450 V water cooling Degree of protection IP65 INCREMENT. ENCODER HTL 1024 S/R (ENCODER HTL1024S/R) with TEMPERAT. SENSOR KTY84-130 DESIGN IM B5 (IMV 1,IM V3) PLAIN SHAFT WITHOUT FITTED KEY; BEARING: STANDARD WITH FIXED BEARING, VIBRATION SEVERITY GRADE: R/A, SHAFT AND FLANGE ACCURACY: R TERMINAL BOX (ABOVE) CABLE ENTRY ON THE LEFT SIGNAL CONNECTION D-END | - | 0 | 0
1PH8101-1HF22-0BC1 |  | 1PH8101-1HF22-0BC1 | 1 | UN | 1 | 20 | D | D | N | N | 85015220 | 1 |  | 51 | KG | 2914.13 | 2914.13 | MC05 | MC05 | SIMOTICS M Compact induction motor 1500rpm, 5 kW 32Nm, 12.8A, 357V 1750rpm, 5.8kW 32Nm, 12.8A, 400 V 2000rpm, 6.6kW 32Nm, 12.5A, 450 V water cooling Degree of protection IP65 INCREMENT. ENCODER HTL 1024 S/R (ENCODER HTL1024S/R) with TEMPERAT. SENSOR KTY84-130 DESIGN IM B5 (IMV 1,IM V3) PLAIN SHAFT WITHOUT FITTED KEY; BEARING: STANDARD WITH FIXED BEARING, VIBRATION SEVERITY GRADE: R/A, SHAFT AND FLANGE ACCURACY: R TERMINAL BOX (ABOVE) CABLE ENTRY ON THE ND-END SIGNAL CONNECTION LEFT | - | 0 | 0
1PH8101-1HF22-0CA1 |  | 1PH8101-1HF22-0CA1 | 1 | UN | 1 | 20 | D | D | N | N | 85015220 | 1 |  | 51 | KG | 3044.15 | 3044.15 | MC05 | MC05 | SIMOTICS M Compact induction motor 1500rpm, 5 kW 32Nm, 12.8A, 357V 1750rpm, 5.8kW 32Nm, 12.8A, 400 V 2000rpm, 6.6kW 32Nm, 12.5A, 450 V water cooling Degree of protection IP65 INCREMENT. ENCODER HTL 1024 S/R (ENCODER HTL1024S/R) with TEMPERAT. SENSOR KTY84-130 DESIGN IM B5 (IMV 1,IM V3) PLAIN SHAFT WITHOUT FITTED KEY; BEARING: STANDARD WITH FIXED BEARING, VIBRATION SEVERITY GRADE: S/A, SHAFT AND FLANGE ACCURACY: R TERMINAL BOX (ABOVE) CABLE ENTRY ON THE RIGHT SIGNAL CONNECTION D-END | - | 0 | 0
1PH8101-1HF22-0CB1 |  | 1PH8101-1HF22-0CB1 | 1 | UN | 1 | 20 | D | D | N | N | 85015220 | 1 |  | 51 | KG | 3044.15 | 3044.15 | MC05 | MC05 | SIMOTICS M Compact induction motor 1500rpm, 5 kW 32Nm, 12.8A, 357V 1750rpm, 5.8kW 32Nm, 12.8A, 400 V 2000rpm, 6.6kW 32Nm, 12.5A, 450 V water cooling Degree of protection IP65 INCREMENT. ENCODER HTL 1024 S/R (ENCODER HTL1024S/R) with TEMPERAT. SENSOR KTY84-130 DESIGN IM B5 (IMV 1,IM V3) PLAIN SHAFT WITHOUT FITTED KEY; BEARING: STANDARD WITH FIXED BEARING, VIBRATION SEVERITY GRADE: S/A, SHAFT AND FLANGE ACCURACY: R TERMINAL BOX (ABOVE) CABLE ENTRY ON THE LEFT SIGNAL CONNECTION D-END | - | 0 | 0
1PH8101-1HF22-0CC1 |  | 1PH8101-1HF22-0CC1 | 1 | UN | 1 | 20 | D | D | N | N | 85015220 | 1 |  | 51 | KG | 3044.15 | 3044.15 | MC05 | MC05 | SIMOTICS M Compact induction motor 1500rpm, 5 kW 32Nm, 12.8A, 357V 1750rpm, 5.8kW 32Nm, 12.8A, 400 V 2000rpm, 6.6kW 32Nm, 12.5A, 450 V water cooling Degree of protection IP65 INCREMENT. ENCODER HTL 1024 S/R (ENCODER HTL1024S/R) with TEMPERAT. SENSOR KTY84-130 DESIGN IM B5 (IMV 1,IM V3) PLAIN SHAFT WITHOUT FITTED KEY; BEARING: STANDARD WITH FIXED BEARING, VIBRATION SEVERITY GRADE: S/A, SHAFT AND FLANGE ACCURACY: R TERMINAL BOX (ABOVE) CABLE ENTRY ON THE ND-END SIGNAL CONNECTION LEFT | - | 0 | 0
1PH8101-1HF22-2BA1 |  | 1PH8101-1HF22-2BA1 | 1 | UN | 1 | 20 | D | D | N | N | 85015220 | 1 |  | 51 | KG | 2914.13 | 2914.13 | MC05 | MC05 | SIMOTICS M Compact induction motor 1500rpm, 5 kW 32Nm, 12.8A, 357V 1750rpm, 5.8kW 32Nm, 12.8A, 400 V 2000rpm, 6.6kW 32Nm, 12.5A, 450 V water cooling Degree of protection IP65 INCREMENT. ENCODER HTL 1024 S/R (ENCODER HTL1024S/R) with TEMPERAT. SENSOR KTY84-130 DESIGN IM B5 (IMV 1,IM V3) SHAFT WITH FITTED KEY HALF-KEY BALANCING BEARING: STANDARD WITH FIXED BEARING, VIBRATION SEVERITY GRADE: R/A, SHAFT AND FLANGE ACCURACY: R TERMINAL BOX (ABOVE) CABLE ENTRY ON THE RIGHT SIGNAL CONNECTION D-END | - | 0 | 0
1PH8101-1HF22-2BB1 |  | 1PH8101-1HF22-2BB1 | 1 | UN | 1 | 20 | D | D | N | N | 85015220 | 1 |  | 51 | KG | 2914.13 | 2914.13 | MC05 | MC05 | SIMOTICS M Compact induction motor 1500rpm, 5 kW 32Nm, 12.8A, 357V 1750rpm, 5.8kW 32Nm, 12.8A, 400 V 2000rpm, 6.6kW 32Nm, 12.5A, 450 V water cooling Degree of protection IP65 INCREMENT. ENCODER HTL 1024 S/R (ENCODER HTL1024S/R) with TEMPERAT. SENSOR KTY84-130 DESIGN IM B5 (IMV 1,IM V3) SHAFT WITH FITTED KEY HALF-KEY BALANCING BEARING: STANDARD WITH FIXED BEARING, VIBRATION SEVERITY GRADE: R/A, SHAFT AND FLANGE ACCURACY: R TERMINAL BOX (ABOVE) CABLE ENTRY ON THE LEFT SIGNAL CONNECTION D-END | - | 0 | 0
1PH8101-1HF22-2BC1 |  | 1PH8101-1HF22-2BC1 | 1 | UN | 1 | 20 | D | D | N | N | 85015220 | 1 |  | 51 | KG | 2914.13 | 2914.13 | MC05 | MC05 | SIMOTICS M Compact induction motor 1500rpm, 5 kW 32Nm, 12.8A, 357V 1750rpm, 5.8kW 32Nm, 12.8A, 400 V 2000rpm, 6.6kW 32Nm, 12.5A, 450 V water cooling Degree of protection IP65 INCREMENT. ENCODER HTL 1024 S/R (ENCODER HTL1024S/R) with TEMPERAT. SENSOR KTY84-130 DESIGN IM B5 (IMV 1,IM V3) SHAFT WITH FITTED KEY HALF-KEY BALANCING BEARING: STANDARD WITH FIXED BEARING, VIBRATION SEVERITY GRADE: R/A, SHAFT AND FLANGE ACCURACY: R TERMINAL BOX (ABOVE) CABLE ENTRY ON THE ND-END SIGNAL CONNECTION LEFT | - | 0 | 0
1PH8101-1HF22-2CA1 |  | 1PH8101-1HF22-2CA1 | 1 | UN | 1 | 20 | D | D | N | N | 85015220 | 1 |  | 51 | KG | 3044.15 | 3044.15 | MC05 | MC05 | SIMOTICS M Compact induction motor 1500rpm, 5 kW 32Nm, 12.8A, 357V 1750rpm, 5.8kW 32Nm, 12.8A, 400 V 2000rpm, 6.6kW 32Nm, 12.5A, 450 V water cooling Degree of protection IP65 INCREMENT. ENCODER HTL 1024 S/R (ENCODER HTL1024S/R) with TEMPERAT. SENSOR KTY84-130 DESIGN IM B5 (IMV 1,IM V3) SHAFT WITH FITTED KEY HALF-KEY BALANCING BEARING: STANDARD WITH FIXED BEARING, VIBRATION SEVERITY GRADE: S/A, SHAFT AND FLANGE ACCURACY: R TERMINAL BOX (ABOVE) CABLE ENTRY ON THE RIGHT SIGNAL CONNECTION D-END | - | 0 | 0
1PH8101-1HF22-2CB1 |  | 1PH8101-1HF22-2CB1 | 1 | UN | 1 | 20 | D | D | N | N | 85015220 | 1 |  | 51 | KG | 3044.15 | 3044.15 | MC05 | MC05 | SIMOTICS M Compact induction motor 1500rpm, 5 kW 32Nm, 12.8A, 357V 1750rpm, 5.8kW 32Nm, 12.8A, 400 V 2000rpm, 6.6kW 32Nm, 12.5A, 450 V water cooling Degree of protection IP65 INCREMENT. ENCODER HTL 1024 S/R (ENCODER HTL1024S/R) with TEMPERAT. SENSOR KTY84-130 DESIGN IM B5 (IMV 1,IM V3) SHAFT WITH FITTED KEY HALF-KEY BALANCING BEARING: STANDARD WITH FIXED BEARING, VIBRATION SEVERITY GRADE: S/A, SHAFT AND FLANGE ACCURACY: R TERMINAL BOX (ABOVE) CABLE ENTRY ON THE LEFT SIGNAL CONNECTION D-END | - | 0 | 0
1PH8101-1HF22-2CC1 |  | 1PH8101-1HF22-2CC1 | 1 | UN | 1 | 20 | D | D | N | N | 85015220 | 1 |  | 51 | KG | 3044.15 | 3044.15 | MC05 | MC05 | SIMOTICS M Compact induction motor 1500rpm, 5 kW 32Nm, 12.8A, 357V 1750rpm, 5.8kW 32Nm, 12.8A, 400 V 2000rpm, 6.6kW 32Nm, 12.5A, 450 V water cooling Degree of protection IP65 INCREMENT. ENCODER HTL 1024 S/R (ENCODER HTL1024S/R) with TEMPERAT. SENSOR KTY84-130 DESIGN IM B5 (IMV 1,IM V3) SHAFT WITH FITTED KEY HALF-KEY BALANCING BEARING: STANDARD WITH FIXED BEARING, VIBRATION SEVERITY GRADE: S/A, SHAFT AND FLANGE ACCURACY: R TERMINAL BOX (ABOVE) CABLE ENTRY ON THE ND-END SIGNAL CONNECTION LEFT | - | 0 | 0
1PH8101-1HF23-0BA1 |  | 1PH8101-1HF23-0BA1 | 1 | UN | 1 | 20 | D | D | N | N | 85015220 | 1 |  | 51 | KG | 3073.09 | 3073.09 | MC05 | MC05 | SIMOTICS M Compact induction motor 1500rpm, 5 kW 32Nm, 12.8A, 357V 1750rpm, 5.8kW 32Nm, 12.8A, 400 V 2000rpm, 6.6kW 32Nm, 12.5A, 450 V water cooling Degree of protection IP65 INCREMENT. ENCODER HTL 1024 S/R (ENCODER HTL1024S/R) with TEMPERAT. SENSOR KTY84-130 Design IM B35 (IM V15, (IM V35) PLAIN SHAFT WITHOUT FITTED KEY; BEARING: STANDARD WITH FIXED BEARING, VIBRATION SEVERITY GRADE: R/A, SHAFT AND FLANGE ACCURACY: R TERMINAL BOX (ABOVE) CABLE ENTRY ON THE RIGHT SIGNAL CONNECTION D-END | - | 0 | 0
1PH8101-1HF23-0BB1 |  | 1PH8101-1HF23-0BB1 | 1 | UN | 1 | 20 | D | D | N | N | 85015220 | 1 |  | 51 | KG | 3073.09 | 3073.09 | MC05 | MC05 | SIMOTICS M Compact induction motor 1500rpm, 5 kW 32Nm, 12.8A, 357V 1750rpm, 5.8kW 32Nm, 12.8A, 400 V 2000rpm, 6.6kW 32Nm, 12.5A, 450 V water cooling Degree of protection IP65 INCREMENT. ENCODER HTL 1024 S/R (ENCODER HTL1024S/R) with TEMPERAT. SENSOR KTY84-130 Design IM B35 (IM V15, (IM V35) PLAIN SHAFT WITHOUT FITTED KEY; BEARING: STANDARD WITH FIXED BEARING, VIBRATION SEVERITY GRADE: R/A, SHAFT AND FLANGE ACCURACY: R TERMINAL BOX (ABOVE) CABLE ENTRY ON THE LEFT SIGNAL CONNECTION D-END | - | 0 | 0
1PH8101-1HF23-0BC1 |  | 1PH8101-1HF23-0BC1 | 1 | UN | 1 | 20 | D | D | N | N | 85015220 | 1 |  | 51 | KG | 3073.09 | 3073.09 | MC05 | MC05 | SIMOTICS M Compact induction motor 1500rpm, 5 kW 32Nm, 12.8A, 357V 1750rpm, 5.8kW 32Nm, 12.8A, 400 V 2000rpm, 6.6kW 32Nm, 12.5A, 450 V water cooling Degree of protection IP65 INCREMENT. ENCODER HTL 1024 S/R (ENCODER HTL1024S/R) with TEMPERAT. SENSOR KTY84-130 Design IM B35 (IM V15, (IM V35) PLAIN SHAFT WITHOUT FITTED KEY; BEARING: STANDARD WITH FIXED BEARING, VIBRATION SEVERITY GRADE: R/A, SHAFT AND FLANGE ACCURACY: R TERMINAL BOX (ABOVE) CABLE ENTRY ON THE ND-END SIGNAL CONNECTION LEFT | - | 0 | 0
1PH8101-1HF23-0CA1 |  | 1PH8101-1HF23-0CA1 | 1 | UN | 1 | 20 | D | D | N | N | 85015220 | 1 |  | 51 | KG | 3203.11 | 3203.11 | MC05 | MC05 | SIMOTICS M Compact induction motor 1500rpm, 5 kW 32Nm, 12.8A, 357V 1750rpm, 5.8kW 32Nm, 12.8A, 400 V 2000rpm, 6.6kW 32Nm, 12.5A, 450 V water cooling Degree of protection IP65 INCREMENT. ENCODER HTL 1024 S/R (ENCODER HTL1024S/R) with TEMPERAT. SENSOR KTY84-130 Design IM B35 (IM V15, (IM V35) PLAIN SHAFT WITHOUT FITTED KEY; BEARING: STANDARD WITH FIXED BEARING, VIBRATION SEVERITY GRADE: S/A, SHAFT AND FLANGE ACCURACY: R TERMINAL BOX (ABOVE) CABLE ENTRY ON THE RIGHT SIGNAL CONNECTION D-END | - | 0 | 0
1PH8101-1HF23-0CB1 |  | 1PH8101-1HF23-0CB1 | 1 | UN | 1 | 20 | D | D | N | N | 85015220 | 1 |  | 51 | KG | 3203.11 | 3203.11 | MC05 | MC05 | SIMOTICS M Compact induction motor 1500rpm, 5 kW 32Nm, 12.8A, 357V 1750rpm, 5.8kW 32Nm, 12.8A, 400 V 2000rpm, 6.6kW 32Nm, 12.5A, 450 V water cooling Degree of protection IP65 INCREMENT. ENCODER HTL 1024 S/R (ENCODER HTL1024S/R) with TEMPERAT. SENSOR KTY84-130 Design IM B35 (IM V15, (IM V35) PLAIN SHAFT WITHOUT FITTED KEY; BEARING: STANDARD WITH FIXED BEARING, VIBRATION SEVERITY GRADE: S/A, SHAFT AND FLANGE ACCURACY: R TERMINAL BOX (ABOVE) CABLE ENTRY ON THE LEFT SIGNAL CONNECTION D-END | - | 0 | 0
1PH8101-1HF23-0CC1 |  | 1PH8101-1HF23-0CC1 | 1 | UN | 1 | 20 | D | D | N | N | 85015220 | 1 |  | 51 | KG | 3203.11 | 3203.11 | MC05 | MC05 | SIMOTICS M Compact induction motor 1500rpm, 5 kW 32Nm, 12.8A, 357V 1750rpm, 5.8kW 32Nm, 12.8A, 400 V 2000rpm, 6.6kW 32Nm, 12.5A, 450 V water cooling Degree of protection IP65 INCREMENT. ENCODER HTL 1024 S/R (ENCODER HTL1024S/R) with TEMPERAT. SENSOR KTY84-130 Design IM B35 (IM V15, (IM V35) PLAIN SHAFT WITHOUT FITTED KEY; BEARING: STANDARD WITH FIXED BEARING, VIBRATION SEVERITY GRADE: S/A, SHAFT AND FLANGE ACCURACY: R TERMINAL BOX (ABOVE) CABLE ENTRY ON THE ND-END SIGNAL CONNECTION LEFT | - | 0 | 0
1PH8101-1HF23-2BA1 |  | 1PH8101-1HF23-2BA1 | 1 | UN | 1 | 20 | D | D | N | N | 85015220 | 1 |  | 51 | KG | 3073.09 | 3073.09 | MC05 | MC05 | SIMOTICS M Compact induction motor 1500rpm, 5 kW 32Nm, 12.8A, 357V 1750rpm, 5.8kW 32Nm, 12.8A, 400 V 2000rpm, 6.6kW 32Nm, 12.5A, 450 V water cooling Degree of protection IP65 INCREMENT. ENCODER HTL 1024 S/R (ENCODER HTL1024S/R) with TEMPERAT. SENSOR KTY84-130 Design IM B35 (IM V15, (IM V35) SHAFT WITH FITTED KEY HALF-KEY BALANCING BEARING: STANDARD WITH FIXED BEARING, VIBRATION SEVERITY GRADE: R/A, SHAFT AND FLANGE ACCURACY: R TERMINAL BOX (ABOVE) CABLE ENTRY ON THE RIGHT SIGNAL CONNECTION D-END | - | 0 | 0
1PH8101-1HF23-2BB1 |  | 1PH8101-1HF23-2BB1 | 1 | UN | 1 | 20 | D | D | N | N | 85015220 | 1 |  | 51 | KG | 3073.09 | 3073.09 | MC05 | MC05 | SIMOTICS M Compact induction motor 1500rpm, 5 kW 32Nm, 12.8A, 357V 1750rpm, 5.8kW 32Nm, 12.8A, 400 V 2000rpm, 6.6kW 32Nm, 12.5A, 450 V water cooling Degree of protection IP65 INCREMENT. ENCODER HTL 1024 S/R (ENCODER HTL1024S/R) with TEMPERAT. SENSOR KTY84-130 Design IM B35 (IM V15, (IM V35) SHAFT WITH FITTED KEY HALF-KEY BALANCING BEARING: STANDARD WITH FIXED BEARING, VIBRATION SEVERITY GRADE: R/A, SHAFT AND FLANGE ACCURACY: R TERMINAL BOX (ABOVE) CABLE ENTRY ON THE LEFT SIGNAL CONNECTION D-END | - | 0 | 0
1PH8101-1HF23-2BC1 |  | 1PH8101-1HF23-2BC1 | 1 | UN | 1 | 20 | D | D | N | N | 85015220 | 1 |  | 51 | KG | 3073.09 | 3073.09 | MC05 | MC05 | SIMOTICS M Compact induction motor 1500rpm, 5 kW 32Nm, 12.8A, 357V 1750rpm, 5.8kW 32Nm, 12.8A, 400 V 2000rpm, 6.6kW 32Nm, 12.5A, 450 V water cooling Degree of protection IP65 INCREMENT. ENCODER HTL 1024 S/R (ENCODER HTL1024S/R) with TEMPERAT. SENSOR KTY84-130 Design IM B35 (IM V15, (IM V35) SHAFT WITH FITTED KEY HALF-KEY BALANCING BEARING: STANDARD WITH FIXED BEARING, VIBRATION SEVERITY GRADE: R/A, SHAFT AND FLANGE ACCURACY: R TERMINAL BOX (ABOVE) CABLE ENTRY ON THE ND-END SIGNAL CONNECTION LEFT | - | 0 | 0
1PH8101-1HF23-2CA1 |  | 1PH8101-1HF23-2CA1 | 1 | UN | 1 | 20 | D | D | N | N | 85015220 | 1 |  | 51 | KG | 3203.11 | 3203.11 | MC05 | MC05 | SIMOTICS M Compact induction motor 1500rpm, 5 kW 32Nm, 12.8A, 357V 1750rpm, 5.8kW 32Nm, 12.8A, 400 V 2000rpm, 6.6kW 32Nm, 12.5A, 450 V water cooling Degree of protection IP65 INCREMENT. ENCODER HTL 1024 S/R (ENCODER HTL1024S/R) with TEMPERAT. SENSOR KTY84-130 Design IM B35 (IM V15, (IM V35) SHAFT WITH FITTED KEY HALF-KEY BALANCING BEARING: STANDARD WITH FIXED BEARING, VIBRATION SEVERITY GRADE: S/A, SHAFT AND FLANGE ACCURACY: R TERMINAL BOX (ABOVE) CABLE ENTRY ON THE RIGHT SIGNAL CONNECTION D-END | - | 0 | 0
1PH8101-1HF23-2CB1 |  | 1PH8101-1HF23-2CB1 | 1 | UN | 1 | 20 | D | D | N | N | 85015220 | 1 |  | 51 | KG | 3203.11 | 3203.11 | MC05 | MC05 | SIMOTICS M Compact induction motor 1500rpm, 5 kW 32Nm, 12.8A, 357V 1750rpm, 5.8kW 32Nm, 12.8A, 400 V 2000rpm, 6.6kW 32Nm, 12.5A, 450 V water cooling Degree of protection IP65 INCREMENT. ENCODER HTL 1024 S/R (ENCODER HTL1024S/R) with TEMPERAT. SENSOR KTY84-130 Design IM B35 (IM V15, (IM V35) SHAFT WITH FITTED KEY HALF-KEY BALANCING BEARING: STANDARD WITH FIXED BEARING, VIBRATION SEVERITY GRADE: S/A, SHAFT AND FLANGE ACCURACY: R TERMINAL BOX (ABOVE) CABLE ENTRY ON THE LEFT SIGNAL CONNECTION D-END | - | 0 | 0
1PH8101-1HF23-2CC1 |  | 1PH8101-1HF23-2CC1 | 1 | UN | 1 | 20 | D | D | N | N | 85015220 | 1 |  | 51 | KG | 3203.11 | 3203.11 | MC05 | MC05 | SIMOTICS M Compact induction motor 1500rpm, 5 kW 32Nm, 12.8A, 357V 1750rpm, 5.8kW 32Nm, 12.8A, 400 V 2000rpm, 6.6kW 32Nm, 12.5A, 450 V water cooling Degree of protection IP65 INCREMENT. ENCODER HTL 1024 S/R (ENCODER HTL1024S/R) with TEMPERAT. SENSOR KTY84-130 Design IM B35 (IM V15, (IM V35) SHAFT WITH FITTED KEY HALF-KEY BALANCING BEARING: STANDARD WITH FIXED BEARING, VIBRATION SEVERITY GRADE: S/A, SHAFT AND FLANGE ACCURACY: R TERMINAL BOX (ABOVE) CABLE ENTRY ON THE ND-END SIGNAL CONNECTION LEFT | - | 0 | 0
1PH8101-1JF02-1GC2 |  | 1PH8101-1JF02-1GC2 | 1 | UN | 1 | 20 | D | D | N | N | 85015220 | 1 |  | 42 | KG | 2730.45 | 2730.45 | MC05 | MC05 | SIMOTICS M Compact asynchronous motor 1500 rpm, 3.7 kW, 24 Nm, 12.5 A, 265 V 2000 rpm, 4.3 kW, 22 Nm, 12.5 A, 304 V 2000 rpm, 4.7 kW, 22 Nm, 12.5 A, 343 V Forced ventilation; Direction of air flow DE --> NDE; Degree of protection IP55 Incremental encoder HTL 2048 S/R (encoder HTL2048S/R) With temperature sensor Pt1000 DESIGN IM B5 (IMV 1,IM V3) SHAFT WITH FITTED KEY FULL-KEY BALANCING BEARING: STANDARD, VIBRATION SEVERITY GRADE: R/A, SHAFT AND FLANGE ACCURACY: R TERMINAL BOX (ABOVE) CABLE ENTRY ON THE ND-END SIGNAL CONNECTION LEFT | - | 0 | 0
1PH8101-1JF10-0BA1 |  | 1PH8101-1JF10-0BA1 | 1 | UN | 1 | 20 | D | D | N | N | 85015220 | 1 |  | 42 | KG | 2803.34 | 2803.34 | MC05 | MC05 | SIMOTICS M Compact induction motor 1500rpm, 3.7kW 24Nm, 12.5A, 265V 1750rpm, 4.3kW 23Nm, 12.5A, 304V 2000rpm, 4.7kW 22Nm, 12.5A, 343V forced ventilation; direction of air flow NDE--> DE; Degree of protection IP55 INCREMENT. ENCODER HTL 2048 S/R (ENCODER HTL2048S/R) with TEMPERAT. SENSOR KTY84-130 DESIGN IM B3 (IM V5, IM V6) PLAIN SHAFT WITHOUT FITTED KEY; BEARING: STANDARD WITH FIXED BEARING, VIBRATION SEVERITY GRADE: R/A, SHAFT AND FLANGE ACCURACY: R TERMINAL BOX (ABOVE) CABLE ENTRY ON THE RIGHT SIGNAL CONNECTION D-END | - | 0 | 0
1PH8101-1JF10-0BB1 |  | 1PH8101-1JF10-0BB1 | 1 | UN | 1 | 20 | D | D | N | N | 85015220 | 1 |  | 42 | KG | 2803.34 | 2803.34 | MC05 | MC05 | SIMOTICS M Compact induction motor 1500rpm, 3.7kW 24Nm, 12.5A, 265V 1750rpm, 4.3kW 23Nm, 12.5A, 304V 2000rpm, 4.7kW 22Nm, 12.5A, 343V forced ventilation; direction of air flow NDE--> DE; Degree of protection IP55 INCREMENT. ENCODER HTL 2048 S/R (ENCODER HTL2048S/R) with TEMPERAT. SENSOR KTY84-130 DESIGN IM B3 (IM V5, IM V6) PLAIN SHAFT WITHOUT FITTED KEY; BEARING: STANDARD WITH FIXED BEARING, VIBRATION SEVERITY GRADE: R/A, SHAFT AND FLANGE ACCURACY: R TERMINAL BOX (ABOVE) CABLE ENTRY ON THE LEFT SIGNAL CONNECTION D-END | - | 0 | 0
1PH8101-1JF10-0BC1 |  | 1PH8101-1JF10-0BC1 | 1 | UN | 1 | 20 | D | D | N | N | 85015220 | 1 |  | 42 | KG | 2803.34 | 2803.34 | MC05 | MC05 | SIMOTICS M Compact induction motor 1500rpm, 3.7kW 24Nm, 12.5A, 265V 1750rpm, 4.3kW 23Nm, 12.5A, 304V 2000rpm, 4.7kW 22Nm, 12.5A, 343V forced ventilation; direction of air flow NDE--> DE; Degree of protection IP55 INCREMENT. ENCODER HTL 2048 S/R (ENCODER HTL2048S/R) with TEMPERAT. SENSOR KTY84-130 DESIGN IM B3 (IM V5, IM V6) PLAIN SHAFT WITHOUT FITTED KEY; BEARING: STANDARD WITH FIXED BEARING, VIBRATION SEVERITY GRADE: R/A, SHAFT AND FLANGE ACCURACY: R TERMINAL BOX (ABOVE) CABLE ENTRY ON THE ND-END SIGNAL CONNECTION LEFT | - | 0 | 0
1PH8101-1JF10-0CA1 |  | 1PH8101-1JF10-0CA1 | 1 | UN | 1 | 20 | D | D | N | N | 85015220 | 1 |  | 42 | KG | 2933.36 | 2933.36 | MC05 | MC05 | SIMOTICS M Compact induction motor 1500rpm, 3.7kW 24Nm, 12.5A, 265V 1750rpm, 4.3kW 23Nm, 12.5A, 304V 2000rpm, 4.7kW 22Nm, 12.5A, 343V forced ventilation; direction of air flow NDE--> DE; Degree of protection IP55 INCREMENT. ENCODER HTL 2048 S/R (ENCODER HTL2048S/R) with TEMPERAT. SENSOR KTY84-130 DESIGN IM B3 (IM V5, IM V6) PLAIN SHAFT WITHOUT FITTED KEY; BEARING: STANDARD WITH FIXED BEARING, VIBRATION SEVERITY GRADE: S/A, SHAFT AND FLANGE ACCURACY: R TERMINAL BOX (ABOVE) CABLE ENTRY ON THE RIGHT SIGNAL CONNECTION D-END | - | 0 | 0
1PH8101-1JF10-0CB1 |  | 1PH8101-1JF10-0CB1 | 1 | UN | 1 | 20 | D | D | N | N | 85015220 | 1 |  | 42 | KG | 2933.36 | 2933.36 | MC05 | MC05 | SIMOTICS M Compact induction motor 1500rpm, 3.7kW 24Nm, 12.5A, 265V 1750rpm, 4.3kW 23Nm, 12.5A, 304V 2000rpm, 4.7kW 22Nm, 12.5A, 343V forced ventilation; direction of air flow NDE--> DE; Degree of protection IP55 INCREMENT. ENCODER HTL 2048 S/R (ENCODER HTL2048S/R) with TEMPERAT. SENSOR KTY84-130 DESIGN IM B3 (IM V5, IM V6) PLAIN SHAFT WITHOUT FITTED KEY; BEARING: STANDARD WITH FIXED BEARING, VIBRATION SEVERITY GRADE: S/A, SHAFT AND FLANGE ACCURACY: R TERMINAL BOX (ABOVE) CABLE ENTRY ON THE LEFT SIGNAL CONNECTION D-END | - | 0 | 0
1PH8101-1JF10-0CC1 |  | 1PH8101-1JF10-0CC1 | 1 | UN | 1 | 20 | D | D | N | N | 85015220 | 1 |  | 42 | KG | 2933.36 | 2933.36 | MC05 | MC05 | SIMOTICS M Compact induction motor 1500rpm, 3.7kW 24Nm, 12.5A, 265V 1750rpm, 4.3kW 23Nm, 12.5A, 304V 2000rpm, 4.7kW 22Nm, 12.5A, 343V forced ventilation; direction of air flow NDE--> DE; Degree of protection IP55 INCREMENT. ENCODER HTL 2048 S/R (ENCODER HTL2048S/R) with TEMPERAT. SENSOR KTY84-130 DESIGN IM B3 (IM V5, IM V6) PLAIN SHAFT WITHOUT FITTED KEY; BEARING: STANDARD WITH FIXED BEARING, VIBRATION SEVERITY GRADE: S/A, SHAFT AND FLANGE ACCURACY: R TERMINAL BOX (ABOVE) CABLE ENTRY ON THE ND-END SIGNAL CONNECTION LEFT | - | 0 | 0
1PH8101-1JF10-2BA1 |  | 1PH8101-1JF10-2BA1 | 1 | UN | 1 | 20 | D | D | N | N | 85015220 | 1 |  | 42 | KG | 2803.34 | 2803.34 | MC05 | MC05 | SIMOTICS M Compact induction motor 1500rpm, 3.7kW 24Nm, 12.5A, 265V 1750rpm, 4.3kW 23Nm, 12.5A, 304V 2000rpm, 4.7kW 22Nm, 12.5A, 343V forced ventilation; direction of air flow NDE--> DE; Degree of protection IP55 INCREMENT. ENCODER HTL 2048 S/R (ENCODER HTL2048S/R) with TEMPERAT. SENSOR KTY84-130 DESIGN IM B3 (IM V5, IM V6) SHAFT WITH FITTED KEY HALF-KEY BALANCING BEARING: STANDARD WITH FIXED BEARING, VIBRATION SEVERITY GRADE: R/A, SHAFT AND FLANGE ACCURACY: R TERMINAL BOX (ABOVE) CABLE ENTRY ON THE RIGHT SIGNAL CONNECTION D-END | - | 0 | 0
1PH8101-1JF10-2BB1 |  | 1PH8101-1JF10-2BB1 | 1 | UN | 1 | 20 | D | D | N | N | 85015220 | 1 |  | 42 | KG | 2803.34 | 2803.34 | MC05 | MC05 | SIMOTICS M Compact induction motor 1500rpm, 3.7kW 24Nm, 12.5A, 265V 1750rpm, 4.3kW 23Nm, 12.5A, 304V 2000rpm, 4.7kW 22Nm, 12.5A, 343V forced ventilation; direction of air flow NDE--> DE; Degree of protection IP55 INCREMENT. ENCODER HTL 2048 S/R (ENCODER HTL2048S/R) with TEMPERAT. SENSOR KTY84-130 DESIGN IM B3 (IM V5, IM V6) SHAFT WITH FITTED KEY HALF-KEY BALANCING BEARING: STANDARD WITH FIXED BEARING, VIBRATION SEVERITY GRADE: R/A, SHAFT AND FLANGE ACCURACY: R TERMINAL BOX (ABOVE) CABLE ENTRY ON THE LEFT SIGNAL CONNECTION D-END | - | 0 | 0
1PH8101-1JF10-2BC1 |  | 1PH8101-1JF10-2BC1 | 1 | UN | 1 | 20 | D | D | N | N | 85015220 | 1 |  | 42 | KG | 2803.34 | 2803.34 | MC05 | MC05 | SIMOTICS M Compact induction motor 1500rpm, 3.7kW 24Nm, 12.5A, 265V 1750rpm, 4.3kW 23Nm, 12.5A, 304V 2000rpm, 4.7kW 22Nm, 12.5A, 343V forced ventilation; direction of air flow NDE--> DE; Degree of protection IP55 INCREMENT. ENCODER HTL 2048 S/R (ENCODER HTL2048S/R) with TEMPERAT. SENSOR KTY84-130 DESIGN IM B3 (IM V5, IM V6) SHAFT WITH FITTED KEY HALF-KEY BALANCING BEARING: STANDARD WITH FIXED BEARING, VIBRATION SEVERITY GRADE: R/A, SHAFT AND FLANGE ACCURACY: R TERMINAL BOX (ABOVE) CABLE ENTRY ON THE ND-END SIGNAL CONNECTION LEFT | - | 0 | 0
1PH8101-1JF10-2CA1 |  | 1PH8101-1JF10-2CA1 | 1 | UN | 1 | 20 | D | D | N | N | 85015220 | 1 |  | 42 | KG | 2933.36 | 2933.36 | MC05 | MC05 | SIMOTICS M Compact induction motor 1500rpm, 3.7kW 24Nm, 12.5A, 265V 1750rpm, 4.3kW 23Nm, 12.5A, 304V 2000rpm, 4.7kW 22Nm, 12.5A, 343V forced ventilation; direction of air flow NDE--> DE; Degree of protection IP55 INCREMENT. ENCODER HTL 2048 S/R (ENCODER HTL2048S/R) with TEMPERAT. SENSOR KTY84-130 DESIGN IM B3 (IM V5, IM V6) SHAFT WITH FITTED KEY HALF-KEY BALANCING BEARING: STANDARD WITH FIXED BEARING, VIBRATION SEVERITY GRADE: S/A, SHAFT AND FLANGE ACCURACY: R TERMINAL BOX (ABOVE) CABLE ENTRY ON THE RIGHT SIGNAL CONNECTION D-END | - | 0 | 0
1PH8101-1JF10-2CB1 |  | 1PH8101-1JF10-2CB1 | 1 | UN | 1 | 20 | D | D | N | N | 85015220 | 1 |  | 42 | KG | 2933.36 | 2933.36 | MC05 | MC05 | SIMOTICS M Compact induction motor 1500rpm, 3.7kW 24Nm, 12.5A, 265V 1750rpm, 4.3kW 23Nm, 12.5A, 304V 2000rpm, 4.7kW 22Nm, 12.5A, 343V forced ventilation; direction of air flow NDE--> DE; Degree of protection IP55 INCREMENT. ENCODER HTL 2048 S/R (ENCODER HTL2048S/R) with TEMPERAT. SENSOR KTY84-130 DESIGN IM B3 (IM V5, IM V6) SHAFT WITH FITTED KEY HALF-KEY BALANCING BEARING: STANDARD WITH FIXED BEARING, VIBRATION SEVERITY GRADE: S/A, SHAFT AND FLANGE ACCURACY: R TERMINAL BOX (ABOVE) CABLE ENTRY ON THE LEFT SIGNAL CONNECTION D-END | - | 0 | 0
1PH8101-1JF10-2CC1 |  | 1PH8101-1JF10-2CC1 | 1 | UN | 1 | 20 | D | D | N | N | 85015220 | 1 |  | 42 | KG | 2933.36 | 2933.36 | MC05 | MC05 | SIMOTICS M Compact induction motor 1500rpm, 3.7kW 24Nm, 12.5A, 265V 1750rpm, 4.3kW 23Nm, 12.5A, 304V 2000rpm, 4.7kW 22Nm, 12.5A, 343V forced ventilation; direction of air flow NDE--> DE; Degree of protection IP55 INCREMENT. ENCODER HTL 2048 S/R (ENCODER HTL2048S/R) with TEMPERAT. SENSOR KTY84-130 DESIGN IM B3 (IM V5, IM V6) SHAFT WITH FITTED KEY HALF-KEY BALANCING BEARING: STANDARD WITH FIXED BEARING, VIBRATION SEVERITY GRADE: S/A, SHAFT AND FLANGE ACCURACY: R TERMINAL BOX (ABOVE) CABLE ENTRY ON THE ND-END SIGNAL CONNECTION LEFT | - | 0 | 0
1PH8101-1JF12-0BA1 |  | 1PH8101-1JF12-0BA1 | 1 | UN | 1 | 20 | D | D | N | N | 85015220 | 1 |  | 42 | KG | 2933.39 | 2933.39 | MC05 | MC05 | SIMOTICS M Compact induction motor 1500rpm, 3.7kW 24Nm, 12.5A, 265V 1750rpm, 4.3kW 23Nm, 12.5A, 304V 2000rpm, 4.7kW 22Nm, 12.5A, 343V forced ventilation; direction of air flow NDE--> DE; Degree of protection IP55 INCREMENT. ENCODER HTL 2048 S/R (ENCODER HTL2048S/R) with TEMPERAT. SENSOR KTY84-130 DESIGN IM B5 (IMV 1,IM V3) PLAIN SHAFT WITHOUT FITTED KEY; BEARING: STANDARD WITH FIXED BEARING, VIBRATION SEVERITY GRADE: R/A, SHAFT AND FLANGE ACCURACY: R TERMINAL BOX (ABOVE) CABLE ENTRY ON THE RIGHT SIGNAL CONNECTION D-END | - | 0 | 0
1PH8101-1JF12-0BB1 |  | 1PH8101-1JF12-0BB1 | 1 | UN | 1 | 20 | D | D | N | N | 85015220 | 1 |  | 42 | KG | 2933.39 | 2933.39 | MC05 | MC05 | SIMOTICS M Compact induction motor 1500rpm, 3.7kW 24Nm, 12.5A, 265V 1750rpm, 4.3kW 23Nm, 12.5A, 304V 2000rpm, 4.7kW 22Nm, 12.5A, 343V forced ventilation; direction of air flow NDE--> DE; Degree of protection IP55 INCREMENT. ENCODER HTL 2048 S/R (ENCODER HTL2048S/R) with TEMPERAT. SENSOR KTY84-130 DESIGN IM B5 (IMV 1,IM V3) PLAIN SHAFT WITHOUT FITTED KEY; BEARING: STANDARD WITH FIXED BEARING, VIBRATION SEVERITY GRADE: R/A, SHAFT AND FLANGE ACCURACY: R TERMINAL BOX (ABOVE) CABLE ENTRY ON THE LEFT SIGNAL CONNECTION D-END | - | 0 | 0
1PH8101-1JF12-0BC1 |  | 1PH8101-1JF12-0BC1 | 1 | UN | 1 | 20 | D | D | N | N | 85015220 | 1 |  | 42 | KG | 2933.39 | 2933.39 | MC05 | MC05 | SIMOTICS M Compact induction motor 1500rpm, 3.7kW 24Nm, 12.5A, 265V 1750rpm, 4.3kW 23Nm, 12.5A, 304V 2000rpm, 4.7kW 22Nm, 12.5A, 343V forced ventilation; direction of air flow NDE--> DE; Degree of protection IP55 INCREMENT. ENCODER HTL 2048 S/R (ENCODER HTL2048S/R) with TEMPERAT. SENSOR KTY84-130 DESIGN IM B5 (IMV 1,IM V3) PLAIN SHAFT WITHOUT FITTED KEY; BEARING: STANDARD WITH FIXED BEARING, VIBRATION SEVERITY GRADE: R/A, SHAFT AND FLANGE ACCURACY: R TERMINAL BOX (ABOVE) CABLE ENTRY ON THE ND-END SIGNAL CONNECTION LEFT | - | 0 | 0
1PH8101-1JF12-0CA1 |  | 1PH8101-1JF12-0CA1 | 1 | UN | 1 | 20 | D | D | N | N | 85015220 | 1 |  | 42 | KG | 3063.41 | 3063.41 | MC05 | MC05 | SIMOTICS M Compact induction motor 1500rpm, 3.7kW 24Nm, 12.5A, 265V 1750rpm, 4.3kW 23Nm, 12.5A, 304V 2000rpm, 4.7kW 22Nm, 12.5A, 343V forced ventilation; direction of air flow NDE--> DE; Degree of protection IP55 INCREMENT. ENCODER HTL 2048 S/R (ENCODER HTL2048S/R) with TEMPERAT. SENSOR KTY84-130 DESIGN IM B5 (IMV 1,IM V3) PLAIN SHAFT WITHOUT FITTED KEY; BEARING: STANDARD WITH FIXED BEARING, VIBRATION SEVERITY GRADE: S/A, SHAFT AND FLANGE ACCURACY: R TERMINAL BOX (ABOVE) CABLE ENTRY ON THE RIGHT SIGNAL CONNECTION D-END | - | 0 | 0
1PH8101-1JF12-0CB1 |  | 1PH8101-1JF12-0CB1 | 1 | UN | 1 | 20 | D | D | N | N | 85015220 | 1 |  | 42 | KG | 3063.41 | 3063.41 | MC05 | MC05 | SIMOTICS M Compact induction motor 1500rpm, 3.7kW 24Nm, 12.5A, 265V 1750rpm, 4.3kW 23Nm, 12.5A, 304V 2000rpm, 4.7kW 22Nm, 12.5A, 343V forced ventilation; direction of air flow NDE--> DE; Degree of protection IP55 INCREMENT. ENCODER HTL 2048 S/R (ENCODER HTL2048S/R) with TEMPERAT. SENSOR KTY84-130 DESIGN IM B5 (IMV 1,IM V3) PLAIN SHAFT WITHOUT FITTED KEY; BEARING: STANDARD WITH FIXED BEARING, VIBRATION SEVERITY GRADE: S/A, SHAFT AND FLANGE ACCURACY: R TERMINAL BOX (ABOVE) CABLE ENTRY ON THE LEFT SIGNAL CONNECTION D-END | - | 0 | 0
1PH8101-1JF12-0CC1 |  | 1PH8101-1JF12-0CC1 | 1 | UN | 1 | 20 | D | D | N | N | 85015220 | 1 |  | 42 | KG | 3063.41 | 3063.41 | MC05 | MC05 | SIMOTICS M Compact induction motor 1500rpm, 3.7kW 24Nm, 12.5A, 265V 1750rpm, 4.3kW 23Nm, 12.5A, 304V 2000rpm, 4.7kW 22Nm, 12.5A, 343V forced ventilation; direction of air flow NDE--> DE; Degree of protection IP55 INCREMENT. ENCODER HTL 2048 S/R (ENCODER HTL2048S/R) with TEMPERAT. SENSOR KTY84-130 DESIGN IM B5 (IMV 1,IM V3) PLAIN SHAFT WITHOUT FITTED KEY; BEARING: STANDARD WITH FIXED BEARING, VIBRATION SEVERITY GRADE: S/A, SHAFT AND FLANGE ACCURACY: R TERMINAL BOX (ABOVE) CABLE ENTRY ON THE ND-END SIGNAL CONNECTION LEFT | - | 0 | 0
1PH8101-1JF12-2BA1 |  | 1PH8101-1JF12-2BA1 | 1 | UN | 1 | 20 | D | D | N | N | 85015220 | 1 |  | 42 | KG | 2933.39 | 2933.39 | MC05 | MC05 | SIMOTICS M Compact induction motor 1500rpm, 3.7kW 24Nm, 12.5A, 265V 1750rpm, 4.3kW 23Nm, 12.5A, 304V 2000rpm, 4.7kW 22Nm, 12.5A, 343V forced ventilation; direction of air flow NDE--> DE; Degree of protection IP55 INCREMENT. ENCODER HTL 2048 S/R (ENCODER HTL2048S/R) with TEMPERAT. SENSOR KTY84-130 DESIGN IM B5 (IMV 1,IM V3) SHAFT WITH FITTED KEY HALF-KEY BALANCING BEARING: STANDARD WITH FIXED BEARING, VIBRATION SEVERITY GRADE: R/A, SHAFT AND FLANGE ACCURACY: R TERMINAL BOX (ABOVE) CABLE ENTRY ON THE RIGHT SIGNAL CONNECTION D-END | - | 0 | 0
1PH8101-1JF12-2BB1 |  | 1PH8101-1JF12-2BB1 | 1 | UN | 1 | 20 | D | D | N | N | 85015220 | 1 |  | 42 | KG | 2933.39 | 2933.39 | MC05 | MC05 | SIMOTICS M Compact induction motor 1500rpm, 3.7kW 24Nm, 12.5A, 265V 1750rpm, 4.3kW 23Nm, 12.5A, 304V 2000rpm, 4.7kW 22Nm, 12.5A, 343V forced ventilation; direction of air flow NDE--> DE; Degree of protection IP55 INCREMENT. ENCODER HTL 2048 S/R (ENCODER HTL2048S/R) with TEMPERAT. SENSOR KTY84-130 DESIGN IM B5 (IMV 1,IM V3) SHAFT WITH FITTED KEY HALF-KEY BALANCING BEARING: STANDARD WITH FIXED BEARING, VIBRATION SEVERITY GRADE: R/A, SHAFT AND FLANGE ACCURACY: R TERMINAL BOX (ABOVE) CABLE ENTRY ON THE LEFT SIGNAL CONNECTION D-END | - | 0 | 0
1PH8101-1JF12-2BC1 |  | 1PH8101-1JF12-2BC1 | 1 | UN | 1 | 20 | D | D | N | N | 85015220 | 1 |  | 42 | KG | 2933.39 | 2933.39 | MC05 | MC05 | SIMOTICS M Compact induction motor 1500rpm, 3.7kW 24Nm, 12.5A, 265V 1750rpm, 4.3kW 23Nm, 12.5A, 304V 2000rpm, 4.7kW 22Nm, 12.5A, 343V forced ventilation; direction of air flow NDE--> DE; Degree of protection IP55 INCREMENT. ENCODER HTL 2048 S/R (ENCODER HTL2048S/R) with TEMPERAT. SENSOR KTY84-130 DESIGN IM B5 (IMV 1,IM V3) SHAFT WITH FITTED KEY HALF-KEY BALANCING BEARING: STANDARD WITH FIXED BEARING, VIBRATION SEVERITY GRADE: R/A, SHAFT AND FLANGE ACCURACY: R TERMINAL BOX (ABOVE) CABLE ENTRY ON THE ND-END SIGNAL CONNECTION LEFT | - | 0 | 0
1PH8101-1JF12-2CA1 |  | 1PH8101-1JF12-2CA1 | 1 | UN | 1 | 20 | D | D | N | N | 85015220 | 1 |  | 42 | KG | 3063.41 | 3063.41 | MC05 | MC05 | SIMOTICS M Compact induction motor 1500rpm, 3.7kW 24Nm, 12.5A, 265V 1750rpm, 4.3kW 23Nm, 12.5A, 304V 2000rpm, 4.7kW 22Nm, 12.5A, 343V forced ventilation; direction of air flow NDE--> DE; Degree of protection IP55 INCREMENT. ENCODER HTL 2048 S/R (ENCODER HTL2048S/R) with TEMPERAT. SENSOR KTY84-130 DESIGN IM B5 (IMV 1,IM V3) SHAFT WITH FITTED KEY HALF-KEY BALANCING BEARING: STANDARD WITH FIXED BEARING, VIBRATION SEVERITY GRADE: S/A, SHAFT AND FLANGE ACCURACY: R TERMINAL BOX (ABOVE) CABLE ENTRY ON THE RIGHT SIGNAL CONNECTION D-END | - | 0 | 0
1PH8101-1JF12-2CB1 |  | 1PH8101-1JF12-2CB1 | 1 | UN | 1 | 20 | D | D | N | N | 85015220 | 1 |  | 42 | KG | 3063.41 | 3063.41 | MC05 | MC05 | SIMOTICS M Compact induction motor 1500rpm, 3.7kW 24Nm, 12.5A, 265V 1750rpm, 4.3kW 23Nm, 12.5A, 304V 2000rpm, 4.7kW 22Nm, 12.5A, 343V forced ventilation; direction of air flow NDE--> DE; Degree of protection IP55 INCREMENT. ENCODER HTL 2048 S/R (ENCODER HTL2048S/R) with TEMPERAT. SENSOR KTY84-130 DESIGN IM B5 (IMV 1,IM V3) SHAFT WITH FITTED KEY HALF-KEY BALANCING BEARING: STANDARD WITH FIXED BEARING, VIBRATION SEVERITY GRADE: S/A, SHAFT AND FLANGE ACCURACY: R TERMINAL BOX (ABOVE) CABLE ENTRY ON THE LEFT SIGNAL CONNECTION D-END | - | 0 | 0
1PH8101-1JF12-2CC1 |  | 1PH8101-1JF12-2CC1 | 1 | UN | 1 | 20 | D | D | N | N | 85015220 | 1 |  | 42 | KG | 3063.41 | 3063.41 | MC05 | MC05 | SIMOTICS M Compact induction motor 1500rpm, 3.7kW 24Nm, 12.5A, 265V 1750rpm, 4.3kW 23Nm, 12.5A, 304V 2000rpm, 4.7kW 22Nm, 12.5A, 343V forced ventilation; direction of air flow NDE--> DE; Degree of protection IP55 INCREMENT. ENCODER HTL 2048 S/R (ENCODER HTL2048S/R) with TEMPERAT. SENSOR KTY84-130 DESIGN IM B5 (IMV 1,IM V3) SHAFT WITH FITTED KEY HALF-KEY BALANCING BEARING: STANDARD WITH FIXED BEARING, VIBRATION SEVERITY GRADE: S/A, SHAFT AND FLANGE ACCURACY: R TERMINAL BOX (ABOVE) CABLE ENTRY ON THE ND-END SIGNAL CONNECTION LEFT | - | 0 | 0
1PH8101-1JF13-0BA1 |  | 1PH8101-1JF13-0BA1 | 1 | UN | 1 | 20 | D | D | N | N | 85015220 | 1 |  | 42 | KG | 3092.35 | 3092.35 | MC05 | MC05 | SIMOTICS M Compact induction motor 1500rpm, 3.7kW 24Nm, 12.5A, 265V 1750rpm, 4.3kW 23Nm, 12.5A, 304V 2000rpm, 4.7kW 22Nm, 12.5A, 343V forced ventilation; direction of air flow NDE--> DE; Degree of protection IP55 INCREMENT. ENCODER HTL 2048 S/R (ENCODER HTL2048S/R) with TEMPERAT. SENSOR KTY84-130 Design IM B35 (IM V15, (IM V35) PLAIN SHAFT WITHOUT FITTED KEY; BEARING: STANDARD WITH FIXED BEARING, VIBRATION SEVERITY GRADE: R/A, SHAFT AND FLANGE ACCURACY: R TERMINAL BOX (ABOVE) CABLE ENTRY ON THE RIGHT SIGNAL CONNECTION D-END | - | 0 | 0
1PH8101-1JF13-0BB1 |  | 1PH8101-1JF13-0BB1 | 1 | UN | 1 | 20 | D | D | N | N | 85015220 | 1 |  | 42 | KG | 3092.35 | 3092.35 | MC05 | MC05 | SIMOTICS M Compact induction motor 1500rpm, 3.7kW 24Nm, 12.5A, 265V 1750rpm, 4.3kW 23Nm, 12.5A, 304V 2000rpm, 4.7kW 22Nm, 12.5A, 343V forced ventilation; direction of air flow NDE--> DE; Degree of protection IP55 INCREMENT. ENCODER HTL 2048 S/R (ENCODER HTL2048S/R) with TEMPERAT. SENSOR KTY84-130 Design IM B35 (IM V15, (IM V35) PLAIN SHAFT WITHOUT FITTED KEY; BEARING: STANDARD WITH FIXED BEARING, VIBRATION SEVERITY GRADE: R/A, SHAFT AND FLANGE ACCURACY: R TERMINAL BOX (ABOVE) CABLE ENTRY ON THE LEFT SIGNAL CONNECTION D-END | - | 0 | 0
1PH8101-1JF13-0BC1 |  | 1PH8101-1JF13-0BC1 | 1 | UN | 1 | 20 | D | D | N | N | 85015220 | 1 |  | 42 | KG | 3092.35 | 3092.35 | MC05 | MC05 | SIMOTICS M Compact induction motor 1500rpm, 3.7kW 24Nm, 12.5A, 265V 1750rpm, 4.3kW 23Nm, 12.5A, 304V 2000rpm, 4.7kW 22Nm, 12.5A, 343V forced ventilation; direction of air flow NDE--> DE; Degree of protection IP55 INCREMENT. ENCODER HTL 2048 S/R (ENCODER HTL2048S/R) with TEMPERAT. SENSOR KTY84-130 Design IM B35 (IM V15, (IM V35) PLAIN SHAFT WITHOUT FITTED KEY; BEARING: STANDARD WITH FIXED BEARING, VIBRATION SEVERITY GRADE: R/A, SHAFT AND FLANGE ACCURACY: R TERMINAL BOX (ABOVE) CABLE ENTRY ON THE ND-END SIGNAL CONNECTION LEFT | - | 0 | 0
1PH8101-1JF13-0CA1 |  | 1PH8101-1JF13-0CA1 | 1 | UN | 1 | 20 | D | D | N | N | 85015220 | 1 |  | 42 | KG | 3222.37 | 3222.37 | MC05 | MC05 | SIMOTICS M Compact induction motor 1500rpm, 3.7kW 24Nm, 12.5A, 265V 1750rpm, 4.3kW 23Nm, 12.5A, 304V 2000rpm, 4.7kW 22Nm, 12.5A, 343V forced ventilation; direction of air flow NDE--> DE; Degree of protection IP55 INCREMENT. ENCODER HTL 2048 S/R (ENCODER HTL2048S/R) with TEMPERAT. SENSOR KTY84-130 Design IM B35 (IM V15, (IM V35) PLAIN SHAFT WITHOUT FITTED KEY; BEARING: STANDARD WITH FIXED BEARING, VIBRATION SEVERITY GRADE: S/A, SHAFT AND FLANGE ACCURACY: R TERMINAL BOX (ABOVE) CABLE ENTRY ON THE RIGHT SIGNAL CONNECTION D-END | - | 0 | 0
1PH8101-1JF13-0CB1 |  | 1PH8101-1JF13-0CB1 | 1 | UN | 1 | 20 | D | D | N | N | 85015220 | 1 |  | 42 | KG | 3222.37 | 3222.37 | MC05 | MC05 | SIMOTICS M Compact induction motor 1500rpm, 3.7kW 24Nm, 12.5A, 265V 1750rpm, 4.3kW 23Nm, 12.5A, 304V 2000rpm, 4.7kW 22Nm, 12.5A, 343V forced ventilation; direction of air flow NDE--> DE; Degree of protection IP55 INCREMENT. ENCODER HTL 2048 S/R (ENCODER HTL2048S/R) with TEMPERAT. SENSOR KTY84-130 Design IM B35 (IM V15, (IM V35) PLAIN SHAFT WITHOUT FITTED KEY; BEARING: STANDARD WITH FIXED BEARING, VIBRATION SEVERITY GRADE: S/A, SHAFT AND FLANGE ACCURACY: R TERMINAL BOX (ABOVE) CABLE ENTRY ON THE LEFT SIGNAL CONNECTION D-END | - | 0 | 0
1PH8101-1JF13-0CC1 |  | 1PH8101-1JF13-0CC1 | 1 | UN | 1 | 20 | D | D | N | N | 85015220 | 1 |  | 42 | KG | 3222.37 | 3222.37 | MC05 | MC05 | SIMOTICS M Compact induction motor 1500rpm, 3.7kW 24Nm, 12.5A, 265V 1750rpm, 4.3kW 23Nm, 12.5A, 304V 2000rpm, 4.7kW 22Nm, 12.5A, 343V forced ventilation; direction of air flow NDE--> DE; Degree of protection IP55 INCREMENT. ENCODER HTL 2048 S/R (ENCODER HTL2048S/R) with TEMPERAT. SENSOR KTY84-130 Design IM B35 (IM V15, (IM V35) PLAIN SHAFT WITHOUT FITTED KEY; BEARING: STANDARD WITH FIXED BEARING, VIBRATION SEVERITY GRADE: S/A, SHAFT AND FLANGE ACCURACY: R TERMINAL BOX (ABOVE) CABLE ENTRY ON THE ND-END SIGNAL CONNECTION LEFT | - | 0 | 0
1PH8101-1JF13-2BA1 |  | 1PH8101-1JF13-2BA1 | 1 | UN | 1 | 20 | D | D | N | N | 85015220 | 1 |  | 42 | KG | 3092.35 | 3092.35 | MC05 | MC05 | SIMOTICS M Compact induction motor 1500rpm, 3.7kW 24Nm, 12.5A, 265V 1750rpm, 4.3kW 23Nm, 12.5A, 304V 2000rpm, 4.7kW 22Nm, 12.5A, 343V forced ventilation; direction of air flow NDE--> DE; Degree of protection IP55 INCREMENT. ENCODER HTL 2048 S/R (ENCODER HTL2048S/R) with TEMPERAT. SENSOR KTY84-130 Design IM B35 (IM V15, (IM V35) SHAFT WITH FITTED KEY HALF-KEY BALANCING BEARING: STANDARD WITH FIXED BEARING, VIBRATION SEVERITY GRADE: R/A, SHAFT AND FLANGE ACCURACY: R TERMINAL BOX (ABOVE) CABLE ENTRY ON THE RIGHT SIGNAL CONNECTION D-END | - | 0 | 0
1PH8101-1JF13-2BB1 |  | 1PH8101-1JF13-2BB1 | 1 | UN | 1 | 20 | D | D | N | N | 85015220 | 1 |  | 42 | KG | 3092.35 | 3092.35 | MC05 | MC05 | SIMOTICS M Compact induction motor 1500rpm, 3.7kW 24Nm, 12.5A, 265V 1750rpm, 4.3kW 23Nm, 12.5A, 304V 2000rpm, 4.7kW 22Nm, 12.5A, 343V forced ventilation; direction of air flow NDE--> DE; Degree of protection IP55 INCREMENT. ENCODER HTL 2048 S/R (ENCODER HTL2048S/R) with TEMPERAT. SENSOR KTY84-130 Design IM B35 (IM V15, (IM V35) SHAFT WITH FITTED KEY HALF-KEY BALANCING BEARING: STANDARD WITH FIXED BEARING, VIBRATION SEVERITY GRADE: R/A, SHAFT AND FLANGE ACCURACY: R TERMINAL BOX (ABOVE) CABLE ENTRY ON THE LEFT SIGNAL CONNECTION D-END | - | 0 | 0
1PH8101-1JF13-2BC1 |  | 1PH8101-1JF13-2BC1 | 1 | UN | 1 | 20 | D | D | N | N | 85015220 | 1 |  | 42 | KG | 3092.35 | 3092.35 | MC05 | MC05 | SIMOTICS M Compact induction motor 1500rpm, 3.7kW 24Nm, 12.5A, 265V 1750rpm, 4.3kW 23Nm, 12.5A, 304V 2000rpm, 4.7kW 22Nm, 12.5A, 343V forced ventilation; direction of air flow NDE--> DE; Degree of protection IP55 INCREMENT. ENCODER HTL 2048 S/R (ENCODER HTL2048S/R) with TEMPERAT. SENSOR KTY84-130 Design IM B35 (IM V15, (IM V35) SHAFT WITH FITTED KEY HALF-KEY BALANCING BEARING: STANDARD WITH FIXED BEARING, VIBRATION SEVERITY GRADE: R/A, SHAFT AND FLANGE ACCURACY: R TERMINAL BOX (ABOVE) CABLE ENTRY ON THE ND-END SIGNAL CONNECTION LEFT | - | 0 | 0
1PH8101-1JF13-2CA1 |  | 1PH8101-1JF13-2CA1 | 1 | UN | 1 | 20 | D | D | N | N | 85015220 | 1 |  | 42 | KG | 3222.37 | 3222.37 | MC05 | MC05 | SIMOTICS M Compact induction motor 1500rpm, 3.7kW 24Nm, 12.5A, 265V 1750rpm, 4.3kW 23Nm, 12.5A, 304V 2000rpm, 4.7kW 22Nm, 12.5A, 343V forced ventilation; direction of air flow NDE--> DE; Degree of protection IP55 INCREMENT. ENCODER HTL 2048 S/R (ENCODER HTL2048S/R) with TEMPERAT. SENSOR KTY84-130 Design IM B35 (IM V15, (IM V35) SHAFT WITH FITTED KEY HALF-KEY BALANCING BEARING: STANDARD WITH FIXED BEARING, VIBRATION SEVERITY GRADE: S/A, SHAFT AND FLANGE ACCURACY: R TERMINAL BOX (ABOVE) CABLE ENTRY ON THE RIGHT SIGNAL CONNECTION D-END | - | 0 | 0
1PH8101-1JF13-2CB1 |  | 1PH8101-1JF13-2CB1 | 1 | UN | 1 | 20 | D | D | N | N | 85015220 | 1 |  | 42 | KG | 3222.37 | 3222.37 | MC05 | MC05 | SIMOTICS M Compact induction motor 1500rpm, 3.7kW 24Nm, 12.5A, 265V 1750rpm, 4.3kW 23Nm, 12.5A, 304V 2000rpm, 4.7kW 22Nm, 12.5A, 343V forced ventilation; direction of air flow NDE--> DE; Degree of protection IP55 INCREMENT. ENCODER HTL 2048 S/R (ENCODER HTL2048S/R) with TEMPERAT. SENSOR KTY84-130 Design IM B35 (IM V15, (IM V35) SHAFT WITH FITTED KEY HALF-KEY BALANCING BEARING: STANDARD WITH FIXED BEARING, VIBRATION SEVERITY GRADE: S/A, SHAFT AND FLANGE ACCURACY: R TERMINAL BOX (ABOVE) CABLE ENTRY ON THE LEFT SIGNAL CONNECTION D-END | - | 0 | 0
1PH8101-1JF13-2CC1 |  | 1PH8101-1JF13-2CC1 | 1 | UN | 1 | 20 | D | D | N | N | 85015220 | 1 |  | 42 | KG | 3222.37 | 3222.37 | MC05 | MC05 | SIMOTICS M Compact induction motor 1500rpm, 3.7kW 24Nm, 12.5A, 265V 1750rpm, 4.3kW 23Nm, 12.5A, 304V 2000rpm, 4.7kW 22Nm, 12.5A, 343V forced ventilation; direction of air flow NDE--> DE; Degree of protection IP55 INCREMENT. ENCODER HTL 2048 S/R (ENCODER HTL2048S/R) with TEMPERAT. SENSOR KTY84-130 Design IM B35 (IM V15, (IM V35) SHAFT WITH FITTED KEY HALF-KEY BALANCING BEARING: STANDARD WITH FIXED BEARING, VIBRATION SEVERITY GRADE: S/A, SHAFT AND FLANGE ACCURACY: R TERMINAL BOX (ABOVE) CABLE ENTRY ON THE ND-END SIGNAL CONNECTION LEFT | - | 0 | 0
1PH8101-1JF13-2GA1-Z | M39 | 1PH8101-1JF13-2GA1-ZM39 | 1 | UN | 1 | 20 | D | D | N | N | 85015220 | 1 |  | 42 | KG | 3884.35 | 3884.35 | MC05 | MC05 | SIMOTICS M Compact induction motor 1500rpm, 3.7kW 24Nm, 12.5A, 265V 1750rpm, 4.3kW 23Nm, 12.5A, 304V 2000rpm, 4.7kW 22Nm, 12.5A, 343V forced ventilation; direction of air flow NDE--> DE; Degree of protection IP55 INCREMENT. ENCODER HTL 2048 S/R (ENCODER HTL2048S/R) with TEMPERAT. SENSOR KTY84-130 Design IM B35 (IM V15, (IM V35) SHAFT WITH FITTED KEY HALF-KEY BALANCING BEARING: STANDARD, VIBRATION SEVERITY GRADE: R/A, SHAFT AND FLANGE ACCURACY: R TERMINAL BOX (ABOVE) CABLE ENTRY ON THE RIGHT SIGNAL CONNECTION D-END M39: FOR USE IN HAZARDOUS AREA EX-ZONE 22 | - | 0 | 0
1PH8101-1JF20-0BA1 |  | 1PH8101-1JF20-0BA1 | 1 | UN | 1 | 20 | D | D | N | N | 85015220 | 1 |  | 51 | KG | 3064.01 | 3064.01 | MC05 | MC05 | SIMOTICS M Compact induction motor 1500rpm, 5 kW 32Nm, 12.8A, 357V 1750rpm, 5.8kW 32Nm, 12.8A, 400 V 2000rpm, 6.6kW 32Nm, 12.5A, 450 V water cooling Degree of protection IP65 INCREMENT. ENCODER HTL 2048 S/R (ENCODER HTL2048S/R) with TEMPERAT. SENSOR KTY84-130 DESIGN IM B3 (IM V5, IM V6) PLAIN SHAFT WITHOUT FITTED KEY; BEARING: STANDARD WITH FIXED BEARING, VIBRATION SEVERITY GRADE: R/A, SHAFT AND FLANGE ACCURACY: R TERMINAL BOX (ABOVE) CABLE ENTRY ON THE RIGHT SIGNAL CONNECTION D-END | - | 0 | 0
1PH8101-1JF20-0BB1 |  | 1PH8101-1JF20-0BB1 | 1 | UN | 1 | 20 | D | D | N | N | 85015220 | 1 |  | 51 | KG | 3064.01 | 3064.01 | MC05 | MC05 | SIMOTICS M Compact induction motor 1500rpm, 5 kW 32Nm, 12.8A, 357V 1750rpm, 5.8kW 32Nm, 12.8A, 400 V 2000rpm, 6.6kW 32Nm, 12.5A, 450 V water cooling Degree of protection IP65 INCREMENT. ENCODER HTL 2048 S/R (ENCODER HTL2048S/R) with TEMPERAT. SENSOR KTY84-130 DESIGN IM B3 (IM V5, IM V6) PLAIN SHAFT WITHOUT FITTED KEY; BEARING: STANDARD WITH FIXED BEARING, VIBRATION SEVERITY GRADE: R/A, SHAFT AND FLANGE ACCURACY: R TERMINAL BOX (ABOVE) CABLE ENTRY ON THE LEFT SIGNAL CONNECTION D-END | - | 0 | 0
1PH8101-1JF20-0BC1 |  | 1PH8101-1JF20-0BC1 | 1 | UN | 1 | 20 | D | D | N | N | 85015220 | 1 |  | 51 | KG | 3064.01 | 3064.01 | MC05 | MC05 | SIMOTICS M Compact induction motor 1500rpm, 5 kW 32Nm, 12.8A, 357V 1750rpm, 5.8kW 32Nm, 12.8A, 400 V 2000rpm, 6.6kW 32Nm, 12.5A, 450 V water cooling Degree of protection IP65 INCREMENT. ENCODER HTL 2048 S/R (ENCODER HTL2048S/R) with TEMPERAT. SENSOR KTY84-130 DESIGN IM B3 (IM V5, IM V6) PLAIN SHAFT WITHOUT FITTED KEY; BEARING: STANDARD WITH FIXED BEARING, VIBRATION SEVERITY GRADE: R/A, SHAFT AND FLANGE ACCURACY: R TERMINAL BOX (ABOVE) CABLE ENTRY ON THE ND-END SIGNAL CONNECTION LEFT | - | 0 | 0
1PH8101-1JF20-0CA1 |  | 1PH8101-1JF20-0CA1 | 1 | UN | 1 | 20 | D | D | N | N | 85015220 | 1 |  | 51 | KG | 3194.03 | 3194.03 | MC05 | MC05 | SIMOTICS M Compact induction motor 1500rpm, 5 kW 32Nm, 12.8A, 357V 1750rpm, 5.8kW 32Nm, 12.8A, 400 V 2000rpm, 6.6kW 32Nm, 12.5A, 450 V water cooling Degree of protection IP65 INCREMENT. ENCODER HTL 2048 S/R (ENCODER HTL2048S/R) with TEMPERAT. SENSOR KTY84-130 DESIGN IM B3 (IM V5, IM V6) PLAIN SHAFT WITHOUT FITTED KEY; BEARING: STANDARD WITH FIXED BEARING, VIBRATION SEVERITY GRADE: S/A, SHAFT AND FLANGE ACCURACY: R TERMINAL BOX (ABOVE) CABLE ENTRY ON THE RIGHT SIGNAL CONNECTION D-END | - | 0 | 0
1PH8101-1JF20-0CB1 |  | 1PH8101-1JF20-0CB1 | 1 | UN | 1 | 20 | D | D | N | N | 85015220 | 1 |  | 51 | KG | 3194.03 | 3194.03 | MC05 | MC05 | SIMOTICS M Compact induction motor 1500rpm, 5 kW 32Nm, 12.8A, 357V 1750rpm, 5.8kW 32Nm, 12.8A, 400 V 2000rpm, 6.6kW 32Nm, 12.5A, 450 V water cooling Degree of protection IP65 INCREMENT. ENCODER HTL 2048 S/R (ENCODER HTL2048S/R) with TEMPERAT. SENSOR KTY84-130 DESIGN IM B3 (IM V5, IM V6) PLAIN SHAFT WITHOUT FITTED KEY; BEARING: STANDARD WITH FIXED BEARING, VIBRATION SEVERITY GRADE: S/A, SHAFT AND FLANGE ACCURACY: R TERMINAL BOX (ABOVE) CABLE ENTRY ON THE LEFT SIGNAL CONNECTION D-END | - | 0 | 0
1PH8101-1JF20-0CC1 |  | 1PH8101-1JF20-0CC1 | 1 | UN | 1 | 20 | D | D | N | N | 85015220 | 1 |  | 51 | KG | 3194.03 | 3194.03 | MC05 | MC05 | SIMOTICS M Compact induction motor 1500rpm, 5 kW 32Nm, 12.8A, 357V 1750rpm, 5.8kW 32Nm, 12.8A, 400 V 2000rpm, 6.6kW 32Nm, 12.5A, 450 V water cooling Degree of protection IP65 INCREMENT. ENCODER HTL 2048 S/R (ENCODER HTL2048S/R) with TEMPERAT. SENSOR KTY84-130 DESIGN IM B3 (IM V5, IM V6) PLAIN SHAFT WITHOUT FITTED KEY; BEARING: STANDARD WITH FIXED BEARING, VIBRATION SEVERITY GRADE: S/A, SHAFT AND FLANGE ACCURACY: R TERMINAL BOX (ABOVE) CABLE ENTRY ON THE ND-END SIGNAL CONNECTION LEFT | - | 0 | 0
1PH8101-1JF20-2BA1 |  | 1PH8101-1JF20-2BA1 | 1 | UN | 1 | 20 | D | D | N | N | 85015220 | 1 |  | 51 | KG | 3064.01 | 3064.01 | MC05 | MC05 | SIMOTICS M Compact induction motor 1500rpm, 5 kW 32Nm, 12.8A, 357V 1750rpm, 5.8kW 32Nm, 12.8A, 400 V 2000rpm, 6.6kW 32Nm, 12.5A, 450 V water cooling Degree of protection IP65 INCREMENT. ENCODER HTL 2048 S/R (ENCODER HTL2048S/R) with TEMPERAT. SENSOR KTY84-130 DESIGN IM B3 (IM V5, IM V6) SHAFT WITH FITTED KEY HALF-KEY BALANCING BEARING: STANDARD WITH FIXED BEARING, VIBRATION SEVERITY GRADE: R/A, SHAFT AND FLANGE ACCURACY: R TERMINAL BOX (ABOVE) CABLE ENTRY ON THE RIGHT SIGNAL CONNECTION D-END | - | 0 | 0
1PH8101-1JF20-2BB1 |  | 1PH8101-1JF20-2BB1 | 1 | UN | 1 | 20 | D | D | N | N | 85015220 | 1 |  | 51 | KG | 3064.01 | 3064.01 | MC05 | MC05 | SIMOTICS M Compact induction motor 1500rpm, 5 kW 32Nm, 12.8A, 357V 1750rpm, 5.8kW 32Nm, 12.8A, 400 V 2000rpm, 6.6kW 32Nm, 12.5A, 450 V water cooling Degree of protection IP65 INCREMENT. ENCODER HTL 2048 S/R (ENCODER HTL2048S/R) with TEMPERAT. SENSOR KTY84-130 DESIGN IM B3 (IM V5, IM V6) SHAFT WITH FITTED KEY HALF-KEY BALANCING BEARING: STANDARD WITH FIXED BEARING, VIBRATION SEVERITY GRADE: R/A, SHAFT AND FLANGE ACCURACY: R TERMINAL BOX (ABOVE) CABLE ENTRY ON THE LEFT SIGNAL CONNECTION D-END | - | 0 | 0
1PH8101-1JF20-2BC1 |  | 1PH8101-1JF20-2BC1 | 1 | UN | 1 | 20 | D | D | N | N | 85015220 | 1 |  | 51 | KG | 3064.01 | 3064.01 | MC05 | MC05 | SIMOTICS M Compact induction motor 1500rpm, 5 kW 32Nm, 12.8A, 357V 1750rpm, 5.8kW 32Nm, 12.8A, 400 V 2000rpm, 6.6kW 32Nm, 12.5A, 450 V water cooling Degree of protection IP65 INCREMENT. ENCODER HTL 2048 S/R (ENCODER HTL2048S/R) with TEMPERAT. SENSOR KTY84-130 DESIGN IM B3 (IM V5, IM V6) SHAFT WITH FITTED KEY HALF-KEY BALANCING BEARING: STANDARD WITH FIXED BEARING, VIBRATION SEVERITY GRADE: R/A, SHAFT AND FLANGE ACCURACY: R TERMINAL BOX (ABOVE) CABLE ENTRY ON THE ND-END SIGNAL CONNECTION LEFT | - | 0 | 0
1PH8101-1JF20-2CA1 |  | 1PH8101-1JF20-2CA1 | 1 | UN | 1 | 20 | D | D | N | N | 85015220 | 1 |  | 51 | KG | 3194.03 | 3194.03 | MC05 | MC05 | SIMOTICS M Compact induction motor 1500rpm, 5 kW 32Nm, 12.8A, 357V 1750rpm, 5.8kW 32Nm, 12.8A, 400 V 2000rpm, 6.6kW 32Nm, 12.5A, 450 V water cooling Degree of protection IP65 INCREMENT. ENCODER HTL 2048 S/R (ENCODER HTL2048S/R) with TEMPERAT. SENSOR KTY84-130 DESIGN IM B3 (IM V5, IM V6) SHAFT WITH FITTED KEY HALF-KEY BALANCING BEARING: STANDARD WITH FIXED BEARING, VIBRATION SEVERITY GRADE: S/A, SHAFT AND FLANGE ACCURACY: R TERMINAL BOX (ABOVE) CABLE ENTRY ON THE RIGHT SIGNAL CONNECTION D-END | - | 0 | 0
1PH8101-1JF20-2CB1 |  | 1PH8101-1JF20-2CB1 | 1 | UN | 1 | 20 | D | D | N | N | 85015220 | 1 |  | 51 | KG | 3194.03 | 3194.03 | MC05 | MC05 | SIMOTICS M Compact induction motor 1500rpm, 5 kW 32Nm, 12.8A, 357V 1750rpm, 5.8kW 32Nm, 12.8A, 400 V 2000rpm, 6.6kW 32Nm, 12.5A, 450 V water cooling Degree of protection IP65 INCREMENT. ENCODER HTL 2048 S/R (ENCODER HTL2048S/R) with TEMPERAT. SENSOR KTY84-130 DESIGN IM B3 (IM V5, IM V6) SHAFT WITH FITTED KEY HALF-KEY BALANCING BEARING: STANDARD WITH FIXED BEARING, VIBRATION SEVERITY GRADE: S/A, SHAFT AND FLANGE ACCURACY: R TERMINAL BOX (ABOVE) CABLE ENTRY ON THE LEFT SIGNAL CONNECTION D-END | - | 0 | 0
1PH8101-1JF20-2CC1 |  | 1PH8101-1JF20-2CC1 | 1 | UN | 1 | 20 | D | D | N | N | 85015220 | 1 |  | 51 | KG | 3194.03 | 3194.03 | MC05 | MC05 | SIMOTICS M Compact induction motor 1500rpm, 5 kW 32Nm, 12.8A, 357V 1750rpm, 5.8kW 32Nm, 12.8A, 400 V 2000rpm, 6.6kW 32Nm, 12.5A, 450 V water cooling Degree of protection IP65 INCREMENT. ENCODER HTL 2048 S/R (ENCODER HTL2048S/R) with TEMPERAT. SENSOR KTY84-130 DESIGN IM B3 (IM V5, IM V6) SHAFT WITH FITTED KEY HALF-KEY BALANCING BEARING: STANDARD WITH FIXED BEARING, VIBRATION SEVERITY GRADE: S/A, SHAFT AND FLANGE ACCURACY: R TERMINAL BOX (ABOVE) CABLE ENTRY ON THE ND-END SIGNAL CONNECTION LEFT | - | 0 | 0
1PH8101-1JF22-0BA1 |  | 1PH8101-1JF22-0BA1 | 1 | UN | 1 | 20 | D | D | N | N | 85015220 | 1 |  | 51 | KG | 3194.06 | 3194.06 | MC05 | MC05 | SIMOTICS M Compact induction motor 1500rpm, 5 kW 32Nm, 12.8A, 357V 1750rpm, 5.8kW 32Nm, 12.8A, 400 V 2000rpm, 6.6kW 32Nm, 12.5A, 450 V water cooling Degree of protection IP65 INCREMENT. ENCODER HTL 2048 S/R (ENCODER HTL2048S/R) with TEMPERAT. SENSOR KTY84-130 DESIGN IM B5 (IMV 1,IM V3) PLAIN SHAFT WITHOUT FITTED KEY; BEARING: STANDARD WITH FIXED BEARING, VIBRATION SEVERITY GRADE: R/A, SHAFT AND FLANGE ACCURACY: R TERMINAL BOX (ABOVE) CABLE ENTRY ON THE RIGHT SIGNAL CONNECTION D-END | - | 0 | 0
1PH8101-1JF22-0BB1 |  | 1PH8101-1JF22-0BB1 | 1 | UN | 1 | 20 | D | D | N | N | 85015220 | 1 |  | 51 | KG | 3194.06 | 3194.06 | MC05 | MC05 | SIMOTICS M Compact induction motor 1500rpm, 5 kW 32Nm, 12.8A, 357V 1750rpm, 5.8kW 32Nm, 12.8A, 400 V 2000rpm, 6.6kW 32Nm, 12.5A, 450 V water cooling Degree of protection IP65 INCREMENT. ENCODER HTL 2048 S/R (ENCODER HTL2048S/R) with TEMPERAT. SENSOR KTY84-130 DESIGN IM B5 (IMV 1,IM V3) PLAIN SHAFT WITHOUT FITTED KEY; BEARING: STANDARD WITH FIXED BEARING, VIBRATION SEVERITY GRADE: R/A, SHAFT AND FLANGE ACCURACY: R TERMINAL BOX (ABOVE) CABLE ENTRY ON THE LEFT SIGNAL CONNECTION D-END | - | 0 | 0
1PH8101-1JF22-0BC1 |  | 1PH8101-1JF22-0BC1 | 1 | UN | 1 | 20 | D | D | N | N | 85015220 | 1 |  | 51 | KG | 3194.06 | 3194.06 | MC05 | MC05 | SIMOTICS M Compact induction motor 1500rpm, 5 kW 32Nm, 12.8A, 357V 1750rpm, 5.8kW 32Nm, 12.8A, 400 V 2000rpm, 6.6kW 32Nm, 12.5A, 450 V water cooling Degree of protection IP65 INCREMENT. ENCODER HTL 2048 S/R (ENCODER HTL2048S/R) with TEMPERAT. SENSOR KTY84-130 DESIGN IM B5 (IMV 1,IM V3) PLAIN SHAFT WITHOUT FITTED KEY; BEARING: STANDARD WITH FIXED BEARING, VIBRATION SEVERITY GRADE: R/A, SHAFT AND FLANGE ACCURACY: R TERMINAL BOX (ABOVE) CABLE ENTRY ON THE ND-END SIGNAL CONNECTION LEFT | - | 0 | 0
1PH8101-1JF22-0CA1 |  | 1PH8101-1JF22-0CA1 | 1 | UN | 1 | 20 | D | D | N | N | 85015220 | 1 |  | 51 | KG | 3324.08 | 3324.08 | MC05 | MC05 | SIMOTICS M Compact induction motor 1500rpm, 5 kW 32Nm, 12.8A, 357V 1750rpm, 5.8kW 32Nm, 12.8A, 400 V 2000rpm, 6.6kW 32Nm, 12.5A, 450 V water cooling Degree of protection IP65 INCREMENT. ENCODER HTL 2048 S/R (ENCODER HTL2048S/R) with TEMPERAT. SENSOR KTY84-130 DESIGN IM B5 (IMV 1,IM V3) PLAIN SHAFT WITHOUT FITTED KEY; BEARING: STANDARD WITH FIXED BEARING, VIBRATION SEVERITY GRADE: S/A, SHAFT AND FLANGE ACCURACY: R TERMINAL BOX (ABOVE) CABLE ENTRY ON THE RIGHT SIGNAL CONNECTION D-END | - | 0 | 0
1PH8101-1JF22-0CB1 |  | 1PH8101-1JF22-0CB1 | 1 | UN | 1 | 20 | D | D | N | N | 85015220 | 1 |  | 51 | KG | 3324.08 | 3324.08 | MC05 | MC05 | SIMOTICS M Compact induction motor 1500rpm, 5 kW 32Nm, 12.8A, 357V 1750rpm, 5.8kW 32Nm, 12.8A, 400 V 2000rpm, 6.6kW 32Nm, 12.5A, 450 V water cooling Degree of protection IP65 INCREMENT. ENCODER HTL 2048 S/R (ENCODER HTL2048S/R) with TEMPERAT. SENSOR KTY84-130 DESIGN IM B5 (IMV 1,IM V3) PLAIN SHAFT WITHOUT FITTED KEY; BEARING: STANDARD WITH FIXED BEARING, VIBRATION SEVERITY GRADE: S/A, SHAFT AND FLANGE ACCURACY: R TERMINAL BOX (ABOVE) CABLE ENTRY ON THE LEFT SIGNAL CONNECTION D-END | - | 0 | 0
1PH8101-1JF22-0CC1 |  | 1PH8101-1JF22-0CC1 | 1 | UN | 1 | 20 | D | D | N | N | 85015220 | 1 |  | 51 | KG | 3324.08 | 3324.08 | MC05 | MC05 | SIMOTICS M Compact induction motor 1500rpm, 5 kW 32Nm, 12.8A, 357V 1750rpm, 5.8kW 32Nm, 12.8A, 400 V 2000rpm, 6.6kW 32Nm, 12.5A, 450 V water cooling Degree of protection IP65 INCREMENT. ENCODER HTL 2048 S/R (ENCODER HTL2048S/R) with TEMPERAT. SENSOR KTY84-130 DESIGN IM B5 (IMV 1,IM V3) PLAIN SHAFT WITHOUT FITTED KEY; BEARING: STANDARD WITH FIXED BEARING, VIBRATION SEVERITY GRADE: S/A, SHAFT AND FLANGE ACCURACY: R TERMINAL BOX (ABOVE) CABLE ENTRY ON THE ND-END SIGNAL CONNECTION LEFT | - | 0 | 0
1PH8101-1JF22-2BA1 |  | 1PH8101-1JF22-2BA1 | 1 | UN | 1 | 20 | D | D | N | N | 85015220 | 1 |  | 51 | KG | 3194.06 | 3194.06 | MC05 | MC05 | SIMOTICS M Compact induction motor 1500rpm, 5 kW 32Nm, 12.8A, 357V 1750rpm, 5.8kW 32Nm, 12.8A, 400 V 2000rpm, 6.6kW 32Nm, 12.5A, 450 V water cooling Degree of protection IP65 INCREMENT. ENCODER HTL 2048 S/R (ENCODER HTL2048S/R) with TEMPERAT. SENSOR KTY84-130 DESIGN IM B5 (IMV 1,IM V3) SHAFT WITH FITTED KEY HALF-KEY BALANCING BEARING: STANDARD WITH FIXED BEARING, VIBRATION SEVERITY GRADE: R/A, SHAFT AND FLANGE ACCURACY: R TERMINAL BOX (ABOVE) CABLE ENTRY ON THE RIGHT SIGNAL CONNECTION D-END | - | 0 | 0
1PH8101-1JF22-2BB1 |  | 1PH8101-1JF22-2BB1 | 1 | UN | 1 | 20 | D | D | N | N | 85015220 | 1 |  | 51 | KG | 3194.06 | 3194.06 | MC05 | MC05 | SIMOTICS M Compact induction motor 1500rpm, 5 kW 32Nm, 12.8A, 357V 1750rpm, 5.8kW 32Nm, 12.8A, 400 V 2000rpm, 6.6kW 32Nm, 12.5A, 450 V water cooling Degree of protection IP65 INCREMENT. ENCODER HTL 2048 S/R (ENCODER HTL2048S/R) with TEMPERAT. SENSOR KTY84-130 DESIGN IM B5 (IMV 1,IM V3) SHAFT WITH FITTED KEY HALF-KEY BALANCING BEARING: STANDARD WITH FIXED BEARING, VIBRATION SEVERITY GRADE: R/A, SHAFT AND FLANGE ACCURACY: R TERMINAL BOX (ABOVE) CABLE ENTRY ON THE LEFT SIGNAL CONNECTION D-END | - | 0 | 0
1PH8101-1JF22-2BC1 |  | 1PH8101-1JF22-2BC1 | 1 | UN | 1 | 20 | D | D | N | N | 85015220 | 1 |  | 51 | KG | 3194.06 | 3194.06 | MC05 | MC05 | SIMOTICS M Compact induction motor 1500rpm, 5 kW 32Nm, 12.8A, 357V 1750rpm, 5.8kW 32Nm, 12.8A, 400 V 2000rpm, 6.6kW 32Nm, 12.5A, 450 V water cooling Degree of protection IP65 INCREMENT. ENCODER HTL 2048 S/R (ENCODER HTL2048S/R) with TEMPERAT. SENSOR KTY84-130 DESIGN IM B5 (IMV 1,IM V3) SHAFT WITH FITTED KEY HALF-KEY BALANCING BEARING: STANDARD WITH FIXED BEARING, VIBRATION SEVERITY GRADE: R/A, SHAFT AND FLANGE ACCURACY: R TERMINAL BOX (ABOVE) CABLE ENTRY ON THE ND-END SIGNAL CONNECTION LEFT | - | 0 | 0
1PH8101-1JF22-2CA1 |  | 1PH8101-1JF22-2CA1 | 1 | UN | 1 | 20 | D | D | N | N | 85015220 | 1 |  | 51 | KG | 3324.08 | 3324.08 | MC05 | MC05 | SIMOTICS M Compact induction motor 1500rpm, 5 kW 32Nm, 12.8A, 357V 1750rpm, 5.8kW 32Nm, 12.8A, 400 V 2000rpm, 6.6kW 32Nm, 12.5A, 450 V water cooling Degree of protection IP65 INCREMENT. ENCODER HTL 2048 S/R (ENCODER HTL2048S/R) with TEMPERAT. SENSOR KTY84-130 DESIGN IM B5 (IMV 1,IM V3) SHAFT WITH FITTED KEY HALF-KEY BALANCING BEARING: STANDARD WITH FIXED BEARING, VIBRATION SEVERITY GRADE: S/A, SHAFT AND FLANGE ACCURACY: R TERMINAL BOX (ABOVE) CABLE ENTRY ON THE RIGHT SIGNAL CONNECTION D-END | - | 0 | 0
1PH8101-1JF22-2CB1 |  | 1PH8101-1JF22-2CB1 | 1 | UN | 1 | 20 | D | D | N | N | 85015220 | 1 |  | 51 | KG | 3324.08 | 3324.08 | MC05 | MC05 | SIMOTICS M Compact induction motor 1500rpm, 5 kW 32Nm, 12.8A, 357V 1750rpm, 5.8kW 32Nm, 12.8A, 400 V 2000rpm, 6.6kW 32Nm, 12.5A, 450 V water cooling Degree of protection IP65 INCREMENT. ENCODER HTL 2048 S/R (ENCODER HTL2048S/R) with TEMPERAT. SENSOR KTY84-130 DESIGN IM B5 (IMV 1,IM V3) SHAFT WITH FITTED KEY HALF-KEY BALANCING BEARING: STANDARD WITH FIXED BEARING, VIBRATION SEVERITY GRADE: S/A, SHAFT AND FLANGE ACCURACY: R TERMINAL BOX (ABOVE) CABLE ENTRY ON THE LEFT SIGNAL CONNECTION D-END | - | 0 | 0
1PH8101-1JF22-2CC1 |  | 1PH8101-1JF22-2CC1 | 1 | UN | 1 | 20 | D | D | N | N | 85015220 | 1 |  | 51 | KG | 3324.08 | 3324.08 | MC05 | MC05 | SIMOTICS M Compact induction motor 1500rpm, 5 kW 32Nm, 12.8A, 357V 1750rpm, 5.8kW 32Nm, 12.8A, 400 V 2000rpm, 6.6kW 32Nm, 12.5A, 450 V water cooling Degree of protection IP65 INCREMENT. ENCODER HTL 2048 S/R (ENCODER HTL2048S/R) with TEMPERAT. SENSOR KTY84-130 DESIGN IM B5 (IMV 1,IM V3) SHAFT WITH FITTED KEY HALF-KEY BALANCING BEARING: STANDARD WITH FIXED BEARING, VIBRATION SEVERITY GRADE: S/A, SHAFT AND FLANGE ACCURACY: R TERMINAL BOX (ABOVE) CABLE ENTRY ON THE ND-END SIGNAL CONNECTION LEFT | - | 0 | 0
1PH8101-1JF23-0BA1 |  | 1PH8101-1JF23-0BA1 | 1 | UN | 1 | 20 | D | D | N | N | 85015220 | 1 |  | 51 | KG | 3353.02 | 3353.02 | MC05 | MC05 | SIMOTICS M Compact induction motor 1500rpm, 5 kW 32Nm, 12.8A, 357V 1750rpm, 5.8kW 32Nm, 12.8A, 400 V 2000rpm, 6.6kW 32Nm, 12.5A, 450 V water cooling Degree of protection IP65 INCREMENT. ENCODER HTL 2048 S/R (ENCODER HTL2048S/R) with TEMPERAT. SENSOR KTY84-130 Design IM B35 (IM V15, (IM V35) PLAIN SHAFT WITHOUT FITTED KEY; BEARING: STANDARD WITH FIXED BEARING, VIBRATION SEVERITY GRADE: R/A, SHAFT AND FLANGE ACCURACY: R TERMINAL BOX (ABOVE) CABLE ENTRY ON THE RIGHT SIGNAL CONNECTION D-END | - | 0 | 0
1PH8101-1JF23-0BB1 |  | 1PH8101-1JF23-0BB1 | 1 | UN | 1 | 20 | D | D | N | N | 85015220 | 1 |  | 51 | KG | 3353.02 | 3353.02 | MC05 | MC05 | SIMOTICS M Compact induction motor 1500rpm, 5 kW 32Nm, 12.8A, 357V 1750rpm, 5.8kW 32Nm, 12.8A, 400 V 2000rpm, 6.6kW 32Nm, 12.5A, 450 V water cooling Degree of protection IP65 INCREMENT. ENCODER HTL 2048 S/R (ENCODER HTL2048S/R) with TEMPERAT. SENSOR KTY84-130 Design IM B35 (IM V15, (IM V35) PLAIN SHAFT WITHOUT FITTED KEY; BEARING: STANDARD WITH FIXED BEARING, VIBRATION SEVERITY GRADE: R/A, SHAFT AND FLANGE ACCURACY: R TERMINAL BOX (ABOVE) CABLE ENTRY ON THE LEFT SIGNAL CONNECTION D-END | - | 0 | 0
1PH8101-1JF23-0BC1 |  | 1PH8101-1JF23-0BC1 | 1 | UN | 1 | 20 | D | D | N | N | 85015220 | 1 |  | 51 | KG | 3353.02 | 3353.02 | MC05 | MC05 | SIMOTICS M Compact induction motor 1500rpm, 5 kW 32Nm, 12.8A, 357V 1750rpm, 5.8kW 32Nm, 12.8A, 400 V 2000rpm, 6.6kW 32Nm, 12.5A, 450 V water cooling Degree of protection IP65 INCREMENT. ENCODER HTL 2048 S/R (ENCODER HTL2048S/R) with TEMPERAT. SENSOR KTY84-130 Design IM B35 (IM V15, (IM V35) PLAIN SHAFT WITHOUT FITTED KEY; BEARING: STANDARD WITH FIXED BEARING, VIBRATION SEVERITY GRADE: R/A, SHAFT AND FLANGE ACCURACY: R TERMINAL BOX (ABOVE) CABLE ENTRY ON THE ND-END SIGNAL CONNECTION LEFT | - | 0 | 0
1PH8101-1JF23-0CA1 |  | 1PH8101-1JF23-0CA1 | 1 | UN | 1 | 20 | D | D | N | N | 85015220 | 1 |  | 51 | KG | 3483.04 | 3483.04 | MC05 | MC05 | SIMOTICS M Compact induction motor 1500rpm, 5 kW 32Nm, 12.8A, 357V 1750rpm, 5.8kW 32Nm, 12.8A, 400 V 2000rpm, 6.6kW 32Nm, 12.5A, 450 V water cooling Degree of protection IP65 INCREMENT. ENCODER HTL 2048 S/R (ENCODER HTL2048S/R) with TEMPERAT. SENSOR KTY84-130 Design IM B35 (IM V15, (IM V35) PLAIN SHAFT WITHOUT FITTED KEY; BEARING: STANDARD WITH FIXED BEARING, VIBRATION SEVERITY GRADE: S/A, SHAFT AND FLANGE ACCURACY: R TERMINAL BOX (ABOVE) CABLE ENTRY ON THE RIGHT SIGNAL CONNECTION D-END | - | 0 | 0
1PH8101-1JF23-0CB1 |  | 1PH8101-1JF23-0CB1 | 1 | UN | 1 | 20 | D | D | N | N | 85015220 | 1 |  | 51 | KG | 3483.04 | 3483.04 | MC05 | MC05 | SIMOTICS M Compact induction motor 1500rpm, 5 kW 32Nm, 12.8A, 357V 1750rpm, 5.8kW 32Nm, 12.8A, 400 V 2000rpm, 6.6kW 32Nm, 12.5A, 450 V water cooling Degree of protection IP65 INCREMENT. ENCODER HTL 2048 S/R (ENCODER HTL2048S/R) with TEMPERAT. SENSOR KTY84-130 Design IM B35 (IM V15, (IM V35) PLAIN SHAFT WITHOUT FITTED KEY; BEARING: STANDARD WITH FIXED BEARING, VIBRATION SEVERITY GRADE: S/A, SHAFT AND FLANGE ACCURACY: R TERMINAL BOX (ABOVE) CABLE ENTRY ON THE LEFT SIGNAL CONNECTION D-END | - | 0 | 0
1PH8101-1JF23-0CC1 |  | 1PH8101-1JF23-0CC1 | 1 | UN | 1 | 20 | D | D | N | N | 85015220 | 1 |  | 51 | KG | 3483.04 | 3483.04 | MC05 | MC05 | SIMOTICS M Compact induction motor 1500rpm, 5 kW 32Nm, 12.8A, 357V 1750rpm, 5.8kW 32Nm, 12.8A, 400 V 2000rpm, 6.6kW 32Nm, 12.5A, 450 V water cooling Degree of protection IP65 INCREMENT. ENCODER HTL 2048 S/R (ENCODER HTL2048S/R) with TEMPERAT. SENSOR KTY84-130 Design IM B35 (IM V15, (IM V35) PLAIN SHAFT WITHOUT FITTED KEY; BEARING: STANDARD WITH FIXED BEARING, VIBRATION SEVERITY GRADE: S/A, SHAFT AND FLANGE ACCURACY: R TERMINAL BOX (ABOVE) CABLE ENTRY ON THE ND-END SIGNAL CONNECTION LEFT | - | 0 | 0
1PH8101-1JF23-2BA1 |  | 1PH8101-1JF23-2BA1 | 1 | UN | 1 | 20 | D | D | N | N | 85015220 | 1 |  | 51 | KG | 3353.02 | 3353.02 | MC05 | MC05 | SIMOTICS M Compact induction motor 1500rpm, 5 kW 32Nm, 12.8A, 357V 1750rpm, 5.8kW 32Nm, 12.8A, 400 V 2000rpm, 6.6kW 32Nm, 12.5A, 450 V water cooling Degree of protection IP65 INCREMENT. ENCODER HTL 2048 S/R (ENCODER HTL2048S/R) with TEMPERAT. SENSOR KTY84-130 Design IM B35 (IM V15, (IM V35) SHAFT WITH FITTED KEY HALF-KEY BALANCING BEARING: STANDARD WITH FIXED BEARING, VIBRATION SEVERITY GRADE: R/A, SHAFT AND FLANGE ACCURACY: R TERMINAL BOX (ABOVE) CABLE ENTRY ON THE RIGHT SIGNAL CONNECTION D-END | - | 0 | 0
1PH8101-1JF23-2BB1 |  | 1PH8101-1JF23-2BB1 | 1 | UN | 1 | 20 | D | D | N | N | 85015220 | 1 |  | 51 | KG | 3353.02 | 3353.02 | MC05 | MC05 | SIMOTICS M Compact induction motor 1500rpm, 5 kW 32Nm, 12.8A, 357V 1750rpm, 5.8kW 32Nm, 12.8A, 400 V 2000rpm, 6.6kW 32Nm, 12.5A, 450 V water cooling Degree of protection IP65 INCREMENT. ENCODER HTL 2048 S/R (ENCODER HTL2048S/R) with TEMPERAT. SENSOR KTY84-130 Design IM B35 (IM V15, (IM V35) SHAFT WITH FITTED KEY HALF-KEY BALANCING BEARING: STANDARD WITH FIXED BEARING, VIBRATION SEVERITY GRADE: R/A, SHAFT AND FLANGE ACCURACY: R TERMINAL BOX (ABOVE) CABLE ENTRY ON THE LEFT SIGNAL CONNECTION D-END | - | 0 | 0
1PH8101-1JF23-2BC1 |  | 1PH8101-1JF23-2BC1 | 1 | UN | 1 | 20 | D | D | N | N | 85015220 | 1 |  | 51 | KG | 3353.02 | 3353.02 | MC05 | MC05 | SIMOTICS M Compact induction motor 1500rpm, 5 kW 32Nm, 12.8A, 357V 1750rpm, 5.8kW 32Nm, 12.8A, 400 V 2000rpm, 6.6kW 32Nm, 12.5A, 450 V water cooling Degree of protection IP65 INCREMENT. ENCODER HTL 2048 S/R (ENCODER HTL2048S/R) with TEMPERAT. SENSOR KTY84-130 Design IM B35 (IM V15, (IM V35) SHAFT WITH FITTED KEY HALF-KEY BALANCING BEARING: STANDARD WITH FIXED BEARING, VIBRATION SEVERITY GRADE: R/A, SHAFT AND FLANGE ACCURACY: R TERMINAL BOX (ABOVE) CABLE ENTRY ON THE ND-END SIGNAL CONNECTION LEFT | - | 0 | 0
1PH8101-1JF23-2CA1 |  | 1PH8101-1JF23-2CA1 | 1 | UN | 1 | 20 | D | D | N | N | 85015220 | 1 |  | 51 | KG | 3483.04 | 3483.04 | MC05 | MC05 | SIMOTICS M Compact induction motor 1500rpm, 5 kW 32Nm, 12.8A, 357V 1750rpm, 5.8kW 32Nm, 12.8A, 400 V 2000rpm, 6.6kW 32Nm, 12.5A, 450 V water cooling Degree of protection IP65 INCREMENT. ENCODER HTL 2048 S/R (ENCODER HTL2048S/R) with TEMPERAT. SENSOR KTY84-130 Design IM B35 (IM V15, (IM V35) SHAFT WITH FITTED KEY HALF-KEY BALANCING BEARING: STANDARD WITH FIXED BEARING, VIBRATION SEVERITY GRADE: S/A, SHAFT AND FLANGE ACCURACY: R TERMINAL BOX (ABOVE) CABLE ENTRY ON THE RIGHT SIGNAL CONNECTION D-END | - | 0 | 0
1PH8101-1JF23-2CB1 |  | 1PH8101-1JF23-2CB1 | 1 | UN | 1 | 20 | D | D | N | N | 85015220 | 1 |  | 51 | KG | 3483.04 | 3483.04 | MC05 | MC05 | SIMOTICS M Compact induction motor 1500rpm, 5 kW 32Nm, 12.8A, 357V 1750rpm, 5.8kW 32Nm, 12.8A, 400 V 2000rpm, 6.6kW 32Nm, 12.5A, 450 V water cooling Degree of protection IP65 INCREMENT. ENCODER HTL 2048 S/R (ENCODER HTL2048S/R) with TEMPERAT. SENSOR KTY84-130 Design IM B35 (IM V15, (IM V35) SHAFT WITH FITTED KEY HALF-KEY BALANCING BEARING: STANDARD WITH FIXED BEARING, VIBRATION SEVERITY GRADE: S/A, SHAFT AND FLANGE ACCURACY: R TERMINAL BOX (ABOVE) CABLE ENTRY ON THE LEFT SIGNAL CONNECTION D-END | - | 0 | 0
1PH8101-1JF23-2CC1 |  | 1PH8101-1JF23-2CC1 | 1 | UN | 1 | 20 | D | D | N | N | 85015220 | 1 |  | 51 | KG | 3483.04 | 3483.04 | MC05 | MC05 | SIMOTICS M Compact induction motor 1500rpm, 5 kW 32Nm, 12.8A, 357V 1750rpm, 5.8kW 32Nm, 12.8A, 400 V 2000rpm, 6.6kW 32Nm, 12.5A, 450 V water cooling Degree of protection IP65 INCREMENT. ENCODER HTL 2048 S/R (ENCODER HTL2048S/R) with TEMPERAT. SENSOR KTY84-130 Design IM B35 (IM V15, (IM V35) SHAFT WITH FITTED KEY HALF-KEY BALANCING BEARING: STANDARD WITH FIXED BEARING, VIBRATION SEVERITY GRADE: S/A, SHAFT AND FLANGE ACCURACY: R TERMINAL BOX (ABOVE) CABLE ENTRY ON THE ND-END SIGNAL CONNECTION LEFT | - | 0 | 0
1PH8101-1MF00-0GA1 |  | 1PH8101-1MF00-0GA1 | 1 | UN | 1 | 20 | D | D | N | N | 85015220 | 1 |  | 42 | KG | 2554.5 | 2554.5 | MC05 | MC05 | SIMOTICS M Compact induction motor 1500rpm, 3.7kW 24Nm, 12.5A, 265V 2000rpm, 4.3kW 22Nm, 12.5A, 304V 2000rpm, 4.7kW 22Nm, 12.5A, 343V forced ventilation; direction of air flow DE--> NDE; Degree of protection IP55 Incremental encoder SIN/COS 1 VPP 2048 S/R with C and D track (encoder IC2048S/R) with temperature sensor KTY 84-130 DESIGN IM B3 (IM V5, IM V6) PLAIN SHAFT WITHOUT FITTED KEY; BEARING: STANDARD, VIBRATION SEVERITY GRADE: R/A, SHAFT AND FLANGE ACCURACY: R TERMINAL BOX (ABOVE) CABLE ENTRY ON THE RIGHT SIGNAL CONNECTION D-END | - | 0 | 0
1PH8101-3DF13-0AA1-Z | U65 | 1PH8101-3DF13-0AA1-ZU65 | 1 | UN | 1 | 20 | D | D | N | N | 85015220 | 1 |  | 63 | KG | 5388.04 | 5388.04 | MC05 | MC05 | SIMOTICS M Compact induction motor 1500rpm, 3.7kW 24Nm, 12.5A, 265V 2000rpm, 4.3kW 22Nm, 12.5A, 304V 2000rpm, 4.7kW 22Nm, 12.5A, 343V forced ventilation; direction of air flow NDE--> DE; Degree of protection IP55 Incremental encoder 22-bit with commutation position (encoder IC22DQ) with DRIVE-CLiQ interface Design IM B35 (IM V15, (IM V35) PLAIN SHAFT WITHOUT FITTED KEY; BEARING: STANDARD VIBRATION SEVERITY GRADE A; SHAFT A.FLANGE ACCURACY GR.N TERMINAL BOX (ABOVE) CABLE ENTRY ON THE RIGHT SIGNAL CONNECTION D-END U65: HOLDING BRAKE DC 24 V | - | 0 | 0
1PH8101-3EF02-0AA2-Z | U65 | 1PH8101-3EF02-0AA2-ZU65 | 1 | UN | 1 | 20 | D | D | N | N | 85015220 | 1 |  | 63 | KG | 5373.57 | 5373.57 | MC05 | MC05 | SIMOTICS M Compact asynchronous motor 1500 rpm, 3.7 kW, 24 Nm, 12.5 A, 265 V 2000 rpm, 4.3 kW, 22 Nm, 12.5 A, 304 V 2000 rpm, 4.7 kW, 22 Nm, 12.5 A, 343 V Forced ventilation; Direction of air flow DE --> NDE; Degree of protection IP55 ABSOLUTE ENCODER ENDAT 2048 S/R (ENCODER AM2048S/R) with TEMPERATURE SENSOR PT1000 DESIGN IM B5 (IMV 1,IM V3) PLAIN SHAFT WITHOUT FITTED KEY; BEARING: STANDARD VIBRATION SEVERITY GRADE A; SHAFT A.FLANGE ACCURACY GR.N TERMINAL BOX (ABOVE) CABLE ENTRY ON THE RIGHT SIGNAL CONNECTION D-END U65: Holding brake 24 V DC | - | 0 | 0
1PH8101-3HF12-2AA1-Z | A12U62 | 1PH8101-3HF12-2AA1-ZA12U62 | 1 | UN | 1 | 20 | D | D | N | N | 85015220 | 1 |  | 63 | KG | 4540.21 | 4540.21 | MC05 | MC05 | SIMOTICS M Compact induction motor 1500rpm, 3.7kW 24Nm, 12.5A, 265V 2000rpm, 4.3kW 22Nm, 12.5A, 304V 2000rpm, 4.7kW 22Nm, 12.5A, 343V forced ventilation; direction of air flow NDE--> DE; Degree of protection IP55 Incremental encoder HTL 1024 S/R (encoder HTL1024S/R) With temperature sensor KTY 84-130 DESIGN IM B5 (IMV 1,IM V3) SHAFT WITH FITTED KEY HALF-KEY BALANCING BEARING: STANDARD VIBRATION SEVERITY GRADE A; SHAFT A.FLANGE ACCURACY GR.N TERMINAL BOX (ABOVE) CABLE ENTRY ON THE RIGHT SIGNAL CONNECTION D-END A12: PROTECT. BY PTC THERMISTOR WARNING AND SWITCHOFF U62: HOLDING BRAKE 230 V WITH MANUAL AIR LEVER | - | 0 | 0
1PH8101-3HF12-2AA1-Z | U61 | 1PH8101-3HF12-2AA1-ZU61 | 1 | UN | 1 | 20 | D | D | N | N | 85015220 | 1 |  | 63 | KG | 4375.69 | 4375.69 | MC05 | MC05 | SIMOTICS M Compact induction motor 1500rpm, 3.7kW 24Nm, 12.5A, 265V 2000rpm, 4.3kW 22Nm, 12.5A, 304V 2000rpm, 4.7kW 22Nm, 12.5A, 343V forced ventilation; direction of air flow NDE--> DE; Degree of protection IP55 Incremental encoder HTL 1024 S/R (encoder HTL1024S/R) With temperature sensor KTY 84-130 DESIGN IM B5 (IMV 1,IM V3) SHAFT WITH FITTED KEY HALF-KEY BALANCING BEARING: STANDARD VIBRATION SEVERITY GRADE A; SHAFT A.FLANGE ACCURACY GR.N TERMINAL BOX (ABOVE) CABLE ENTRY ON THE RIGHT SIGNAL CONNECTION D-END U61: HOLDING BRAKE 230 V WITH MICROSWITCH | - | 0 | 0
1PH8101-3HF12-2AA1-Z | U62 | 1PH8101-3HF12-2AA1-ZU62 | 1 | UN | 1 | 20 | D | D | N | N | 85015220 | 1 |  | 63 | KG | 4395.72 | 4395.72 | MC05 | MC05 | SIMOTICS M Compact induction motor 1500rpm, 3.7kW 24Nm, 12.5A, 265V 2000rpm, 4.3kW 22Nm, 12.5A, 304V 2000rpm, 4.7kW 22Nm, 12.5A, 343V forced ventilation; direction of air flow NDE--> DE; Degree of protection IP55 Incremental encoder HTL 1024 S/R (encoder HTL1024S/R) With temperature sensor KTY 84-130 DESIGN IM B5 (IMV 1,IM V3) SHAFT WITH FITTED KEY HALF-KEY BALANCING BEARING: STANDARD VIBRATION SEVERITY GRADE A; SHAFT A.FLANGE ACCURACY GR.N TERMINAL BOX (ABOVE) CABLE ENTRY ON THE RIGHT SIGNAL CONNECTION D-END U62: HOLDING BRAKE 230 V WITH MANUAL AIR LEVER | - | 0 | 0
1PH8103-1AD00-0BA1 |  | 1PH8103-1AD00-0BA1 | 1 | UN | 1 | 20 | D | D | N | N | 85015220 | 1 |  | 51 | KG | 2330.54 | 2330.54 | MC05 | MC05 | SIMOTICS M Compact induction motor 1000rpm, 3.7kW 35Nm, 10.0A, 333V 1150rpm, 4.3kW 36Nm, 10.0A, 380 V 1350rpm, 4.7kW 33Nm, 9.7A, 423V forced ventilation; direction of air flow DE--> NDE; Degree of protection IP55 Without encoder: With temperature sensor KTY 84-130 DESIGN IM B3 (IM V5, IM V6) PLAIN SHAFT WITHOUT FITTED KEY; BEARING: STANDARD WITH FIXED BEARING, VIBRATION SEVERITY GRADE: R/A, SHAFT AND FLANGE ACCURACY: R TERMINAL BOX (ABOVE) CABLE ENTRY ON THE RIGHT SIGNAL CONNECTION D-END | - | 0 | 0
1PH8103-1AD00-0BC1 |  | 1PH8103-1AD00-0BC1 | 1 | UN | 1 | 20 | D | D | N | N | 85015220 | 1 |  | 51 | KG | 2330.54 | 2330.54 | MC05 | MC05 | SIMOTICS M Compact induction motor 1000rpm, 3.7kW 35Nm, 10.0A, 333V 1150rpm, 4.3kW 36Nm, 10.0A, 380 V 1350rpm, 4.7kW 33Nm, 9.7A, 423V forced ventilation; direction of air flow DE--> NDE; Degree of protection IP55 Without encoder: With temperature sensor KTY 84-130 DESIGN IM B3 (IM V5, IM V6) PLAIN SHAFT WITHOUT FITTED KEY; BEARING: STANDARD WITH FIXED BEARING, VIBRATION SEVERITY GRADE: R/A, SHAFT AND FLANGE ACCURACY: R TERMINAL BOX (ABOVE) CABLE ENTRY ON THE ND-END SIGNAL CONNECTION LEFT | - | 0 | 0
1PH8103-1AD03-1GA1 |  | 1PH8103-1AD03-1GA1 | 1 | UN | 1 | 20 | D | D | N | N | 85015220 | 1 |  | 51 | KG | 2429.64 | 2429.64 | MC05 | MC05 | SIMOTICS M Compact induction motor 1000rpm, 3.7kW 35Nm, 10.0A, 333V 1150rpm, 4.3kW 36Nm, 10.0A, 380 V 1350rpm, 4.7kW 33Nm, 9.7A, 423V forced ventilation; direction of air flow DE--> NDE; Degree of protection IP55 Without encoder: With temperature sensor KTY 84-130 Design IM B35 (IM V15, (IM V35) SHAFT WITH FITTED KEY FULL-KEY BALANCING BEARING: STANDARD, VIBRATION SEVERITY GRADE: R/A, SHAFT AND FLANGE ACCURACY: R TERMINAL BOX (ABOVE) CABLE ENTRY ON THE RIGHT SIGNAL CONNECTION D-END | - | 0 | 0
1PH8103-1AD10-0BA1 |  | 1PH8103-1AD10-0BA1 | 1 | UN | 1 | 20 | D | D | N | N | 85015220 | 1 |  | 51 | KG | 2330.54 | 2330.54 | MC05 | MC05 | SIMOTICS M Compact induction motor 1000rpm, 3.7kW 35Nm, 10A, 333V 1150rpm, 4.3kW 36Nm, 10A, 380 V 1350rpm, 4.7kW 33Nm, 9.7A, 423V forced ventilation; direction of air flow NDE--> DE; Degree of protection IP55 Without encoder: With temperature sensor KTY 84-130 DESIGN IM B3 (IM V5, IM V6) PLAIN SHAFT WITHOUT FITTED KEY; BEARING: STANDARD WITH FIXED BEARING, VIBRATION SEVERITY GRADE: R/A, SHAFT AND FLANGE ACCURACY: R TERMINAL BOX (ABOVE) CABLE ENTRY ON THE RIGHT SIGNAL CONNECTION D-END | - | 0 | 0
1PH8103-1AD10-0BB1 |  | 1PH8103-1AD10-0BB1 | 1 | UN | 1 | 20 | D | D | N | N | 85015220 | 1 |  | 51 | KG | 2330.54 | 2330.54 | MC05 | MC05 | SIMOTICS M Compact induction motor 1000rpm, 3.7kW 35Nm, 10A, 333V 1150rpm, 4.3kW 36Nm, 10A, 380 V 1350rpm, 4.7kW 33Nm, 9.7A, 423V forced ventilation; direction of air flow NDE--> DE; Degree of protection IP55 Without encoder: With temperature sensor KTY 84-130 DESIGN IM B3 (IM V5, IM V6) PLAIN SHAFT WITHOUT FITTED KEY; BEARING: STANDARD WITH FIXED BEARING, VIBRATION SEVERITY GRADE: R/A, SHAFT AND FLANGE ACCURACY: R TERMINAL BOX (ABOVE) CABLE ENTRY ON THE LEFT SIGNAL CONNECTION D-END | - | 0 | 0
1PH8103-1AD10-0BC1 |  | 1PH8103-1AD10-0BC1 | 1 | UN | 1 | 20 | D | D | N | N | 85015220 | 1 |  | 51 | KG | 2330.54 | 2330.54 | MC05 | MC05 | SIMOTICS M Compact induction motor 1000rpm, 3.7kW 35Nm, 10A, 333V 1150rpm, 4.3kW 36Nm, 10A, 380 V 1350rpm, 4.7kW 33Nm, 9.7A, 423V forced ventilation; direction of air flow NDE--> DE; Degree of protection IP55 Without encoder: With temperature sensor KTY 84-130 DESIGN IM B3 (IM V5, IM V6) PLAIN SHAFT WITHOUT FITTED KEY; BEARING: STANDARD WITH FIXED BEARING, VIBRATION SEVERITY GRADE: R/A, SHAFT AND FLANGE ACCURACY: R TERMINAL BOX (ABOVE) CABLE ENTRY ON THE ND-END SIGNAL CONNECTION LEFT | - | 0 | 0
1PH8103-1AD10-0CA1 |  | 1PH8103-1AD10-0CA1 | 1 | UN | 1 | 20 | D | D | N | N | 85015220 | 1 |  | 51 | KG | 2460.56 | 2460.56 | MC05 | MC05 | SIMOTICS M Compact induction motor 1000rpm, 3.7kW 35Nm, 10A, 333V 1150rpm, 4.3kW 36Nm, 10A, 380 V 1350rpm, 4.7kW 33Nm, 9.7A, 423V forced ventilation; direction of air flow NDE--> DE; Degree of protection IP55 Without encoder: With temperature sensor KTY 84-130 DESIGN IM B3 (IM V5, IM V6) PLAIN SHAFT WITHOUT FITTED KEY; BEARING: STANDARD WITH FIXED BEARING, VIBRATION SEVERITY GRADE: S/A, SHAFT AND FLANGE ACCURACY: R TERMINAL BOX (ABOVE) CABLE ENTRY ON THE RIGHT SIGNAL CONNECTION D-END | - | 0 | 0
1PH8103-1AD10-0CB1 |  | 1PH8103-1AD10-0CB1 | 1 | UN | 1 | 20 | D | D | N | N | 85015220 | 1 |  | 51 | KG | 2460.56 | 2460.56 | MC05 | MC05 | SIMOTICS M Compact induction motor 1000rpm, 3.7kW 35Nm, 10A, 333V 1150rpm, 4.3kW 36Nm, 10A, 380 V 1350rpm, 4.7kW 33Nm, 9.7A, 423V forced ventilation; direction of air flow NDE--> DE; Degree of protection IP55 Without encoder: With temperature sensor KTY 84-130 DESIGN IM B3 (IM V5, IM V6) PLAIN SHAFT WITHOUT FITTED KEY; BEARING: STANDARD WITH FIXED BEARING, VIBRATION SEVERITY GRADE: S/A, SHAFT AND FLANGE ACCURACY: R TERMINAL BOX (ABOVE) CABLE ENTRY ON THE LEFT SIGNAL CONNECTION D-END | - | 0 | 0
1PH8103-1AD10-0CC1 |  | 1PH8103-1AD10-0CC1 | 1 | UN | 1 | 20 | D | D | N | N | 85015220 | 1 |  | 51 | KG | 2460.56 | 2460.56 | MC05 | MC05 | SIMOTICS M Compact induction motor 1000rpm, 3.7kW 35Nm, 10A, 333V 1150rpm, 4.3kW 36Nm, 10A, 380 V 1350rpm, 4.7kW 33Nm, 9.7A, 423V forced ventilation; direction of air flow NDE--> DE; Degree of protection IP55 Without encoder: With temperature sensor KTY 84-130 DESIGN IM B3 (IM V5, IM V6) PLAIN SHAFT WITHOUT FITTED KEY; BEARING: STANDARD WITH FIXED BEARING, VIBRATION SEVERITY GRADE: S/A, SHAFT AND FLANGE ACCURACY: R TERMINAL BOX (ABOVE) CABLE ENTRY ON THE ND-END SIGNAL CONNECTION LEFT | - | 0 | 0
1PH8103-1AD10-2BA1 |  | 1PH8103-1AD10-2BA1 | 1 | UN | 1 | 20 | D | D | N | N | 85015220 | 1 |  | 51 | KG | 2330.54 | 2330.54 | MC05 | MC05 | SIMOTICS M Compact induction motor 1000rpm, 3.7kW 35Nm, 10A, 333V 1150rpm, 4.3kW 36Nm, 10A, 380 V 1350rpm, 4.7kW 33Nm, 9.7A, 423V forced ventilation; direction of air flow NDE--> DE; Degree of protection IP55 Without encoder: With temperature sensor KTY 84-130 DESIGN IM B3 (IM V5, IM V6) SHAFT WITH FITTED KEY HALF-KEY BALANCING BEARING: STANDARD WITH FIXED BEARING, VIBRATION SEVERITY GRADE: R/A, SHAFT AND FLANGE ACCURACY: R TERMINAL BOX (ABOVE) CABLE ENTRY ON THE RIGHT SIGNAL CONNECTION D-END | - | 0 | 0
1PH8103-1AD10-2BB1 |  | 1PH8103-1AD10-2BB1 | 1 | UN | 1 | 20 | D | D | N | N | 85015220 | 1 |  | 51 | KG | 2330.54 | 2330.54 | MC05 | MC05 | SIMOTICS M Compact induction motor 1000rpm, 3.7kW 35Nm, 10A, 333V 1150rpm, 4.3kW 36Nm, 10A, 380 V 1350rpm, 4.7kW 33Nm, 9.7A, 423V forced ventilation; direction of air flow NDE--> DE; Degree of protection IP55 Without encoder: With temperature sensor KTY 84-130 DESIGN IM B3 (IM V5, IM V6) SHAFT WITH FITTED KEY HALF-KEY BALANCING BEARING: STANDARD WITH FIXED BEARING, VIBRATION SEVERITY GRADE: R/A, SHAFT AND FLANGE ACCURACY: R TERMINAL BOX (ABOVE) CABLE ENTRY ON THE LEFT SIGNAL CONNECTION D-END | - | 0 | 0
1PH8103-1AD10-2BC1 |  | 1PH8103-1AD10-2BC1 | 1 | UN | 1 | 20 | D | D | N | N | 85015220 | 1 |  | 51 | KG | 2330.54 | 2330.54 | MC05 | MC05 | SIMOTICS M Compact induction motor 1000rpm, 3.7kW 35Nm, 10A, 333V 1150rpm, 4.3kW 36Nm, 10A, 380 V 1350rpm, 4.7kW 33Nm, 9.7A, 423V forced ventilation; direction of air flow NDE--> DE; Degree of protection IP55 Without encoder: With temperature sensor KTY 84-130 DESIGN IM B3 (IM V5, IM V6) SHAFT WITH FITTED KEY HALF-KEY BALANCING BEARING: STANDARD WITH FIXED BEARING, VIBRATION SEVERITY GRADE: R/A, SHAFT AND FLANGE ACCURACY: R TERMINAL BOX (ABOVE) CABLE ENTRY ON THE ND-END SIGNAL CONNECTION LEFT | - | 0 | 0
1PH8103-1AD10-2CA1 |  | 1PH8103-1AD10-2CA1 | 1 | UN | 1 | 20 | D | D | N | N | 85015220 | 1 |  | 51 | KG | 2460.56 | 2460.56 | MC05 | MC05 | SIMOTICS M Compact induction motor 1000rpm, 3.7kW 35Nm, 10A, 333V 1150rpm, 4.3kW 36Nm, 10A, 380 V 1350rpm, 4.7kW 33Nm, 9.7A, 423V forced ventilation; direction of air flow NDE--> DE; Degree of protection IP55 Without encoder: With temperature sensor KTY 84-130 DESIGN IM B3 (IM V5, IM V6) SHAFT WITH FITTED KEY HALF-KEY BALANCING BEARING: STANDARD WITH FIXED BEARING, VIBRATION SEVERITY GRADE: S/A, SHAFT AND FLANGE ACCURACY: R TERMINAL BOX (ABOVE) CABLE ENTRY ON THE RIGHT SIGNAL CONNECTION D-END | - | 0 | 0
1PH8103-1AD10-2CB1 |  | 1PH8103-1AD10-2CB1 | 1 | UN | 1 | 20 | D | D | N | N | 85015220 | 1 |  | 51 | KG | 2460.56 | 2460.56 | MC05 | MC05 | SIMOTICS M Compact induction motor 1000rpm, 3.7kW 35Nm, 10A, 333V 1150rpm, 4.3kW 36Nm, 10A, 380 V 1350rpm, 4.7kW 33Nm, 9.7A, 423V forced ventilation; direction of air flow NDE--> DE; Degree of protection IP55 Without encoder: With temperature sensor KTY 84-130 DESIGN IM B3 (IM V5, IM V6) SHAFT WITH FITTED KEY HALF-KEY BALANCING BEARING: STANDARD WITH FIXED BEARING, VIBRATION SEVERITY GRADE: S/A, SHAFT AND FLANGE ACCURACY: R TERMINAL BOX (ABOVE) CABLE ENTRY ON THE LEFT SIGNAL CONNECTION D-END | - | 0 | 0
1PH8103-1AD10-2CC1 |  | 1PH8103-1AD10-2CC1 | 1 | UN | 1 | 20 | D | D | N | N | 85015220 | 1 |  | 51 | KG | 2460.56 | 2460.56 | MC05 | MC05 | SIMOTICS M Compact induction motor 1000rpm, 3.7kW 35Nm, 10A, 333V 1150rpm, 4.3kW 36Nm, 10A, 380 V 1350rpm, 4.7kW 33Nm, 9.7A, 423V forced ventilation; direction of air flow NDE--> DE; Degree of protection IP55 Without encoder: With temperature sensor KTY 84-130 DESIGN IM B3 (IM V5, IM V6) SHAFT WITH FITTED KEY HALF-KEY BALANCING BEARING: STANDARD WITH FIXED BEARING, VIBRATION SEVERITY GRADE: S/A, SHAFT AND FLANGE ACCURACY: R TERMINAL BOX (ABOVE) CABLE ENTRY ON THE ND-END SIGNAL CONNECTION LEFT | - | 0 | 0
1PH8103-1AD12-0BA1 |  | 1PH8103-1AD12-0BA1 | 1 | UN | 1 | 20 | D | D | N | N | 85015220 | 1 |  | 51 | KG | 2460.59 | 2460.59 | MC05 | MC05 | SIMOTICS M Compact induction motor 1000rpm, 3.7kW 35Nm, 10A, 333V 1150rpm, 4.3kW 36Nm, 10A, 380 V 1350rpm, 4.7kW 33Nm, 9.7A, 423V forced ventilation; direction of air flow NDE--> DE; Degree of protection IP55 Without encoder: With temperature sensor KTY 84-130 DESIGN IM B5 (IMV 1,IM V3) PLAIN SHAFT WITHOUT FITTED KEY; BEARING: STANDARD WITH FIXED BEARING, VIBRATION SEVERITY GRADE: R/A, SHAFT AND FLANGE ACCURACY: R TERMINAL BOX (ABOVE) CABLE ENTRY ON THE RIGHT SIGNAL CONNECTION D-END | - | 0 | 0
1PH8103-1AD12-0BB1 |  | 1PH8103-1AD12-0BB1 | 1 | UN | 1 | 20 | D | D | N | N | 85015220 | 1 |  | 51 | KG | 2460.59 | 2460.59 | MC05 | MC05 | SIMOTICS M Compact induction motor 1000rpm, 3.7kW 35Nm, 10A, 333V 1150rpm, 4.3kW 36Nm, 10A, 380 V 1350rpm, 4.7kW 33Nm, 9.7A, 423V forced ventilation; direction of air flow NDE--> DE; Degree of protection IP55 Without encoder: With temperature sensor KTY 84-130 DESIGN IM B5 (IMV 1,IM V3) PLAIN SHAFT WITHOUT FITTED KEY; BEARING: STANDARD WITH FIXED BEARING, VIBRATION SEVERITY GRADE: R/A, SHAFT AND FLANGE ACCURACY: R TERMINAL BOX (ABOVE) CABLE ENTRY ON THE LEFT SIGNAL CONNECTION D-END | - | 0 | 0
1PH8103-1AD12-0BC1 |  | 1PH8103-1AD12-0BC1 | 1 | UN | 1 | 20 | D | D | N | N | 85015220 | 1 |  | 51 | KG | 2460.59 | 2460.59 | MC05 | MC05 | SIMOTICS M Compact induction motor 1000rpm, 3.7kW 35Nm, 10A, 333V 1150rpm, 4.3kW 36Nm, 10A, 380 V 1350rpm, 4.7kW 33Nm, 9.7A, 423V forced ventilation; direction of air flow NDE--> DE; Degree of protection IP55 Without encoder: With temperature sensor KTY 84-130 DESIGN IM B5 (IMV 1,IM V3) PLAIN SHAFT WITHOUT FITTED KEY; BEARING: STANDARD WITH FIXED BEARING, VIBRATION SEVERITY GRADE: R/A, SHAFT AND FLANGE ACCURACY: R TERMINAL BOX (ABOVE) CABLE ENTRY ON THE ND-END SIGNAL CONNECTION LEFT | - | 0 | 0
1PH8103-1AD12-0CA1 |  | 1PH8103-1AD12-0CA1 | 1 | UN | 1 | 20 | D | D | N | N | 85015220 | 1 |  | 51 | KG | 2590.61 | 2590.61 | MC05 | MC05 | SIMOTICS M Compact induction motor 1000rpm, 3.7kW 35Nm, 10A, 333V 1150rpm, 4.3kW 36Nm, 10A, 380 V 1350rpm, 4.7kW 33Nm, 9.7A, 423V forced ventilation; direction of air flow NDE--> DE; Degree of protection IP55 Without encoder: With temperature sensor KTY 84-130 DESIGN IM B5 (IMV 1,IM V3) PLAIN SHAFT WITHOUT FITTED KEY; BEARING: STANDARD WITH FIXED BEARING, VIBRATION SEVERITY GRADE: S/A, SHAFT AND FLANGE ACCURACY: R TERMINAL BOX (ABOVE) CABLE ENTRY ON THE RIGHT SIGNAL CONNECTION D-END | - | 0 | 0
1PH8103-1AD12-0CB1 |  | 1PH8103-1AD12-0CB1 | 1 | UN | 1 | 20 | D | D | N | N | 85015220 | 1 |  | 51 | KG | 2590.61 | 2590.61 | MC05 | MC05 | SIMOTICS M Compact induction motor 1000rpm, 3.7kW 35Nm, 10A, 333V 1150rpm, 4.3kW 36Nm, 10A, 380 V 1350rpm, 4.7kW 33Nm, 9.7A, 423V forced ventilation; direction of air flow NDE--> DE; Degree of protection IP55 Without encoder: With temperature sensor KTY 84-130 DESIGN IM B5 (IMV 1,IM V3) PLAIN SHAFT WITHOUT FITTED KEY; BEARING: STANDARD WITH FIXED BEARING, VIBRATION SEVERITY GRADE: S/A, SHAFT AND FLANGE ACCURACY: R TERMINAL BOX (ABOVE) CABLE ENTRY ON THE LEFT SIGNAL CONNECTION D-END | - | 0 | 0
1PH8103-1AD12-0CC1 |  | 1PH8103-1AD12-0CC1 | 1 | UN | 1 | 20 | D | D | N | N | 85015220 | 1 |  | 51 | KG | 2590.61 | 2590.61 | MC05 | MC05 | SIMOTICS M Compact induction motor 1000rpm, 3.7kW 35Nm, 10A, 333V 1150rpm, 4.3kW 36Nm, 10A, 380 V 1350rpm, 4.7kW 33Nm, 9.7A, 423V forced ventilation; direction of air flow NDE--> DE; Degree of protection IP55 Without encoder: With temperature sensor KTY 84-130 DESIGN IM B5 (IMV 1,IM V3) PLAIN SHAFT WITHOUT FITTED KEY; BEARING: STANDARD WITH FIXED BEARING, VIBRATION SEVERITY GRADE: S/A, SHAFT AND FLANGE ACCURACY: R TERMINAL BOX (ABOVE) CABLE ENTRY ON THE ND-END SIGNAL CONNECTION LEFT | - | 0 | 0
1PH8103-1AD12-2BA1 |  | 1PH8103-1AD12-2BA1 | 1 | UN | 1 | 20 | D | D | N | N | 85015220 | 1 |  | 51 | KG | 2460.59 | 2460.59 | MC05 | MC05 | SIMOTICS M Compact induction motor 1000rpm, 3.7kW 35Nm, 10A, 333V 1150rpm, 4.3kW 36Nm, 10A, 380 V 1350rpm, 4.7kW 33Nm, 9.7A, 423V forced ventilation; direction of air flow NDE--> DE; Degree of protection IP55 Without encoder: With temperature sensor KTY 84-130 DESIGN IM B5 (IMV 1,IM V3) SHAFT WITH FITTED KEY HALF-KEY BALANCING BEARING: STANDARD WITH FIXED BEARING, VIBRATION SEVERITY GRADE: R/A, SHAFT AND FLANGE ACCURACY: R TERMINAL BOX (ABOVE) CABLE ENTRY ON THE RIGHT SIGNAL CONNECTION D-END | - | 0 | 0
1PH8103-1AD12-2BB1 |  | 1PH8103-1AD12-2BB1 | 1 | UN | 1 | 20 | D | D | N | N | 85015220 | 1 |  | 51 | KG | 2460.59 | 2460.59 | MC05 | MC05 | SIMOTICS M Compact induction motor 1000rpm, 3.7kW 35Nm, 10A, 333V 1150rpm, 4.3kW 36Nm, 10A, 380 V 1350rpm, 4.7kW 33Nm, 9.7A, 423V forced ventilation; direction of air flow NDE--> DE; Degree of protection IP55 Without encoder: With temperature sensor KTY 84-130 DESIGN IM B5 (IMV 1,IM V3) SHAFT WITH FITTED KEY HALF-KEY BALANCING BEARING: STANDARD WITH FIXED BEARING, VIBRATION SEVERITY GRADE: R/A, SHAFT AND FLANGE ACCURACY: R TERMINAL BOX (ABOVE) CABLE ENTRY ON THE LEFT SIGNAL CONNECTION D-END | - | 0 | 0
1PH8103-1AD12-2BC1 |  | 1PH8103-1AD12-2BC1 | 1 | UN | 1 | 20 | D | D | N | N | 85015220 | 1 |  | 51 | KG | 2460.59 | 2460.59 | MC05 | MC05 | SIMOTICS M Compact induction motor 1000rpm, 3.7kW 35Nm, 10A, 333V 1150rpm, 4.3kW 36Nm, 10A, 380 V 1350rpm, 4.7kW 33Nm, 9.7A, 423V forced ventilation; direction of air flow NDE--> DE; Degree of protection IP55 Without encoder: With temperature sensor KTY 84-130 DESIGN IM B5 (IMV 1,IM V3) SHAFT WITH FITTED KEY HALF-KEY BALANCING BEARING: STANDARD WITH FIXED BEARING, VIBRATION SEVERITY GRADE: R/A, SHAFT AND FLANGE ACCURACY: R TERMINAL BOX (ABOVE) CABLE ENTRY ON THE ND-END SIGNAL CONNECTION LEFT | - | 0 | 0
1PH8103-1AD12-2CA1 |  | 1PH8103-1AD12-2CA1 | 1 | UN | 1 | 20 | D | D | N | N | 85015220 | 1 |  | 51 | KG | 2590.61 | 2590.61 | MC05 | MC05 | SIMOTICS M Compact induction motor 1000rpm, 3.7kW 35Nm, 10A, 333V 1150rpm, 4.3kW 36Nm, 10A, 380 V 1350rpm, 4.7kW 33Nm, 9.7A, 423V forced ventilation; direction of air flow NDE--> DE; Degree of protection IP55 Without encoder: With temperature sensor KTY 84-130 DESIGN IM B5 (IMV 1,IM V3) SHAFT WITH FITTED KEY HALF-KEY BALANCING BEARING: STANDARD WITH FIXED BEARING, VIBRATION SEVERITY GRADE: S/A, SHAFT AND FLANGE ACCURACY: R TERMINAL BOX (ABOVE) CABLE ENTRY ON THE RIGHT SIGNAL CONNECTION D-END | - | 0 | 0
1PH8103-1AD12-2CB1 |  | 1PH8103-1AD12-2CB1 | 1 | UN | 1 | 20 | D | D | N | N | 85015220 | 1 |  | 51 | KG | 2590.61 | 2590.61 | MC05 | MC05 | SIMOTICS M Compact induction motor 1000rpm, 3.7kW 35Nm, 10A, 333V 1150rpm, 4.3kW 36Nm, 10A, 380 V 1350rpm, 4.7kW 33Nm, 9.7A, 423V forced ventilation; direction of air flow NDE--> DE; Degree of protection IP55 Without encoder: With temperature sensor KTY 84-130 DESIGN IM B5 (IMV 1,IM V3) SHAFT WITH FITTED KEY HALF-KEY BALANCING BEARING: STANDARD WITH FIXED BEARING, VIBRATION SEVERITY GRADE: S/A, SHAFT AND FLANGE ACCURACY: R TERMINAL BOX (ABOVE) CABLE ENTRY ON THE LEFT SIGNAL CONNECTION D-END | - | 0 | 0
1PH8103-1AD12-2CC1 |  | 1PH8103-1AD12-2CC1 | 1 | UN | 1 | 20 | D | D | N | N | 85015220 | 1 |  | 51 | KG | 2590.61 | 2590.61 | MC05 | MC05 | SIMOTICS M Compact induction motor 1000rpm, 3.7kW 35Nm, 10A, 333V 1150rpm, 4.3kW 36Nm, 10A, 380 V 1350rpm, 4.7kW 33Nm, 9.7A, 423V forced ventilation; direction of air flow NDE--> DE; Degree of protection IP55 Without encoder: With temperature sensor KTY 84-130 DESIGN IM B5 (IMV 1,IM V3) SHAFT WITH FITTED KEY HALF-KEY BALANCING BEARING: STANDARD WITH FIXED BEARING, VIBRATION SEVERITY GRADE: S/A, SHAFT AND FLANGE ACCURACY: R TERMINAL BOX (ABOVE) CABLE ENTRY ON THE ND-END SIGNAL CONNECTION LEFT | - | 0 | 0
1PH8103-1AD13-0BA1 |  | 1PH8103-1AD13-0BA1 | 1 | UN | 1 | 20 | D | D | N | N | 85015220 | 1 |  | 51 | KG | 2619.55 | 2619.55 | MC05 | MC05 | SIMOTICS M Compact induction motor 1000rpm, 3.7kW 35Nm, 10A, 333V 1150rpm, 4.3kW 36Nm, 10A, 380 V 1350rpm, 4.7kW 33Nm, 9.7A, 423V forced ventilation; direction of air flow NDE--> DE; Degree of protection IP55 Without encoder: With temperature sensor KTY 84-130 Design IM B35 (IM V15, (IM V35) PLAIN SHAFT WITHOUT FITTED KEY; BEARING: STANDARD WITH FIXED BEARING, VIBRATION SEVERITY GRADE: R/A, SHAFT AND FLANGE ACCURACY: R TERMINAL BOX (ABOVE) CABLE ENTRY ON THE RIGHT SIGNAL CONNECTION D-END | - | 0 | 0
1PH8103-1AD13-0BB1 |  | 1PH8103-1AD13-0BB1 | 1 | UN | 1 | 20 | D | D | N | N | 85015220 | 1 |  | 51 | KG | 2619.55 | 2619.55 | MC05 | MC05 | SIMOTICS M Compact induction motor 1000rpm, 3.7kW 35Nm, 10A, 333V 1150rpm, 4.3kW 36Nm, 10A, 380 V 1350rpm, 4.7kW 33Nm, 9.7A, 423V forced ventilation; direction of air flow NDE--> DE; Degree of protection IP55 Without encoder: With temperature sensor KTY 84-130 Design IM B35 (IM V15, (IM V35) PLAIN SHAFT WITHOUT FITTED KEY; BEARING: STANDARD WITH FIXED BEARING, VIBRATION SEVERITY GRADE: R/A, SHAFT AND FLANGE ACCURACY: R TERMINAL BOX (ABOVE) CABLE ENTRY ON THE LEFT SIGNAL CONNECTION D-END | - | 0 | 0
1PH8103-1AD13-0BC1 |  | 1PH8103-1AD13-0BC1 | 1 | UN | 1 | 20 | D | D | N | N | 85015220 | 1 |  | 51 | KG | 2619.55 | 2619.55 | MC05 | MC05 | SIMOTICS M Compact induction motor 1000rpm, 3.7kW 35Nm, 10A, 333V 1150rpm, 4.3kW 36Nm, 10A, 380 V 1350rpm, 4.7kW 33Nm, 9.7A, 423V forced ventilation; direction of air flow NDE--> DE; Degree of protection IP55 Without encoder: With temperature sensor KTY 84-130 Design IM B35 (IM V15, (IM V35) PLAIN SHAFT WITHOUT FITTED KEY; BEARING: STANDARD WITH FIXED BEARING, VIBRATION SEVERITY GRADE: R/A, SHAFT AND FLANGE ACCURACY: R TERMINAL BOX (ABOVE) CABLE ENTRY ON THE ND-END SIGNAL CONNECTION LEFT | - | 0 | 0
1PH8103-1AD13-0CA1 |  | 1PH8103-1AD13-0CA1 | 1 | UN | 1 | 20 | D | D | N | N | 85015220 | 1 |  | 51 | KG | 2749.57 | 2749.57 | MC05 | MC05 | SIMOTICS M Compact induction motor 1000rpm, 3.7kW 35Nm, 10A, 333V 1150rpm, 4.3kW 36Nm, 10A, 380 V 1350rpm, 4.7kW 33Nm, 9.7A, 423V forced ventilation; direction of air flow NDE--> DE; Degree of protection IP55 Without encoder: With temperature sensor KTY 84-130 Design IM B35 (IM V15, (IM V35) PLAIN SHAFT WITHOUT FITTED KEY; BEARING: STANDARD WITH FIXED BEARING, VIBRATION SEVERITY GRADE: S/A, SHAFT AND FLANGE ACCURACY: R TERMINAL BOX (ABOVE) CABLE ENTRY ON THE RIGHT SIGNAL CONNECTION D-END | - | 0 | 0
1PH8103-1AD13-0CB1 |  | 1PH8103-1AD13-0CB1 | 1 | UN | 1 | 20 | D | D | N | N | 85015220 | 1 |  | 51 | KG | 2749.57 | 2749.57 | MC05 | MC05 | SIMOTICS M Compact induction motor 1000rpm, 3.7kW 35Nm, 10A, 333V 1150rpm, 4.3kW 36Nm, 10A, 380 V 1350rpm, 4.7kW 33Nm, 9.7A, 423V forced ventilation; direction of air flow NDE--> DE; Degree of protection IP55 Without encoder: With temperature sensor KTY 84-130 Design IM B35 (IM V15, (IM V35) PLAIN SHAFT WITHOUT FITTED KEY; BEARING: STANDARD WITH FIXED BEARING, VIBRATION SEVERITY GRADE: S/A, SHAFT AND FLANGE ACCURACY: R TERMINAL BOX (ABOVE) CABLE ENTRY ON THE LEFT SIGNAL CONNECTION D-END | - | 0 | 0
1PH8103-1AD13-0CC1 |  | 1PH8103-1AD13-0CC1 | 1 | UN | 1 | 20 | D | D | N | N | 85015220 | 1 |  | 51 | KG | 2749.57 | 2749.57 | MC05 | MC05 | SIMOTICS M Compact induction motor 1000rpm, 3.7kW 35Nm, 10A, 333V 1150rpm, 4.3kW 36Nm, 10A, 380 V 1350rpm, 4.7kW 33Nm, 9.7A, 423V forced ventilation; direction of air flow NDE--> DE; Degree of protection IP55 Without encoder: With temperature sensor KTY 84-130 Design IM B35 (IM V15, (IM V35) PLAIN SHAFT WITHOUT FITTED KEY; BEARING: STANDARD WITH FIXED BEARING, VIBRATION SEVERITY GRADE: S/A, SHAFT AND FLANGE ACCURACY: R TERMINAL BOX (ABOVE) CABLE ENTRY ON THE ND-END SIGNAL CONNECTION LEFT | - | 0 | 0
1PH8103-1AD13-2BA1 |  | 1PH8103-1AD13-2BA1 | 1 | UN | 1 | 20 | D | D | N | N | 85015220 | 1 |  | 51 | KG | 2619.55 | 2619.55 | MC05 | MC05 | SIMOTICS M Compact induction motor 1000rpm, 3.7kW 35Nm, 10A, 333V 1150rpm, 4.3kW 36Nm, 10A, 380 V 1350rpm, 4.7kW 33Nm, 9.7A, 423V forced ventilation; direction of air flow NDE--> DE; Degree of protection IP55 Without encoder: With temperature sensor KTY 84-130 Design IM B35 (IM V15, (IM V35) SHAFT WITH FITTED KEY HALF-KEY BALANCING BEARING: STANDARD WITH FIXED BEARING, VIBRATION SEVERITY GRADE: R/A, SHAFT AND FLANGE ACCURACY: R TERMINAL BOX (ABOVE) CABLE ENTRY ON THE RIGHT SIGNAL CONNECTION D-END | - | 0 | 0
1PH8103-1AD13-2BB1 |  | 1PH8103-1AD13-2BB1 | 1 | UN | 1 | 20 | D | D | N | N | 85015220 | 1 |  | 51 | KG | 2619.55 | 2619.55 | MC05 | MC05 | SIMOTICS M Compact induction motor 1000rpm, 3.7kW 35Nm, 10A, 333V 1150rpm, 4.3kW 36Nm, 10A, 380 V 1350rpm, 4.7kW 33Nm, 9.7A, 423V forced ventilation; direction of air flow NDE--> DE; Degree of protection IP55 Without encoder: With temperature sensor KTY 84-130 Design IM B35 (IM V15, (IM V35) SHAFT WITH FITTED KEY HALF-KEY BALANCING BEARING: STANDARD WITH FIXED BEARING, VIBRATION SEVERITY GRADE: R/A, SHAFT AND FLANGE ACCURACY: R TERMINAL BOX (ABOVE) CABLE ENTRY ON THE LEFT SIGNAL CONNECTION D-END | - | 0 | 0
1PH8103-1AD13-2BC1 |  | 1PH8103-1AD13-2BC1 | 1 | UN | 1 | 20 | D | D | N | N | 85015220 | 1 |  | 51 | KG | 2619.55 | 2619.55 | MC05 | MC05 | SIMOTICS M Compact induction motor 1000rpm, 3.7kW 35Nm, 10A, 333V 1150rpm, 4.3kW 36Nm, 10A, 380 V 1350rpm, 4.7kW 33Nm, 9.7A, 423V forced ventilation; direction of air flow NDE--> DE; Degree of protection IP55 Without encoder: With temperature sensor KTY 84-130 Design IM B35 (IM V15, (IM V35) SHAFT WITH FITTED KEY HALF-KEY BALANCING BEARING: STANDARD WITH FIXED BEARING, VIBRATION SEVERITY GRADE: R/A, SHAFT AND FLANGE ACCURACY: R TERMINAL BOX (ABOVE) CABLE ENTRY ON THE ND-END SIGNAL CONNECTION LEFT | - | 0 | 0
1PH8103-1AD13-2CA1 |  | 1PH8103-1AD13-2CA1 | 1 | UN | 1 | 20 | D | D | N | N | 85015220 | 1 |  | 51 | KG | 2749.57 | 2749.57 | MC05 | MC05 | SIMOTICS M Compact induction motor 1000rpm, 3.7kW 35Nm, 10A, 333V 1150rpm, 4.3kW 36Nm, 10A, 380 V 1350rpm, 4.7kW 33Nm, 9.7A, 423V forced ventilation; direction of air flow NDE--> DE; Degree of protection IP55 Without encoder: With temperature sensor KTY 84-130 Design IM B35 (IM V15, (IM V35) SHAFT WITH FITTED KEY HALF-KEY BALANCING BEARING: STANDARD WITH FIXED BEARING, VIBRATION SEVERITY GRADE: S/A, SHAFT AND FLANGE ACCURACY: R TERMINAL BOX (ABOVE) CABLE ENTRY ON THE RIGHT SIGNAL CONNECTION D-END | - | 0 | 0
1PH8103-1AD13-2CB1 |  | 1PH8103-1AD13-2CB1 | 1 | UN | 1 | 20 | D | D | N | N | 85015220 | 1 |  | 51 | KG | 2749.57 | 2749.57 | MC05 | MC05 | SIMOTICS M Compact induction motor 1000rpm, 3.7kW 35Nm, 10A, 333V 1150rpm, 4.3kW 36Nm, 10A, 380 V 1350rpm, 4.7kW 33Nm, 9.7A, 423V forced ventilation; direction of air flow NDE--> DE; Degree of protection IP55 Without encoder: With temperature sensor KTY 84-130 Design IM B35 (IM V15, (IM V35) SHAFT WITH FITTED KEY HALF-KEY BALANCING BEARING: STANDARD WITH FIXED BEARING, VIBRATION SEVERITY GRADE: S/A, SHAFT AND FLANGE ACCURACY: R TERMINAL BOX (ABOVE) CABLE ENTRY ON THE LEFT SIGNAL CONNECTION D-END | - | 0 | 0
1PH8103-1AD13-2CC1 |  | 1PH8103-1AD13-2CC1 | 1 | UN | 1 | 20 | D | D | N | N | 85015220 | 1 |  | 51 | KG | 2749.57 | 2749.57 | MC05 | MC05 | SIMOTICS M Compact induction motor 1000rpm, 3.7kW 35Nm, 10A, 333V 1150rpm, 4.3kW 36Nm, 10A, 380 V 1350rpm, 4.7kW 33Nm, 9.7A, 423V forced ventilation; direction of air flow NDE--> DE; Degree of protection IP55 Without encoder: With temperature sensor KTY 84-130 Design IM B35 (IM V15, (IM V35) SHAFT WITH FITTED KEY HALF-KEY BALANCING BEARING: STANDARD WITH FIXED BEARING, VIBRATION SEVERITY GRADE: S/A, SHAFT AND FLANGE ACCURACY: R TERMINAL BOX (ABOVE) CABLE ENTRY ON THE ND-END SIGNAL CONNECTION LEFT | - | 0 | 0
1PH8103-1AF02-1BC1 |  | 1PH8103-1AF02-1BC1 | 1 | UN | 1 | 20 | D | D | N | N | 85015220 | 1 |  | 51 | KG | 2460.59 | 2460.59 | MC05 | MC05 | SIMOTICS M Compact induction motor 1500rpm, 5.5 kW 35Nm, 13.1A, 342V 1750rpm, 6.3kW 34Nm, 13.5A, 412V 2000rpm, 7.0 kW 33Nm, 12.7A, 460 V forced ventilation; direction of air flow DE--> NDE; Degree of protection IP55 Without encoder: With temperature sensor KTY 84-130 DESIGN IM B5 (IMV 1,IM V3) SHAFT WITH FITTED KEY FULL-KEY BALANCING BEARING: STANDARD WITH FIXED BEARING, VIBRATION SEVERITY GRADE: R/A, SHAFT AND FLANGE ACCURACY: R TERMINAL BOX (ABOVE) CABLE ENTRY ON THE ND-END SIGNAL CONNECTION LEFT | - | 0 | 0
1PH8103-1AF10-0BA1 |  | 1PH8103-1AF10-0BA1 | 1 | UN | 1 | 20 | D | D | N | N | 85015220 | 1 |  | 51 | KG | 2330.54 | 2330.54 | MC05 | MC05 | SIMOTICS M Compact induction motor 1500rpm, 5.5 kW 35Nm, 13.1A, 368V 1750rpm, 6.3kW 34Nm, 13.5A, 412V 2000rpm, 7 kW 33Nm, 12.7A, 460 V forced ventilation; direction of air flow NDE--> DE; Degree of protection IP55 Without encoder: With temperature sensor KTY 84-130 DESIGN IM B3 (IM V5, IM V6) PLAIN SHAFT WITHOUT FITTED KEY; BEARING: STANDARD WITH FIXED BEARING, VIBRATION SEVERITY GRADE: R/A, SHAFT AND FLANGE ACCURACY: R TERMINAL BOX (ABOVE) CABLE ENTRY ON THE RIGHT SIGNAL CONNECTION D-END | - | 0 | 0
1PH8103-1AF10-0BB1 |  | 1PH8103-1AF10-0BB1 | 1 | UN | 1 | 20 | D | D | N | N | 85015220 | 1 |  | 51 | KG | 2330.54 | 2330.54 | MC05 | MC05 | SIMOTICS M Compact induction motor 1500rpm, 5.5 kW 35Nm, 13.1A, 368V 1750rpm, 6.3kW 34Nm, 13.5A, 412V 2000rpm, 7 kW 33Nm, 12.7A, 460 V forced ventilation; direction of air flow NDE--> DE; Degree of protection IP55 Without encoder: With temperature sensor KTY 84-130 DESIGN IM B3 (IM V5, IM V6) PLAIN SHAFT WITHOUT FITTED KEY; BEARING: STANDARD WITH FIXED BEARING, VIBRATION SEVERITY GRADE: R/A, SHAFT AND FLANGE ACCURACY: R TERMINAL BOX (ABOVE) CABLE ENTRY ON THE LEFT SIGNAL CONNECTION D-END | - | 0 | 0
1PH8103-1AF10-0BC1 |  | 1PH8103-1AF10-0BC1 | 1 | UN | 1 | 20 | D | D | N | N | 85015220 | 1 |  | 51 | KG | 2330.54 | 2330.54 | MC05 | MC05 | SIMOTICS M Compact induction motor 1500rpm, 5.5 kW 35Nm, 13.1A, 368V 1750rpm, 6.3kW 34Nm, 13.5A, 412V 2000rpm, 7 kW 33Nm, 12.7A, 460 V forced ventilation; direction of air flow NDE--> DE; Degree of protection IP55 Without encoder: With temperature sensor KTY 84-130 DESIGN IM B3 (IM V5, IM V6) PLAIN SHAFT WITHOUT FITTED KEY; BEARING: STANDARD WITH FIXED BEARING, VIBRATION SEVERITY GRADE: R/A, SHAFT AND FLANGE ACCURACY: R TERMINAL BOX (ABOVE) CABLE ENTRY ON THE ND-END SIGNAL CONNECTION LEFT | - | 0 | 0
1PH8103-1AF10-0CA1 |  | 1PH8103-1AF10-0CA1 | 1 | UN | 1 | 20 | D | D | N | N | 85015220 | 1 |  | 51 | KG | 2460.56 | 2460.56 | MC05 | MC05 | SIMOTICS M Compact induction motor 1500rpm, 5.5 kW 35Nm, 13.1A, 368V 1750rpm, 6.3kW 34Nm, 13.5A, 412V 2000rpm, 7 kW 33Nm, 12.7A, 460 V forced ventilation; direction of air flow NDE--> DE; Degree of protection IP55 Without encoder: With temperature sensor KTY 84-130 DESIGN IM B3 (IM V5, IM V6) PLAIN SHAFT WITHOUT FITTED KEY; BEARING: STANDARD WITH FIXED BEARING, VIBRATION SEVERITY GRADE: S/A, SHAFT AND FLANGE ACCURACY: R TERMINAL BOX (ABOVE) CABLE ENTRY ON THE RIGHT SIGNAL CONNECTION D-END | - | 0 | 0
1PH8103-1AF10-0CB1 |  | 1PH8103-1AF10-0CB1 | 1 | UN | 1 | 20 | D | D | N | N | 85015220 | 1 |  | 51 | KG | 2460.56 | 2460.56 | MC05 | MC05 | SIMOTICS M Compact induction motor 1500rpm, 5.5 kW 35Nm, 13.1A, 368V 1750rpm, 6.3kW 34Nm, 13.5A, 412V 2000rpm, 7 kW 33Nm, 12.7A, 460 V forced ventilation; direction of air flow NDE--> DE; Degree of protection IP55 Without encoder: With temperature sensor KTY 84-130 DESIGN IM B3 (IM V5, IM V6) PLAIN SHAFT WITHOUT FITTED KEY; BEARING: STANDARD WITH FIXED BEARING, VIBRATION SEVERITY GRADE: S/A, SHAFT AND FLANGE ACCURACY: R TERMINAL BOX (ABOVE) CABLE ENTRY ON THE LEFT SIGNAL CONNECTION D-END | - | 0 | 0
1PH8103-1AF10-0CC1 |  | 1PH8103-1AF10-0CC1 | 1 | UN | 1 | 20 | D | D | N | N | 85015220 | 1 |  | 51 | KG | 2460.56 | 2460.56 | MC05 | MC05 | SIMOTICS M Compact induction motor 1500rpm, 5.5 kW 35Nm, 13.1A, 368V 1750rpm, 6.3kW 34Nm, 13.5A, 412V 2000rpm, 7 kW 33Nm, 12.7A, 460 V forced ventilation; direction of air flow NDE--> DE; Degree of protection IP55 Without encoder: With temperature sensor KTY 84-130 DESIGN IM B3 (IM V5, IM V6) PLAIN SHAFT WITHOUT FITTED KEY; BEARING: STANDARD WITH FIXED BEARING, VIBRATION SEVERITY GRADE: S/A, SHAFT AND FLANGE ACCURACY: R TERMINAL BOX (ABOVE) CABLE ENTRY ON THE ND-END SIGNAL CONNECTION LEFT | - | 0 | 0
1PH8103-1AF10-1BA1 |  | 1PH8103-1AF10-1BA1 | 1 | UN | 1 | 20 | D | D | N | N | 85015220 | 1 |  | 51 | KG | 2330.54 | 2330.54 | MC05 | MC05 | SIMOTICS M Compact induction motor 1500rpm, 5.5 kW 35Nm, 13.1A, 368V 1750rpm, 6.3kW 34Nm, 13.5A, 412V 2000rpm, 7 kW 33Nm, 12.7A, 460 V forced ventilation; direction of air flow NDE--> DE; Degree of protection IP55 Without encoder: With temperature sensor KTY 84-130 DESIGN IM B3 (IM V5, IM V6) SHAFT WITH FITTED KEY FULL-KEY BALANCING BEARING: STANDARD WITH FIXED BEARING, VIBRATION SEVERITY GRADE: R/A, SHAFT AND FLANGE ACCURACY: R TERMINAL BOX (ABOVE) CABLE ENTRY ON THE RIGHT SIGNAL CONNECTION D-END | - | 0 | 0
1PH8103-1AF10-2BA1 |  | 1PH8103-1AF10-2BA1 | 1 | UN | 1 | 20 | D | D | N | N | 85015220 | 1 |  | 51 | KG | 2330.54 | 2330.54 | MC05 | MC05 | SIMOTICS M Compact induction motor 1500rpm, 5.5 kW 35Nm, 13.1A, 368V 1750rpm, 6.3kW 34Nm, 13.5A, 412V 2000rpm, 7 kW 33Nm, 12.7A, 460 V forced ventilation; direction of air flow NDE--> DE; Degree of protection IP55 Without encoder: With temperature sensor KTY 84-130 DESIGN IM B3 (IM V5, IM V6) SHAFT WITH FITTED KEY HALF-KEY BALANCING BEARING: STANDARD WITH FIXED BEARING, VIBRATION SEVERITY GRADE: R/A, SHAFT AND FLANGE ACCURACY: R TERMINAL BOX (ABOVE) CABLE ENTRY ON THE RIGHT SIGNAL CONNECTION D-END | - | 0 | 0
1PH8103-1AF10-2BB1 |  | 1PH8103-1AF10-2BB1 | 1 | UN | 1 | 20 | D | D | N | N | 85015220 | 1 |  | 51 | KG | 2330.54 | 2330.54 | MC05 | MC05 | SIMOTICS M Compact induction motor 1500rpm, 5.5 kW 35Nm, 13.1A, 368V 1750rpm, 6.3kW 34Nm, 13.5A, 412V 2000rpm, 7 kW 33Nm, 12.7A, 460 V forced ventilation; direction of air flow NDE--> DE; Degree of protection IP55 Without encoder: With temperature sensor KTY 84-130 DESIGN IM B3 (IM V5, IM V6) SHAFT WITH FITTED KEY HALF-KEY BALANCING BEARING: STANDARD WITH FIXED BEARING, VIBRATION SEVERITY GRADE: R/A, SHAFT AND FLANGE ACCURACY: R TERMINAL BOX (ABOVE) CABLE ENTRY ON THE LEFT SIGNAL CONNECTION D-END | - | 0 | 0
1PH8103-1AF10-2BC1 |  | 1PH8103-1AF10-2BC1 | 1 | UN | 1 | 20 | D | D | N | N | 85015220 | 1 |  | 51 | KG | 2330.54 | 2330.54 | MC05 | MC05 | SIMOTICS M Compact induction motor 1500rpm, 5.5 kW 35Nm, 13.1A, 368V 1750rpm, 6.3kW 34Nm, 13.5A, 412V 2000rpm, 7 kW 33Nm, 12.7A, 460 V forced ventilation; direction of air flow NDE--> DE; Degree of protection IP55 Without encoder: With temperature sensor KTY 84-130 DESIGN IM B3 (IM V5, IM V6) SHAFT WITH FITTED KEY HALF-KEY BALANCING BEARING: STANDARD WITH FIXED BEARING, VIBRATION SEVERITY GRADE: R/A, SHAFT AND FLANGE ACCURACY: R TERMINAL BOX (ABOVE) CABLE ENTRY ON THE ND-END SIGNAL CONNECTION LEFT | - | 0 | 0
1PH8103-1AF10-2CA1 |  | 1PH8103-1AF10-2CA1 | 1 | UN | 1 | 20 | D | D | N | N | 85015220 | 1 |  | 51 | KG | 2460.56 | 2460.56 | MC05 | MC05 | SIMOTICS M Compact induction motor 1500rpm, 5.5 kW 35Nm, 13.1A, 368V 1750rpm, 6.3kW 34Nm, 13.5A, 412V 2000rpm, 7 kW 33Nm, 12.7A, 460 V forced ventilation; direction of air flow NDE--> DE; Degree of protection IP55 Without encoder: With temperature sensor KTY 84-130 DESIGN IM B3 (IM V5, IM V6) SHAFT WITH FITTED KEY HALF-KEY BALANCING BEARING: STANDARD WITH FIXED BEARING, VIBRATION SEVERITY GRADE: S/A, SHAFT AND FLANGE ACCURACY: R TERMINAL BOX (ABOVE) CABLE ENTRY ON THE RIGHT SIGNAL CONNECTION D-END | - | 0 | 0
1PH8103-1AF10-2CB1 |  | 1PH8103-1AF10-2CB1 | 1 | UN | 1 | 20 | D | D | N | N | 85015220 | 1 |  | 51 | KG | 2460.56 | 2460.56 | MC05 | MC05 | SIMOTICS M Compact induction motor 1500rpm, 5.5 kW 35Nm, 13.1A, 368V 1750rpm, 6.3kW 34Nm, 13.5A, 412V 2000rpm, 7 kW 33Nm, 12.7A, 460 V forced ventilation; direction of air flow NDE--> DE; Degree of protection IP55 Without encoder: With temperature sensor KTY 84-130 DESIGN IM B3 (IM V5, IM V6) SHAFT WITH FITTED KEY HALF-KEY BALANCING BEARING: STANDARD WITH FIXED BEARING, VIBRATION SEVERITY GRADE: S/A, SHAFT AND FLANGE ACCURACY: R TERMINAL BOX (ABOVE) CABLE ENTRY ON THE LEFT SIGNAL CONNECTION D-END | - | 0 | 0
1PH8103-1AF10-2CC1 |  | 1PH8103-1AF10-2CC1 | 1 | UN | 1 | 20 | D | D | N | N | 85015220 | 1 |  | 51 | KG | 2460.56 | 2460.56 | MC05 | MC05 | SIMOTICS M Compact induction motor 1500rpm, 5.5 kW 35Nm, 13.1A, 368V 1750rpm, 6.3kW 34Nm, 13.5A, 412V 2000rpm, 7 kW 33Nm, 12.7A, 460 V forced ventilation; direction of air flow NDE--> DE; Degree of protection IP55 Without encoder: With temperature sensor KTY 84-130 DESIGN IM B3 (IM V5, IM V6) SHAFT WITH FITTED KEY HALF-KEY BALANCING BEARING: STANDARD WITH FIXED BEARING, VIBRATION SEVERITY GRADE: S/A, SHAFT AND FLANGE ACCURACY: R TERMINAL BOX (ABOVE) CABLE ENTRY ON THE ND-END SIGNAL CONNECTION LEFT | - | 0 | 0
1PH8103-1AF12-0BA1 |  | 1PH8103-1AF12-0BA1 | 1 | UN | 1 | 20 | D | D | N | N | 85015220 | 1 |  | 51 | KG | 2460.59 | 2460.59 | MC05 | MC05 | SIMOTICS M Compact induction motor 1500rpm, 5.5 kW 35Nm, 13.1A, 368V 1750rpm, 6.3kW 34Nm, 13.5A, 412V 2000rpm, 7 kW 33Nm, 12.7A, 460 V forced ventilation; direction of air flow NDE--> DE; Degree of protection IP55 Without encoder: With temperature sensor KTY 84-130 DESIGN IM B5 (IMV 1,IM V3) PLAIN SHAFT WITHOUT FITTED KEY; BEARING: STANDARD WITH FIXED BEARING, VIBRATION SEVERITY GRADE: R/A, SHAFT AND FLANGE ACCURACY: R TERMINAL BOX (ABOVE) CABLE ENTRY ON THE RIGHT SIGNAL CONNECTION D-END | - | 0 | 0
1PH8103-1AF12-0BB1 |  | 1PH8103-1AF12-0BB1 | 1 | UN | 1 | 20 | D | D | N | N | 85015220 | 1 |  | 51 | KG | 2460.59 | 2460.59 | MC05 | MC05 | SIMOTICS M Compact induction motor 1500rpm, 5.5 kW 35Nm, 13.1A, 368V 1750rpm, 6.3kW 34Nm, 13.5A, 412V 2000rpm, 7 kW 33Nm, 12.7A, 460 V forced ventilation; direction of air flow NDE--> DE; Degree of protection IP55 Without encoder: With temperature sensor KTY 84-130 DESIGN IM B5 (IMV 1,IM V3) PLAIN SHAFT WITHOUT FITTED KEY; BEARING: STANDARD WITH FIXED BEARING, VIBRATION SEVERITY GRADE: R/A, SHAFT AND FLANGE ACCURACY: R TERMINAL BOX (ABOVE) CABLE ENTRY ON THE LEFT SIGNAL CONNECTION D-END | - | 0 | 0
1PH8103-1AF12-0BC1 |  | 1PH8103-1AF12-0BC1 | 1 | UN | 1 | 20 | D | D | N | N | 85015220 | 1 |  | 51 | KG | 2460.59 | 2460.59 | MC05 | MC05 | SIMOTICS M Compact induction motor 1500rpm, 5.5 kW 35Nm, 13.1A, 368V 1750rpm, 6.3kW 34Nm, 13.5A, 412V 2000rpm, 7 kW 33Nm, 12.7A, 460 V forced ventilation; direction of air flow NDE--> DE; Degree of protection IP55 Without encoder: With temperature sensor KTY 84-130 DESIGN IM B5 (IMV 1,IM V3) PLAIN SHAFT WITHOUT FITTED KEY; BEARING: STANDARD WITH FIXED BEARING, VIBRATION SEVERITY GRADE: R/A, SHAFT AND FLANGE ACCURACY: R TERMINAL BOX (ABOVE) CABLE ENTRY ON THE ND-END SIGNAL CONNECTION LEFT | - | 0 | 0
1PH8103-1AF12-0CA1 |  | 1PH8103-1AF12-0CA1 | 1 | UN | 1 | 20 | D | D | N | N | 85015220 | 1 |  | 51 | KG | 2590.61 | 2590.61 | MC05 | MC05 | SIMOTICS M Compact induction motor 1500rpm, 5.5 kW 35Nm, 13.1A, 368V 1750rpm, 6.3kW 34Nm, 13.5A, 412V 2000rpm, 7 kW 33Nm, 12.7A, 460 V forced ventilation; direction of air flow NDE--> DE; Degree of protection IP55 Without encoder: With temperature sensor KTY 84-130 DESIGN IM B5 (IMV 1,IM V3) PLAIN SHAFT WITHOUT FITTED KEY; BEARING: STANDARD WITH FIXED BEARING, VIBRATION SEVERITY GRADE: S/A, SHAFT AND FLANGE ACCURACY: R TERMINAL BOX (ABOVE) CABLE ENTRY ON THE RIGHT SIGNAL CONNECTION D-END | - | 0 | 0
1PH8103-1AF12-0CB1 |  | 1PH8103-1AF12-0CB1 | 1 | UN | 1 | 20 | D | D | N | N | 85015220 | 1 |  | 51 | KG | 2590.61 | 2590.61 | MC05 | MC05 | SIMOTICS M Compact induction motor 1500rpm, 5.5 kW 35Nm, 13.1A, 368V 1750rpm, 6.3kW 34Nm, 13.5A, 412V 2000rpm, 7 kW 33Nm, 12.7A, 460 V forced ventilation; direction of air flow NDE--> DE; Degree of protection IP55 Without encoder: With temperature sensor KTY 84-130 DESIGN IM B5 (IMV 1,IM V3) PLAIN SHAFT WITHOUT FITTED KEY; BEARING: STANDARD WITH FIXED BEARING, VIBRATION SEVERITY GRADE: S/A, SHAFT AND FLANGE ACCURACY: R TERMINAL BOX (ABOVE) CABLE ENTRY ON THE LEFT SIGNAL CONNECTION D-END | - | 0 | 0
1PH8103-1AF12-0CC1 |  | 1PH8103-1AF12-0CC1 | 1 | UN | 1 | 20 | D | D | N | N | 85015220 | 1 |  | 51 | KG | 2590.61 | 2590.61 | MC05 | MC05 | SIMOTICS M Compact induction motor 1500rpm, 5.5 kW 35Nm, 13.1A, 368V 1750rpm, 6.3kW 34Nm, 13.5A, 412V 2000rpm, 7 kW 33Nm, 12.7A, 460 V forced ventilation; direction of air flow NDE--> DE; Degree of protection IP55 Without encoder: With temperature sensor KTY 84-130 DESIGN IM B5 (IMV 1,IM V3) PLAIN SHAFT WITHOUT FITTED KEY; BEARING: STANDARD WITH FIXED BEARING, VIBRATION SEVERITY GRADE: S/A, SHAFT AND FLANGE ACCURACY: R TERMINAL BOX (ABOVE) CABLE ENTRY ON THE ND-END SIGNAL CONNECTION LEFT | - | 0 | 0
1PH8103-1AF12-2BA1 |  | 1PH8103-1AF12-2BA1 | 1 | UN | 1 | 20 | D | D | N | N | 85015220 | 1 |  | 51 | KG | 2460.59 | 2460.59 | MC05 | MC05 | SIMOTICS M Compact induction motor 1500rpm, 5.5 kW 35Nm, 13.1A, 368V 1750rpm, 6.3kW 34Nm, 13.5A, 412V 2000rpm, 7 kW 33Nm, 12.7A, 460 V forced ventilation; direction of air flow NDE--> DE; Degree of protection IP55 Without encoder: With temperature sensor KTY 84-130 DESIGN IM B5 (IMV 1,IM V3) SHAFT WITH FITTED KEY HALF-KEY BALANCING BEARING: STANDARD WITH FIXED BEARING, VIBRATION SEVERITY GRADE: R/A, SHAFT AND FLANGE ACCURACY: R TERMINAL BOX (ABOVE) CABLE ENTRY ON THE RIGHT SIGNAL CONNECTION D-END | - | 0 | 0
1PH8103-1AF12-2BB1 |  | 1PH8103-1AF12-2BB1 | 1 | UN | 1 | 20 | D | D | N | N | 85015220 | 1 |  | 51 | KG | 2460.59 | 2460.59 | MC05 | MC05 | SIMOTICS M Compact induction motor 1500rpm, 5.5 kW 35Nm, 13.1A, 368V 1750rpm, 6.3kW 34Nm, 13.5A, 412V 2000rpm, 7 kW 33Nm, 12.7A, 460 V forced ventilation; direction of air flow NDE--> DE; Degree of protection IP55 Without encoder: With temperature sensor KTY 84-130 DESIGN IM B5 (IMV 1,IM V3) SHAFT WITH FITTED KEY HALF-KEY BALANCING BEARING: STANDARD WITH FIXED BEARING, VIBRATION SEVERITY GRADE: R/A, SHAFT AND FLANGE ACCURACY: R TERMINAL BOX (ABOVE) CABLE ENTRY ON THE LEFT SIGNAL CONNECTION D-END | - | 0 | 0
1PH8103-1AF12-2BC1 |  | 1PH8103-1AF12-2BC1 | 1 | UN | 1 | 20 | D | D | N | N | 85015220 | 1 |  | 51 | KG | 2460.59 | 2460.59 | MC05 | MC05 | SIMOTICS M Compact induction motor 1500rpm, 5.5 kW 35Nm, 13.1A, 368V 1750rpm, 6.3kW 34Nm, 13.5A, 412V 2000rpm, 7 kW 33Nm, 12.7A, 460 V forced ventilation; direction of air flow NDE--> DE; Degree of protection IP55 Without encoder: With temperature sensor KTY 84-130 DESIGN IM B5 (IMV 1,IM V3) SHAFT WITH FITTED KEY HALF-KEY BALANCING BEARING: STANDARD WITH FIXED BEARING, VIBRATION SEVERITY GRADE: R/A, SHAFT AND FLANGE ACCURACY: R TERMINAL BOX (ABOVE) CABLE ENTRY ON THE ND-END SIGNAL CONNECTION LEFT | - | 0 | 0
1PH8103-1AF12-2CA1 |  | 1PH8103-1AF12-2CA1 | 1 | UN | 1 | 20 | D | D | N | N | 85015220 | 1 |  | 51 | KG | 2590.61 | 2590.61 | MC05 | MC05 | SIMOTICS M Compact induction motor 1500rpm, 5.5 kW 35Nm, 13.1A, 368V 1750rpm, 6.3kW 34Nm, 13.5A, 412V 2000rpm, 7 kW 33Nm, 12.7A, 460 V forced ventilation; direction of air flow NDE--> DE; Degree of protection IP55 Without encoder: With temperature sensor KTY 84-130 DESIGN IM B5 (IMV 1,IM V3) SHAFT WITH FITTED KEY HALF-KEY BALANCING BEARING: STANDARD WITH FIXED BEARING, VIBRATION SEVERITY GRADE: S/A, SHAFT AND FLANGE ACCURACY: R TERMINAL BOX (ABOVE) CABLE ENTRY ON THE RIGHT SIGNAL CONNECTION D-END | - | 0 | 0
1PH8103-1AF12-2CB1 |  | 1PH8103-1AF12-2CB1 | 1 | UN | 1 | 20 | D | D | N | N | 85015220 | 1 |  | 51 | KG | 2590.61 | 2590.61 | MC05 | MC05 | SIMOTICS M Compact induction motor 1500rpm, 5.5 kW 35Nm, 13.1A, 368V 1750rpm, 6.3kW 34Nm, 13.5A, 412V 2000rpm, 7 kW 33Nm, 12.7A, 460 V forced ventilation; direction of air flow NDE--> DE; Degree of protection IP55 Without encoder: With temperature sensor KTY 84-130 DESIGN IM B5 (IMV 1,IM V3) SHAFT WITH FITTED KEY HALF-KEY BALANCING BEARING: STANDARD WITH FIXED BEARING, VIBRATION SEVERITY GRADE: S/A, SHAFT AND FLANGE ACCURACY: R TERMINAL BOX (ABOVE) CABLE ENTRY ON THE LEFT SIGNAL CONNECTION D-END | - | 0 | 0
1PH8103-1AF12-2CC1 |  | 1PH8103-1AF12-2CC1 | 1 | UN | 1 | 20 | D | D | N | N | 85015220 | 1 |  | 51 | KG | 2590.61 | 2590.61 | MC05 | MC05 | SIMOTICS M Compact induction motor 1500rpm, 5.5 kW 35Nm, 13.1A, 368V 1750rpm, 6.3kW 34Nm, 13.5A, 412V 2000rpm, 7 kW 33Nm, 12.7A, 460 V forced ventilation; direction of air flow NDE--> DE; Degree of protection IP55 Without encoder: With temperature sensor KTY 84-130 DESIGN IM B5 (IMV 1,IM V3) SHAFT WITH FITTED KEY HALF-KEY BALANCING BEARING: STANDARD WITH FIXED BEARING, VIBRATION SEVERITY GRADE: S/A, SHAFT AND FLANGE ACCURACY: R TERMINAL BOX (ABOVE) CABLE ENTRY ON THE ND-END SIGNAL CONNECTION LEFT | - | 0 | 0
1PH8103-1AF13-0BA1 |  | 1PH8103-1AF13-0BA1 | 1 | UN | 1 | 20 | D | D | N | N | 85015220 | 1 |  | 51 | KG | 2619.55 | 2619.55 | MC05 | MC05 | SIMOTICS M Compact induction motor 1500rpm, 5.5 kW 35Nm, 13.1A, 368V 1750rpm, 6.3kW 34Nm, 13.5A, 412V 2000rpm, 7 kW 33Nm, 12.7A, 460 V forced ventilation; direction of air flow NDE--> DE; Degree of protection IP55 Without encoder: With temperature sensor KTY 84-130 Design IM B35 (IM V15, (IM V35) PLAIN SHAFT WITHOUT FITTED KEY; BEARING: STANDARD WITH FIXED BEARING, VIBRATION SEVERITY GRADE: R/A, SHAFT AND FLANGE ACCURACY: R TERMINAL BOX (ABOVE) CABLE ENTRY ON THE RIGHT SIGNAL CONNECTION D-END | - | 0 | 0
1PH8103-1AF13-0BB1 |  | 1PH8103-1AF13-0BB1 | 1 | UN | 1 | 20 | D | D | N | N | 85015220 | 1 |  | 51 | KG | 2619.55 | 2619.55 | MC05 | MC05 | SIMOTICS M Compact induction motor 1500rpm, 5.5 kW 35Nm, 13.1A, 368V 1750rpm, 6.3kW 34Nm, 13.5A, 412V 2000rpm, 7 kW 33Nm, 12.7A, 460 V forced ventilation; direction of air flow NDE--> DE; Degree of protection IP55 Without encoder: With temperature sensor KTY 84-130 Design IM B35 (IM V15, (IM V35) PLAIN SHAFT WITHOUT FITTED KEY; BEARING: STANDARD WITH FIXED BEARING, VIBRATION SEVERITY GRADE: R/A, SHAFT AND FLANGE ACCURACY: R TERMINAL BOX (ABOVE) CABLE ENTRY ON THE LEFT SIGNAL CONNECTION D-END | - | 0 | 0
1PH8103-1AF13-0BC1 |  | 1PH8103-1AF13-0BC1 | 1 | UN | 1 | 20 | D | D | N | N | 85015220 | 1 |  | 51 | KG | 2619.55 | 2619.55 | MC05 | MC05 | SIMOTICS M Compact induction motor 1500rpm, 5.5 kW 35Nm, 13.1A, 368V 1750rpm, 6.3kW 34Nm, 13.5A, 412V 2000rpm, 7 kW 33Nm, 12.7A, 460 V forced ventilation; direction of air flow NDE--> DE; Degree of protection IP55 Without encoder: With temperature sensor KTY 84-130 Design IM B35 (IM V15, (IM V35) PLAIN SHAFT WITHOUT FITTED KEY; BEARING: STANDARD WITH FIXED BEARING, VIBRATION SEVERITY GRADE: R/A, SHAFT AND FLANGE ACCURACY: R TERMINAL BOX (ABOVE) CABLE ENTRY ON THE ND-END SIGNAL CONNECTION LEFT | - | 0 | 0
1PH8103-1AF13-0CA1 |  | 1PH8103-1AF13-0CA1 | 1 | UN | 1 | 20 | D | D | N | N | 85015220 | 1 |  | 51 | KG | 2749.57 | 2749.57 | MC05 | MC05 | SIMOTICS M Compact induction motor 1500rpm, 5.5 kW 35Nm, 13.1A, 368V 1750rpm, 6.3kW 34Nm, 13.5A, 412V 2000rpm, 7 kW 33Nm, 12.7A, 460 V forced ventilation; direction of air flow NDE--> DE; Degree of protection IP55 Without encoder: With temperature sensor KTY 84-130 Design IM B35 (IM V15, (IM V35) PLAIN SHAFT WITHOUT FITTED KEY; BEARING: STANDARD WITH FIXED BEARING, VIBRATION SEVERITY GRADE: S/A, SHAFT AND FLANGE ACCURACY: R TERMINAL BOX (ABOVE) CABLE ENTRY ON THE RIGHT SIGNAL CONNECTION D-END | - | 0 | 0
1PH8103-1AF13-0CB1 |  | 1PH8103-1AF13-0CB1 | 1 | UN | 1 | 20 | D | D | N | N | 85015220 | 1 |  | 51 | KG | 2749.57 | 2749.57 | MC05 | MC05 | SIMOTICS M Compact induction motor 1500rpm, 5.5 kW 35Nm, 13.1A, 368V 1750rpm, 6.3kW 34Nm, 13.5A, 412V 2000rpm, 7 kW 33Nm, 12.7A, 460 V forced ventilation; direction of air flow NDE--> DE; Degree of protection IP55 Without encoder: With temperature sensor KTY 84-130 Design IM B35 (IM V15, (IM V35) PLAIN SHAFT WITHOUT FITTED KEY; BEARING: STANDARD WITH FIXED BEARING, VIBRATION SEVERITY GRADE: S/A, SHAFT AND FLANGE ACCURACY: R TERMINAL BOX (ABOVE) CABLE ENTRY ON THE LEFT SIGNAL CONNECTION D-END | - | 0 | 0
1PH8103-1AF13-0CC1 |  | 1PH8103-1AF13-0CC1 | 1 | UN | 1 | 20 | D | D | N | N | 85015220 | 1 |  | 51 | KG | 2749.57 | 2749.57 | MC05 | MC05 | SIMOTICS M Compact induction motor 1500rpm, 5.5 kW 35Nm, 13.1A, 368V 1750rpm, 6.3kW 34Nm, 13.5A, 412V 2000rpm, 7 kW 33Nm, 12.7A, 460 V forced ventilation; direction of air flow NDE--> DE; Degree of protection IP55 Without encoder: With temperature sensor KTY 84-130 Design IM B35 (IM V15, (IM V35) PLAIN SHAFT WITHOUT FITTED KEY; BEARING: STANDARD WITH FIXED BEARING, VIBRATION SEVERITY GRADE: S/A, SHAFT AND FLANGE ACCURACY: R TERMINAL BOX (ABOVE) CABLE ENTRY ON THE ND-END SIGNAL CONNECTION LEFT | - | 0 | 0
1PH8103-1AF13-2BA1 |  | 1PH8103-1AF13-2BA1 | 1 | UN | 1 | 20 | D | D | N | N | 85015220 | 1 |  | 51 | KG | 2619.55 | 2619.55 | MC05 | MC05 | SIMOTICS M Compact induction motor 1500rpm, 5.5 kW 35Nm, 13.1A, 368V 1750rpm, 6.3kW 34Nm, 13.5A, 412V 2000rpm, 7 kW 33Nm, 12.7A, 460 V forced ventilation; direction of air flow NDE--> DE; Degree of protection IP55 Without encoder: With temperature sensor KTY 84-130 Design IM B35 (IM V15, (IM V35) SHAFT WITH FITTED KEY HALF-KEY BALANCING BEARING: STANDARD WITH FIXED BEARING, VIBRATION SEVERITY GRADE: R/A, SHAFT AND FLANGE ACCURACY: R TERMINAL BOX (ABOVE) CABLE ENTRY ON THE RIGHT SIGNAL CONNECTION D-END | - | 0 | 0
1PH8103-1AF13-2BB1 |  | 1PH8103-1AF13-2BB1 | 1 | UN | 1 | 20 | D | D | N | N | 85015220 | 1 |  | 51 | KG | 2619.55 | 2619.55 | MC05 | MC05 | SIMOTICS M Compact induction motor 1500rpm, 5.5 kW 35Nm, 13.1A, 368V 1750rpm, 6.3kW 34Nm, 13.5A, 412V 2000rpm, 7 kW 33Nm, 12.7A, 460 V forced ventilation; direction of air flow NDE--> DE; Degree of protection IP55 Without encoder: With temperature sensor KTY 84-130 Design IM B35 (IM V15, (IM V35) SHAFT WITH FITTED KEY HALF-KEY BALANCING BEARING: STANDARD WITH FIXED BEARING, VIBRATION SEVERITY GRADE: R/A, SHAFT AND FLANGE ACCURACY: R TERMINAL BOX (ABOVE) CABLE ENTRY ON THE LEFT SIGNAL CONNECTION D-END | - | 0 | 0
1PH8103-1AF13-2BC1 |  | 1PH8103-1AF13-2BC1 | 1 | UN | 1 | 20 | D | D | N | N | 85015220 | 1 |  | 51 | KG | 2619.55 | 2619.55 | MC05 | MC05 | SIMOTICS M Compact induction motor 1500rpm, 5.5 kW 35Nm, 13.1A, 368V 1750rpm, 6.3kW 34Nm, 13.5A, 412V 2000rpm, 7 kW 33Nm, 12.7A, 460 V forced ventilation; direction of air flow NDE--> DE; Degree of protection IP55 Without encoder: With temperature sensor KTY 84-130 Design IM B35 (IM V15, (IM V35) SHAFT WITH FITTED KEY HALF-KEY BALANCING BEARING: STANDARD WITH FIXED BEARING, VIBRATION SEVERITY GRADE: R/A, SHAFT AND FLANGE ACCURACY: R TERMINAL BOX (ABOVE) CABLE ENTRY ON THE ND-END SIGNAL CONNECTION LEFT | - | 0 | 0
1PH8103-1AF13-2CA1 |  | 1PH8103-1AF13-2CA1 | 1 | UN | 1 | 20 | D | D | N | N | 85015220 | 1 |  | 51 | KG | 2749.57 | 2749.57 | MC05 | MC05 | SIMOTICS M Compact induction motor 1500rpm, 5.5 kW 35Nm, 13.1A, 368V 1750rpm, 6.3kW 34Nm, 13.5A, 412V 2000rpm, 7 kW 33Nm, 12.7A, 460 V forced ventilation; direction of air flow NDE--> DE; Degree of protection IP55 Without encoder: With temperature sensor KTY 84-130 Design IM B35 (IM V15, (IM V35) SHAFT WITH FITTED KEY HALF-KEY BALANCING BEARING: STANDARD WITH FIXED BEARING, VIBRATION SEVERITY GRADE: S/A, SHAFT AND FLANGE ACCURACY: R TERMINAL BOX (ABOVE) CABLE ENTRY ON THE RIGHT SIGNAL CONNECTION D-END | - | 0 | 0
1PH8103-1AF13-2CB1 |  | 1PH8103-1AF13-2CB1 | 1 | UN | 1 | 20 | D | D | N | N | 85015220 | 1 |  | 51 | KG | 2749.57 | 2749.57 | MC05 | MC05 | SIMOTICS M Compact induction motor 1500rpm, 5.5 kW 35Nm, 13.1A, 368V 1750rpm, 6.3kW 34Nm, 13.5A, 412V 2000rpm, 7 kW 33Nm, 12.7A, 460 V forced ventilation; direction of air flow NDE--> DE; Degree of protection IP55 Without encoder: With temperature sensor KTY 84-130 Design IM B35 (IM V15, (IM V35) SHAFT WITH FITTED KEY HALF-KEY BALANCING BEARING: STANDARD WITH FIXED BEARING, VIBRATION SEVERITY GRADE: S/A, SHAFT AND FLANGE ACCURACY: R TERMINAL BOX (ABOVE) CABLE ENTRY ON THE LEFT SIGNAL CONNECTION D-END | - | 0 | 0
1PH8103-1AF13-2CC1 |  | 1PH8103-1AF13-2CC1 | 1 | UN | 1 | 20 | D | D | N | N | 85015220 | 1 |  | 51 | KG | 2749.57 | 2749.57 | MC05 | MC05 | SIMOTICS M Compact induction motor 1500rpm, 5.5 kW 35Nm, 13.1A, 368V 1750rpm, 6.3kW 34Nm, 13.5A, 412V 2000rpm, 7 kW 33Nm, 12.7A, 460 V forced ventilation; direction of air flow NDE--> DE; Degree of protection IP55 Without encoder: With temperature sensor KTY 84-130 Design IM B35 (IM V15, (IM V35) SHAFT WITH FITTED KEY HALF-KEY BALANCING BEARING: STANDARD WITH FIXED BEARING, VIBRATION SEVERITY GRADE: S/A, SHAFT AND FLANGE ACCURACY: R TERMINAL BOX (ABOVE) CABLE ENTRY ON THE ND-END SIGNAL CONNECTION LEFT | - | 0 | 0
1PH8103-1AF20-0BA1 |  | 1PH8103-1AF20-0BA1 | 1 | UN | 1 | 20 | D | D | N | N | 85015230 | 1 |  | 60 | KG | 2606.49 | 2606.49 | MC05 | MC05 | SIMOTICS M Compact induction motor 1500rpm, 7.1kW 45Nm, 19.7A, 317V 1750rpm, 8.2kW 45Nm, 19.7A, 364V 2000rpm, 9.4kW 45Nm, 19.7A, 411V water cooling Degree of protection IP65 Without encoder: With temperature sensor KTY 84-130 DESIGN IM B3 (IM V5, IM V6) PLAIN SHAFT WITHOUT FITTED KEY; BEARING: STANDARD WITH FIXED BEARING, VIBRATION SEVERITY GRADE: R/A, SHAFT AND FLANGE ACCURACY: R TERMINAL BOX (ABOVE) CABLE ENTRY ON THE RIGHT SIGNAL CONNECTION D-END | - | 0 | 0
1PH8103-1AF20-0BB1 |  | 1PH8103-1AF20-0BB1 | 1 | UN | 1 | 20 | D | D | N | N | 85015230 | 1 |  | 60 | KG | 2606.49 | 2606.49 | MC05 | MC05 | SIMOTICS M Compact induction motor 1500rpm, 7.1kW 45Nm, 19.7A, 317V 1750rpm, 8.2kW 45Nm, 19.7A, 364V 2000rpm, 9.4kW 45Nm, 19.7A, 411V water cooling Degree of protection IP65 Without encoder: With temperature sensor KTY 84-130 DESIGN IM B3 (IM V5, IM V6) PLAIN SHAFT WITHOUT FITTED KEY; BEARING: STANDARD WITH FIXED BEARING, VIBRATION SEVERITY GRADE: R/A, SHAFT AND FLANGE ACCURACY: R TERMINAL BOX (ABOVE) CABLE ENTRY ON THE LEFT SIGNAL CONNECTION D-END | - | 0 | 0
1PH8103-1AF20-0BC1 |  | 1PH8103-1AF20-0BC1 | 1 | UN | 1 | 20 | D | D | N | N | 85015230 | 1 |  | 60 | KG | 2606.49 | 2606.49 | MC05 | MC05 | SIMOTICS M Compact induction motor 1500rpm, 7.1kW 45Nm, 19.7A, 317V 1750rpm, 8.2kW 45Nm, 19.7A, 364V 2000rpm, 9.4kW 45Nm, 19.7A, 411V water cooling Degree of protection IP65 Without encoder: With temperature sensor KTY 84-130 DESIGN IM B3 (IM V5, IM V6) PLAIN SHAFT WITHOUT FITTED KEY; BEARING: STANDARD WITH FIXED BEARING, VIBRATION SEVERITY GRADE: R/A, SHAFT AND FLANGE ACCURACY: R TERMINAL BOX (ABOVE) CABLE ENTRY ON THE ND-END SIGNAL CONNECTION LEFT | - | 0 | 0
1PH8103-1AF20-0CA1 |  | 1PH8103-1AF20-0CA1 | 1 | UN | 1 | 20 | D | D | N | N | 85015230 | 1 |  | 60 | KG | 2736.51 | 2736.51 | MC05 | MC05 | SIMOTICS M Compact induction motor 1500rpm, 7.1kW 45Nm, 19.7A, 317V 1750rpm, 8.2kW 45Nm, 19.7A, 364V 2000rpm, 9.4kW 45Nm, 19.7A, 411V water cooling Degree of protection IP65 Without encoder: With temperature sensor KTY 84-130 DESIGN IM B3 (IM V5, IM V6) PLAIN SHAFT WITHOUT FITTED KEY; BEARING: STANDARD WITH FIXED BEARING, VIBRATION SEVERITY GRADE: S/A, SHAFT AND FLANGE ACCURACY: R TERMINAL BOX (ABOVE) CABLE ENTRY ON THE RIGHT SIGNAL CONNECTION D-END | - | 0 | 0
1PH8103-1AF20-0CB1 |  | 1PH8103-1AF20-0CB1 | 1 | UN | 1 | 20 | D | D | N | N | 85015230 | 1 |  | 60 | KG | 2736.51 | 2736.51 | MC05 | MC05 | SIMOTICS M Compact induction motor 1500rpm, 7.1kW 45Nm, 19.7A, 317V 1750rpm, 8.2kW 45Nm, 19.7A, 364V 2000rpm, 9.4kW 45Nm, 19.7A, 411V water cooling Degree of protection IP65 Without encoder: With temperature sensor KTY 84-130 DESIGN IM B3 (IM V5, IM V6) PLAIN SHAFT WITHOUT FITTED KEY; BEARING: STANDARD WITH FIXED BEARING, VIBRATION SEVERITY GRADE: S/A, SHAFT AND FLANGE ACCURACY: R TERMINAL BOX (ABOVE) CABLE ENTRY ON THE LEFT SIGNAL CONNECTION D-END | - | 0 | 0
1PH8103-1AF20-0CC1 |  | 1PH8103-1AF20-0CC1 | 1 | UN | 1 | 20 | D | D | N | N | 85015230 | 1 |  | 60 | KG | 2736.51 | 2736.51 | MC05 | MC05 | SIMOTICS M Compact induction motor 1500rpm, 7.1kW 45Nm, 19.7A, 317V 1750rpm, 8.2kW 45Nm, 19.7A, 364V 2000rpm, 9.4kW 45Nm, 19.7A, 411V water cooling Degree of protection IP65 Without encoder: With temperature sensor KTY 84-130 DESIGN IM B3 (IM V5, IM V6) PLAIN SHAFT WITHOUT FITTED KEY; BEARING: STANDARD WITH FIXED BEARING, VIBRATION SEVERITY GRADE: S/A, SHAFT AND FLANGE ACCURACY: R TERMINAL BOX (ABOVE) CABLE ENTRY ON THE ND-END SIGNAL CONNECTION LEFT | - | 0 | 0
1PH8103-1AF20-2BA1 |  | 1PH8103-1AF20-2BA1 | 1 | UN | 1 | 20 | D | D | N | N | 85015230 | 1 |  | 60 | KG | 2606.49 | 2606.49 | MC05 | MC05 | SIMOTICS M Compact induction motor 1500rpm, 7.1kW 45Nm, 19.7A, 317V 1750rpm, 8.2kW 45Nm, 19.7A, 364V 2000rpm, 9.4kW 45Nm, 19.7A, 411V water cooling Degree of protection IP65 Without encoder: With temperature sensor KTY 84-130 DESIGN IM B3 (IM V5, IM V6) SHAFT WITH FITTED KEY HALF-KEY BALANCING BEARING: STANDARD WITH FIXED BEARING, VIBRATION SEVERITY GRADE: R/A, SHAFT AND FLANGE ACCURACY: R TERMINAL BOX (ABOVE) CABLE ENTRY ON THE RIGHT SIGNAL CONNECTION D-END | - | 0 | 0
1PH8103-1AF20-2BB1 |  | 1PH8103-1AF20-2BB1 | 1 | UN | 1 | 20 | D | D | N | N | 85015230 | 1 |  | 60 | KG | 2606.49 | 2606.49 | MC05 | MC05 | SIMOTICS M Compact induction motor 1500rpm, 7.1kW 45Nm, 19.7A, 317V 1750rpm, 8.2kW 45Nm, 19.7A, 364V 2000rpm, 9.4kW 45Nm, 19.7A, 411V water cooling Degree of protection IP65 Without encoder: With temperature sensor KTY 84-130 DESIGN IM B3 (IM V5, IM V6) SHAFT WITH FITTED KEY HALF-KEY BALANCING BEARING: STANDARD WITH FIXED BEARING, VIBRATION SEVERITY GRADE: R/A, SHAFT AND FLANGE ACCURACY: R TERMINAL BOX (ABOVE) CABLE ENTRY ON THE LEFT SIGNAL CONNECTION D-END | - | 0 | 0
1PH8103-1AF20-2BC1 |  | 1PH8103-1AF20-2BC1 | 1 | UN | 1 | 20 | D | D | N | N | 85015230 | 1 |  | 60 | KG | 2606.49 | 2606.49 | MC05 | MC05 | SIMOTICS M Compact induction motor 1500rpm, 7.1kW 45Nm, 19.7A, 317V 1750rpm, 8.2kW 45Nm, 19.7A, 364V 2000rpm, 9.4kW 45Nm, 19.7A, 411V water cooling Degree of protection IP65 Without encoder: With temperature sensor KTY 84-130 DESIGN IM B3 (IM V5, IM V6) SHAFT WITH FITTED KEY HALF-KEY BALANCING BEARING: STANDARD WITH FIXED BEARING, VIBRATION SEVERITY GRADE: R/A, SHAFT AND FLANGE ACCURACY: R TERMINAL BOX (ABOVE) CABLE ENTRY ON THE ND-END SIGNAL CONNECTION LEFT | - | 0 | 0
1PH8103-1AF20-2CA1 |  | 1PH8103-1AF20-2CA1 | 1 | UN | 1 | 20 | D | D | N | N | 85015230 | 1 |  | 60 | KG | 2736.51 | 2736.51 | MC05 | MC05 | SIMOTICS M Compact induction motor 1500rpm, 7.1kW 45Nm, 19.7A, 317V 1750rpm, 8.2kW 45Nm, 19.7A, 364V 2000rpm, 9.4kW 45Nm, 19.7A, 411V water cooling Degree of protection IP65 Without encoder: With temperature sensor KTY 84-130 DESIGN IM B3 (IM V5, IM V6) SHAFT WITH FITTED KEY HALF-KEY BALANCING BEARING: STANDARD WITH FIXED BEARING, VIBRATION SEVERITY GRADE: S/A, SHAFT AND FLANGE ACCURACY: R TERMINAL BOX (ABOVE) CABLE ENTRY ON THE RIGHT SIGNAL CONNECTION D-END | - | 0 | 0
1PH8103-1AF20-2CB1 |  | 1PH8103-1AF20-2CB1 | 1 | UN | 1 | 20 | D | D | N | N | 85015230 | 1 |  | 60 | KG | 2736.51 | 2736.51 | MC05 | MC05 | SIMOTICS M Compact induction motor 1500rpm, 7.1kW 45Nm, 19.7A, 317V 1750rpm, 8.2kW 45Nm, 19.7A, 364V 2000rpm, 9.4kW 45Nm, 19.7A, 411V water cooling Degree of protection IP65 Without encoder: With temperature sensor KTY 84-130 DESIGN IM B3 (IM V5, IM V6) SHAFT WITH FITTED KEY HALF-KEY BALANCING BEARING: STANDARD WITH FIXED BEARING, VIBRATION SEVERITY GRADE: S/A, SHAFT AND FLANGE ACCURACY: R TERMINAL BOX (ABOVE) CABLE ENTRY ON THE LEFT SIGNAL CONNECTION D-END | - | 0 | 0
1PH8103-1AF20-2CC1 |  | 1PH8103-1AF20-2CC1 | 1 | UN | 1 | 20 | D | D | N | N | 85015230 | 1 |  | 60 | KG | 2736.51 | 2736.51 | MC05 | MC05 | SIMOTICS M Compact induction motor 1500rpm, 7.1kW 45Nm, 19.7A, 317V 1750rpm, 8.2kW 45Nm, 19.7A, 364V 2000rpm, 9.4kW 45Nm, 19.7A, 411V water cooling Degree of protection IP65 Without encoder: With temperature sensor KTY 84-130 DESIGN IM B3 (IM V5, IM V6) SHAFT WITH FITTED KEY HALF-KEY BALANCING BEARING: STANDARD WITH FIXED BEARING, VIBRATION SEVERITY GRADE: S/A, SHAFT AND FLANGE ACCURACY: R TERMINAL BOX (ABOVE) CABLE ENTRY ON THE ND-END SIGNAL CONNECTION LEFT | - | 0 | 0
1PH8103-1AF22-0BA1 |  | 1PH8103-1AF22-0BA1 | 1 | UN | 1 | 20 | D | D | N | N | 85015230 | 1 |  | 60 | KG | 2736.54 | 2736.54 | MC05 | MC05 | SIMOTICS M Compact induction motor 1500rpm, 7.1kW 45Nm, 19.7A, 317V 1750rpm, 8.2kW 45Nm, 19.7A, 364V 2000rpm, 9.4kW 45Nm, 19.7A, 411V water cooling Degree of protection IP65 Without encoder: With temperature sensor KTY 84-130 DESIGN IM B5 (IMV 1,IM V3) PLAIN SHAFT WITHOUT FITTED KEY; BEARING: STANDARD WITH FIXED BEARING, VIBRATION SEVERITY GRADE: R/A, SHAFT AND FLANGE ACCURACY: R TERMINAL BOX (ABOVE) CABLE ENTRY ON THE RIGHT SIGNAL CONNECTION D-END | - | 0 | 0
1PH8103-1AF22-0BB1 |  | 1PH8103-1AF22-0BB1 | 1 | UN | 1 | 20 | D | D | N | N | 85015230 | 1 |  | 60 | KG | 2736.54 | 2736.54 | MC05 | MC05 | SIMOTICS M Compact induction motor 1500rpm, 7.1kW 45Nm, 19.7A, 317V 1750rpm, 8.2kW 45Nm, 19.7A, 364V 2000rpm, 9.4kW 45Nm, 19.7A, 411V water cooling Degree of protection IP65 Without encoder: With temperature sensor KTY 84-130 DESIGN IM B5 (IMV 1,IM V3) PLAIN SHAFT WITHOUT FITTED KEY; BEARING: STANDARD WITH FIXED BEARING, VIBRATION SEVERITY GRADE: R/A, SHAFT AND FLANGE ACCURACY: R TERMINAL BOX (ABOVE) CABLE ENTRY ON THE LEFT SIGNAL CONNECTION D-END | - | 0 | 0
1PH8103-1AF22-0BC1 |  | 1PH8103-1AF22-0BC1 | 1 | UN | 1 | 20 | D | D | N | N | 85015230 | 1 |  | 60 | KG | 2736.54 | 2736.54 | MC05 | MC05 | SIMOTICS M Compact induction motor 1500rpm, 7.1kW 45Nm, 19.7A, 317V 1750rpm, 8.2kW 45Nm, 19.7A, 364V 2000rpm, 9.4kW 45Nm, 19.7A, 411V water cooling Degree of protection IP65 Without encoder: With temperature sensor KTY 84-130 DESIGN IM B5 (IMV 1,IM V3) PLAIN SHAFT WITHOUT FITTED KEY; BEARING: STANDARD WITH FIXED BEARING, VIBRATION SEVERITY GRADE: R/A, SHAFT AND FLANGE ACCURACY: R TERMINAL BOX (ABOVE) CABLE ENTRY ON THE ND-END SIGNAL CONNECTION LEFT | - | 0 | 0
1PH8103-1AF22-0CA1 |  | 1PH8103-1AF22-0CA1 | 1 | UN | 1 | 20 | D | D | N | N | 85015230 | 1 |  | 60 | KG | 2866.56 | 2866.56 | MC05 | MC05 | SIMOTICS M Compact induction motor 1500rpm, 7.1kW 45Nm, 19.7A, 317V 1750rpm, 8.2kW 45Nm, 19.7A, 364V 2000rpm, 9.4kW 45Nm, 19.7A, 411V water cooling Degree of protection IP65 Without encoder: With temperature sensor KTY 84-130 DESIGN IM B5 (IMV 1,IM V3) PLAIN SHAFT WITHOUT FITTED KEY; BEARING: STANDARD WITH FIXED BEARING, VIBRATION SEVERITY GRADE: S/A, SHAFT AND FLANGE ACCURACY: R TERMINAL BOX (ABOVE) CABLE ENTRY ON THE RIGHT SIGNAL CONNECTION D-END | - | 0 | 0
1PH8103-1AF22-0CB1 |  | 1PH8103-1AF22-0CB1 | 1 | UN | 1 | 20 | D | D | N | N | 85015230 | 1 |  | 60 | KG | 2866.56 | 2866.56 | MC05 | MC05 | SIMOTICS M Compact induction motor 1500rpm, 7.1kW 45Nm, 19.7A, 317V 1750rpm, 8.2kW 45Nm, 19.7A, 364V 2000rpm, 9.4kW 45Nm, 19.7A, 411V water cooling Degree of protection IP65 Without encoder: With temperature sensor KTY 84-130 DESIGN IM B5 (IMV 1,IM V3) PLAIN SHAFT WITHOUT FITTED KEY; BEARING: STANDARD WITH FIXED BEARING, VIBRATION SEVERITY GRADE: S/A, SHAFT AND FLANGE ACCURACY: R TERMINAL BOX (ABOVE) CABLE ENTRY ON THE LEFT SIGNAL CONNECTION D-END | - | 0 | 0
1PH8103-1AF22-0CC1 |  | 1PH8103-1AF22-0CC1 | 1 | UN | 1 | 20 | D | D | N | N | 85015230 | 1 |  | 60 | KG | 2866.56 | 2866.56 | MC05 | MC05 | SIMOTICS M Compact induction motor 1500rpm, 7.1kW 45Nm, 19.7A, 317V 1750rpm, 8.2kW 45Nm, 19.7A, 364V 2000rpm, 9.4kW 45Nm, 19.7A, 411V water cooling Degree of protection IP65 Without encoder: With temperature sensor KTY 84-130 DESIGN IM B5 (IMV 1,IM V3) PLAIN SHAFT WITHOUT FITTED KEY; BEARING: STANDARD WITH FIXED BEARING, VIBRATION SEVERITY GRADE: S/A, SHAFT AND FLANGE ACCURACY: R TERMINAL BOX (ABOVE) CABLE ENTRY ON THE ND-END SIGNAL CONNECTION LEFT | - | 0 | 0
1PH8103-1AF22-2BA1 |  | 1PH8103-1AF22-2BA1 | 1 | UN | 1 | 20 | D | D | N | N | 85015230 | 1 |  | 60 | KG | 2736.54 | 2736.54 | MC05 | MC05 | SIMOTICS M Compact induction motor 1500rpm, 7.1kW 45Nm, 19.7A, 317V 1750rpm, 8.2kW 45Nm, 19.7A, 364V 2000rpm, 9.4kW 45Nm, 19.7A, 411V water cooling Degree of protection IP65 Without encoder: With temperature sensor KTY 84-130 DESIGN IM B5 (IMV 1,IM V3) SHAFT WITH FITTED KEY HALF-KEY BALANCING BEARING: STANDARD WITH FIXED BEARING, VIBRATION SEVERITY GRADE: R/A, SHAFT AND FLANGE ACCURACY: R TERMINAL BOX (ABOVE) CABLE ENTRY ON THE RIGHT SIGNAL CONNECTION D-END | - | 0 | 0
1PH8103-1AF22-2BB1 |  | 1PH8103-1AF22-2BB1 | 1 | UN | 1 | 20 | D | D | N | N | 85015230 | 1 |  | 60 | KG | 2736.54 | 2736.54 | MC05 | MC05 | SIMOTICS M Compact induction motor 1500rpm, 7.1kW 45Nm, 19.7A, 317V 1750rpm, 8.2kW 45Nm, 19.7A, 364V 2000rpm, 9.4kW 45Nm, 19.7A, 411V water cooling Degree of protection IP65 Without encoder: With temperature sensor KTY 84-130 DESIGN IM B5 (IMV 1,IM V3) SHAFT WITH FITTED KEY HALF-KEY BALANCING BEARING: STANDARD WITH FIXED BEARING, VIBRATION SEVERITY GRADE: R/A, SHAFT AND FLANGE ACCURACY: R TERMINAL BOX (ABOVE) CABLE ENTRY ON THE LEFT SIGNAL CONNECTION D-END | - | 0 | 0
1PH8103-1AF22-2BC1 |  | 1PH8103-1AF22-2BC1 | 1 | UN | 1 | 20 | D | D | N | N | 85015230 | 1 |  | 60 | KG | 2736.54 | 2736.54 | MC05 | MC05 | SIMOTICS M Compact induction motor 1500rpm, 7.1kW 45Nm, 19.7A, 317V 1750rpm, 8.2kW 45Nm, 19.7A, 364V 2000rpm, 9.4kW 45Nm, 19.7A, 411V water cooling Degree of protection IP65 Without encoder: With temperature sensor KTY 84-130 DESIGN IM B5 (IMV 1,IM V3) SHAFT WITH FITTED KEY HALF-KEY BALANCING BEARING: STANDARD WITH FIXED BEARING, VIBRATION SEVERITY GRADE: R/A, SHAFT AND FLANGE ACCURACY: R TERMINAL BOX (ABOVE) CABLE ENTRY ON THE ND-END SIGNAL CONNECTION LEFT | - | 0 | 0
1PH8103-1AF22-2CA1 |  | 1PH8103-1AF22-2CA1 | 1 | UN | 1 | 20 | D | D | N | N | 85015230 | 1 |  | 60 | KG | 2866.56 | 2866.56 | MC05 | MC05 | SIMOTICS M Compact induction motor 1500rpm, 7.1kW 45Nm, 19.7A, 317V 1750rpm, 8.2kW 45Nm, 19.7A, 364V 2000rpm, 9.4kW 45Nm, 19.7A, 411V water cooling Degree of protection IP65 Without encoder: With temperature sensor KTY 84-130 DESIGN IM B5 (IMV 1,IM V3) SHAFT WITH FITTED KEY HALF-KEY BALANCING BEARING: STANDARD WITH FIXED BEARING, VIBRATION SEVERITY GRADE: S/A, SHAFT AND FLANGE ACCURACY: R TERMINAL BOX (ABOVE) CABLE ENTRY ON THE RIGHT SIGNAL CONNECTION D-END | - | 0 | 0
1PH8103-1AF22-2CB1 |  | 1PH8103-1AF22-2CB1 | 1 | UN | 1 | 20 | D | D | N | N | 85015230 | 1 |  | 60 | KG | 2866.56 | 2866.56 | MC05 | MC05 | SIMOTICS M Compact induction motor 1500rpm, 7.1kW 45Nm, 19.7A, 317V 1750rpm, 8.2kW 45Nm, 19.7A, 364V 2000rpm, 9.4kW 45Nm, 19.7A, 411V water cooling Degree of protection IP65 Without encoder: With temperature sensor KTY 84-130 DESIGN IM B5 (IMV 1,IM V3) SHAFT WITH FITTED KEY HALF-KEY BALANCING BEARING: STANDARD WITH FIXED BEARING, VIBRATION SEVERITY GRADE: S/A, SHAFT AND FLANGE ACCURACY: R TERMINAL BOX (ABOVE) CABLE ENTRY ON THE LEFT SIGNAL CONNECTION D-END | - | 0 | 0
1PH8103-1AF22-2CC1 |  | 1PH8103-1AF22-2CC1 | 1 | UN | 1 | 20 | D | D | N | N | 85015230 | 1 |  | 60 | KG | 2866.56 | 2866.56 | MC05 | MC05 | SIMOTICS M Compact induction motor 1500rpm, 7.1kW 45Nm, 19.7A, 317V 1750rpm, 8.2kW 45Nm, 19.7A, 364V 2000rpm, 9.4kW 45Nm, 19.7A, 411V water cooling Degree of protection IP65 Without encoder: With temperature sensor KTY 84-130 DESIGN IM B5 (IMV 1,IM V3) SHAFT WITH FITTED KEY HALF-KEY BALANCING BEARING: STANDARD WITH FIXED BEARING, VIBRATION SEVERITY GRADE: S/A, SHAFT AND FLANGE ACCURACY: R TERMINAL BOX (ABOVE) CABLE ENTRY ON THE ND-END SIGNAL CONNECTION LEFT | - | 0 | 0
1PH8103-1AF23-0BA1 |  | 1PH8103-1AF23-0BA1 | 1 | UN | 1 | 20 | D | D | N | N | 85015230 | 1 |  | 60 | KG | 2895.5 | 2895.5 | MC05 | MC05 | SIMOTICS M Compact induction motor 1500rpm, 7.1kW 45Nm, 19.7A, 317V 1750rpm, 8.2kW 45Nm, 19.7A, 364V 2000rpm, 9.4kW 45Nm, 19.7A, 411V water cooling Degree of protection IP65 Without encoder: With temperature sensor KTY 84-130 Design IM B35 (IM V15, (IM V35) PLAIN SHAFT WITHOUT FITTED KEY; BEARING: STANDARD WITH FIXED BEARING, VIBRATION SEVERITY GRADE: R/A, SHAFT AND FLANGE ACCURACY: R TERMINAL BOX (ABOVE) CABLE ENTRY ON THE RIGHT SIGNAL CONNECTION D-END | - | 0 | 0
1PH8103-1AF23-0BB1 |  | 1PH8103-1AF23-0BB1 | 1 | UN | 1 | 20 | D | D | N | N | 85015230 | 1 |  | 60 | KG | 2895.5 | 2895.5 | MC05 | MC05 | SIMOTICS M Compact induction motor 1500rpm, 7.1kW 45Nm, 19.7A, 317V 1750rpm, 8.2kW 45Nm, 19.7A, 364V 2000rpm, 9.4kW 45Nm, 19.7A, 411V water cooling Degree of protection IP65 Without encoder: With temperature sensor KTY 84-130 Design IM B35 (IM V15, (IM V35) PLAIN SHAFT WITHOUT FITTED KEY; BEARING: STANDARD WITH FIXED BEARING, VIBRATION SEVERITY GRADE: R/A, SHAFT AND FLANGE ACCURACY: R TERMINAL BOX (ABOVE) CABLE ENTRY ON THE LEFT SIGNAL CONNECTION D-END | - | 0 | 0
1PH8103-1AF23-0BC1 |  | 1PH8103-1AF23-0BC1 | 1 | UN | 1 | 20 | D | D | N | N | 85015230 | 1 |  | 60 | KG | 2895.5 | 2895.5 | MC05 | MC05 | SIMOTICS M Compact induction motor 1500rpm, 7.1kW 45Nm, 19.7A, 317V 1750rpm, 8.2kW 45Nm, 19.7A, 364V 2000rpm, 9.4kW 45Nm, 19.7A, 411V water cooling Degree of protection IP65 Without encoder: With temperature sensor KTY 84-130 Design IM B35 (IM V15, (IM V35) PLAIN SHAFT WITHOUT FITTED KEY; BEARING: STANDARD WITH FIXED BEARING, VIBRATION SEVERITY GRADE: R/A, SHAFT AND FLANGE ACCURACY: R TERMINAL BOX (ABOVE) CABLE ENTRY ON THE ND-END SIGNAL CONNECTION LEFT | - | 0 | 0
1PH8103-1AF23-0CA1 |  | 1PH8103-1AF23-0CA1 | 1 | UN | 1 | 20 | D | D | N | N | 85015230 | 1 |  | 60 | KG | 3025.52 | 3025.52 | MC05 | MC05 | SIMOTICS M Compact induction motor 1500rpm, 7.1kW 45Nm, 19.7A, 317V 1750rpm, 8.2kW 45Nm, 19.7A, 364V 2000rpm, 9.4kW 45Nm, 19.7A, 411V water cooling Degree of protection IP65 Without encoder: With temperature sensor KTY 84-130 Design IM B35 (IM V15, (IM V35) PLAIN SHAFT WITHOUT FITTED KEY; BEARING: STANDARD WITH FIXED BEARING, VIBRATION SEVERITY GRADE: S/A, SHAFT AND FLANGE ACCURACY: R TERMINAL BOX (ABOVE) CABLE ENTRY ON THE RIGHT SIGNAL CONNECTION D-END | - | 0 | 0
1PH8103-1AF23-0CB1 |  | 1PH8103-1AF23-0CB1 | 1 | UN | 1 | 20 | D | D | N | N | 85015230 | 1 |  | 60 | KG | 3025.52 | 3025.52 | MC05 | MC05 | SIMOTICS M Compact induction motor 1500rpm, 7.1kW 45Nm, 19.7A, 317V 1750rpm, 8.2kW 45Nm, 19.7A, 364V 2000rpm, 9.4kW 45Nm, 19.7A, 411V water cooling Degree of protection IP65 Without encoder: With temperature sensor KTY 84-130 Design IM B35 (IM V15, (IM V35) PLAIN SHAFT WITHOUT FITTED KEY; BEARING: STANDARD WITH FIXED BEARING, VIBRATION SEVERITY GRADE: S/A, SHAFT AND FLANGE ACCURACY: R TERMINAL BOX (ABOVE) CABLE ENTRY ON THE LEFT SIGNAL CONNECTION D-END | - | 0 | 0
1PH8103-1AF23-0CC1 |  | 1PH8103-1AF23-0CC1 | 1 | UN | 1 | 20 | D | D | N | N | 85015230 | 1 |  | 60 | KG | 3025.52 | 3025.52 | MC05 | MC05 | SIMOTICS M Compact induction motor 1500rpm, 7.1kW 45Nm, 19.7A, 317V 1750rpm, 8.2kW 45Nm, 19.7A, 364V 2000rpm, 9.4kW 45Nm, 19.7A, 411V water cooling Degree of protection IP65 Without encoder: With temperature sensor KTY 84-130 Design IM B35 (IM V15, (IM V35) PLAIN SHAFT WITHOUT FITTED KEY; BEARING: STANDARD WITH FIXED BEARING, VIBRATION SEVERITY GRADE: S/A, SHAFT AND FLANGE ACCURACY: R TERMINAL BOX (ABOVE) CABLE ENTRY ON THE ND-END SIGNAL CONNECTION LEFT | - | 0 | 0
1PH8103-1AF23-2BA1 |  | 1PH8103-1AF23-2BA1 | 1 | UN | 1 | 20 | D | D | N | N | 85015230 | 1 |  | 60 | KG | 2895.5 | 2895.5 | MC05 | MC05 | SIMOTICS M Compact induction motor 1500rpm, 7.1kW 45Nm, 19.7A, 317V 1750rpm, 8.2kW 45Nm, 19.7A, 364V 2000rpm, 9.4kW 45Nm, 19.7A, 411V water cooling Degree of protection IP65 Without encoder: With temperature sensor KTY 84-130 Design IM B35 (IM V15, (IM V35) SHAFT WITH FITTED KEY HALF-KEY BALANCING BEARING: STANDARD WITH FIXED BEARING, VIBRATION SEVERITY GRADE: R/A, SHAFT AND FLANGE ACCURACY: R TERMINAL BOX (ABOVE) CABLE ENTRY ON THE RIGHT SIGNAL CONNECTION D-END | - | 0 | 0
1PH8103-1AF23-2BB1 |  | 1PH8103-1AF23-2BB1 | 1 | UN | 1 | 20 | D | D | N | N | 85015230 | 1 |  | 60 | KG | 2895.5 | 2895.5 | MC05 | MC05 | SIMOTICS M Compact induction motor 1500rpm, 7.1kW 45Nm, 19.7A, 317V 1750rpm, 8.2kW 45Nm, 19.7A, 364V 2000rpm, 9.4kW 45Nm, 19.7A, 411V water cooling Degree of protection IP65 Without encoder: With temperature sensor KTY 84-130 Design IM B35 (IM V15, (IM V35) SHAFT WITH FITTED KEY HALF-KEY BALANCING BEARING: STANDARD WITH FIXED BEARING, VIBRATION SEVERITY GRADE: R/A, SHAFT AND FLANGE ACCURACY: R TERMINAL BOX (ABOVE) CABLE ENTRY ON THE LEFT SIGNAL CONNECTION D-END | - | 0 | 0
1PH8103-1AF23-2BC1 |  | 1PH8103-1AF23-2BC1 | 1 | UN | 1 | 20 | D | D | N | N | 85015230 | 1 |  | 60 | KG | 2895.5 | 2895.5 | MC05 | MC05 | SIMOTICS M Compact induction motor 1500rpm, 7.1kW 45Nm, 19.7A, 317V 1750rpm, 8.2kW 45Nm, 19.7A, 364V 2000rpm, 9.4kW 45Nm, 19.7A, 411V water cooling Degree of protection IP65 Without encoder: With temperature sensor KTY 84-130 Design IM B35 (IM V15, (IM V35) SHAFT WITH FITTED KEY HALF-KEY BALANCING BEARING: STANDARD WITH FIXED BEARING, VIBRATION SEVERITY GRADE: R/A, SHAFT AND FLANGE ACCURACY: R TERMINAL BOX (ABOVE) CABLE ENTRY ON THE ND-END SIGNAL CONNECTION LEFT | - | 0 | 0
1PH8103-1AF23-2CA1 |  | 1PH8103-1AF23-2CA1 | 1 | UN | 1 | 20 | D | D | N | N | 85015230 | 1 |  | 60 | KG | 3025.52 | 3025.52 | MC05 | MC05 | SIMOTICS M Compact induction motor 1500rpm, 7.1kW 45Nm, 19.7A, 317V 1750rpm, 8.2kW 45Nm, 19.7A, 364V 2000rpm, 9.4kW 45Nm, 19.7A, 411V water cooling Degree of protection IP65 Without encoder: With temperature sensor KTY 84-130 Design IM B35 (IM V15, (IM V35) SHAFT WITH FITTED KEY HALF-KEY BALANCING BEARING: STANDARD WITH FIXED BEARING, VIBRATION SEVERITY GRADE: S/A, SHAFT AND FLANGE ACCURACY: R TERMINAL BOX (ABOVE) CABLE ENTRY ON THE RIGHT SIGNAL CONNECTION D-END | - | 0 | 0
1PH8103-1AF23-2CB1 |  | 1PH8103-1AF23-2CB1 | 1 | UN | 1 | 20 | D | D | N | N | 85015230 | 1 |  | 60 | KG | 3025.52 | 3025.52 | MC05 | MC05 | SIMOTICS M Compact induction motor 1500rpm, 7.1kW 45Nm, 19.7A, 317V 1750rpm, 8.2kW 45Nm, 19.7A, 364V 2000rpm, 9.4kW 45Nm, 19.7A, 411V water cooling Degree of protection IP65 Without encoder: With temperature sensor KTY 84-130 Design IM B35 (IM V15, (IM V35) SHAFT WITH FITTED KEY HALF-KEY BALANCING BEARING: STANDARD WITH FIXED BEARING, VIBRATION SEVERITY GRADE: S/A, SHAFT AND FLANGE ACCURACY: R TERMINAL BOX (ABOVE) CABLE ENTRY ON THE LEFT SIGNAL CONNECTION D-END | - | 0 | 0
1PH8103-1AF23-2CC1 |  | 1PH8103-1AF23-2CC1 | 1 | UN | 1 | 20 | D | D | N | N | 85015230 | 1 |  | 60 | KG | 3025.52 | 3025.52 | MC05 | MC05 | SIMOTICS M Compact induction motor 1500rpm, 7.1kW 45Nm, 19.7A, 317V 1750rpm, 8.2kW 45Nm, 19.7A, 364V 2000rpm, 9.4kW 45Nm, 19.7A, 411V water cooling Degree of protection IP65 Without encoder: With temperature sensor KTY 84-130 Design IM B35 (IM V15, (IM V35) SHAFT WITH FITTED KEY HALF-KEY BALANCING BEARING: STANDARD WITH FIXED BEARING, VIBRATION SEVERITY GRADE: S/A, SHAFT AND FLANGE ACCURACY: R TERMINAL BOX (ABOVE) CABLE ENTRY ON THE ND-END SIGNAL CONNECTION LEFT | - | 0 | 0
1PH8103-1AG00-0BA2 |  | 1PH8103-1AG00-0BA2 | 1 | UN | 1 | 20 | D | D | N | N | 85015230 | 1 |  | 51 | KG | 2327.99 | 2327.99 | MC05 | MC05 | SIMOTICS M Compact asynchronous motor 2000 rpm, 7.0 kW, 31 Nm, 17 A, 345 V 2300 rpm, 7.5 kW, 33 Nm, 17.5 A, 400 V 2650 rpm, 8.0 kW, 29 Nm, 16 A, 434 V Forced ventilation; Direction of air flow DE --> NDE; Degree of protection IP55 Without encoder With temperature sensor Pt1000 DESIGN IM B3 (IM V5, IM V6) PLAIN SHAFT WITHOUT FITTED KEY; BEARING: STANDARD WITH FIXED BEARING, VIBRATION SEVERITY GRADE: R/A, SHAFT AND FLANGE ACCURACY: R TERMINAL BOX (ABOVE) CABLE ENTRY ON THE RIGHT SIGNAL CONNECTION D-END | - | 0 | 0
1PH8103-1AM00-0BA1 |  | 1PH8103-1AM00-0BA1 | 1 | UN | 1 | 20 | D | D | N | N | 85015220 | 1 |  | 51 | KG | 2330.54 | 2330.54 | MC05 | MC05 | SIMOTICS M Compact induction motor 3000rpm, 8.4kW 27Nm, 25.7A, 297V 3300RPM, 9.3kW 27Nm, 25.7A, 326V 3600RPM 10 kW 27Nm, 25.4A, 355V forced ventilation; direction of air flow DE--> NDE; Degree of protection IP55 Without encoder: With temperature sensor KTY 84-130 DESIGN IM B3 (IM V5, IM V6) PLAIN SHAFT WITHOUT FITTED KEY; BEARING: STANDARD WITH FIXED BEARING, VIBRATION SEVERITY GRADE: R/A, SHAFT AND FLANGE ACCURACY: R TERMINAL BOX (ABOVE) CABLE ENTRY ON THE RIGHT SIGNAL CONNECTION D-END | - | 0 | 0
1PH8103-1CG02-3MZ1-Z | Q1CV12Y65Y84 | 1PH8103-1CG02-3MZ1-ZQ1CV12Y65Y84 | 1 | UN | 1 | 20 | D | D | N | N | 85015230 | 1 |  | 51 | KG | 6002.38 | 6002.38 | MC05 | MC05 | SIMOTICS M Compact induction motor 2000rpm, 7.0 kW 31 Nm, 17A, 345V 2300rpm, 7.5kW 33 Nm, 17.5A, 400V 2650rpm, 8.0kW 29 Nm, 16A, 434V Forced ventilation; Degree of protection IP55 without Drive-CLiQ interface Motor customer-spec. Offer number SMR-60-2012 Mechanical design Customer-specific dimension drawing: 900.22334.01B; V12: Special shaft Q1C: Special terminal box Y65: Special flange proc. NDE Y84: Customer specifications on rating plate | - | 0 | 0
1PH8103-1CM02-3LZ1-Z | Q2CY64Y84 | 1PH8103-1CM02-3LZ1-ZQ2CY64Y84 | 1 | UN | 1 | 20 | D | D | N | N | 85015220 | 1 |  | 53.5 | KG | 5432 | 5432 | MC05 | MC05 | SIMOTICS M Compact induction motor 3300RPM, 9.3kW, 27Nm, 25.7A, 326V forced ventilation; direction of air flow DE--> NDE; Degree of protection IP55 Incremental encoder sin/cos 1 Vpp Type of construction IM B5 (IMV 1, IM V3) Smooth hollow shaft; Bearing version: Performance; Terminal box (top) Q2C: Terminal box rotated , cable outlet left Signal cable NDE face-end Y64: Prepared for Rotating distributor with flange dimension 114H6 Y84: Customer specifications on rating plate Customer-specific motor SMR-36-2015 | - | 0 | 0
1PH8103-1DD03-2BA1 |  | 1PH8103-1DD03-2BA1 | 1 | UN | 1 | 20 | D | D | N | N | 85015220 | 1 |  | 51 | KG | 3555.32 | 3555.32 | MC05 | MC05 | SIMOTICS M Compact induction motor 1000rpm, 3.7kW 35Nm, 10.0A, 333V 1150rpm, 4.3kW 36Nm, 10.0A, 380 V 1350rpm, 4.7kW 33Nm, 9.7A, 423V forced ventilation; direction of air flow DE--> NDE; Degree of protection IP55 Incremental encoder 22-bit with commutation position (encoder IC22DQ) with DRIVE-CLiQ interface Design IM B35 (IM V15, (IM V35) SHAFT WITH FITTED KEY HALF-KEY BALANCING BEARING: STANDARD WITH FIXED BEARING, VIBRATION SEVERITY GRADE: R/A, SHAFT AND FLANGE ACCURACY: R TERMINAL BOX (ABOVE) CABLE ENTRY ON THE RIGHT SIGNAL CONNECTION D-END | - | 0 | 0
1PH8103-1DF03-1BB1 |  | 1PH8103-1DF03-1BB1 | 1 | UN | 1 | 20 | D | D | N | N | 85015220 | 1 |  | 51 | KG | 3555.32 | 3555.32 | MC05 | MC05 | SIMOTICS M Compact induction motor 1500rpm, 5.5 kW 35Nm, 13.1A, 342V 1750rpm, 6.3kW 34Nm, 13.5A, 412V 2000rpm, 7.0 kW 33Nm, 12.7A, 460 V forced ventilation; direction of air flow DE--> NDE; Degree of protection IP55 Incremental encoder 22-bit with commutation position (encoder IC22DQ) with DRIVE-CLiQ interface Design IM B35 (IM V15, (IM V35) SHAFT WITH FITTED KEY FULL-KEY BALANCING BEARING: STANDARD WITH FIXED BEARING, VIBRATION SEVERITY GRADE: R/A, SHAFT AND FLANGE ACCURACY: R TERMINAL BOX (ABOVE) CABLE ENTRY ON THE LEFT SIGNAL CONNECTION D-END | - | 0 | 0
1PH8103-1DF10-1BA1-Z | A25 | 1PH8103-1DF10-1BA1-ZA25 | 1 | UN | 1 | 20 | D | D | N | N | 85015220 | 1 |  | 51 | KG | 3377.63 | 3377.63 | MC05 | MC05 | SIMOTICS M Compact induction motor 1500rpm, 5.5 kW 35Nm, 13.1A, 368V 1750rpm, 6.3kW 34Nm, 13.5A, 412V 2000rpm, 7 kW 33Nm, 12.7A, 460 V forced ventilation; direction of air flow NDE--> DE; Degree of protection IP55 Incremental encoder 22-bit with commutation position (encoder IC22DQ) with DRIVE-CLiQ interface DESIGN IM B3 (IM V5, IM V6) SHAFT WITH FITTED KEY FULL-KEY BALANCING BEARING: STANDARD WITH FIXED BEARING, VIBRATION SEVERITY GRADE: R/A, SHAFT AND FLANGE ACCURACY: R TERMINAL BOX (ABOVE) CABLE ENTRY ON THE RIGHT SIGNAL CONNECTION D-END A25: Additional temperature sensor on signal terminal block | - | 0 | 0
1PH8103-1DF10-1GA1 |  | 1PH8103-1DF10-1GA1 | 1 | UN | 1 | 20 | D | D | N | N | 85015220 | 1 |  | 51 | KG | 3076.4 | 3076.4 | MC05 | MC05 | SIMOTICS M Compact induction motor 1500rpm, 5.5 kW 35Nm, 13.1A, 368V 1750rpm, 6.3kW 34Nm, 13.5A, 412V 2000rpm, 7 kW 33Nm, 12.7A, 460 V forced ventilation; direction of air flow NDE--> DE; Degree of protection IP55 Incremental encoder 22-bit with commutation position (encoder IC22DQ) with DRIVE-CLiQ interface DESIGN IM B3 (IM V5, IM V6) SHAFT WITH FITTED KEY FULL-KEY BALANCING BEARING: STANDARD, VIBRATION SEVERITY GRADE: R/A, SHAFT AND FLANGE ACCURACY: R TERMINAL BOX (ABOVE) CABLE ENTRY ON THE RIGHT SIGNAL CONNECTION D-END | - | 0 | 0
1PH8103-1DF12-0BA1-Z | K23 | 1PH8103-1DF12-0BA1-ZK23 | 1 | UN | 1 | 20 | D | D | N | N | 85015220 | 1 |  | 51 | KG | 3483.05 | 3483.05 | MC05 | MC05 | SIMOTICS M Compact induction motor 1500rpm, 5.5 kW 35Nm, 13.1A, 368V 1750rpm, 6.3kW 34Nm, 13.5A, 412V 2000rpm, 7 kW 33Nm, 12.7A, 460 V forced ventilation; direction of air flow NDE--> DE; Degree of protection IP55 Incremental encoder 22-bit with commutation position (encoder IC22DQ) with DRIVE-CLiQ interface DESIGN IM B5 (IMV 1,IM V3) PLAIN SHAFT WITHOUT FITTED KEY; BEARING: STANDARD WITH FIXED BEARING, VIBRATION SEVERITY GRADE: R/A, SHAFT AND FLANGE ACCURACY: R TERMINAL BOX (ABOVE) CABLE ENTRY ON THE RIGHT SIGNAL CONNECTION D-END K23: SPECIAL PAINTING WORLDWIDE | - | 0 | 0
1PH8103-1DF12-2LE1 |  | 1PH8103-1DF12-2LE1 | 1 | UN | 1 | 20 | D | D | N | N | 85015220 | 1 |  | 51 | KG | 3738.09 | 3738.09 | MC05 | MC05 | SIMOTICS M Compact induction motor 1500rpm, 5.5 kW 35Nm, 13.1A, 368V 1750rpm, 6.3kW 34Nm, 13.5A, 412V 2000rpm, 7 kW 33Nm, 12.7A, 460 V forced ventilation; direction of air flow NDE--> DE; Degree of protection IP55 Incremental encoder 22-bit with commutation position (encoder IC22DQ) with DRIVE-CLiQ interface DESIGN IM B5 (IMV 1,IM V3) SHAFT WITH FITTED KEY HALF-KEY BALANCING BEARING: PERFORMANCE, VIBRATION SEVERITY GRADE SPECIAL/B; SHAFT A. FLANGE ACCURACY GR. SPECIAL POWER CONNECTOR (ABOVE) CABLE ENTRY ON THE RIGHT SIGNAL CONNECTION D-END | - | 0 | 0
1PH8103-1DF13-1BB1 |  | 1PH8103-1DF13-1BB1 | 1 | UN | 1 | 20 | D | D | N | N | 85015220 | 1 |  | 51 | KG | 3555.32 | 3555.32 | MC05 | MC05 | SIMOTICS M Compact induction motor 1500rpm, 5.5 kW 35Nm, 13.1A, 368V 1750rpm, 6.3kW 34Nm, 13.5A, 412V 2000rpm, 7 kW 33Nm, 12.7A, 460 V forced ventilation; direction of air flow NDE--> DE; Degree of protection IP55 Incremental encoder 22-bit with commutation position (encoder IC22DQ) with DRIVE-CLiQ interface Design IM B35 (IM V15, (IM V35) SHAFT WITH FITTED KEY FULL-KEY BALANCING BEARING: STANDARD WITH FIXED BEARING, VIBRATION SEVERITY GRADE: R/A, SHAFT AND FLANGE ACCURACY: R TERMINAL BOX (ABOVE) CABLE ENTRY ON THE LEFT SIGNAL CONNECTION D-END | - | 0 | 0
1PH8103-1DG02-0CE1 |  | 1PH8103-1DG02-0CE1 | 1 | UN | 1 | 20 | D | D | N | N | 85015230 | 1 |  | 51 | KG | 3526.38 | 3526.38 | MC05 | MC05 | SIMOTICS M Compact induction motor 2000rpm, 7.0 kW 31Nm, 17A, 345V 2300rpm, 7.5kW 33Nm, 17.5A, 400 V 2650rpm, 8.0kW 29Nm, 16A, 434V forced ventilation; direction of air flow DE--> NDE; Degree of protection IP55 Incremental encoder 22-bit with commutation position (encoder IC22DQ) with DRIVE-CLiQ interface DESIGN IM B5 (IMV 1,IM V3) PLAIN SHAFT WITHOUT FITTED KEY; BEARING: STANDARD WITH FIXED BEARING, VIBRATION SEVERITY GRADE: S/A, SHAFT AND FLANGE ACCURACY: R POWER CONNECTOR (ABOVE) CABLE ENTRY ON THE RIGHT SIGNAL CONNECTION D-END | - | 0 | 0
1PH8103-1DG02-0MA1 |  | 1PH8103-1DG02-0MA1 | 1 | UN | 1 | 20 | D | D | N | N | 85015230 | 1 |  | 51 | KG | 4094.09 | 4094.09 | MC05 | MC05 | SIMOTICS M Compact induction motor 2000rpm, 7.0 kW 31Nm, 17A, 345V 2300rpm, 7.5kW 33Nm, 17.5A, 400 V 2650rpm, 8.0kW 29Nm, 16A, 434V forced ventilation; direction of air flow DE--> NDE; Degree of protection IP55 Incremental encoder 22-bit with commutation position (encoder IC22DQ) with DRIVE-CLiQ interface DESIGN IM B5 (IMV 1,IM V3) PLAIN SHAFT WITHOUT FITTED KEY; BEARING: HIGH PERFORMANCE VIBRATION SEVERITY GRADE SPECIAL/B SHAFT AND FLANGE ACCURACY GR. SPECIAL TERMINAL BOX (ABOVE) CABLE ENTRY ON THE RIGHT SIGNAL CONNECTION D-END | - | 0 | 0
1PH8103-1DG02-2BG1 |  | 1PH8103-1DG02-2BG1 | 1 | UN | 1 | 20 | D | D | N | N | 85015230 | 1 |  | 51 | KG | 3396.36 | 3396.36 | MC05 | MC05 | SIMOTICS M Compact induction motor 2000rpm, 7.0 kW 31Nm, 17A, 345V 2300rpm, 7.5kW 33Nm, 17.5A, 400 V 2650rpm, 8.0kW 29Nm, 16A, 434V forced ventilation; direction of air flow DE--> NDE; Degree of protection IP55 Incremental encoder 22-bit with commutation position (encoder IC22DQ) with DRIVE-CLiQ interface DESIGN IM B5 (IMV 1,IM V3) SHAFT WITH FITTED KEY HALF-KEY BALANCING BEARING: STANDARD WITH FIXED BEARING, VIBRATION SEVERITY GRADE: R/A, SHAFT AND FLANGE ACCURACY: R POWER CONNECTOR (ABOVE) CABLE ENTRY ON THE ND-END SIGNAL CONNECTION LEFT | - | 0 | 0
1PH8103-1DG10-0BB1 |  | 1PH8103-1DG10-0BB1 | 1 | UN | 1 | 20 | D | D | N | N | 85015230 | 1 |  | 51 | KG | 3266.31 | 3266.31 | MC05 | MC05 | SIMOTICS M Compact induction motor 2000rpm, 7 kW 31Nm, 17A, 345V 2300rpm, 7.5kW 33Nm, 17.5A, 382V 2650rpm, 8kW 29Nm, 16A, 434V forced ventilation; direction of air flow NDE--> DE; Degree of protection IP55 Incremental encoder 22-bit with commutation position (encoder IC22DQ) with DRIVE-CLiQ interface DESIGN IM B3 (IM V5, IM V6) PLAIN SHAFT WITHOUT FITTED KEY; BEARING: STANDARD WITH FIXED BEARING, VIBRATION SEVERITY GRADE: R/A, SHAFT AND FLANGE ACCURACY: R TERMINAL BOX (ABOVE) CABLE ENTRY ON THE LEFT SIGNAL CONNECTION D-END | - | 0 | 0
1PH8103-1DG13-0BA1 |  | 1PH8103-1DG13-0BA1 | 1 | UN | 1 | 20 | D | D | N | N | 85015230 | 1 |  | 51 | KG | 3555.32 | 3555.32 | MC05 | MC05 | SIMOTICS M Compact induction motor 2000rpm, 7 kW 31Nm, 17A, 345V 2300rpm, 7.5kW 33Nm, 17.5A, 382V 2650rpm, 8kW 29Nm, 16A, 434V forced ventilation; direction of air flow NDE--> DE; Degree of protection IP55 Incremental encoder 22-bit with commutation position (encoder IC22DQ) with DRIVE-CLiQ interface Design IM B35 (IM V15, (IM V35) PLAIN SHAFT WITHOUT FITTED KEY; BEARING: STANDARD WITH FIXED BEARING, VIBRATION SEVERITY GRADE: R/A, SHAFT AND FLANGE ACCURACY: R TERMINAL BOX (ABOVE) CABLE ENTRY ON THE RIGHT SIGNAL CONNECTION D-END | - | 0 | 0
1PH8103-1DG13-1BC1 |  | 1PH8103-1DG13-1BC1 | 1 | UN | 1 | 20 | D | D | N | N | 85015230 | 1 |  | 51 | KG | 3555.32 | 3555.32 | MC05 | MC05 | SIMOTICS M Compact induction motor 2000rpm, 7 kW 31Nm, 17A, 345V 2300rpm, 7.5kW 33Nm, 17.5A, 382V 2650rpm, 8kW 29Nm, 16A, 434V forced ventilation; direction of air flow NDE--> DE; Degree of protection IP55 Incremental encoder 22-bit with commutation position (encoder IC22DQ) with DRIVE-CLiQ interface Design IM B35 (IM V15, (IM V35) SHAFT WITH FITTED KEY FULL-KEY BALANCING BEARING: STANDARD WITH FIXED BEARING, VIBRATION SEVERITY GRADE: R/A, SHAFT AND FLANGE ACCURACY: R TERMINAL BOX (ABOVE) CABLE ENTRY ON THE ND-END SIGNAL CONNECTION LEFT | - | 0 | 0
1PH8103-1DM02-0CE1 |  | 1PH8103-1DM02-0CE1 | 1 | UN | 1 | 20 | D | D | N | N | 85015220 | 1 |  | 51 | KG | 3526.38 | 3526.38 | MC05 | MC05 | SIMOTICS M Compact induction motor 3000rpm, 8.4kW 27Nm, 25.7A, 297V 3300RPM, 9.3kW 27Nm, 25.7A, 326V 3600RPM 10 kW 27Nm, 25.4A, 355V forced ventilation; direction of air flow DE--> NDE; Degree of protection IP55 Incremental encoder 22-bit with commutation position (encoder IC22DQ) with DRIVE-CLiQ interface DESIGN IM B5 (IMV 1,IM V3) PLAIN SHAFT WITHOUT FITTED KEY; BEARING: STANDARD WITH FIXED BEARING, VIBRATION SEVERITY GRADE: S/A, SHAFT AND FLANGE ACCURACY: R POWER CONNECTOR (ABOVE) CABLE ENTRY ON THE RIGHT SIGNAL CONNECTION D-END | - | 0 | 0
1PH8103-1DM12-1LA1 |  | 1PH8103-1DM12-1LA1 | 1 | UN | 1 | 20 | D | D | N | N | 85015220 | 1 |  | 51 | KG | 3738.09 | 3738.09 | MC05 | MC05 | SIMOTICS M Compact induction motor 3000rpm, 8.4kW 27Nm, 25.7A, 297V 3300RPM, 9.3kW 27Nm, 25.7A, 326V 3600RPM 10 kW 27Nm, 25.4A, 355V forced ventilation; direction of air flow NDE--> DE; Degree of protection IP55 Incremental encoder 22-bit with commutation position (encoder IC22DQ) with DRIVE-CLiQ interface DESIGN IM B5 (IMV 1,IM V3) SHAFT WITH FITTED KEY FULL-KEY BALANCING BEARING: PERFORMANCE, VIBRATION SEVERITY GRADE SPECIAL/B; SHAFT A. FLANGE ACCURACY GR. SPECIAL TERMINAL BOX (ABOVE) CABLE ENTRY ON THE RIGHT SIGNAL CONNECTION D-END | - | 0 | 0
1PH8103-1DM13-1LA1 |  | 1PH8103-1DM13-1LA1 | 1 | UN | 1 | 20 | D | D | N | N | 85015220 | 1 |  | 51 | KG | 3897.05 | 3897.05 | MC05 | MC05 | SIMOTICS M Compact induction motor 3000rpm, 8.4kW 27Nm, 25.7A, 297V 3300RPM, 9.3kW 27Nm, 25.7A, 326V 3600RPM 10 kW 27Nm, 25.4A, 355V forced ventilation; direction of air flow NDE--> DE; Degree of protection IP55 Incremental encoder 22-bit with commutation position (encoder IC22DQ) with DRIVE-CLiQ interface Design IM B35 (IM V15, (IM V35) SHAFT WITH FITTED KEY FULL-KEY BALANCING BEARING: PERFORMANCE, VIBRATION SEVERITY GRADE SPECIAL/B; SHAFT A. FLANGE ACCURACY GR. SPECIAL TERMINAL BOX (ABOVE) CABLE ENTRY ON THE RIGHT SIGNAL CONNECTION D-END | - | 0 | 0
1PH8103-1EF03-0LA1 |  | 1PH8103-1EF03-0LA1 | 1 | UN | 1 | 20 | D | D | N | N | 85015220 | 1 |  | 51 | KG | 4065.35 | 4065.35 | MC05 | MC05 | SIMOTICS M Compact induction motor 1500rpm, 5.5 kW 35Nm, 13.1A, 342V 1750rpm, 6.3kW 34Nm, 13.5A, 412V 2000rpm, 7.0 kW 33Nm, 12.7A, 460 V forced ventilation; direction of air flow DE--> NDE; Degree of protection IP55 ABSOLUTE ENCODER ENDAT 2048 S/R (ENCODER AM2048S/R) with TEMPERAT. SENSOR KTY84-130 Design IM B35 (IM V15, (IM V35) PLAIN SHAFT WITHOUT FITTED KEY; BEARING: PERFORMANCE, VIBRATION SEVERITY GRADE SPECIAL/B; SHAFT A. FLANGE ACCURACY GR. SPECIAL TERMINAL BOX (ABOVE) CABLE ENTRY ON THE RIGHT SIGNAL CONNECTION D-END | - | 0 | 0
1PH8103-1EG13-2GA2 |  | 1PH8103-1EG13-2GA2 | 1 | UN | 1 | 20 | D | D | N | N | 85015230 | 1 |  | 51 | KG | 3509.9 | 3509.9 | MC05 | MC05 | SIMOTICS M Compact asynchronous motor 2000 rpm, 7 kW, 31 Nm, 17 A, 345 V 2300 rpm, 7.5 kW, 33 Nm, 17.5 A, 382 V 2650 rpm, 8 kW, 29 Nm, 16 A, 434 V Forced ventilation; Direction of air flow NDE --> DE; Degree of protection IP55 ABSOLUTE ENCODER ENDAT 2048 S/R (ENCODER AM2048S/R) with TEMPERATURE SENSOR PT1000 Design IM B35 (IM V15, (IM V35) SHAFT WITH FITTED KEY HALF-KEY BALANCING BEARING: STANDARD, VIBRATION SEVERITY GRADE: R/A, SHAFT AND FLANGE ACCURACY: R TERMINAL BOX (ABOVE) CABLE ENTRY ON THE RIGHT SIGNAL CONNECTION D-END | - | 0 | 0
1PH8103-1FF02-0CA1 |  | 1PH8103-1FF02-0CA1 | 1 | UN | 1 | 20 | D | D | N | N | 85015220 | 1 |  | 51 | KG | 4133.28 | 4133.28 | MC05 | MC05 | SIMOTICS M Compact induction motor 1500rpm, 5.5 kW 35Nm, 13.1A, 342V 1750rpm, 6.3kW 34Nm, 13.5A, 412V 2000rpm, 7.0 kW 33Nm, 12.7A, 460 V forced ventilation; direction of air flow DE--> NDE; Degree of protection IP55 Absolute encoder 22-bit Single-turn and 12-bit multi-turn (encoder AM22DQ) with DRIVE-CLiQ interface DESIGN IM B5 (IMV 1,IM V3) PLAIN SHAFT WITHOUT FITTED KEY; BEARING: STANDARD WITH FIXED BEARING, VIBRATION SEVERITY GRADE: S/A, SHAFT AND FLANGE ACCURACY: R TERMINAL BOX (ABOVE) CABLE ENTRY ON THE RIGHT SIGNAL CONNECTION D-END | - | 0 | 0
1PH8103-1FF13-1BG1-Z | K09 | 1PH8103-1FF13-1BG1-ZK09 | 1 | UN | 1 | 20 | D | D | N | N | 85015220 | 1 |  | 51 | KG | 4277.82 | 4277.82 | MC05 | MC05 | SIMOTICS M Compact induction motor 1500rpm, 5.5 kW 35Nm, 13.1A, 368V 1750rpm, 6.3kW 34Nm, 13.5A, 412V 2000rpm, 7 kW 33Nm, 12.7A, 460 V forced ventilation; direction of air flow NDE--> DE; Degree of protection IP55 Absolute encoder 22-bit Single-turn and 12-bit multi-turn (encoder AM22DQ) with DRIVE-CLiQ interface Design IM B35 (IM V15, (IM V35) SHAFT WITH FITTED KEY FULL-KEY BALANCING BEARING: STANDARD WITH FIXED BEARING, VIBRATION SEVERITY GRADE: R/A, SHAFT AND FLANGE ACCURACY: R POWER CONNECTOR (ABOVE) CABLE ENTRY ON THE ND-END SIGNAL CONNECTION LEFT K09: TERMINAL BOX NON DRIVE END RIGHT CABLE ROUTING NDE SIGNAL CONNECTION ABOVE | - | 0 | 0
1PH8103-1FG12-1BC1 |  | 1PH8103-1FG12-1BC1 | 1 | UN | 1 | 20 | D | D | N | N | 85015230 | 1 |  | 51 | KG | 4003.26 | 4003.26 | MC05 | MC05 | SIMOTICS M Compact induction motor 2000rpm, 7 kW 31Nm, 17A, 345V 2300rpm, 7.5kW 33Nm, 17.5A, 382V 2650rpm, 8kW 29Nm, 16A, 434V forced ventilation; direction of air flow NDE--> DE; Degree of protection IP55 Absolute encoder 22-bit Single-turn and 12-bit multi-turn (encoder AM22DQ) with DRIVE-CLiQ interface DESIGN IM B5 (IMV 1,IM V3) SHAFT WITH FITTED KEY FULL-KEY BALANCING BEARING: STANDARD WITH FIXED BEARING, VIBRATION SEVERITY GRADE: R/A, SHAFT AND FLANGE ACCURACY: R TERMINAL BOX (ABOVE) CABLE ENTRY ON THE ND-END SIGNAL CONNECTION LEFT | - | 0 | 0
1PH8103-1FG12-2BA1 |  | 1PH8103-1FG12-2BA1 | 1 | UN | 1 | 20 | D | D | N | N | 85015230 | 1 |  | 51 | KG | 4003.26 | 4003.26 | MC05 | MC05 | SIMOTICS M Compact induction motor 2000rpm, 7 kW 31Nm, 17A, 345V 2300rpm, 7.5kW 33Nm, 17.5A, 382V 2650rpm, 8kW 29Nm, 16A, 434V forced ventilation; direction of air flow NDE--> DE; Degree of protection IP55 Absolute encoder 22-bit Single-turn and 12-bit multi-turn (encoder AM22DQ) with DRIVE-CLiQ interface DESIGN IM B5 (IMV 1,IM V3) SHAFT WITH FITTED KEY HALF-KEY BALANCING BEARING: STANDARD WITH FIXED BEARING, VIBRATION SEVERITY GRADE: R/A, SHAFT AND FLANGE ACCURACY: R TERMINAL BOX (ABOVE) CABLE ENTRY ON THE RIGHT SIGNAL CONNECTION D-END | - | 0 | 0
1PH8103-1FG12-2BB1 |  | 1PH8103-1FG12-2BB1 | 1 | UN | 1 | 20 | D | D | N | N | 85015230 | 1 |  | 51 | KG | 4003.26 | 4003.26 | MC05 | MC05 | SIMOTICS M Compact induction motor 2000rpm, 7 kW 31Nm, 17A, 345V 2300rpm, 7.5kW 33Nm, 17.5A, 382V 2650rpm, 8kW 29Nm, 16A, 434V forced ventilation; direction of air flow NDE--> DE; Degree of protection IP55 Absolute encoder 22-bit Single-turn and 12-bit multi-turn (encoder AM22DQ) with DRIVE-CLiQ interface DESIGN IM B5 (IMV 1,IM V3) SHAFT WITH FITTED KEY HALF-KEY BALANCING BEARING: STANDARD WITH FIXED BEARING, VIBRATION SEVERITY GRADE: R/A, SHAFT AND FLANGE ACCURACY: R TERMINAL BOX (ABOVE) CABLE ENTRY ON THE LEFT SIGNAL CONNECTION D-END | - | 0 | 0
1PH8103-1FG12-2GA1 |  | 1PH8103-1FG12-2GA1 | 1 | UN | 1 | 20 | D | D | N | N | 85015230 | 1 |  | 51 | KG | 3813.35 | 3813.35 | MC05 | MC05 | SIMOTICS M Compact induction motor 2000rpm, 7 kW 31Nm, 17A, 345V 2300rpm, 7.5kW 33Nm, 17.5A, 382V 2650rpm, 8kW 29Nm, 16A, 434V forced ventilation; direction of air flow NDE--> DE; Degree of protection IP55 Absolute encoder 22-bit Single-turn and 12-bit multi-turn (encoder AM22DQ) with DRIVE-CLiQ interface DESIGN IM B5 (IMV 1,IM V3) SHAFT WITH FITTED KEY HALF-KEY BALANCING BEARING: STANDARD, VIBRATION SEVERITY GRADE: R/A, SHAFT AND FLANGE ACCURACY: R TERMINAL BOX (ABOVE) CABLE ENTRY ON THE RIGHT SIGNAL CONNECTION D-END | - | 0 | 0
1PH8103-1FM12-1QB1 |  | 1PH8103-1FM12-1QB1 | 1 | UN | 1 | 20 | D | D | N | N | 85015220 | 1 |  | 51 | KG | 4238.15 | 4238.15 | MC05 | MC05 | SIMOTICS M Compact induction motor 3000rpm, 8.4kW 27Nm, 25.7A, 297V 3300RPM, 9.3kW 27Nm, 25.7A, 326V 3600RPM 10 kW 27Nm, 25.4A, 355V forced ventilation; direction of air flow NDE--> DE; Degree of protection IP55 Absolute encoder 22-bit Single-turn and 12-bit multi-turn (encoder AM22DQ) with DRIVE-CLiQ interface DESIGN IM B5 (IMV 1,IM V3) SHAFT WITH FITTED KEY FULL-KEY BALANCING BEARING: ADVANCED LIFETIME VIBRATION SEVERITY S/A SHAFT A. FLANGE ACCURACY GR. R TERMINAL BOX (ABOVE) CABLE ENTRY ON THE LEFT SIGNAL CONNECTION D-END | - | 0 | 0
1PH8103-1HD00-2GB1-Z | K23K24 | 1PH8103-1HD00-2GB1-ZK23K24 | 1 | UN | 1 | 20 | D | D | N | N | 85015220 | 1 |  | 51 | KG | 2578.29 | 2578.29 | MC05 | MC05 | SIMOTICS M Compact induction motor 1000rpm, 3.7kW 35Nm, 10.0A, 333V 1150rpm, 4.3kW 36Nm, 10.0A, 380 V 1350rpm, 4.7kW 33Nm, 9.7A, 423V forced ventilation; direction of air flow DE--> NDE; Degree of protection IP55 INCREMENT. ENCODER HTL 1024 S/R (ENCODER HTL1024S/R) with TEMPERAT. SENSOR KTY84-130 DESIGN IM B3 (IM V5, IM V6) SHAFT WITH FITTED KEY HALF-KEY BALANCING BEARING: STANDARD, VIBRATION SEVERITY GRADE: R/A, SHAFT AND FLANGE ACCURACY: R TERMINAL BOX (ABOVE) CABLE ENTRY ON THE LEFT SIGNAL CONNECTION D-END K23: SPECIAL PAINTING WORLDWIDE K24: PRIMING (PALE GREEN) | - | 0 | 0
1PH8103-1HD03-0GA1 |  | 1PH8103-1HD03-0GA1 | 1 | UN | 1 | 20 | D | D | N | N | 85015220 | 1 |  | 51 | KG | 2693.92 | 2693.92 | MC05 | MC05 | SIMOTICS M Compact induction motor 1000rpm, 3.7kW 35Nm, 10.0A, 333V 1150rpm, 4.3kW 36Nm, 10.0A, 380 V 1350rpm, 4.7kW 33Nm, 9.7A, 423V forced ventilation; direction of air flow DE--> NDE; Degree of protection IP55 INCREMENT. ENCODER HTL 1024 S/R (ENCODER HTL1024S/R) with TEMPERAT. SENSOR KTY84-130 Design IM B35 (IM V15, (IM V35) PLAIN SHAFT WITHOUT FITTED KEY; BEARING: STANDARD, VIBRATION SEVERITY GRADE: R/A, SHAFT AND FLANGE ACCURACY: R TERMINAL BOX (ABOVE) CABLE ENTRY ON THE RIGHT SIGNAL CONNECTION D-END | - | 0 | 0
1PH8103-1HD10-0BA1 |  | 1PH8103-1HD10-0BA1 | 1 | UN | 1 | 20 | D | D | N | N | 85015220 | 1 |  | 51 | KG | 2594.82 | 2594.82 | MC05 | MC05 | SIMOTICS M Compact induction motor 1000rpm, 3.7kW 35Nm, 10A, 333V 1150rpm, 4.3kW 36Nm, 10A, 380 V 1350rpm, 4.7kW 33Nm, 9.7A, 423V forced ventilation; direction of air flow NDE--> DE; Degree of protection IP55 INCREMENT. ENCODER HTL 1024 S/R (ENCODER HTL1024S/R) with TEMPERAT. SENSOR KTY84-130 DESIGN IM B3 (IM V5, IM V6) PLAIN SHAFT WITHOUT FITTED KEY; BEARING: STANDARD WITH FIXED BEARING, VIBRATION SEVERITY GRADE: R/A, SHAFT AND FLANGE ACCURACY: R TERMINAL BOX (ABOVE) CABLE ENTRY ON THE RIGHT SIGNAL CONNECTION D-END | - | 0 | 0
1PH8103-1HD10-0BB1 |  | 1PH8103-1HD10-0BB1 | 1 | UN | 1 | 20 | D | D | N | N | 85015220 | 1 |  | 51 | KG | 2594.82 | 2594.82 | MC05 | MC05 | SIMOTICS M Compact induction motor 1000rpm, 3.7kW 35Nm, 10A, 333V 1150rpm, 4.3kW 36Nm, 10A, 380 V 1350rpm, 4.7kW 33Nm, 9.7A, 423V forced ventilation; direction of air flow NDE--> DE; Degree of protection IP55 INCREMENT. ENCODER HTL 1024 S/R (ENCODER HTL1024S/R) with TEMPERAT. SENSOR KTY84-130 DESIGN IM B3 (IM V5, IM V6) PLAIN SHAFT WITHOUT FITTED KEY; BEARING: STANDARD WITH FIXED BEARING, VIBRATION SEVERITY GRADE: R/A, SHAFT AND FLANGE ACCURACY: R TERMINAL BOX (ABOVE) CABLE ENTRY ON THE LEFT SIGNAL CONNECTION D-END | - | 0 | 0
1PH8103-1HD10-0BC1 |  | 1PH8103-1HD10-0BC1 | 1 | UN | 1 | 20 | D | D | N | N | 85015220 | 1 |  | 51 | KG | 2594.82 | 2594.82 | MC05 | MC05 | SIMOTICS M Compact induction motor 1000rpm, 3.7kW 35Nm, 10A, 333V 1150rpm, 4.3kW 36Nm, 10A, 380 V 1350rpm, 4.7kW 33Nm, 9.7A, 423V forced ventilation; direction of air flow NDE--> DE; Degree of protection IP55 INCREMENT. ENCODER HTL 1024 S/R (ENCODER HTL1024S/R) with TEMPERAT. SENSOR KTY84-130 DESIGN IM B3 (IM V5, IM V6) PLAIN SHAFT WITHOUT FITTED KEY; BEARING: STANDARD WITH FIXED BEARING, VIBRATION SEVERITY GRADE: R/A, SHAFT AND FLANGE ACCURACY: R TERMINAL BOX (ABOVE) CABLE ENTRY ON THE ND-END SIGNAL CONNECTION LEFT | - | 0 | 0
1PH8103-1HD10-0CA1 |  | 1PH8103-1HD10-0CA1 | 1 | UN | 1 | 20 | D | D | N | N | 85015220 | 1 |  | 51 | KG | 2724.84 | 2724.84 | MC05 | MC05 | SIMOTICS M Compact induction motor 1000rpm, 3.7kW 35Nm, 10A, 333V 1150rpm, 4.3kW 36Nm, 10A, 380 V 1350rpm, 4.7kW 33Nm, 9.7A, 423V forced ventilation; direction of air flow NDE--> DE; Degree of protection IP55 INCREMENT. ENCODER HTL 1024 S/R (ENCODER HTL1024S/R) with TEMPERAT. SENSOR KTY84-130 DESIGN IM B3 (IM V5, IM V6) PLAIN SHAFT WITHOUT FITTED KEY; BEARING: STANDARD WITH FIXED BEARING, VIBRATION SEVERITY GRADE: S/A, SHAFT AND FLANGE ACCURACY: R TERMINAL BOX (ABOVE) CABLE ENTRY ON THE RIGHT SIGNAL CONNECTION D-END | - | 0 | 0
1PH8103-1HD10-0CB1 |  | 1PH8103-1HD10-0CB1 | 1 | UN | 1 | 20 | D | D | N | N | 85015220 | 1 |  | 51 | KG | 2724.84 | 2724.84 | MC05 | MC05 | SIMOTICS M Compact induction motor 1000rpm, 3.7kW 35Nm, 10A, 333V 1150rpm, 4.3kW 36Nm, 10A, 380 V 1350rpm, 4.7kW 33Nm, 9.7A, 423V forced ventilation; direction of air flow NDE--> DE; Degree of protection IP55 INCREMENT. ENCODER HTL 1024 S/R (ENCODER HTL1024S/R) with TEMPERAT. SENSOR KTY84-130 DESIGN IM B3 (IM V5, IM V6) PLAIN SHAFT WITHOUT FITTED KEY; BEARING: STANDARD WITH FIXED BEARING, VIBRATION SEVERITY GRADE: S/A, SHAFT AND FLANGE ACCURACY: R TERMINAL BOX (ABOVE) CABLE ENTRY ON THE LEFT SIGNAL CONNECTION D-END | - | 0 | 0
1PH8103-1HD10-0CC1 |  | 1PH8103-1HD10-0CC1 | 1 | UN | 1 | 20 | D | D | N | N | 85015220 | 1 |  | 51 | KG | 2724.84 | 2724.84 | MC05 | MC05 | SIMOTICS M Compact induction motor 1000rpm, 3.7kW 35Nm, 10A, 333V 1150rpm, 4.3kW 36Nm, 10A, 380 V 1350rpm, 4.7kW 33Nm, 9.7A, 423V forced ventilation; direction of air flow NDE--> DE; Degree of protection IP55 INCREMENT. ENCODER HTL 1024 S/R (ENCODER HTL1024S/R) with TEMPERAT. SENSOR KTY84-130 DESIGN IM B3 (IM V5, IM V6) PLAIN SHAFT WITHOUT FITTED KEY; BEARING: STANDARD WITH FIXED BEARING, VIBRATION SEVERITY GRADE: S/A, SHAFT AND FLANGE ACCURACY: R TERMINAL BOX (ABOVE) CABLE ENTRY ON THE ND-END SIGNAL CONNECTION LEFT | - | 0 | 0
1PH8103-1HD10-2BA1 |  | 1PH8103-1HD10-2BA1 | 1 | UN | 1 | 20 | D | D | N | N | 85015220 | 1 |  | 51 | KG | 2594.82 | 2594.82 | MC05 | MC05 | SIMOTICS M Compact induction motor 1000rpm, 3.7kW 35Nm, 10A, 333V 1150rpm, 4.3kW 36Nm, 10A, 380 V 1350rpm, 4.7kW 33Nm, 9.7A, 423V forced ventilation; direction of air flow NDE--> DE; Degree of protection IP55 INCREMENT. ENCODER HTL 1024 S/R (ENCODER HTL1024S/R) with TEMPERAT. SENSOR KTY84-130 DESIGN IM B3 (IM V5, IM V6) SHAFT WITH FITTED KEY HALF-KEY BALANCING BEARING: STANDARD WITH FIXED BEARING, VIBRATION SEVERITY GRADE: R/A, SHAFT AND FLANGE ACCURACY: R TERMINAL BOX (ABOVE) CABLE ENTRY ON THE RIGHT SIGNAL CONNECTION D-END | - | 0 | 0
1PH8103-1HD10-2BB1 |  | 1PH8103-1HD10-2BB1 | 1 | UN | 1 | 20 | D | D | N | N | 85015220 | 1 |  | 51 | KG | 2594.82 | 2594.82 | MC05 | MC05 | SIMOTICS M Compact induction motor 1000rpm, 3.7kW 35Nm, 10A, 333V 1150rpm, 4.3kW 36Nm, 10A, 380 V 1350rpm, 4.7kW 33Nm, 9.7A, 423V forced ventilation; direction of air flow NDE--> DE; Degree of protection IP55 INCREMENT. ENCODER HTL 1024 S/R (ENCODER HTL1024S/R) with TEMPERAT. SENSOR KTY84-130 DESIGN IM B3 (IM V5, IM V6) SHAFT WITH FITTED KEY HALF-KEY BALANCING BEARING: STANDARD WITH FIXED BEARING, VIBRATION SEVERITY GRADE: R/A, SHAFT AND FLANGE ACCURACY: R TERMINAL BOX (ABOVE) CABLE ENTRY ON THE LEFT SIGNAL CONNECTION D-END | - | 0 | 0
1PH8103-1HD10-2BC1 |  | 1PH8103-1HD10-2BC1 | 1 | UN | 1 | 20 | D | D | N | N | 85015220 | 1 |  | 51 | KG | 2594.82 | 2594.82 | MC05 | MC05 | SIMOTICS M Compact induction motor 1000rpm, 3.7kW 35Nm, 10A, 333V 1150rpm, 4.3kW 36Nm, 10A, 380 V 1350rpm, 4.7kW 33Nm, 9.7A, 423V forced ventilation; direction of air flow NDE--> DE; Degree of protection IP55 INCREMENT. ENCODER HTL 1024 S/R (ENCODER HTL1024S/R) with TEMPERAT. SENSOR KTY84-130 DESIGN IM B3 (IM V5, IM V6) SHAFT WITH FITTED KEY HALF-KEY BALANCING BEARING: STANDARD WITH FIXED BEARING, VIBRATION SEVERITY GRADE: R/A, SHAFT AND FLANGE ACCURACY: R TERMINAL BOX (ABOVE) CABLE ENTRY ON THE ND-END SIGNAL CONNECTION LEFT | - | 0 | 0
1PH8103-1HD10-2CA1 |  | 1PH8103-1HD10-2CA1 | 1 | UN | 1 | 20 | D | D | N | N | 85015220 | 1 |  | 51 | KG | 2724.84 | 2724.84 | MC05 | MC05 | SIMOTICS M Compact induction motor 1000rpm, 3.7kW 35Nm, 10A, 333V 1150rpm, 4.3kW 36Nm, 10A, 380 V 1350rpm, 4.7kW 33Nm, 9.7A, 423V forced ventilation; direction of air flow NDE--> DE; Degree of protection IP55 INCREMENT. ENCODER HTL 1024 S/R (ENCODER HTL1024S/R) with TEMPERAT. SENSOR KTY84-130 DESIGN IM B3 (IM V5, IM V6) SHAFT WITH FITTED KEY HALF-KEY BALANCING BEARING: STANDARD WITH FIXED BEARING, VIBRATION SEVERITY GRADE: S/A, SHAFT AND FLANGE ACCURACY: R TERMINAL BOX (ABOVE) CABLE ENTRY ON THE RIGHT SIGNAL CONNECTION D-END | - | 0 | 0
1PH8103-1HD10-2CB1 |  | 1PH8103-1HD10-2CB1 | 1 | UN | 1 | 20 | D | D | N | N | 85015220 | 1 |  | 51 | KG | 2724.84 | 2724.84 | MC05 | MC05 | SIMOTICS M Compact induction motor 1000rpm, 3.7kW 35Nm, 10A, 333V 1150rpm, 4.3kW 36Nm, 10A, 380 V 1350rpm, 4.7kW 33Nm, 9.7A, 423V forced ventilation; direction of air flow NDE--> DE; Degree of protection IP55 INCREMENT. ENCODER HTL 1024 S/R (ENCODER HTL1024S/R) with TEMPERAT. SENSOR KTY84-130 DESIGN IM B3 (IM V5, IM V6) SHAFT WITH FITTED KEY HALF-KEY BALANCING BEARING: STANDARD WITH FIXED BEARING, VIBRATION SEVERITY GRADE: S/A, SHAFT AND FLANGE ACCURACY: R TERMINAL BOX (ABOVE) CABLE ENTRY ON THE LEFT SIGNAL CONNECTION D-END | - | 0 | 0
1PH8103-1HD10-2CC1 |  | 1PH8103-1HD10-2CC1 | 1 | UN | 1 | 20 | D | D | N | N | 85015220 | 1 |  | 51 | KG | 2724.84 | 2724.84 | MC05 | MC05 | SIMOTICS M Compact induction motor 1000rpm, 3.7kW 35Nm, 10A, 333V 1150rpm, 4.3kW 36Nm, 10A, 380 V 1350rpm, 4.7kW 33Nm, 9.7A, 423V forced ventilation; direction of air flow NDE--> DE; Degree of protection IP55 INCREMENT. ENCODER HTL 1024 S/R (ENCODER HTL1024S/R) with TEMPERAT. SENSOR KTY84-130 DESIGN IM B3 (IM V5, IM V6) SHAFT WITH FITTED KEY HALF-KEY BALANCING BEARING: STANDARD WITH FIXED BEARING, VIBRATION SEVERITY GRADE: S/A, SHAFT AND FLANGE ACCURACY: R TERMINAL BOX (ABOVE) CABLE ENTRY ON THE ND-END SIGNAL CONNECTION LEFT | - | 0 | 0
1PH8103-1HD12-0BA1 |  | 1PH8103-1HD12-0BA1 | 1 | UN | 1 | 20 | D | D | N | N | 85015220 | 1 |  | 51 | KG | 2724.87 | 2724.87 | MC05 | MC05 | SIMOTICS M Compact induction motor 1000rpm, 3.7kW 35Nm, 10A, 333V 1150rpm, 4.3kW 36Nm, 10A, 380 V 1350rpm, 4.7kW 33Nm, 9.7A, 423V forced ventilation; direction of air flow NDE--> DE; Degree of protection IP55 INCREMENT. ENCODER HTL 1024 S/R (ENCODER HTL1024S/R) with TEMPERAT. SENSOR KTY84-130 DESIGN IM B5 (IMV 1,IM V3) PLAIN SHAFT WITHOUT FITTED KEY; BEARING: STANDARD WITH FIXED BEARING, VIBRATION SEVERITY GRADE: R/A, SHAFT AND FLANGE ACCURACY: R TERMINAL BOX (ABOVE) CABLE ENTRY ON THE RIGHT SIGNAL CONNECTION D-END | - | 0 | 0
1PH8103-1HD12-0BB1 |  | 1PH8103-1HD12-0BB1 | 1 | UN | 1 | 20 | D | D | N | N | 85015220 | 1 |  | 51 | KG | 2724.87 | 2724.87 | MC05 | MC05 | SIMOTICS M Compact induction motor 1000rpm, 3.7kW 35Nm, 10A, 333V 1150rpm, 4.3kW 36Nm, 10A, 380 V 1350rpm, 4.7kW 33Nm, 9.7A, 423V forced ventilation; direction of air flow NDE--> DE; Degree of protection IP55 INCREMENT. ENCODER HTL 1024 S/R (ENCODER HTL1024S/R) with TEMPERAT. SENSOR KTY84-130 DESIGN IM B5 (IMV 1,IM V3) PLAIN SHAFT WITHOUT FITTED KEY; BEARING: STANDARD WITH FIXED BEARING, VIBRATION SEVERITY GRADE: R/A, SHAFT AND FLANGE ACCURACY: R TERMINAL BOX (ABOVE) CABLE ENTRY ON THE LEFT SIGNAL CONNECTION D-END | - | 0 | 0
1PH8103-1HD12-0BC1 |  | 1PH8103-1HD12-0BC1 | 1 | UN | 1 | 20 | D | D | N | N | 85015220 | 1 |  | 51 | KG | 2724.87 | 2724.87 | MC05 | MC05 | SIMOTICS M Compact induction motor 1000rpm, 3.7kW 35Nm, 10A, 333V 1150rpm, 4.3kW 36Nm, 10A, 380 V 1350rpm, 4.7kW 33Nm, 9.7A, 423V forced ventilation; direction of air flow NDE--> DE; Degree of protection IP55 INCREMENT. ENCODER HTL 1024 S/R (ENCODER HTL1024S/R) with TEMPERAT. SENSOR KTY84-130 DESIGN IM B5 (IMV 1,IM V3) PLAIN SHAFT WITHOUT FITTED KEY; BEARING: STANDARD WITH FIXED BEARING, VIBRATION SEVERITY GRADE: R/A, SHAFT AND FLANGE ACCURACY: R TERMINAL BOX (ABOVE) CABLE ENTRY ON THE ND-END SIGNAL CONNECTION LEFT | - | 0 | 0
1PH8103-1HD12-0CA1 |  | 1PH8103-1HD12-0CA1 | 1 | UN | 1 | 20 | D | D | N | N | 85015220 | 1 |  | 51 | KG | 2854.89 | 2854.89 | MC05 | MC05 | SIMOTICS M Compact induction motor 1000rpm, 3.7kW 35Nm, 10A, 333V 1150rpm, 4.3kW 36Nm, 10A, 380 V 1350rpm, 4.7kW 33Nm, 9.7A, 423V forced ventilation; direction of air flow NDE--> DE; Degree of protection IP55 INCREMENT. ENCODER HTL 1024 S/R (ENCODER HTL1024S/R) with TEMPERAT. SENSOR KTY84-130 DESIGN IM B5 (IMV 1,IM V3) PLAIN SHAFT WITHOUT FITTED KEY; BEARING: STANDARD WITH FIXED BEARING, VIBRATION SEVERITY GRADE: S/A, SHAFT AND FLANGE ACCURACY: R TERMINAL BOX (ABOVE) CABLE ENTRY ON THE RIGHT SIGNAL CONNECTION D-END | - | 0 | 0
1PH8103-1HD12-0CB1 |  | 1PH8103-1HD12-0CB1 | 1 | UN | 1 | 20 | D | D | N | N | 85015220 | 1 |  | 51 | KG | 2854.89 | 2854.89 | MC05 | MC05 | SIMOTICS M Compact induction motor 1000rpm, 3.7kW 35Nm, 10A, 333V 1150rpm, 4.3kW 36Nm, 10A, 380 V 1350rpm, 4.7kW 33Nm, 9.7A, 423V forced ventilation; direction of air flow NDE--> DE; Degree of protection IP55 INCREMENT. ENCODER HTL 1024 S/R (ENCODER HTL1024S/R) with TEMPERAT. SENSOR KTY84-130 DESIGN IM B5 (IMV 1,IM V3) PLAIN SHAFT WITHOUT FITTED KEY; BEARING: STANDARD WITH FIXED BEARING, VIBRATION SEVERITY GRADE: S/A, SHAFT AND FLANGE ACCURACY: R TERMINAL BOX (ABOVE) CABLE ENTRY ON THE LEFT SIGNAL CONNECTION D-END | - | 0 | 0
1PH8103-1HD12-0CC1 |  | 1PH8103-1HD12-0CC1 | 1 | UN | 1 | 20 | D | D | N | N | 85015220 | 1 |  | 51 | KG | 2854.89 | 2854.89 | MC05 | MC05 | SIMOTICS M Compact induction motor 1000rpm, 3.7kW 35Nm, 10A, 333V 1150rpm, 4.3kW 36Nm, 10A, 380 V 1350rpm, 4.7kW 33Nm, 9.7A, 423V forced ventilation; direction of air flow NDE--> DE; Degree of protection IP55 INCREMENT. ENCODER HTL 1024 S/R (ENCODER HTL1024S/R) with TEMPERAT. SENSOR KTY84-130 DESIGN IM B5 (IMV 1,IM V3) PLAIN SHAFT WITHOUT FITTED KEY; BEARING: STANDARD WITH FIXED BEARING, VIBRATION SEVERITY GRADE: S/A, SHAFT AND FLANGE ACCURACY: R TERMINAL BOX (ABOVE) CABLE ENTRY ON THE ND-END SIGNAL CONNECTION LEFT | - | 0 | 0
1PH8103-1HD12-2BA1 |  | 1PH8103-1HD12-2BA1 | 1 | UN | 1 | 20 | D | D | N | N | 85015220 | 1 |  | 51 | KG | 2724.87 | 2724.87 | MC05 | MC05 | SIMOTICS M Compact induction motor 1000rpm, 3.7kW 35Nm, 10A, 333V 1150rpm, 4.3kW 36Nm, 10A, 380 V 1350rpm, 4.7kW 33Nm, 9.7A, 423V forced ventilation; direction of air flow NDE--> DE; Degree of protection IP55 INCREMENT. ENCODER HTL 1024 S/R (ENCODER HTL1024S/R) with TEMPERAT. SENSOR KTY84-130 DESIGN IM B5 (IMV 1,IM V3) SHAFT WITH FITTED KEY HALF-KEY BALANCING BEARING: STANDARD WITH FIXED BEARING, VIBRATION SEVERITY GRADE: R/A, SHAFT AND FLANGE ACCURACY: R TERMINAL BOX (ABOVE) CABLE ENTRY ON THE RIGHT SIGNAL CONNECTION D-END | - | 0 | 0
1PH8103-1HD12-2BB1 |  | 1PH8103-1HD12-2BB1 | 1 | UN | 1 | 20 | D | D | N | N | 85015220 | 1 |  | 51 | KG | 2724.87 | 2724.87 | MC05 | MC05 | SIMOTICS M Compact induction motor 1000rpm, 3.7kW 35Nm, 10A, 333V 1150rpm, 4.3kW 36Nm, 10A, 380 V 1350rpm, 4.7kW 33Nm, 9.7A, 423V forced ventilation; direction of air flow NDE--> DE; Degree of protection IP55 INCREMENT. ENCODER HTL 1024 S/R (ENCODER HTL1024S/R) with TEMPERAT. SENSOR KTY84-130 DESIGN IM B5 (IMV 1,IM V3) SHAFT WITH FITTED KEY HALF-KEY BALANCING BEARING: STANDARD WITH FIXED BEARING, VIBRATION SEVERITY GRADE: R/A, SHAFT AND FLANGE ACCURACY: R TERMINAL BOX (ABOVE) CABLE ENTRY ON THE LEFT SIGNAL CONNECTION D-END | - | 0 | 0
1PH8103-1HD12-2BC1 |  | 1PH8103-1HD12-2BC1 | 1 | UN | 1 | 20 | D | D | N | N | 85015220 | 1 |  | 51 | KG | 2724.87 | 2724.87 | MC05 | MC05 | SIMOTICS M Compact induction motor 1000rpm, 3.7kW 35Nm, 10A, 333V 1150rpm, 4.3kW 36Nm, 10A, 380 V 1350rpm, 4.7kW 33Nm, 9.7A, 423V forced ventilation; direction of air flow NDE--> DE; Degree of protection IP55 INCREMENT. ENCODER HTL 1024 S/R (ENCODER HTL1024S/R) with TEMPERAT. SENSOR KTY84-130 DESIGN IM B5 (IMV 1,IM V3) SHAFT WITH FITTED KEY HALF-KEY BALANCING BEARING: STANDARD WITH FIXED BEARING, VIBRATION SEVERITY GRADE: R/A, SHAFT AND FLANGE ACCURACY: R TERMINAL BOX (ABOVE) CABLE ENTRY ON THE ND-END SIGNAL CONNECTION LEFT | - | 0 | 0
1PH8103-1HD12-2CA1 |  | 1PH8103-1HD12-2CA1 | 1 | UN | 1 | 20 | D | D | N | N | 85015220 | 1 |  | 51 | KG | 2854.89 | 2854.89 | MC05 | MC05 | SIMOTICS M Compact induction motor 1000rpm, 3.7kW 35Nm, 10A, 333V 1150rpm, 4.3kW 36Nm, 10A, 380 V 1350rpm, 4.7kW 33Nm, 9.7A, 423V forced ventilation; direction of air flow NDE--> DE; Degree of protection IP55 INCREMENT. ENCODER HTL 1024 S/R (ENCODER HTL1024S/R) with TEMPERAT. SENSOR KTY84-130 DESIGN IM B5 (IMV 1,IM V3) SHAFT WITH FITTED KEY HALF-KEY BALANCING BEARING: STANDARD WITH FIXED BEARING, VIBRATION SEVERITY GRADE: S/A, SHAFT AND FLANGE ACCURACY: R TERMINAL BOX (ABOVE) CABLE ENTRY ON THE RIGHT SIGNAL CONNECTION D-END | - | 0 | 0
1PH8103-1HD12-2CB1 |  | 1PH8103-1HD12-2CB1 | 1 | UN | 1 | 20 | D | D | N | N | 85015220 | 1 |  | 51 | KG | 2854.89 | 2854.89 | MC05 | MC05 | SIMOTICS M Compact induction motor 1000rpm, 3.7kW 35Nm, 10A, 333V 1150rpm, 4.3kW 36Nm, 10A, 380 V 1350rpm, 4.7kW 33Nm, 9.7A, 423V forced ventilation; direction of air flow NDE--> DE; Degree of protection IP55 INCREMENT. ENCODER HTL 1024 S/R (ENCODER HTL1024S/R) with TEMPERAT. SENSOR KTY84-130 DESIGN IM B5 (IMV 1,IM V3) SHAFT WITH FITTED KEY HALF-KEY BALANCING BEARING: STANDARD WITH FIXED BEARING, VIBRATION SEVERITY GRADE: S/A, SHAFT AND FLANGE ACCURACY: R TERMINAL BOX (ABOVE) CABLE ENTRY ON THE LEFT SIGNAL CONNECTION D-END | - | 0 | 0
1PH8103-1HD12-2CC1 |  | 1PH8103-1HD12-2CC1 | 1 | UN | 1 | 20 | D | D | N | N | 85015220 | 1 |  | 51 | KG | 2854.89 | 2854.89 | MC05 | MC05 | SIMOTICS M Compact induction motor 1000rpm, 3.7kW 35Nm, 10A, 333V 1150rpm, 4.3kW 36Nm, 10A, 380 V 1350rpm, 4.7kW 33Nm, 9.7A, 423V forced ventilation; direction of air flow NDE--> DE; Degree of protection IP55 INCREMENT. ENCODER HTL 1024 S/R (ENCODER HTL1024S/R) with TEMPERAT. SENSOR KTY84-130 DESIGN IM B5 (IMV 1,IM V3) SHAFT WITH FITTED KEY HALF-KEY BALANCING BEARING: STANDARD WITH FIXED BEARING, VIBRATION SEVERITY GRADE: S/A, SHAFT AND FLANGE ACCURACY: R TERMINAL BOX (ABOVE) CABLE ENTRY ON THE ND-END SIGNAL CONNECTION LEFT | - | 0 | 0
1PH8103-1HD13-0BA1 |  | 1PH8103-1HD13-0BA1 | 1 | UN | 1 | 20 | D | D | N | N | 85015220 | 1 |  | 51 | KG | 2883.83 | 2883.83 | MC05 | MC05 | SIMOTICS M Compact induction motor 1000rpm, 3.7kW 35Nm, 10A, 333V 1150rpm, 4.3kW 36Nm, 10A, 380 V 1350rpm, 4.7kW 33Nm, 9.7A, 423V forced ventilation; direction of air flow NDE--> DE; Degree of protection IP55 INCREMENT. ENCODER HTL 1024 S/R (ENCODER HTL1024S/R) with TEMPERAT. SENSOR KTY84-130 Design IM B35 (IM V15, (IM V35) PLAIN SHAFT WITHOUT FITTED KEY; BEARING: STANDARD WITH FIXED BEARING, VIBRATION SEVERITY GRADE: R/A, SHAFT AND FLANGE ACCURACY: R TERMINAL BOX (ABOVE) CABLE ENTRY ON THE RIGHT SIGNAL CONNECTION D-END | - | 0 | 0
1PH8103-1HD13-0BB1 |  | 1PH8103-1HD13-0BB1 | 1 | UN | 1 | 20 | D | D | N | N | 85015220 | 1 |  | 51 | KG | 2883.83 | 2883.83 | MC05 | MC05 | SIMOTICS M Compact induction motor 1000rpm, 3.7kW 35Nm, 10A, 333V 1150rpm, 4.3kW 36Nm, 10A, 380 V 1350rpm, 4.7kW 33Nm, 9.7A, 423V forced ventilation; direction of air flow NDE--> DE; Degree of protection IP55 INCREMENT. ENCODER HTL 1024 S/R (ENCODER HTL1024S/R) with TEMPERAT. SENSOR KTY84-130 Design IM B35 (IM V15, (IM V35) PLAIN SHAFT WITHOUT FITTED KEY; BEARING: STANDARD WITH FIXED BEARING, VIBRATION SEVERITY GRADE: R/A, SHAFT AND FLANGE ACCURACY: R TERMINAL BOX (ABOVE) CABLE ENTRY ON THE LEFT SIGNAL CONNECTION D-END | - | 0 | 0
1PH8103-1HD13-0BC1 |  | 1PH8103-1HD13-0BC1 | 1 | UN | 1 | 20 | D | D | N | N | 85015220 | 1 |  | 51 | KG | 2883.83 | 2883.83 | MC05 | MC05 | SIMOTICS M Compact induction motor 1000rpm, 3.7kW 35Nm, 10A, 333V 1150rpm, 4.3kW 36Nm, 10A, 380 V 1350rpm, 4.7kW 33Nm, 9.7A, 423V forced ventilation; direction of air flow NDE--> DE; Degree of protection IP55 INCREMENT. ENCODER HTL 1024 S/R (ENCODER HTL1024S/R) with TEMPERAT. SENSOR KTY84-130 Design IM B35 (IM V15, (IM V35) PLAIN SHAFT WITHOUT FITTED KEY; BEARING: STANDARD WITH FIXED BEARING, VIBRATION SEVERITY GRADE: R/A, SHAFT AND FLANGE ACCURACY: R TERMINAL BOX (ABOVE) CABLE ENTRY ON THE ND-END SIGNAL CONNECTION LEFT | - | 0 | 0
1PH8103-1HD13-0CA1 |  | 1PH8103-1HD13-0CA1 | 1 | UN | 1 | 20 | D | D | N | N | 85015220 | 1 |  | 51 | KG | 3013.85 | 3013.85 | MC05 | MC05 | SIMOTICS M Compact induction motor 1000rpm, 3.7kW 35Nm, 10A, 333V 1150rpm, 4.3kW 36Nm, 10A, 380 V 1350rpm, 4.7kW 33Nm, 9.7A, 423V forced ventilation; direction of air flow NDE--> DE; Degree of protection IP55 INCREMENT. ENCODER HTL 1024 S/R (ENCODER HTL1024S/R) with TEMPERAT. SENSOR KTY84-130 Design IM B35 (IM V15, (IM V35) PLAIN SHAFT WITHOUT FITTED KEY; BEARING: STANDARD WITH FIXED BEARING, VIBRATION SEVERITY GRADE: S/A, SHAFT AND FLANGE ACCURACY: R TERMINAL BOX (ABOVE) CABLE ENTRY ON THE RIGHT SIGNAL CONNECTION D-END | - | 0 | 0
1PH8103-1HD13-0CB1 |  | 1PH8103-1HD13-0CB1 | 1 | UN | 1 | 20 | D | D | N | N | 85015220 | 1 |  | 51 | KG | 3013.85 | 3013.85 | MC05 | MC05 | SIMOTICS M Compact induction motor 1000rpm, 3.7kW 35Nm, 10A, 333V 1150rpm, 4.3kW 36Nm, 10A, 380 V 1350rpm, 4.7kW 33Nm, 9.7A, 423V forced ventilation; direction of air flow NDE--> DE; Degree of protection IP55 INCREMENT. ENCODER HTL 1024 S/R (ENCODER HTL1024S/R) with TEMPERAT. SENSOR KTY84-130 Design IM B35 (IM V15, (IM V35) PLAIN SHAFT WITHOUT FITTED KEY; BEARING: STANDARD WITH FIXED BEARING, VIBRATION SEVERITY GRADE: S/A, SHAFT AND FLANGE ACCURACY: R TERMINAL BOX (ABOVE) CABLE ENTRY ON THE LEFT SIGNAL CONNECTION D-END | - | 0 | 0
1PH8103-1HD13-0CC1 |  | 1PH8103-1HD13-0CC1 | 1 | UN | 1 | 20 | D | D | N | N | 85015220 | 1 |  | 51 | KG | 3013.85 | 3013.85 | MC05 | MC05 | SIMOTICS M Compact induction motor 1000rpm, 3.7kW 35Nm, 10A, 333V 1150rpm, 4.3kW 36Nm, 10A, 380 V 1350rpm, 4.7kW 33Nm, 9.7A, 423V forced ventilation; direction of air flow NDE--> DE; Degree of protection IP55 INCREMENT. ENCODER HTL 1024 S/R (ENCODER HTL1024S/R) with TEMPERAT. SENSOR KTY84-130 Design IM B35 (IM V15, (IM V35) PLAIN SHAFT WITHOUT FITTED KEY; BEARING: STANDARD WITH FIXED BEARING, VIBRATION SEVERITY GRADE: S/A, SHAFT AND FLANGE ACCURACY: R TERMINAL BOX (ABOVE) CABLE ENTRY ON THE ND-END SIGNAL CONNECTION LEFT | - | 0 | 0
1PH8103-1HD13-2BA1 |  | 1PH8103-1HD13-2BA1 | 1 | UN | 1 | 20 | D | D | N | N | 85015220 | 1 |  | 51 | KG | 2883.83 | 2883.83 | MC05 | MC05 | SIMOTICS M Compact induction motor 1000rpm, 3.7kW 35Nm, 10A, 333V 1150rpm, 4.3kW 36Nm, 10A, 380 V 1350rpm, 4.7kW 33Nm, 9.7A, 423V forced ventilation; direction of air flow NDE--> DE; Degree of protection IP55 INCREMENT. ENCODER HTL 1024 S/R (ENCODER HTL1024S/R) with TEMPERAT. SENSOR KTY84-130 Design IM B35 (IM V15, (IM V35) SHAFT WITH FITTED KEY HALF-KEY BALANCING BEARING: STANDARD WITH FIXED BEARING, VIBRATION SEVERITY GRADE: R/A, SHAFT AND FLANGE ACCURACY: R TERMINAL BOX (ABOVE) CABLE ENTRY ON THE RIGHT SIGNAL CONNECTION D-END | - | 0 | 0
1PH8103-1HD13-2BB1 |  | 1PH8103-1HD13-2BB1 | 1 | UN | 1 | 20 | D | D | N | N | 85015220 | 1 |  | 51 | KG | 2883.83 | 2883.83 | MC05 | MC05 | SIMOTICS M Compact induction motor 1000rpm, 3.7kW 35Nm, 10A, 333V 1150rpm, 4.3kW 36Nm, 10A, 380 V 1350rpm, 4.7kW 33Nm, 9.7A, 423V forced ventilation; direction of air flow NDE--> DE; Degree of protection IP55 INCREMENT. ENCODER HTL 1024 S/R (ENCODER HTL1024S/R) with TEMPERAT. SENSOR KTY84-130 Design IM B35 (IM V15, (IM V35) SHAFT WITH FITTED KEY HALF-KEY BALANCING BEARING: STANDARD WITH FIXED BEARING, VIBRATION SEVERITY GRADE: R/A, SHAFT AND FLANGE ACCURACY: R TERMINAL BOX (ABOVE) CABLE ENTRY ON THE LEFT SIGNAL CONNECTION D-END | - | 0 | 0
1PH8103-1HD13-2BC1 |  | 1PH8103-1HD13-2BC1 | 1 | UN | 1 | 20 | D | D | N | N | 85015220 | 1 |  | 51 | KG | 2883.83 | 2883.83 | MC05 | MC05 | SIMOTICS M Compact induction motor 1000rpm, 3.7kW 35Nm, 10A, 333V 1150rpm, 4.3kW 36Nm, 10A, 380 V 1350rpm, 4.7kW 33Nm, 9.7A, 423V forced ventilation; direction of air flow NDE--> DE; Degree of protection IP55 INCREMENT. ENCODER HTL 1024 S/R (ENCODER HTL1024S/R) with TEMPERAT. SENSOR KTY84-130 Design IM B35 (IM V15, (IM V35) SHAFT WITH FITTED KEY HALF-KEY BALANCING BEARING: STANDARD WITH FIXED BEARING, VIBRATION SEVERITY GRADE: R/A, SHAFT AND FLANGE ACCURACY: R TERMINAL BOX (ABOVE) CABLE ENTRY ON THE ND-END SIGNAL CONNECTION LEFT | - | 0 | 0
1PH8103-1HD13-2CA1 |  | 1PH8103-1HD13-2CA1 | 1 | UN | 1 | 20 | D | D | N | N | 85015220 | 1 |  | 51 | KG | 3013.85 | 3013.85 | MC05 | MC05 | SIMOTICS M Compact induction motor 1000rpm, 3.7kW 35Nm, 10A, 333V 1150rpm, 4.3kW 36Nm, 10A, 380 V 1350rpm, 4.7kW 33Nm, 9.7A, 423V forced ventilation; direction of air flow NDE--> DE; Degree of protection IP55 INCREMENT. ENCODER HTL 1024 S/R (ENCODER HTL1024S/R) with TEMPERAT. SENSOR KTY84-130 Design IM B35 (IM V15, (IM V35) SHAFT WITH FITTED KEY HALF-KEY BALANCING BEARING: STANDARD WITH FIXED BEARING, VIBRATION SEVERITY GRADE: S/A, SHAFT AND FLANGE ACCURACY: R TERMINAL BOX (ABOVE) CABLE ENTRY ON THE RIGHT SIGNAL CONNECTION D-END | - | 0 | 0
1PH8103-1HD13-2CB1 |  | 1PH8103-1HD13-2CB1 | 1 | UN | 1 | 20 | D | D | N | N | 85015220 | 1 |  | 51 | KG | 3013.85 | 3013.85 | MC05 | MC05 | SIMOTICS M Compact induction motor 1000rpm, 3.7kW 35Nm, 10A, 333V 1150rpm, 4.3kW 36Nm, 10A, 380 V 1350rpm, 4.7kW 33Nm, 9.7A, 423V forced ventilation; direction of air flow NDE--> DE; Degree of protection IP55 INCREMENT. ENCODER HTL 1024 S/R (ENCODER HTL1024S/R) with TEMPERAT. SENSOR KTY84-130 Design IM B35 (IM V15, (IM V35) SHAFT WITH FITTED KEY HALF-KEY BALANCING BEARING: STANDARD WITH FIXED BEARING, VIBRATION SEVERITY GRADE: S/A, SHAFT AND FLANGE ACCURACY: R TERMINAL BOX (ABOVE) CABLE ENTRY ON THE LEFT SIGNAL CONNECTION D-END | - | 0 | 0
1PH8103-1HD13-2CC1 |  | 1PH8103-1HD13-2CC1 | 1 | UN | 1 | 20 | D | D | N | N | 85015220 | 1 |  | 51 | KG | 3013.85 | 3013.85 | MC05 | MC05 | SIMOTICS M Compact induction motor 1000rpm, 3.7kW 35Nm, 10A, 333V 1150rpm, 4.3kW 36Nm, 10A, 380 V 1350rpm, 4.7kW 33Nm, 9.7A, 423V forced ventilation; direction of air flow NDE--> DE; Degree of protection IP55 INCREMENT. ENCODER HTL 1024 S/R (ENCODER HTL1024S/R) with TEMPERAT. SENSOR KTY84-130 Design IM B35 (IM V15, (IM V35) SHAFT WITH FITTED KEY HALF-KEY BALANCING BEARING: STANDARD WITH FIXED BEARING, VIBRATION SEVERITY GRADE: S/A, SHAFT AND FLANGE ACCURACY: R TERMINAL BOX (ABOVE) CABLE ENTRY ON THE ND-END SIGNAL CONNECTION LEFT | - | 0 | 0
1PH8103-1HF00-1DC1 |  | 1PH8103-1HF00-1DC1 | 1 | UN | 1 | 20 | D | D | N | N | 85015220 | 1 |  | 51 | KG | 2771.59 | 2771.59 | MC05 | MC05 | SIMOTICS M Compact induction motor 1500rpm, 5.5 kW 35Nm, 13.1A, 342V 1750rpm, 6.3kW 34Nm, 13.5A, 412V 2000rpm, 7.0 kW 33Nm, 12.7A, 460 V forced ventilation; direction of air flow DE--> NDE; Degree of protection IP55 INCREMENT. ENCODER HTL 1024 S/R (ENCODER HTL1024S/R) with TEMPERAT. SENSOR KTY84-130 DESIGN IM B3 (IM V5, IM V6) SHAFT WITH FITTED KEY FULL-KEY BALANCING BEARING: STANDARD WITH FIXED BEARING, VIBRATION SEVERITY GRADE: SR/A, SHAFT AND FLANGE ACCURACY: R TERMINAL BOX (ABOVE) CABLE ENTRY ON THE ND-END SIGNAL CONNECTION LEFT | - | 0 | 0
1PH8103-1HF10-0BA1 |  | 1PH8103-1HF10-0BA1 | 1 | UN | 1 | 20 | D | D | N | N | 85015220 | 1 |  | 51 | KG | 2594.82 | 2594.82 | MC05 | MC05 | SIMOTICS M Compact induction motor 1500rpm, 5.5 kW 35Nm, 13.1A, 368V 1750rpm, 6.3kW 34Nm, 13.5A, 412V 2000rpm, 7 kW 33Nm, 12.7A, 460 V forced ventilation; direction of air flow NDE--> DE; Degree of protection IP55 INCREMENT. ENCODER HTL 1024 S/R (ENCODER HTL1024S/R) with TEMPERAT. SENSOR KTY84-130 DESIGN IM B3 (IM V5, IM V6) PLAIN SHAFT WITHOUT FITTED KEY; BEARING: STANDARD WITH FIXED BEARING, VIBRATION SEVERITY GRADE: R/A, SHAFT AND FLANGE ACCURACY: R TERMINAL BOX (ABOVE) CABLE ENTRY ON THE RIGHT SIGNAL CONNECTION D-END | - | 0 | 0
1PH8103-1HF10-0BB1 |  | 1PH8103-1HF10-0BB1 | 1 | UN | 1 | 20 | D | D | N | N | 85015220 | 1 |  | 51 | KG | 2594.82 | 2594.82 | MC05 | MC05 | SIMOTICS M Compact induction motor 1500rpm, 5.5 kW 35Nm, 13.1A, 368V 1750rpm, 6.3kW 34Nm, 13.5A, 412V 2000rpm, 7 kW 33Nm, 12.7A, 460 V forced ventilation; direction of air flow NDE--> DE; Degree of protection IP55 INCREMENT. ENCODER HTL 1024 S/R (ENCODER HTL1024S/R) with TEMPERAT. SENSOR KTY84-130 DESIGN IM B3 (IM V5, IM V6) PLAIN SHAFT WITHOUT FITTED KEY; BEARING: STANDARD WITH FIXED BEARING, VIBRATION SEVERITY GRADE: R/A, SHAFT AND FLANGE ACCURACY: R TERMINAL BOX (ABOVE) CABLE ENTRY ON THE LEFT SIGNAL CONNECTION D-END | - | 0 | 0
1PH8103-1HF10-0BC1 |  | 1PH8103-1HF10-0BC1 | 1 | UN | 1 | 20 | D | D | N | N | 85015220 | 1 |  | 51 | KG | 2594.82 | 2594.82 | MC05 | MC05 | SIMOTICS M Compact induction motor 1500rpm, 5.5 kW 35Nm, 13.1A, 368V 1750rpm, 6.3kW 34Nm, 13.5A, 412V 2000rpm, 7 kW 33Nm, 12.7A, 460 V forced ventilation; direction of air flow NDE--> DE; Degree of protection IP55 INCREMENT. ENCODER HTL 1024 S/R (ENCODER HTL1024S/R) with TEMPERAT. SENSOR KTY84-130 DESIGN IM B3 (IM V5, IM V6) PLAIN SHAFT WITHOUT FITTED KEY; BEARING: STANDARD WITH FIXED BEARING, VIBRATION SEVERITY GRADE: R/A, SHAFT AND FLANGE ACCURACY: R TERMINAL BOX (ABOVE) CABLE ENTRY ON THE ND-END SIGNAL CONNECTION LEFT | - | 0 | 0
1PH8103-1HF10-0CA1 |  | 1PH8103-1HF10-0CA1 | 1 | UN | 1 | 20 | D | D | N | N | 85015220 | 1 |  | 51 | KG | 2724.84 | 2724.84 | MC05 | MC05 | SIMOTICS M Compact induction motor 1500rpm, 5.5 kW 35Nm, 13.1A, 368V 1750rpm, 6.3kW 34Nm, 13.5A, 412V 2000rpm, 7 kW 33Nm, 12.7A, 460 V forced ventilation; direction of air flow NDE--> DE; Degree of protection IP55 INCREMENT. ENCODER HTL 1024 S/R (ENCODER HTL1024S/R) with TEMPERAT. SENSOR KTY84-130 DESIGN IM B3 (IM V5, IM V6) PLAIN SHAFT WITHOUT FITTED KEY; BEARING: STANDARD WITH FIXED BEARING, VIBRATION SEVERITY GRADE: S/A, SHAFT AND FLANGE ACCURACY: R TERMINAL BOX (ABOVE) CABLE ENTRY ON THE RIGHT SIGNAL CONNECTION D-END | - | 0 | 0
1PH8103-1HF10-0CB1 |  | 1PH8103-1HF10-0CB1 | 1 | UN | 1 | 20 | D | D | N | N | 85015220 | 1 |  | 51 | KG | 2724.84 | 2724.84 | MC05 | MC05 | SIMOTICS M Compact induction motor 1500rpm, 5.5 kW 35Nm, 13.1A, 368V 1750rpm, 6.3kW 34Nm, 13.5A, 412V 2000rpm, 7 kW 33Nm, 12.7A, 460 V forced ventilation; direction of air flow NDE--> DE; Degree of protection IP55 INCREMENT. ENCODER HTL 1024 S/R (ENCODER HTL1024S/R) with TEMPERAT. SENSOR KTY84-130 DESIGN IM B3 (IM V5, IM V6) PLAIN SHAFT WITHOUT FITTED KEY; BEARING: STANDARD WITH FIXED BEARING, VIBRATION SEVERITY GRADE: S/A, SHAFT AND FLANGE ACCURACY: R TERMINAL BOX (ABOVE) CABLE ENTRY ON THE LEFT SIGNAL CONNECTION D-END | - | 0 | 0
1PH8103-1HF10-0CC1 |  | 1PH8103-1HF10-0CC1 | 1 | UN | 1 | 20 | D | D | N | N | 85015220 | 1 |  | 51 | KG | 2724.84 | 2724.84 | MC05 | MC05 | SIMOTICS M Compact induction motor 1500rpm, 5.5 kW 35Nm, 13.1A, 368V 1750rpm, 6.3kW 34Nm, 13.5A, 412V 2000rpm, 7 kW 33Nm, 12.7A, 460 V forced ventilation; direction of air flow NDE--> DE; Degree of protection IP55 INCREMENT. ENCODER HTL 1024 S/R (ENCODER HTL1024S/R) with TEMPERAT. SENSOR KTY84-130 DESIGN IM B3 (IM V5, IM V6) PLAIN SHAFT WITHOUT FITTED KEY; BEARING: STANDARD WITH FIXED BEARING, VIBRATION SEVERITY GRADE: S/A, SHAFT AND FLANGE ACCURACY: R TERMINAL BOX (ABOVE) CABLE ENTRY ON THE ND-END SIGNAL CONNECTION LEFT | - | 0 | 0
1PH8103-1HF10-1BA1 |  | 1PH8103-1HF10-1BA1 | 1 | UN | 1 | 20 | D | D | N | N | 85015220 | 1 |  | 51 | KG | 2594.82 | 2594.82 | MC05 | MC05 | SIMOTICS M Compact induction motor 1500rpm, 5.5 kW 35Nm, 13.1A, 368V 1750rpm, 6.3kW 34Nm, 13.5A, 412V 2000rpm, 7 kW 33Nm, 12.7A, 460 V forced ventilation; direction of air flow NDE--> DE; Degree of protection IP55 INCREMENT. ENCODER HTL 1024 S/R (ENCODER HTL1024S/R) with TEMPERAT. SENSOR KTY84-130 DESIGN IM B3 (IM V5, IM V6) SHAFT WITH FITTED KEY FULL-KEY BALANCING BEARING: STANDARD WITH FIXED BEARING, VIBRATION SEVERITY GRADE: R/A, SHAFT AND FLANGE ACCURACY: R TERMINAL BOX (ABOVE) CABLE ENTRY ON THE RIGHT SIGNAL CONNECTION D-END | - | 0 | 0
1PH8103-1HF10-1GA1 |  | 1PH8103-1HF10-1GA1 | 1 | UN | 1 | 20 | D | D | N | N | 85015220 | 1 |  | 51 | KG | 2404.91 | 2404.91 | MC05 | MC05 | SIMOTICS M Compact induction motor 1500rpm, 5.5 kW 35Nm, 13.1A, 368V 1750rpm, 6.3kW 34Nm, 13.5A, 412V 2000rpm, 7 kW 33Nm, 12.7A, 460 V forced ventilation; direction of air flow NDE--> DE; Degree of protection IP55 INCREMENT. ENCODER HTL 1024 S/R (ENCODER HTL1024S/R) with TEMPERAT. SENSOR KTY84-130 DESIGN IM B3 (IM V5, IM V6) SHAFT WITH FITTED KEY FULL-KEY BALANCING BEARING: STANDARD, VIBRATION SEVERITY GRADE: R/A, SHAFT AND FLANGE ACCURACY: R TERMINAL BOX (ABOVE) CABLE ENTRY ON THE RIGHT SIGNAL CONNECTION D-END | - | 0 | 0
1PH8103-1HF10-2BA1 |  | 1PH8103-1HF10-2BA1 | 1 | UN | 1 | 20 | D | D | N | N | 85015220 | 1 |  | 51 | KG | 2594.82 | 2594.82 | MC05 | MC05 | SIMOTICS M Compact induction motor 1500rpm, 5.5 kW 35Nm, 13.1A, 368V 1750rpm, 6.3kW 34Nm, 13.5A, 412V 2000rpm, 7 kW 33Nm, 12.7A, 460 V forced ventilation; direction of air flow NDE--> DE; Degree of protection IP55 INCREMENT. ENCODER HTL 1024 S/R (ENCODER HTL1024S/R) with TEMPERAT. SENSOR KTY84-130 DESIGN IM B3 (IM V5, IM V6) SHAFT WITH FITTED KEY HALF-KEY BALANCING BEARING: STANDARD WITH FIXED BEARING, VIBRATION SEVERITY GRADE: R/A, SHAFT AND FLANGE ACCURACY: R TERMINAL BOX (ABOVE) CABLE ENTRY ON THE RIGHT SIGNAL CONNECTION D-END | - | 0 | 0
1PH8103-1HF10-2BB1 |  | 1PH8103-1HF10-2BB1 | 1 | UN | 1 | 20 | D | D | N | N | 85015220 | 1 |  | 51 | KG | 2594.82 | 2594.82 | MC05 | MC05 | SIMOTICS M Compact induction motor 1500rpm, 5.5 kW 35Nm, 13.1A, 368V 1750rpm, 6.3kW 34Nm, 13.5A, 412V 2000rpm, 7 kW 33Nm, 12.7A, 460 V forced ventilation; direction of air flow NDE--> DE; Degree of protection IP55 INCREMENT. ENCODER HTL 1024 S/R (ENCODER HTL1024S/R) with TEMPERAT. SENSOR KTY84-130 DESIGN IM B3 (IM V5, IM V6) SHAFT WITH FITTED KEY HALF-KEY BALANCING BEARING: STANDARD WITH FIXED BEARING, VIBRATION SEVERITY GRADE: R/A, SHAFT AND FLANGE ACCURACY: R TERMINAL BOX (ABOVE) CABLE ENTRY ON THE LEFT SIGNAL CONNECTION D-END | - | 0 | 0
1PH8103-1HF10-2BC1 |  | 1PH8103-1HF10-2BC1 | 1 | UN | 1 | 20 | D | D | N | N | 85015220 | 1 |  | 51 | KG | 2594.82 | 2594.82 | MC05 | MC05 | SIMOTICS M Compact induction motor 1500rpm, 5.5 kW 35Nm, 13.1A, 368V 1750rpm, 6.3kW 34Nm, 13.5A, 412V 2000rpm, 7 kW 33Nm, 12.7A, 460 V forced ventilation; direction of air flow NDE--> DE; Degree of protection IP55 INCREMENT. ENCODER HTL 1024 S/R (ENCODER HTL1024S/R) with TEMPERAT. SENSOR KTY84-130 DESIGN IM B3 (IM V5, IM V6) SHAFT WITH FITTED KEY HALF-KEY BALANCING BEARING: STANDARD WITH FIXED BEARING, VIBRATION SEVERITY GRADE: R/A, SHAFT AND FLANGE ACCURACY: R TERMINAL BOX (ABOVE) CABLE ENTRY ON THE ND-END SIGNAL CONNECTION LEFT | - | 0 | 0
1PH8103-1HF10-2CA1 |  | 1PH8103-1HF10-2CA1 | 1 | UN | 1 | 20 | D | D | N | N | 85015220 | 1 |  | 51 | KG | 2724.84 | 2724.84 | MC05 | MC05 | SIMOTICS M Compact induction motor 1500rpm, 5.5 kW 35Nm, 13.1A, 368V 1750rpm, 6.3kW 34Nm, 13.5A, 412V 2000rpm, 7 kW 33Nm, 12.7A, 460 V forced ventilation; direction of air flow NDE--> DE; Degree of protection IP55 INCREMENT. ENCODER HTL 1024 S/R (ENCODER HTL1024S/R) with TEMPERAT. SENSOR KTY84-130 DESIGN IM B3 (IM V5, IM V6) SHAFT WITH FITTED KEY HALF-KEY BALANCING BEARING: STANDARD WITH FIXED BEARING, VIBRATION SEVERITY GRADE: S/A, SHAFT AND FLANGE ACCURACY: R TERMINAL BOX (ABOVE) CABLE ENTRY ON THE RIGHT SIGNAL CONNECTION D-END | - | 0 | 0
1PH8103-1HF10-2CB1 |  | 1PH8103-1HF10-2CB1 | 1 | UN | 1 | 20 | D | D | N | N | 85015220 | 1 |  | 51 | KG | 2724.84 | 2724.84 | MC05 | MC05 | SIMOTICS M Compact induction motor 1500rpm, 5.5 kW 35Nm, 13.1A, 368V 1750rpm, 6.3kW 34Nm, 13.5A, 412V 2000rpm, 7 kW 33Nm, 12.7A, 460 V forced ventilation; direction of air flow NDE--> DE; Degree of protection IP55 INCREMENT. ENCODER HTL 1024 S/R (ENCODER HTL1024S/R) with TEMPERAT. SENSOR KTY84-130 DESIGN IM B3 (IM V5, IM V6) SHAFT WITH FITTED KEY HALF-KEY BALANCING BEARING: STANDARD WITH FIXED BEARING, VIBRATION SEVERITY GRADE: S/A, SHAFT AND FLANGE ACCURACY: R TERMINAL BOX (ABOVE) CABLE ENTRY ON THE LEFT SIGNAL CONNECTION D-END | - | 0 | 0
1PH8103-1HF10-2CC1 |  | 1PH8103-1HF10-2CC1 | 1 | UN | 1 | 20 | D | D | N | N | 85015220 | 1 |  | 51 | KG | 2724.84 | 2724.84 | MC05 | MC05 | SIMOTICS M Compact induction motor 1500rpm, 5.5 kW 35Nm, 13.1A, 368V 1750rpm, 6.3kW 34Nm, 13.5A, 412V 2000rpm, 7 kW 33Nm, 12.7A, 460 V forced ventilation; direction of air flow NDE--> DE; Degree of protection IP55 INCREMENT. ENCODER HTL 1024 S/R (ENCODER HTL1024S/R) with TEMPERAT. SENSOR KTY84-130 DESIGN IM B3 (IM V5, IM V6) SHAFT WITH FITTED KEY HALF-KEY BALANCING BEARING: STANDARD WITH FIXED BEARING, VIBRATION SEVERITY GRADE: S/A, SHAFT AND FLANGE ACCURACY: R TERMINAL BOX (ABOVE) CABLE ENTRY ON THE ND-END SIGNAL CONNECTION LEFT | - | 0 | 0
1PH8103-1HF12-0BA1 |  | 1PH8103-1HF12-0BA1 | 1 | UN | 1 | 20 | D | D | N | N | 85015220 | 1 |  | 51 | KG | 2724.87 | 2724.87 | MC05 | MC05 | SIMOTICS M Compact induction motor 1500rpm, 5.5 kW 35Nm, 13.1A, 368V 1750rpm, 6.3kW 34Nm, 13.5A, 412V 2000rpm, 7 kW 33Nm, 12.7A, 460 V forced ventilation; direction of air flow NDE--> DE; Degree of protection IP55 INCREMENT. ENCODER HTL 1024 S/R (ENCODER HTL1024S/R) with TEMPERAT. SENSOR KTY84-130 DESIGN IM B5 (IMV 1,IM V3) PLAIN SHAFT WITHOUT FITTED KEY; BEARING: STANDARD WITH FIXED BEARING, VIBRATION SEVERITY GRADE: R/A, SHAFT AND FLANGE ACCURACY: R TERMINAL BOX (ABOVE) CABLE ENTRY ON THE RIGHT SIGNAL CONNECTION D-END | - | 0 | 0
1PH8103-1HF12-0BB1 |  | 1PH8103-1HF12-0BB1 | 1 | UN | 1 | 20 | D | D | N | N | 85015220 | 1 |  | 51 | KG | 2724.87 | 2724.87 | MC05 | MC05 | SIMOTICS M Compact induction motor 1500rpm, 5.5 kW 35Nm, 13.1A, 368V 1750rpm, 6.3kW 34Nm, 13.5A, 412V 2000rpm, 7 kW 33Nm, 12.7A, 460 V forced ventilation; direction of air flow NDE--> DE; Degree of protection IP55 INCREMENT. ENCODER HTL 1024 S/R (ENCODER HTL1024S/R) with TEMPERAT. SENSOR KTY84-130 DESIGN IM B5 (IMV 1,IM V3) PLAIN SHAFT WITHOUT FITTED KEY; BEARING: STANDARD WITH FIXED BEARING, VIBRATION SEVERITY GRADE: R/A, SHAFT AND FLANGE ACCURACY: R TERMINAL BOX (ABOVE) CABLE ENTRY ON THE LEFT SIGNAL CONNECTION D-END | - | 0 | 0
1PH8103-1HF12-0BC1 |  | 1PH8103-1HF12-0BC1 | 1 | UN | 1 | 20 | D | D | N | N | 85015220 | 1 |  | 51 | KG | 2724.87 | 2724.87 | MC05 | MC05 | SIMOTICS M Compact induction motor 1500rpm, 5.5 kW 35Nm, 13.1A, 368V 1750rpm, 6.3kW 34Nm, 13.5A, 412V 2000rpm, 7 kW 33Nm, 12.7A, 460 V forced ventilation; direction of air flow NDE--> DE; Degree of protection IP55 INCREMENT. ENCODER HTL 1024 S/R (ENCODER HTL1024S/R) with TEMPERAT. SENSOR KTY84-130 DESIGN IM B5 (IMV 1,IM V3) PLAIN SHAFT WITHOUT FITTED KEY; BEARING: STANDARD WITH FIXED BEARING, VIBRATION SEVERITY GRADE: R/A, SHAFT AND FLANGE ACCURACY: R TERMINAL BOX (ABOVE) CABLE ENTRY ON THE ND-END SIGNAL CONNECTION LEFT | - | 0 | 0
1PH8103-1HF12-0CA1 |  | 1PH8103-1HF12-0CA1 | 1 | UN | 1 | 20 | D | D | N | N | 85015220 | 1 |  | 51 | KG | 2854.89 | 2854.89 | MC05 | MC05 | SIMOTICS M Compact induction motor 1500rpm, 5.5 kW 35Nm, 13.1A, 368V 1750rpm, 6.3kW 34Nm, 13.5A, 412V 2000rpm, 7 kW 33Nm, 12.7A, 460 V forced ventilation; direction of air flow NDE--> DE; Degree of protection IP55 INCREMENT. ENCODER HTL 1024 S/R (ENCODER HTL1024S/R) with TEMPERAT. SENSOR KTY84-130 DESIGN IM B5 (IMV 1,IM V3) PLAIN SHAFT WITHOUT FITTED KEY; BEARING: STANDARD WITH FIXED BEARING, VIBRATION SEVERITY GRADE: S/A, SHAFT AND FLANGE ACCURACY: R TERMINAL BOX (ABOVE) CABLE ENTRY ON THE RIGHT SIGNAL CONNECTION D-END | - | 0 | 0
1PH8103-1HF12-0CB1 |  | 1PH8103-1HF12-0CB1 | 1 | UN | 1 | 20 | D | D | N | N | 85015220 | 1 |  | 51 | KG | 2854.89 | 2854.89 | MC05 | MC05 | SIMOTICS M Compact induction motor 1500rpm, 5.5 kW 35Nm, 13.1A, 368V 1750rpm, 6.3kW 34Nm, 13.5A, 412V 2000rpm, 7 kW 33Nm, 12.7A, 460 V forced ventilation; direction of air flow NDE--> DE; Degree of protection IP55 INCREMENT. ENCODER HTL 1024 S/R (ENCODER HTL1024S/R) with TEMPERAT. SENSOR KTY84-130 DESIGN IM B5 (IMV 1,IM V3) PLAIN SHAFT WITHOUT FITTED KEY; BEARING: STANDARD WITH FIXED BEARING, VIBRATION SEVERITY GRADE: S/A, SHAFT AND FLANGE ACCURACY: R TERMINAL BOX (ABOVE) CABLE ENTRY ON THE LEFT SIGNAL CONNECTION D-END | - | 0 | 0
1PH8103-1HF12-0CC1 |  | 1PH8103-1HF12-0CC1 | 1 | UN | 1 | 20 | D | D | N | N | 85015220 | 1 |  | 51 | KG | 2854.89 | 2854.89 | MC05 | MC05 | SIMOTICS M Compact induction motor 1500rpm, 5.5 kW 35Nm, 13.1A, 368V 1750rpm, 6.3kW 34Nm, 13.5A, 412V 2000rpm, 7 kW 33Nm, 12.7A, 460 V forced ventilation; direction of air flow NDE--> DE; Degree of protection IP55 INCREMENT. ENCODER HTL 1024 S/R (ENCODER HTL1024S/R) with TEMPERAT. SENSOR KTY84-130 DESIGN IM B5 (IMV 1,IM V3) PLAIN SHAFT WITHOUT FITTED KEY; BEARING: STANDARD WITH FIXED BEARING, VIBRATION SEVERITY GRADE: S/A, SHAFT AND FLANGE ACCURACY: R TERMINAL BOX (ABOVE) CABLE ENTRY ON THE ND-END SIGNAL CONNECTION LEFT | - | 0 | 0
1PH8103-1HF12-2BA1 |  | 1PH8103-1HF12-2BA1 | 1 | UN | 1 | 20 | D | D | N | N | 85015220 | 1 |  | 51 | KG | 2724.87 | 2724.87 | MC05 | MC05 | SIMOTICS M Compact induction motor 1500rpm, 5.5 kW 35Nm, 13.1A, 368V 1750rpm, 6.3kW 34Nm, 13.5A, 412V 2000rpm, 7 kW 33Nm, 12.7A, 460 V forced ventilation; direction of air flow NDE--> DE; Degree of protection IP55 INCREMENT. ENCODER HTL 1024 S/R (ENCODER HTL1024S/R) with TEMPERAT. SENSOR KTY84-130 DESIGN IM B5 (IMV 1,IM V3) SHAFT WITH FITTED KEY HALF-KEY BALANCING BEARING: STANDARD WITH FIXED BEARING, VIBRATION SEVERITY GRADE: R/A, SHAFT AND FLANGE ACCURACY: R TERMINAL BOX (ABOVE) CABLE ENTRY ON THE RIGHT SIGNAL CONNECTION D-END | - | 0 | 0
1PH8103-1HF12-2BB1 |  | 1PH8103-1HF12-2BB1 | 1 | UN | 1 | 20 | D | D | N | N | 85015220 | 1 |  | 51 | KG | 2724.87 | 2724.87 | MC05 | MC05 | SIMOTICS M Compact induction motor 1500rpm, 5.5 kW 35Nm, 13.1A, 368V 1750rpm, 6.3kW 34Nm, 13.5A, 412V 2000rpm, 7 kW 33Nm, 12.7A, 460 V forced ventilation; direction of air flow NDE--> DE; Degree of protection IP55 INCREMENT. ENCODER HTL 1024 S/R (ENCODER HTL1024S/R) with TEMPERAT. SENSOR KTY84-130 DESIGN IM B5 (IMV 1,IM V3) SHAFT WITH FITTED KEY HALF-KEY BALANCING BEARING: STANDARD WITH FIXED BEARING, VIBRATION SEVERITY GRADE: R/A, SHAFT AND FLANGE ACCURACY: R TERMINAL BOX (ABOVE) CABLE ENTRY ON THE LEFT SIGNAL CONNECTION D-END | - | 0 | 0
1PH8103-1HF12-2BC1 |  | 1PH8103-1HF12-2BC1 | 1 | UN | 1 | 20 | D | D | N | N | 85015220 | 1 |  | 51 | KG | 2724.87 | 2724.87 | MC05 | MC05 | SIMOTICS M Compact induction motor 1500rpm, 5.5 kW 35Nm, 13.1A, 368V 1750rpm, 6.3kW 34Nm, 13.5A, 412V 2000rpm, 7 kW 33Nm, 12.7A, 460 V forced ventilation; direction of air flow NDE--> DE; Degree of protection IP55 INCREMENT. ENCODER HTL 1024 S/R (ENCODER HTL1024S/R) with TEMPERAT. SENSOR KTY84-130 DESIGN IM B5 (IMV 1,IM V3) SHAFT WITH FITTED KEY HALF-KEY BALANCING BEARING: STANDARD WITH FIXED BEARING, VIBRATION SEVERITY GRADE: R/A, SHAFT AND FLANGE ACCURACY: R TERMINAL BOX (ABOVE) CABLE ENTRY ON THE ND-END SIGNAL CONNECTION LEFT | - | 0 | 0
1PH8103-1HF12-2CA1 |  | 1PH8103-1HF12-2CA1 | 1 | UN | 1 | 20 | D | D | N | N | 85015220 | 1 |  | 51 | KG | 2854.89 | 2854.89 | MC05 | MC05 | SIMOTICS M Compact induction motor 1500rpm, 5.5 kW 35Nm, 13.1A, 368V 1750rpm, 6.3kW 34Nm, 13.5A, 412V 2000rpm, 7 kW 33Nm, 12.7A, 460 V forced ventilation; direction of air flow NDE--> DE; Degree of protection IP55 INCREMENT. ENCODER HTL 1024 S/R (ENCODER HTL1024S/R) with TEMPERAT. SENSOR KTY84-130 DESIGN IM B5 (IMV 1,IM V3) SHAFT WITH FITTED KEY HALF-KEY BALANCING BEARING: STANDARD WITH FIXED BEARING, VIBRATION SEVERITY GRADE: S/A, SHAFT AND FLANGE ACCURACY: R TERMINAL BOX (ABOVE) CABLE ENTRY ON THE RIGHT SIGNAL CONNECTION D-END | - | 0 | 0
1PH8103-1HF12-2CB1 |  | 1PH8103-1HF12-2CB1 | 1 | UN | 1 | 20 | D | D | N | N | 85015220 | 1 |  | 51 | KG | 2854.89 | 2854.89 | MC05 | MC05 | SIMOTICS M Compact induction motor 1500rpm, 5.5 kW 35Nm, 13.1A, 368V 1750rpm, 6.3kW 34Nm, 13.5A, 412V 2000rpm, 7 kW 33Nm, 12.7A, 460 V forced ventilation; direction of air flow NDE--> DE; Degree of protection IP55 INCREMENT. ENCODER HTL 1024 S/R (ENCODER HTL1024S/R) with TEMPERAT. SENSOR KTY84-130 DESIGN IM B5 (IMV 1,IM V3) SHAFT WITH FITTED KEY HALF-KEY BALANCING BEARING: STANDARD WITH FIXED BEARING, VIBRATION SEVERITY GRADE: S/A, SHAFT AND FLANGE ACCURACY: R TERMINAL BOX (ABOVE) CABLE ENTRY ON THE LEFT SIGNAL CONNECTION D-END | - | 0 | 0
1PH8103-1HF12-2CC1 |  | 1PH8103-1HF12-2CC1 | 1 | UN | 1 | 20 | D | D | N | N | 85015220 | 1 |  | 51 | KG | 2854.89 | 2854.89 | MC05 | MC05 | SIMOTICS M Compact induction motor 1500rpm, 5.5 kW 35Nm, 13.1A, 368V 1750rpm, 6.3kW 34Nm, 13.5A, 412V 2000rpm, 7 kW 33Nm, 12.7A, 460 V forced ventilation; direction of air flow NDE--> DE; Degree of protection IP55 INCREMENT. ENCODER HTL 1024 S/R (ENCODER HTL1024S/R) with TEMPERAT. SENSOR KTY84-130 DESIGN IM B5 (IMV 1,IM V3) SHAFT WITH FITTED KEY HALF-KEY BALANCING BEARING: STANDARD WITH FIXED BEARING, VIBRATION SEVERITY GRADE: S/A, SHAFT AND FLANGE ACCURACY: R TERMINAL BOX (ABOVE) CABLE ENTRY ON THE ND-END SIGNAL CONNECTION LEFT | - | 0 | 0
1PH8103-1HF13-0BA1 |  | 1PH8103-1HF13-0BA1 | 1 | UN | 1 | 20 | D | D | N | N | 85015220 | 1 |  | 51 | KG | 2883.83 | 2883.83 | MC05 | MC05 | SIMOTICS M Compact induction motor 1500rpm, 5.5 kW 35Nm, 13.1A, 368V 1750rpm, 6.3kW 34Nm, 13.5A, 412V 2000rpm, 7 kW 33Nm, 12.7A, 460 V forced ventilation; direction of air flow NDE--> DE; Degree of protection IP55 INCREMENT. ENCODER HTL 1024 S/R (ENCODER HTL1024S/R) with TEMPERAT. SENSOR KTY84-130 Design IM B35 (IM V15, (IM V35) PLAIN SHAFT WITHOUT FITTED KEY; BEARING: STANDARD WITH FIXED BEARING, VIBRATION SEVERITY GRADE: R/A, SHAFT AND FLANGE ACCURACY: R TERMINAL BOX (ABOVE) CABLE ENTRY ON THE RIGHT SIGNAL CONNECTION D-END | - | 0 | 0
1PH8103-1HF13-0BB1 |  | 1PH8103-1HF13-0BB1 | 1 | UN | 1 | 20 | D | D | N | N | 85015220 | 1 |  | 51 | KG | 2883.83 | 2883.83 | MC05 | MC05 | SIMOTICS M Compact induction motor 1500rpm, 5.5 kW 35Nm, 13.1A, 368V 1750rpm, 6.3kW 34Nm, 13.5A, 412V 2000rpm, 7 kW 33Nm, 12.7A, 460 V forced ventilation; direction of air flow NDE--> DE; Degree of protection IP55 INCREMENT. ENCODER HTL 1024 S/R (ENCODER HTL1024S/R) with TEMPERAT. SENSOR KTY84-130 Design IM B35 (IM V15, (IM V35) PLAIN SHAFT WITHOUT FITTED KEY; BEARING: STANDARD WITH FIXED BEARING, VIBRATION SEVERITY GRADE: R/A, SHAFT AND FLANGE ACCURACY: R TERMINAL BOX (ABOVE) CABLE ENTRY ON THE LEFT SIGNAL CONNECTION D-END | - | 0 | 0
1PH8103-1HF13-0BC1 |  | 1PH8103-1HF13-0BC1 | 1 | UN | 1 | 20 | D | D | N | N | 85015220 | 1 |  | 51 | KG | 2883.83 | 2883.83 | MC05 | MC05 | SIMOTICS M Compact induction motor 1500rpm, 5.5 kW 35Nm, 13.1A, 368V 1750rpm, 6.3kW 34Nm, 13.5A, 412V 2000rpm, 7 kW 33Nm, 12.7A, 460 V forced ventilation; direction of air flow NDE--> DE; Degree of protection IP55 INCREMENT. ENCODER HTL 1024 S/R (ENCODER HTL1024S/R) with TEMPERAT. SENSOR KTY84-130 Design IM B35 (IM V15, (IM V35) PLAIN SHAFT WITHOUT FITTED KEY; BEARING: STANDARD WITH FIXED BEARING, VIBRATION SEVERITY GRADE: R/A, SHAFT AND FLANGE ACCURACY: R TERMINAL BOX (ABOVE) CABLE ENTRY ON THE ND-END SIGNAL CONNECTION LEFT | - | 0 | 0
1PH8103-1HF13-0CA1 |  | 1PH8103-1HF13-0CA1 | 1 | UN | 1 | 20 | D | D | N | N | 85015220 | 1 |  | 51 | KG | 3013.85 | 3013.85 | MC05 | MC05 | SIMOTICS M Compact induction motor 1500rpm, 5.5 kW 35Nm, 13.1A, 368V 1750rpm, 6.3kW 34Nm, 13.5A, 412V 2000rpm, 7 kW 33Nm, 12.7A, 460 V forced ventilation; direction of air flow NDE--> DE; Degree of protection IP55 INCREMENT. ENCODER HTL 1024 S/R (ENCODER HTL1024S/R) with TEMPERAT. SENSOR KTY84-130 Design IM B35 (IM V15, (IM V35) PLAIN SHAFT WITHOUT FITTED KEY; BEARING: STANDARD WITH FIXED BEARING, VIBRATION SEVERITY GRADE: S/A, SHAFT AND FLANGE ACCURACY: R TERMINAL BOX (ABOVE) CABLE ENTRY ON THE RIGHT SIGNAL CONNECTION D-END | - | 0 | 0
1PH8103-1HF13-0CB1 |  | 1PH8103-1HF13-0CB1 | 1 | UN | 1 | 20 | D | D | N | N | 85015220 | 1 |  | 51 | KG | 3013.85 | 3013.85 | MC05 | MC05 | SIMOTICS M Compact induction motor 1500rpm, 5.5 kW 35Nm, 13.1A, 368V 1750rpm, 6.3kW 34Nm, 13.5A, 412V 2000rpm, 7 kW 33Nm, 12.7A, 460 V forced ventilation; direction of air flow NDE--> DE; Degree of protection IP55 INCREMENT. ENCODER HTL 1024 S/R (ENCODER HTL1024S/R) with TEMPERAT. SENSOR KTY84-130 Design IM B35 (IM V15, (IM V35) PLAIN SHAFT WITHOUT FITTED KEY; BEARING: STANDARD WITH FIXED BEARING, VIBRATION SEVERITY GRADE: S/A, SHAFT AND FLANGE ACCURACY: R TERMINAL BOX (ABOVE) CABLE ENTRY ON THE LEFT SIGNAL CONNECTION D-END | - | 0 | 0
1PH8103-1HF13-0CC1 |  | 1PH8103-1HF13-0CC1 | 1 | UN | 1 | 20 | D | D | N | N | 85015220 | 1 |  | 51 | KG | 3013.85 | 3013.85 | MC05 | MC05 | SIMOTICS M Compact induction motor 1500rpm, 5.5 kW 35Nm, 13.1A, 368V 1750rpm, 6.3kW 34Nm, 13.5A, 412V 2000rpm, 7 kW 33Nm, 12.7A, 460 V forced ventilation; direction of air flow NDE--> DE; Degree of protection IP55 INCREMENT. ENCODER HTL 1024 S/R (ENCODER HTL1024S/R) with TEMPERAT. SENSOR KTY84-130 Design IM B35 (IM V15, (IM V35) PLAIN SHAFT WITHOUT FITTED KEY; BEARING: STANDARD WITH FIXED BEARING, VIBRATION SEVERITY GRADE: S/A, SHAFT AND FLANGE ACCURACY: R TERMINAL BOX (ABOVE) CABLE ENTRY ON THE ND-END SIGNAL CONNECTION LEFT | - | 0 | 0
1PH8103-1HF13-1BB1 |  | 1PH8103-1HF13-1BB1 | 1 | UN | 1 | 20 | D | D | N | N | 85015220 | 1 |  | 51 | KG | 2883.83 | 2883.83 | MC05 | MC05 | SIMOTICS M Compact induction motor 1500rpm, 5.5 kW 35Nm, 13.1A, 368V 1750rpm, 6.3kW 34Nm, 13.5A, 412V 2000rpm, 7 kW 33Nm, 12.7A, 460 V forced ventilation; direction of air flow NDE--> DE; Degree of protection IP55 INCREMENT. ENCODER HTL 1024 S/R (ENCODER HTL1024S/R) with TEMPERAT. SENSOR KTY84-130 Design IM B35 (IM V15, (IM V35) SHAFT WITH FITTED KEY FULL-KEY BALANCING BEARING: STANDARD WITH FIXED BEARING, VIBRATION SEVERITY GRADE: R/A, SHAFT AND FLANGE ACCURACY: R TERMINAL BOX (ABOVE) CABLE ENTRY ON THE LEFT SIGNAL CONNECTION D-END | - | 0 | 0
1PH8103-1HF13-2BA1 |  | 1PH8103-1HF13-2BA1 | 1 | UN | 1 | 20 | D | D | N | N | 85015220 | 1 |  | 51 | KG | 2883.83 | 2883.83 | MC05 | MC05 | SIMOTICS M Compact induction motor 1500rpm, 5.5 kW 35Nm, 13.1A, 368V 1750rpm, 6.3kW 34Nm, 13.5A, 412V 2000rpm, 7 kW 33Nm, 12.7A, 460 V forced ventilation; direction of air flow NDE--> DE; Degree of protection IP55 INCREMENT. ENCODER HTL 1024 S/R (ENCODER HTL1024S/R) with TEMPERAT. SENSOR KTY84-130 Design IM B35 (IM V15, (IM V35) SHAFT WITH FITTED KEY HALF-KEY BALANCING BEARING: STANDARD WITH FIXED BEARING, VIBRATION SEVERITY GRADE: R/A, SHAFT AND FLANGE ACCURACY: R TERMINAL BOX (ABOVE) CABLE ENTRY ON THE RIGHT SIGNAL CONNECTION D-END | - | 0 | 0
1PH8103-1HF13-2BB1 |  | 1PH8103-1HF13-2BB1 | 1 | UN | 1 | 20 | D | D | N | N | 85015220 | 1 |  | 51 | KG | 2883.83 | 2883.83 | MC05 | MC05 | SIMOTICS M Compact induction motor 1500rpm, 5.5 kW 35Nm, 13.1A, 368V 1750rpm, 6.3kW 34Nm, 13.5A, 412V 2000rpm, 7 kW 33Nm, 12.7A, 460 V forced ventilation; direction of air flow NDE--> DE; Degree of protection IP55 INCREMENT. ENCODER HTL 1024 S/R (ENCODER HTL1024S/R) with TEMPERAT. SENSOR KTY84-130 Design IM B35 (IM V15, (IM V35) SHAFT WITH FITTED KEY HALF-KEY BALANCING BEARING: STANDARD WITH FIXED BEARING, VIBRATION SEVERITY GRADE: R/A, SHAFT AND FLANGE ACCURACY: R TERMINAL BOX (ABOVE) CABLE ENTRY ON THE LEFT SIGNAL CONNECTION D-END | - | 0 | 0
1PH8103-1HF13-2BC1 |  | 1PH8103-1HF13-2BC1 | 1 | UN | 1 | 20 | D | D | N | N | 85015220 | 1 |  | 51 | KG | 2883.83 | 2883.83 | MC05 | MC05 | SIMOTICS M Compact induction motor 1500rpm, 5.5 kW 35Nm, 13.1A, 368V 1750rpm, 6.3kW 34Nm, 13.5A, 412V 2000rpm, 7 kW 33Nm, 12.7A, 460 V forced ventilation; direction of air flow NDE--> DE; Degree of protection IP55 INCREMENT. ENCODER HTL 1024 S/R (ENCODER HTL1024S/R) with TEMPERAT. SENSOR KTY84-130 Design IM B35 (IM V15, (IM V35) SHAFT WITH FITTED KEY HALF-KEY BALANCING BEARING: STANDARD WITH FIXED BEARING, VIBRATION SEVERITY GRADE: R/A, SHAFT AND FLANGE ACCURACY: R TERMINAL BOX (ABOVE) CABLE ENTRY ON THE ND-END SIGNAL CONNECTION LEFT | - | 0 | 0
1PH8103-1HF13-2CA1 |  | 1PH8103-1HF13-2CA1 | 1 | UN | 1 | 20 | D | D | N | N | 85015220 | 1 |  | 51 | KG | 3013.85 | 3013.85 | MC05 | MC05 | SIMOTICS M Compact induction motor 1500rpm, 5.5 kW 35Nm, 13.1A, 368V 1750rpm, 6.3kW 34Nm, 13.5A, 412V 2000rpm, 7 kW 33Nm, 12.7A, 460 V forced ventilation; direction of air flow NDE--> DE; Degree of protection IP55 INCREMENT. ENCODER HTL 1024 S/R (ENCODER HTL1024S/R) with TEMPERAT. SENSOR KTY84-130 Design IM B35 (IM V15, (IM V35) SHAFT WITH FITTED KEY HALF-KEY BALANCING BEARING: STANDARD WITH FIXED BEARING, VIBRATION SEVERITY GRADE: S/A, SHAFT AND FLANGE ACCURACY: R TERMINAL BOX (ABOVE) CABLE ENTRY ON THE RIGHT SIGNAL CONNECTION D-END | - | 0 | 0
1PH8103-1HF13-2CB1 |  | 1PH8103-1HF13-2CB1 | 1 | UN | 1 | 20 | D | D | N | N | 85015220 | 1 |  | 51 | KG | 3013.85 | 3013.85 | MC05 | MC05 | SIMOTICS M Compact induction motor 1500rpm, 5.5 kW 35Nm, 13.1A, 368V 1750rpm, 6.3kW 34Nm, 13.5A, 412V 2000rpm, 7 kW 33Nm, 12.7A, 460 V forced ventilation; direction of air flow NDE--> DE; Degree of protection IP55 INCREMENT. ENCODER HTL 1024 S/R (ENCODER HTL1024S/R) with TEMPERAT. SENSOR KTY84-130 Design IM B35 (IM V15, (IM V35) SHAFT WITH FITTED KEY HALF-KEY BALANCING BEARING: STANDARD WITH FIXED BEARING, VIBRATION SEVERITY GRADE: S/A, SHAFT AND FLANGE ACCURACY: R TERMINAL BOX (ABOVE) CABLE ENTRY ON THE LEFT SIGNAL CONNECTION D-END | - | 0 | 0
1PH8103-1HF13-2CC1 |  | 1PH8103-1HF13-2CC1 | 1 | UN | 1 | 20 | D | D | N | N | 85015220 | 1 |  | 51 | KG | 3013.85 | 3013.85 | MC05 | MC05 | SIMOTICS M Compact induction motor 1500rpm, 5.5 kW 35Nm, 13.1A, 368V 1750rpm, 6.3kW 34Nm, 13.5A, 412V 2000rpm, 7 kW 33Nm, 12.7A, 460 V forced ventilation; direction of air flow NDE--> DE; Degree of protection IP55 INCREMENT. ENCODER HTL 1024 S/R (ENCODER HTL1024S/R) with TEMPERAT. SENSOR KTY84-130 Design IM B35 (IM V15, (IM V35) SHAFT WITH FITTED KEY HALF-KEY BALANCING BEARING: STANDARD WITH FIXED BEARING, VIBRATION SEVERITY GRADE: S/A, SHAFT AND FLANGE ACCURACY: R TERMINAL BOX (ABOVE) CABLE ENTRY ON THE ND-END SIGNAL CONNECTION LEFT | - | 0 | 0
1PH8103-1HF20-0BA1 |  | 1PH8103-1HF20-0BA1 | 1 | UN | 1 | 20 | D | D | N | N | 85015230 | 1 |  | 60 | KG | 2870.77 | 2870.77 | MC05 | MC05 | SIMOTICS M Compact induction motor 1500rpm, 7.1kW 45Nm, 19.7A, 317V 1750rpm, 8.2kW 45Nm, 19.7A, 364V 2000rpm, 9.4kW 45Nm, 19.7A, 411V water cooling Degree of protection IP65 INCREMENT. ENCODER HTL 1024 S/R (ENCODER HTL1024S/R) with TEMPERAT. SENSOR KTY84-130 DESIGN IM B3 (IM V5, IM V6) PLAIN SHAFT WITHOUT FITTED KEY; BEARING: STANDARD WITH FIXED BEARING, VIBRATION SEVERITY GRADE: R/A, SHAFT AND FLANGE ACCURACY: R TERMINAL BOX (ABOVE) CABLE ENTRY ON THE RIGHT SIGNAL CONNECTION D-END | - | 0 | 0
1PH8103-1HF20-0BB1 |  | 1PH8103-1HF20-0BB1 | 1 | UN | 1 | 20 | D | D | N | N | 85015230 | 1 |  | 60 | KG | 2870.77 | 2870.77 | MC05 | MC05 | SIMOTICS M Compact induction motor 1500rpm, 7.1kW 45Nm, 19.7A, 317V 1750rpm, 8.2kW 45Nm, 19.7A, 364V 2000rpm, 9.4kW 45Nm, 19.7A, 411V water cooling Degree of protection IP65 INCREMENT. ENCODER HTL 1024 S/R (ENCODER HTL1024S/R) with TEMPERAT. SENSOR KTY84-130 DESIGN IM B3 (IM V5, IM V6) PLAIN SHAFT WITHOUT FITTED KEY; BEARING: STANDARD WITH FIXED BEARING, VIBRATION SEVERITY GRADE: R/A, SHAFT AND FLANGE ACCURACY: R TERMINAL BOX (ABOVE) CABLE ENTRY ON THE LEFT SIGNAL CONNECTION D-END | - | 0 | 0
1PH8103-1HF20-0BC1 |  | 1PH8103-1HF20-0BC1 | 1 | UN | 1 | 20 | D | D | N | N | 85015230 | 1 |  | 60 | KG | 2870.77 | 2870.77 | MC05 | MC05 | SIMOTICS M Compact induction motor 1500rpm, 7.1kW 45Nm, 19.7A, 317V 1750rpm, 8.2kW 45Nm, 19.7A, 364V 2000rpm, 9.4kW 45Nm, 19.7A, 411V water cooling Degree of protection IP65 INCREMENT. ENCODER HTL 1024 S/R (ENCODER HTL1024S/R) with TEMPERAT. SENSOR KTY84-130 DESIGN IM B3 (IM V5, IM V6) PLAIN SHAFT WITHOUT FITTED KEY; BEARING: STANDARD WITH FIXED BEARING, VIBRATION SEVERITY GRADE: R/A, SHAFT AND FLANGE ACCURACY: R TERMINAL BOX (ABOVE) CABLE ENTRY ON THE ND-END SIGNAL CONNECTION LEFT | - | 0 | 0
1PH8103-1HF20-0CA1 |  | 1PH8103-1HF20-0CA1 | 1 | UN | 1 | 20 | D | D | N | N | 85015230 | 1 |  | 60 | KG | 3000.79 | 3000.79 | MC05 | MC05 | SIMOTICS M Compact induction motor 1500rpm, 7.1kW 45Nm, 19.7A, 317V 1750rpm, 8.2kW 45Nm, 19.7A, 364V 2000rpm, 9.4kW 45Nm, 19.7A, 411V water cooling Degree of protection IP65 INCREMENT. ENCODER HTL 1024 S/R (ENCODER HTL1024S/R) with TEMPERAT. SENSOR KTY84-130 DESIGN IM B3 (IM V5, IM V6) PLAIN SHAFT WITHOUT FITTED KEY; BEARING: STANDARD WITH FIXED BEARING, VIBRATION SEVERITY GRADE: S/A, SHAFT AND FLANGE ACCURACY: R TERMINAL BOX (ABOVE) CABLE ENTRY ON THE RIGHT SIGNAL CONNECTION D-END | - | 0 | 0
1PH8103-1HF20-0CB1 |  | 1PH8103-1HF20-0CB1 | 1 | UN | 1 | 20 | D | D | N | N | 85015230 | 1 |  | 60 | KG | 3000.79 | 3000.79 | MC05 | MC05 | SIMOTICS M Compact induction motor 1500rpm, 7.1kW 45Nm, 19.7A, 317V 1750rpm, 8.2kW 45Nm, 19.7A, 364V 2000rpm, 9.4kW 45Nm, 19.7A, 411V water cooling Degree of protection IP65 INCREMENT. ENCODER HTL 1024 S/R (ENCODER HTL1024S/R) with TEMPERAT. SENSOR KTY84-130 DESIGN IM B3 (IM V5, IM V6) PLAIN SHAFT WITHOUT FITTED KEY; BEARING: STANDARD WITH FIXED BEARING, VIBRATION SEVERITY GRADE: S/A, SHAFT AND FLANGE ACCURACY: R TERMINAL BOX (ABOVE) CABLE ENTRY ON THE LEFT SIGNAL CONNECTION D-END | - | 0 | 0
1PH8103-1HF20-0CC1 |  | 1PH8103-1HF20-0CC1 | 1 | UN | 1 | 20 | D | D | N | N | 85015230 | 1 |  | 60 | KG | 3000.79 | 3000.79 | MC05 | MC05 | SIMOTICS M Compact induction motor 1500rpm, 7.1kW 45Nm, 19.7A, 317V 1750rpm, 8.2kW 45Nm, 19.7A, 364V 2000rpm, 9.4kW 45Nm, 19.7A, 411V water cooling Degree of protection IP65 INCREMENT. ENCODER HTL 1024 S/R (ENCODER HTL1024S/R) with TEMPERAT. SENSOR KTY84-130 DESIGN IM B3 (IM V5, IM V6) PLAIN SHAFT WITHOUT FITTED KEY; BEARING: STANDARD WITH FIXED BEARING, VIBRATION SEVERITY GRADE: S/A, SHAFT AND FLANGE ACCURACY: R TERMINAL BOX (ABOVE) CABLE ENTRY ON THE ND-END SIGNAL CONNECTION LEFT | - | 0 | 0
1PH8103-1HF20-2BA1 |  | 1PH8103-1HF20-2BA1 | 1 | UN | 1 | 20 | D | D | N | N | 85015230 | 1 |  | 60 | KG | 2870.77 | 2870.77 | MC05 | MC05 | SIMOTICS M Compact induction motor 1500rpm, 7.1kW 45Nm, 19.7A, 317V 1750rpm, 8.2kW 45Nm, 19.7A, 364V 2000rpm, 9.4kW 45Nm, 19.7A, 411V water cooling Degree of protection IP65 INCREMENT. ENCODER HTL 1024 S/R (ENCODER HTL1024S/R) with TEMPERAT. SENSOR KTY84-130 DESIGN IM B3 (IM V5, IM V6) SHAFT WITH FITTED KEY HALF-KEY BALANCING BEARING: STANDARD WITH FIXED BEARING, VIBRATION SEVERITY GRADE: R/A, SHAFT AND FLANGE ACCURACY: R TERMINAL BOX (ABOVE) CABLE ENTRY ON THE RIGHT SIGNAL CONNECTION D-END | - | 0 | 0
1PH8103-1HF20-2BB1 |  | 1PH8103-1HF20-2BB1 | 1 | UN | 1 | 20 | D | D | N | N | 85015230 | 1 |  | 60 | KG | 2870.77 | 2870.77 | MC05 | MC05 | SIMOTICS M Compact induction motor 1500rpm, 7.1kW 45Nm, 19.7A, 317V 1750rpm, 8.2kW 45Nm, 19.7A, 364V 2000rpm, 9.4kW 45Nm, 19.7A, 411V water cooling Degree of protection IP65 INCREMENT. ENCODER HTL 1024 S/R (ENCODER HTL1024S/R) with TEMPERAT. SENSOR KTY84-130 DESIGN IM B3 (IM V5, IM V6) SHAFT WITH FITTED KEY HALF-KEY BALANCING BEARING: STANDARD WITH FIXED BEARING, VIBRATION SEVERITY GRADE: R/A, SHAFT AND FLANGE ACCURACY: R TERMINAL BOX (ABOVE) CABLE ENTRY ON THE LEFT SIGNAL CONNECTION D-END | - | 0 | 0
1PH8103-1HF20-2BC1 |  | 1PH8103-1HF20-2BC1 | 1 | UN | 1 | 20 | D | D | N | N | 85015230 | 1 |  | 60 | KG | 2870.77 | 2870.77 | MC05 | MC05 | SIMOTICS M Compact induction motor 1500rpm, 7.1kW 45Nm, 19.7A, 317V 1750rpm, 8.2kW 45Nm, 19.7A, 364V 2000rpm, 9.4kW 45Nm, 19.7A, 411V water cooling Degree of protection IP65 INCREMENT. ENCODER HTL 1024 S/R (ENCODER HTL1024S/R) with TEMPERAT. SENSOR KTY84-130 DESIGN IM B3 (IM V5, IM V6) SHAFT WITH FITTED KEY HALF-KEY BALANCING BEARING: STANDARD WITH FIXED BEARING, VIBRATION SEVERITY GRADE: R/A, SHAFT AND FLANGE ACCURACY: R TERMINAL BOX (ABOVE) CABLE ENTRY ON THE ND-END SIGNAL CONNECTION LEFT | - | 0 | 0
1PH8103-1HF20-2CA1 |  | 1PH8103-1HF20-2CA1 | 1 | UN | 1 | 20 | D | D | N | N | 85015230 | 1 |  | 60 | KG | 3000.79 | 3000.79 | MC05 | MC05 | SIMOTICS M Compact induction motor 1500rpm, 7.1kW 45Nm, 19.7A, 317V 1750rpm, 8.2kW 45Nm, 19.7A, 364V 2000rpm, 9.4kW 45Nm, 19.7A, 411V water cooling Degree of protection IP65 INCREMENT. ENCODER HTL 1024 S/R (ENCODER HTL1024S/R) with TEMPERAT. SENSOR KTY84-130 DESIGN IM B3 (IM V5, IM V6) SHAFT WITH FITTED KEY HALF-KEY BALANCING BEARING: STANDARD WITH FIXED BEARING, VIBRATION SEVERITY GRADE: S/A, SHAFT AND FLANGE ACCURACY: R TERMINAL BOX (ABOVE) CABLE ENTRY ON THE RIGHT SIGNAL CONNECTION D-END | - | 0 | 0
1PH8103-1HF20-2CB1 |  | 1PH8103-1HF20-2CB1 | 1 | UN | 1 | 20 | D | D | N | N | 85015230 | 1 |  | 60 | KG | 3000.79 | 3000.79 | MC05 | MC05 | SIMOTICS M Compact induction motor 1500rpm, 7.1kW 45Nm, 19.7A, 317V 1750rpm, 8.2kW 45Nm, 19.7A, 364V 2000rpm, 9.4kW 45Nm, 19.7A, 411V water cooling Degree of protection IP65 INCREMENT. ENCODER HTL 1024 S/R (ENCODER HTL1024S/R) with TEMPERAT. SENSOR KTY84-130 DESIGN IM B3 (IM V5, IM V6) SHAFT WITH FITTED KEY HALF-KEY BALANCING BEARING: STANDARD WITH FIXED BEARING, VIBRATION SEVERITY GRADE: S/A, SHAFT AND FLANGE ACCURACY: R TERMINAL BOX (ABOVE) CABLE ENTRY ON THE LEFT SIGNAL CONNECTION D-END | - | 0 | 0
1PH8103-1HF20-2CC1 |  | 1PH8103-1HF20-2CC1 | 1 | UN | 1 | 20 | D | D | N | N | 85015230 | 1 |  | 60 | KG | 3000.79 | 3000.79 | MC05 | MC05 | SIMOTICS M Compact induction motor 1500rpm, 7.1kW 45Nm, 19.7A, 317V 1750rpm, 8.2kW 45Nm, 19.7A, 364V 2000rpm, 9.4kW 45Nm, 19.7A, 411V water cooling Degree of protection IP65 INCREMENT. ENCODER HTL 1024 S/R (ENCODER HTL1024S/R) with TEMPERAT. SENSOR KTY84-130 DESIGN IM B3 (IM V5, IM V6) SHAFT WITH FITTED KEY HALF-KEY BALANCING BEARING: STANDARD WITH FIXED BEARING, VIBRATION SEVERITY GRADE: S/A, SHAFT AND FLANGE ACCURACY: R TERMINAL BOX (ABOVE) CABLE ENTRY ON THE ND-END SIGNAL CONNECTION LEFT | - | 0 | 0
1PH8103-1HF22-0BA1 |  | 1PH8103-1HF22-0BA1 | 1 | UN | 1 | 20 | D | D | N | N | 85015230 | 1 |  | 60 | KG | 3000.82 | 3000.82 | MC05 | MC05 | SIMOTICS M Compact induction motor 1500rpm, 7.1kW 45Nm, 19.7A, 317V 1750rpm, 8.2kW 45Nm, 19.7A, 364V 2000rpm, 9.4kW 45Nm, 19.7A, 411V water cooling Degree of protection IP65 INCREMENT. ENCODER HTL 1024 S/R (ENCODER HTL1024S/R) with TEMPERAT. SENSOR KTY84-130 DESIGN IM B5 (IMV 1,IM V3) PLAIN SHAFT WITHOUT FITTED KEY; BEARING: STANDARD WITH FIXED BEARING, VIBRATION SEVERITY GRADE: R/A, SHAFT AND FLANGE ACCURACY: R TERMINAL BOX (ABOVE) CABLE ENTRY ON THE RIGHT SIGNAL CONNECTION D-END | - | 0 | 0
1PH8103-1HF22-0BB1 |  | 1PH8103-1HF22-0BB1 | 1 | UN | 1 | 20 | D | D | N | N | 85015230 | 1 |  | 60 | KG | 3000.82 | 3000.82 | MC05 | MC05 | SIMOTICS M Compact induction motor 1500rpm, 7.1kW 45Nm, 19.7A, 317V 1750rpm, 8.2kW 45Nm, 19.7A, 364V 2000rpm, 9.4kW 45Nm, 19.7A, 411V water cooling Degree of protection IP65 INCREMENT. ENCODER HTL 1024 S/R (ENCODER HTL1024S/R) with TEMPERAT. SENSOR KTY84-130 DESIGN IM B5 (IMV 1,IM V3) PLAIN SHAFT WITHOUT FITTED KEY; BEARING: STANDARD WITH FIXED BEARING, VIBRATION SEVERITY GRADE: R/A, SHAFT AND FLANGE ACCURACY: R TERMINAL BOX (ABOVE) CABLE ENTRY ON THE LEFT SIGNAL CONNECTION D-END | - | 0 | 0
1PH8103-1HF22-0BC1 |  | 1PH8103-1HF22-0BC1 | 1 | UN | 1 | 20 | D | D | N | N | 85015230 | 1 |  | 60 | KG | 3000.82 | 3000.82 | MC05 | MC05 | SIMOTICS M Compact induction motor 1500rpm, 7.1kW 45Nm, 19.7A, 317V 1750rpm, 8.2kW 45Nm, 19.7A, 364V 2000rpm, 9.4kW 45Nm, 19.7A, 411V water cooling Degree of protection IP65 INCREMENT. ENCODER HTL 1024 S/R (ENCODER HTL1024S/R) with TEMPERAT. SENSOR KTY84-130 DESIGN IM B5 (IMV 1,IM V3) PLAIN SHAFT WITHOUT FITTED KEY; BEARING: STANDARD WITH FIXED BEARING, VIBRATION SEVERITY GRADE: R/A, SHAFT AND FLANGE ACCURACY: R TERMINAL BOX (ABOVE) CABLE ENTRY ON THE ND-END SIGNAL CONNECTION LEFT | - | 0 | 0
1PH8103-1HF22-0CA1 |  | 1PH8103-1HF22-0CA1 | 1 | UN | 1 | 20 | D | D | N | N | 85015230 | 1 |  | 60 | KG | 3130.84 | 3130.84 | MC05 | MC05 | SIMOTICS M Compact induction motor 1500rpm, 7.1kW 45Nm, 19.7A, 317V 1750rpm, 8.2kW 45Nm, 19.7A, 364V 2000rpm, 9.4kW 45Nm, 19.7A, 411V water cooling Degree of protection IP65 INCREMENT. ENCODER HTL 1024 S/R (ENCODER HTL1024S/R) with TEMPERAT. SENSOR KTY84-130 DESIGN IM B5 (IMV 1,IM V3) PLAIN SHAFT WITHOUT FITTED KEY; BEARING: STANDARD WITH FIXED BEARING, VIBRATION SEVERITY GRADE: S/A, SHAFT AND FLANGE ACCURACY: R TERMINAL BOX (ABOVE) CABLE ENTRY ON THE RIGHT SIGNAL CONNECTION D-END | - | 0 | 0
1PH8103-1HF22-0CB1 |  | 1PH8103-1HF22-0CB1 | 1 | UN | 1 | 20 | D | D | N | N | 85015230 | 1 |  | 60 | KG | 3130.84 | 3130.84 | MC05 | MC05 | SIMOTICS M Compact induction motor 1500rpm, 7.1kW 45Nm, 19.7A, 317V 1750rpm, 8.2kW 45Nm, 19.7A, 364V 2000rpm, 9.4kW 45Nm, 19.7A, 411V water cooling Degree of protection IP65 INCREMENT. ENCODER HTL 1024 S/R (ENCODER HTL1024S/R) with TEMPERAT. SENSOR KTY84-130 DESIGN IM B5 (IMV 1,IM V3) PLAIN SHAFT WITHOUT FITTED KEY; BEARING: STANDARD WITH FIXED BEARING, VIBRATION SEVERITY GRADE: S/A, SHAFT AND FLANGE ACCURACY: R TERMINAL BOX (ABOVE) CABLE ENTRY ON THE LEFT SIGNAL CONNECTION D-END | - | 0 | 0
1PH8103-1HF22-0CC1 |  | 1PH8103-1HF22-0CC1 | 1 | UN | 1 | 20 | D | D | N | N | 85015230 | 1 |  | 60 | KG | 3130.84 | 3130.84 | MC05 | MC05 | SIMOTICS M Compact induction motor 1500rpm, 7.1kW 45Nm, 19.7A, 317V 1750rpm, 8.2kW 45Nm, 19.7A, 364V 2000rpm, 9.4kW 45Nm, 19.7A, 411V water cooling Degree of protection IP65 INCREMENT. ENCODER HTL 1024 S/R (ENCODER HTL1024S/R) with TEMPERAT. SENSOR KTY84-130 DESIGN IM B5 (IMV 1,IM V3) PLAIN SHAFT WITHOUT FITTED KEY; BEARING: STANDARD WITH FIXED BEARING, VIBRATION SEVERITY GRADE: S/A, SHAFT AND FLANGE ACCURACY: R TERMINAL BOX (ABOVE) CABLE ENTRY ON THE ND-END SIGNAL CONNECTION LEFT | - | 0 | 0
1PH8103-1HF22-2BA1 |  | 1PH8103-1HF22-2BA1 | 1 | UN | 1 | 20 | D | D | N | N | 85015230 | 1 |  | 60 | KG | 3000.82 | 3000.82 | MC05 | MC05 | SIMOTICS M Compact induction motor 1500rpm, 7.1kW 45Nm, 19.7A, 317V 1750rpm, 8.2kW 45Nm, 19.7A, 364V 2000rpm, 9.4kW 45Nm, 19.7A, 411V water cooling Degree of protection IP65 INCREMENT. ENCODER HTL 1024 S/R (ENCODER HTL1024S/R) with TEMPERAT. SENSOR KTY84-130 DESIGN IM B5 (IMV 1,IM V3) SHAFT WITH FITTED KEY HALF-KEY BALANCING BEARING: STANDARD WITH FIXED BEARING, VIBRATION SEVERITY GRADE: R/A, SHAFT AND FLANGE ACCURACY: R TERMINAL BOX (ABOVE) CABLE ENTRY ON THE RIGHT SIGNAL CONNECTION D-END | - | 0 | 0
1PH8103-1HF22-2BB1 |  | 1PH8103-1HF22-2BB1 | 1 | UN | 1 | 20 | D | D | N | N | 85015230 | 1 |  | 60 | KG | 3000.82 | 3000.82 | MC05 | MC05 | SIMOTICS M Compact induction motor 1500rpm, 7.1kW 45Nm, 19.7A, 317V 1750rpm, 8.2kW 45Nm, 19.7A, 364V 2000rpm, 9.4kW 45Nm, 19.7A, 411V water cooling Degree of protection IP65 INCREMENT. ENCODER HTL 1024 S/R (ENCODER HTL1024S/R) with TEMPERAT. SENSOR KTY84-130 DESIGN IM B5 (IMV 1,IM V3) SHAFT WITH FITTED KEY HALF-KEY BALANCING BEARING: STANDARD WITH FIXED BEARING, VIBRATION SEVERITY GRADE: R/A, SHAFT AND FLANGE ACCURACY: R TERMINAL BOX (ABOVE) CABLE ENTRY ON THE LEFT SIGNAL CONNECTION D-END | - | 0 | 0
1PH8103-1HF22-2BC1 |  | 1PH8103-1HF22-2BC1 | 1 | UN | 1 | 20 | D | D | N | N | 85015230 | 1 |  | 60 | KG | 3000.82 | 3000.82 | MC05 | MC05 | SIMOTICS M Compact induction motor 1500rpm, 7.1kW 45Nm, 19.7A, 317V 1750rpm, 8.2kW 45Nm, 19.7A, 364V 2000rpm, 9.4kW 45Nm, 19.7A, 411V water cooling Degree of protection IP65 INCREMENT. ENCODER HTL 1024 S/R (ENCODER HTL1024S/R) with TEMPERAT. SENSOR KTY84-130 DESIGN IM B5 (IMV 1,IM V3) SHAFT WITH FITTED KEY HALF-KEY BALANCING BEARING: STANDARD WITH FIXED BEARING, VIBRATION SEVERITY GRADE: R/A, SHAFT AND FLANGE ACCURACY: R TERMINAL BOX (ABOVE) CABLE ENTRY ON THE ND-END SIGNAL CONNECTION LEFT | - | 0 | 0
1PH8103-1HF22-2CA1 |  | 1PH8103-1HF22-2CA1 | 1 | UN | 1 | 20 | D | D | N | N | 85015230 | 1 |  | 60 | KG | 3130.84 | 3130.84 | MC05 | MC05 | SIMOTICS M Compact induction motor 1500rpm, 7.1kW 45Nm, 19.7A, 317V 1750rpm, 8.2kW 45Nm, 19.7A, 364V 2000rpm, 9.4kW 45Nm, 19.7A, 411V water cooling Degree of protection IP65 INCREMENT. ENCODER HTL 1024 S/R (ENCODER HTL1024S/R) with TEMPERAT. SENSOR KTY84-130 DESIGN IM B5 (IMV 1,IM V3) SHAFT WITH FITTED KEY HALF-KEY BALANCING BEARING: STANDARD WITH FIXED BEARING, VIBRATION SEVERITY GRADE: S/A, SHAFT AND FLANGE ACCURACY: R TERMINAL BOX (ABOVE) CABLE ENTRY ON THE RIGHT SIGNAL CONNECTION D-END | - | 0 | 0
1PH8103-1HF22-2CB1 |  | 1PH8103-1HF22-2CB1 | 1 | UN | 1 | 20 | D | D | N | N | 85015230 | 1 |  | 60 | KG | 3130.84 | 3130.84 | MC05 | MC05 | SIMOTICS M Compact induction motor 1500rpm, 7.1kW 45Nm, 19.7A, 317V 1750rpm, 8.2kW 45Nm, 19.7A, 364V 2000rpm, 9.4kW 45Nm, 19.7A, 411V water cooling Degree of protection IP65 INCREMENT. ENCODER HTL 1024 S/R (ENCODER HTL1024S/R) with TEMPERAT. SENSOR KTY84-130 DESIGN IM B5 (IMV 1,IM V3) SHAFT WITH FITTED KEY HALF-KEY BALANCING BEARING: STANDARD WITH FIXED BEARING, VIBRATION SEVERITY GRADE: S/A, SHAFT AND FLANGE ACCURACY: R TERMINAL BOX (ABOVE) CABLE ENTRY ON THE LEFT SIGNAL CONNECTION D-END | - | 0 | 0
1PH8103-1HF22-2CC1 |  | 1PH8103-1HF22-2CC1 | 1 | UN | 1 | 20 | D | D | N | N | 85015230 | 1 |  | 60 | KG | 3130.84 | 3130.84 | MC05 | MC05 | SIMOTICS M Compact induction motor 1500rpm, 7.1kW 45Nm, 19.7A, 317V 1750rpm, 8.2kW 45Nm, 19.7A, 364V 2000rpm, 9.4kW 45Nm, 19.7A, 411V water cooling Degree of protection IP65 INCREMENT. ENCODER HTL 1024 S/R (ENCODER HTL1024S/R) with TEMPERAT. SENSOR KTY84-130 DESIGN IM B5 (IMV 1,IM V3) SHAFT WITH FITTED KEY HALF-KEY BALANCING BEARING: STANDARD WITH FIXED BEARING, VIBRATION SEVERITY GRADE: S/A, SHAFT AND FLANGE ACCURACY: R TERMINAL BOX (ABOVE) CABLE ENTRY ON THE ND-END SIGNAL CONNECTION LEFT | - | 0 | 0
1PH8103-1HF23-0BA1 |  | 1PH8103-1HF23-0BA1 | 1 | UN | 1 | 20 | D | D | N | N | 85015230 | 1 |  | 60 | KG | 3159.78 | 3159.78 | MC05 | MC05 | SIMOTICS M Compact induction motor 1500rpm, 7.1kW 45Nm, 19.7A, 317V 1750rpm, 8.2kW 45Nm, 19.7A, 364V 2000rpm, 9.4kW 45Nm, 19.7A, 411V water cooling Degree of protection IP65 INCREMENT. ENCODER HTL 1024 S/R (ENCODER HTL1024S/R) with TEMPERAT. SENSOR KTY84-130 Design IM B35 (IM V15, (IM V35) PLAIN SHAFT WITHOUT FITTED KEY; BEARING: STANDARD WITH FIXED BEARING, VIBRATION SEVERITY GRADE: R/A, SHAFT AND FLANGE ACCURACY: R TERMINAL BOX (ABOVE) CABLE ENTRY ON THE RIGHT SIGNAL CONNECTION D-END | - | 0 | 0
1PH8103-1HF23-0BB1 |  | 1PH8103-1HF23-0BB1 | 1 | UN | 1 | 20 | D | D | N | N | 85015230 | 1 |  | 60 | KG | 3159.78 | 3159.78 | MC05 | MC05 | SIMOTICS M Compact induction motor 1500rpm, 7.1kW 45Nm, 19.7A, 317V 1750rpm, 8.2kW 45Nm, 19.7A, 364V 2000rpm, 9.4kW 45Nm, 19.7A, 411V water cooling Degree of protection IP65 INCREMENT. ENCODER HTL 1024 S/R (ENCODER HTL1024S/R) with TEMPERAT. SENSOR KTY84-130 Design IM B35 (IM V15, (IM V35) PLAIN SHAFT WITHOUT FITTED KEY; BEARING: STANDARD WITH FIXED BEARING, VIBRATION SEVERITY GRADE: R/A, SHAFT AND FLANGE ACCURACY: R TERMINAL BOX (ABOVE) CABLE ENTRY ON THE LEFT SIGNAL CONNECTION D-END | - | 0 | 0
1PH8103-1HF23-0BC1 |  | 1PH8103-1HF23-0BC1 | 1 | UN | 1 | 20 | D | D | N | N | 85015230 | 1 |  | 60 | KG | 3159.78 | 3159.78 | MC05 | MC05 | SIMOTICS M Compact induction motor 1500rpm, 7.1kW 45Nm, 19.7A, 317V 1750rpm, 8.2kW 45Nm, 19.7A, 364V 2000rpm, 9.4kW 45Nm, 19.7A, 411V water cooling Degree of protection IP65 INCREMENT. ENCODER HTL 1024 S/R (ENCODER HTL1024S/R) with TEMPERAT. SENSOR KTY84-130 Design IM B35 (IM V15, (IM V35) PLAIN SHAFT WITHOUT FITTED KEY; BEARING: STANDARD WITH FIXED BEARING, VIBRATION SEVERITY GRADE: R/A, SHAFT AND FLANGE ACCURACY: R TERMINAL BOX (ABOVE) CABLE ENTRY ON THE ND-END SIGNAL CONNECTION LEFT | - | 0 | 0
1PH8103-1HF23-0CA1 |  | 1PH8103-1HF23-0CA1 | 1 | UN | 1 | 20 | D | D | N | N | 85015230 | 1 |  | 60 | KG | 3289.8 | 3289.8 | MC05 | MC05 | SIMOTICS M Compact induction motor 1500rpm, 7.1kW 45Nm, 19.7A, 317V 1750rpm, 8.2kW 45Nm, 19.7A, 364V 2000rpm, 9.4kW 45Nm, 19.7A, 411V water cooling Degree of protection IP65 INCREMENT. ENCODER HTL 1024 S/R (ENCODER HTL1024S/R) with TEMPERAT. SENSOR KTY84-130 Design IM B35 (IM V15, (IM V35) PLAIN SHAFT WITHOUT FITTED KEY; BEARING: STANDARD WITH FIXED BEARING, VIBRATION SEVERITY GRADE: S/A, SHAFT AND FLANGE ACCURACY: R TERMINAL BOX (ABOVE) CABLE ENTRY ON THE RIGHT SIGNAL CONNECTION D-END | - | 0 | 0
1PH8103-1HF23-0CB1 |  | 1PH8103-1HF23-0CB1 | 1 | UN | 1 | 20 | D | D | N | N | 85015230 | 1 |  | 60 | KG | 3289.8 | 3289.8 | MC05 | MC05 | SIMOTICS M Compact induction motor 1500rpm, 7.1kW 45Nm, 19.7A, 317V 1750rpm, 8.2kW 45Nm, 19.7A, 364V 2000rpm, 9.4kW 45Nm, 19.7A, 411V water cooling Degree of protection IP65 INCREMENT. ENCODER HTL 1024 S/R (ENCODER HTL1024S/R) with TEMPERAT. SENSOR KTY84-130 Design IM B35 (IM V15, (IM V35) PLAIN SHAFT WITHOUT FITTED KEY; BEARING: STANDARD WITH FIXED BEARING, VIBRATION SEVERITY GRADE: S/A, SHAFT AND FLANGE ACCURACY: R TERMINAL BOX (ABOVE) CABLE ENTRY ON THE LEFT SIGNAL CONNECTION D-END | - | 0 | 0
1PH8103-1HF23-0CC1 |  | 1PH8103-1HF23-0CC1 | 1 | UN | 1 | 20 | D | D | N | N | 85015230 | 1 |  | 60 | KG | 3289.8 | 3289.8 | MC05 | MC05 | SIMOTICS M Compact induction motor 1500rpm, 7.1kW 45Nm, 19.7A, 317V 1750rpm, 8.2kW 45Nm, 19.7A, 364V 2000rpm, 9.4kW 45Nm, 19.7A, 411V water cooling Degree of protection IP65 INCREMENT. ENCODER HTL 1024 S/R (ENCODER HTL1024S/R) with TEMPERAT. SENSOR KTY84-130 Design IM B35 (IM V15, (IM V35) PLAIN SHAFT WITHOUT FITTED KEY; BEARING: STANDARD WITH FIXED BEARING, VIBRATION SEVERITY GRADE: S/A, SHAFT AND FLANGE ACCURACY: R TERMINAL BOX (ABOVE) CABLE ENTRY ON THE ND-END SIGNAL CONNECTION LEFT | - | 0 | 0
1PH8103-1HF23-2BA1 |  | 1PH8103-1HF23-2BA1 | 1 | UN | 1 | 20 | D | D | N | N | 85015230 | 1 |  | 60 | KG | 3159.78 | 3159.78 | MC05 | MC05 | SIMOTICS M Compact induction motor 1500rpm, 7.1kW 45Nm, 19.7A, 317V 1750rpm, 8.2kW 45Nm, 19.7A, 364V 2000rpm, 9.4kW 45Nm, 19.7A, 411V water cooling Degree of protection IP65 INCREMENT. ENCODER HTL 1024 S/R (ENCODER HTL1024S/R) with TEMPERAT. SENSOR KTY84-130 Design IM B35 (IM V15, (IM V35) SHAFT WITH FITTED KEY HALF-KEY BALANCING BEARING: STANDARD WITH FIXED BEARING, VIBRATION SEVERITY GRADE: R/A, SHAFT AND FLANGE ACCURACY: R TERMINAL BOX (ABOVE) CABLE ENTRY ON THE RIGHT SIGNAL CONNECTION D-END | - | 0 | 0
1PH8103-1HF23-2BB1 |  | 1PH8103-1HF23-2BB1 | 1 | UN | 1 | 20 | D | D | N | N | 85015230 | 1 |  | 60 | KG | 3159.78 | 3159.78 | MC05 | MC05 | SIMOTICS M Compact induction motor 1500rpm, 7.1kW 45Nm, 19.7A, 317V 1750rpm, 8.2kW 45Nm, 19.7A, 364V 2000rpm, 9.4kW 45Nm, 19.7A, 411V water cooling Degree of protection IP65 INCREMENT. ENCODER HTL 1024 S/R (ENCODER HTL1024S/R) with TEMPERAT. SENSOR KTY84-130 Design IM B35 (IM V15, (IM V35) SHAFT WITH FITTED KEY HALF-KEY BALANCING BEARING: STANDARD WITH FIXED BEARING, VIBRATION SEVERITY GRADE: R/A, SHAFT AND FLANGE ACCURACY: R TERMINAL BOX (ABOVE) CABLE ENTRY ON THE LEFT SIGNAL CONNECTION D-END | - | 0 | 0
1PH8103-1HF23-2BC1 |  | 1PH8103-1HF23-2BC1 | 1 | UN | 1 | 20 | D | D | N | N | 85015230 | 1 |  | 60 | KG | 3159.78 | 3159.78 | MC05 | MC05 | SIMOTICS M Compact induction motor 1500rpm, 7.1kW 45Nm, 19.7A, 317V 1750rpm, 8.2kW 45Nm, 19.7A, 364V 2000rpm, 9.4kW 45Nm, 19.7A, 411V water cooling Degree of protection IP65 INCREMENT. ENCODER HTL 1024 S/R (ENCODER HTL1024S/R) with TEMPERAT. SENSOR KTY84-130 Design IM B35 (IM V15, (IM V35) SHAFT WITH FITTED KEY HALF-KEY BALANCING BEARING: STANDARD WITH FIXED BEARING, VIBRATION SEVERITY GRADE: R/A, SHAFT AND FLANGE ACCURACY: R TERMINAL BOX (ABOVE) CABLE ENTRY ON THE ND-END SIGNAL CONNECTION LEFT | - | 0 | 0
1PH8103-1HF23-2CA1 |  | 1PH8103-1HF23-2CA1 | 1 | UN | 1 | 20 | D | D | N | N | 85015230 | 1 |  | 60 | KG | 3289.8 | 3289.8 | MC05 | MC05 | SIMOTICS M Compact induction motor 1500rpm, 7.1kW 45Nm, 19.7A, 317V 1750rpm, 8.2kW 45Nm, 19.7A, 364V 2000rpm, 9.4kW 45Nm, 19.7A, 411V water cooling Degree of protection IP65 INCREMENT. ENCODER HTL 1024 S/R (ENCODER HTL1024S/R) with TEMPERAT. SENSOR KTY84-130 Design IM B35 (IM V15, (IM V35) SHAFT WITH FITTED KEY HALF-KEY BALANCING BEARING: STANDARD WITH FIXED BEARING, VIBRATION SEVERITY GRADE: S/A, SHAFT AND FLANGE ACCURACY: R TERMINAL BOX (ABOVE) CABLE ENTRY ON THE RIGHT SIGNAL CONNECTION D-END | - | 0 | 0
1PH8103-1HF23-2CB1 |  | 1PH8103-1HF23-2CB1 | 1 | UN | 1 | 20 | D | D | N | N | 85015230 | 1 |  | 60 | KG | 3289.8 | 3289.8 | MC05 | MC05 | SIMOTICS M Compact induction motor 1500rpm, 7.1kW 45Nm, 19.7A, 317V 1750rpm, 8.2kW 45Nm, 19.7A, 364V 2000rpm, 9.4kW 45Nm, 19.7A, 411V water cooling Degree of protection IP65 INCREMENT. ENCODER HTL 1024 S/R (ENCODER HTL1024S/R) with TEMPERAT. SENSOR KTY84-130 Design IM B35 (IM V15, (IM V35) SHAFT WITH FITTED KEY HALF-KEY BALANCING BEARING: STANDARD WITH FIXED BEARING, VIBRATION SEVERITY GRADE: S/A, SHAFT AND FLANGE ACCURACY: R TERMINAL BOX (ABOVE) CABLE ENTRY ON THE LEFT SIGNAL CONNECTION D-END | - | 0 | 0
1PH8103-1HF23-2CC1 |  | 1PH8103-1HF23-2CC1 | 1 | UN | 1 | 20 | D | D | N | N | 85015230 | 1 |  | 60 | KG | 3289.8 | 3289.8 | MC05 | MC05 | SIMOTICS M Compact induction motor 1500rpm, 7.1kW 45Nm, 19.7A, 317V 1750rpm, 8.2kW 45Nm, 19.7A, 364V 2000rpm, 9.4kW 45Nm, 19.7A, 411V water cooling Degree of protection IP65 INCREMENT. ENCODER HTL 1024 S/R (ENCODER HTL1024S/R) with TEMPERAT. SENSOR KTY84-130 Design IM B35 (IM V15, (IM V35) SHAFT WITH FITTED KEY HALF-KEY BALANCING BEARING: STANDARD WITH FIXED BEARING, VIBRATION SEVERITY GRADE: S/A, SHAFT AND FLANGE ACCURACY: R TERMINAL BOX (ABOVE) CABLE ENTRY ON THE ND-END SIGNAL CONNECTION LEFT | - | 0 | 0
1PH8103-1JD10-0BA1 |  | 1PH8103-1JD10-0BA1 | 1 | UN | 1 | 20 | D | D | N | N | 85015220 | 1 |  | 51 | KG | 2874.75 | 2874.75 | MC05 | MC05 | SIMOTICS M Compact induction motor 1000rpm, 3.7kW 35Nm, 10A, 333V 1150rpm, 4.3kW 36Nm, 10A, 380 V 1350rpm, 4.7kW 33Nm, 9.7A, 423V forced ventilation; direction of air flow NDE--> DE; Degree of protection IP55 INCREMENT. ENCODER HTL 2048 S/R (ENCODER HTL2048S/R) with TEMPERAT. SENSOR KTY84-130 DESIGN IM B3 (IM V5, IM V6) PLAIN SHAFT WITHOUT FITTED KEY; BEARING: STANDARD WITH FIXED BEARING, VIBRATION SEVERITY GRADE: R/A, SHAFT AND FLANGE ACCURACY: R TERMINAL BOX (ABOVE) CABLE ENTRY ON THE RIGHT SIGNAL CONNECTION D-END | - | 0 | 0
1PH8103-1JD10-0BB1 |  | 1PH8103-1JD10-0BB1 | 1 | UN | 1 | 20 | D | D | N | N | 85015220 | 1 |  | 51 | KG | 2874.75 | 2874.75 | MC05 | MC05 | SIMOTICS M Compact induction motor 1000rpm, 3.7kW 35Nm, 10A, 333V 1150rpm, 4.3kW 36Nm, 10A, 380 V 1350rpm, 4.7kW 33Nm, 9.7A, 423V forced ventilation; direction of air flow NDE--> DE; Degree of protection IP55 INCREMENT. ENCODER HTL 2048 S/R (ENCODER HTL2048S/R) with TEMPERAT. SENSOR KTY84-130 DESIGN IM B3 (IM V5, IM V6) PLAIN SHAFT WITHOUT FITTED KEY; BEARING: STANDARD WITH FIXED BEARING, VIBRATION SEVERITY GRADE: R/A, SHAFT AND FLANGE ACCURACY: R TERMINAL BOX (ABOVE) CABLE ENTRY ON THE LEFT SIGNAL CONNECTION D-END | - | 0 | 0
1PH8103-1JD10-0BC1 |  | 1PH8103-1JD10-0BC1 | 1 | UN | 1 | 20 | D | D | N | N | 85015220 | 1 |  | 51 | KG | 2874.75 | 2874.75 | MC05 | MC05 | SIMOTICS M Compact induction motor 1000rpm, 3.7kW 35Nm, 10A, 333V 1150rpm, 4.3kW 36Nm, 10A, 380 V 1350rpm, 4.7kW 33Nm, 9.7A, 423V forced ventilation; direction of air flow NDE--> DE; Degree of protection IP55 INCREMENT. ENCODER HTL 2048 S/R (ENCODER HTL2048S/R) with TEMPERAT. SENSOR KTY84-130 DESIGN IM B3 (IM V5, IM V6) PLAIN SHAFT WITHOUT FITTED KEY; BEARING: STANDARD WITH FIXED BEARING, VIBRATION SEVERITY GRADE: R/A, SHAFT AND FLANGE ACCURACY: R TERMINAL BOX (ABOVE) CABLE ENTRY ON THE ND-END SIGNAL CONNECTION LEFT | - | 0 | 0
1PH8103-1JD10-0CA1 |  | 1PH8103-1JD10-0CA1 | 1 | UN | 1 | 20 | D | D | N | N | 85015220 | 1 |  | 51 | KG | 3004.77 | 3004.77 | MC05 | MC05 | SIMOTICS M Compact induction motor 1000rpm, 3.7kW 35Nm, 10A, 333V 1150rpm, 4.3kW 36Nm, 10A, 380 V 1350rpm, 4.7kW 33Nm, 9.7A, 423V forced ventilation; direction of air flow NDE--> DE; Degree of protection IP55 INCREMENT. ENCODER HTL 2048 S/R (ENCODER HTL2048S/R) with TEMPERAT. SENSOR KTY84-130 DESIGN IM B3 (IM V5, IM V6) PLAIN SHAFT WITHOUT FITTED KEY; BEARING: STANDARD WITH FIXED BEARING, VIBRATION SEVERITY GRADE: S/A, SHAFT AND FLANGE ACCURACY: R TERMINAL BOX (ABOVE) CABLE ENTRY ON THE RIGHT SIGNAL CONNECTION D-END | - | 0 | 0
1PH8103-1JD10-0CB1 |  | 1PH8103-1JD10-0CB1 | 1 | UN | 1 | 20 | D | D | N | N | 85015220 | 1 |  | 51 | KG | 3004.77 | 3004.77 | MC05 | MC05 | SIMOTICS M Compact induction motor 1000rpm, 3.7kW 35Nm, 10A, 333V 1150rpm, 4.3kW 36Nm, 10A, 380 V 1350rpm, 4.7kW 33Nm, 9.7A, 423V forced ventilation; direction of air flow NDE--> DE; Degree of protection IP55 INCREMENT. ENCODER HTL 2048 S/R (ENCODER HTL2048S/R) with TEMPERAT. SENSOR KTY84-130 DESIGN IM B3 (IM V5, IM V6) PLAIN SHAFT WITHOUT FITTED KEY; BEARING: STANDARD WITH FIXED BEARING, VIBRATION SEVERITY GRADE: S/A, SHAFT AND FLANGE ACCURACY: R TERMINAL BOX (ABOVE) CABLE ENTRY ON THE LEFT SIGNAL CONNECTION D-END | - | 0 | 0
1PH8103-1JD10-0CC1 |  | 1PH8103-1JD10-0CC1 | 1 | UN | 1 | 20 | D | D | N | N | 85015220 | 1 |  | 51 | KG | 3004.77 | 3004.77 | MC05 | MC05 | SIMOTICS M Compact induction motor 1000rpm, 3.7kW 35Nm, 10A, 333V 1150rpm, 4.3kW 36Nm, 10A, 380 V 1350rpm, 4.7kW 33Nm, 9.7A, 423V forced ventilation; direction of air flow NDE--> DE; Degree of protection IP55 INCREMENT. ENCODER HTL 2048 S/R (ENCODER HTL2048S/R) with TEMPERAT. SENSOR KTY84-130 DESIGN IM B3 (IM V5, IM V6) PLAIN SHAFT WITHOUT FITTED KEY; BEARING: STANDARD WITH FIXED BEARING, VIBRATION SEVERITY GRADE: S/A, SHAFT AND FLANGE ACCURACY: R TERMINAL BOX (ABOVE) CABLE ENTRY ON THE ND-END SIGNAL CONNECTION LEFT | - | 0 | 0
1PH8103-1JD10-2BA1 |  | 1PH8103-1JD10-2BA1 | 1 | UN | 1 | 20 | D | D | N | N | 85015220 | 1 |  | 51 | KG | 2874.75 | 2874.75 | MC05 | MC05 | SIMOTICS M Compact induction motor 1000rpm, 3.7kW 35Nm, 10A, 333V 1150rpm, 4.3kW 36Nm, 10A, 380 V 1350rpm, 4.7kW 33Nm, 9.7A, 423V forced ventilation; direction of air flow NDE--> DE; Degree of protection IP55 INCREMENT. ENCODER HTL 2048 S/R (ENCODER HTL2048S/R) with TEMPERAT. SENSOR KTY84-130 DESIGN IM B3 (IM V5, IM V6) SHAFT WITH FITTED KEY HALF-KEY BALANCING BEARING: STANDARD WITH FIXED BEARING, VIBRATION SEVERITY GRADE: R/A, SHAFT AND FLANGE ACCURACY: R TERMINAL BOX (ABOVE) CABLE ENTRY ON THE RIGHT SIGNAL CONNECTION D-END | - | 0 | 0
1PH8103-1JD10-2BB1 |  | 1PH8103-1JD10-2BB1 | 1 | UN | 1 | 20 | D | D | N | N | 85015220 | 1 |  | 51 | KG | 2874.75 | 2874.75 | MC05 | MC05 | SIMOTICS M Compact induction motor 1000rpm, 3.7kW 35Nm, 10A, 333V 1150rpm, 4.3kW 36Nm, 10A, 380 V 1350rpm, 4.7kW 33Nm, 9.7A, 423V forced ventilation; direction of air flow NDE--> DE; Degree of protection IP55 INCREMENT. ENCODER HTL 2048 S/R (ENCODER HTL2048S/R) with TEMPERAT. SENSOR KTY84-130 DESIGN IM B3 (IM V5, IM V6) SHAFT WITH FITTED KEY HALF-KEY BALANCING BEARING: STANDARD WITH FIXED BEARING, VIBRATION SEVERITY GRADE: R/A, SHAFT AND FLANGE ACCURACY: R TERMINAL BOX (ABOVE) CABLE ENTRY ON THE LEFT SIGNAL CONNECTION D-END | - | 0 | 0
1PH8103-1JD10-2BC1 |  | 1PH8103-1JD10-2BC1 | 1 | UN | 1 | 20 | D | D | N | N | 85015220 | 1 |  | 51 | KG | 2874.75 | 2874.75 | MC05 | MC05 | SIMOTICS M Compact induction motor 1000rpm, 3.7kW 35Nm, 10A, 333V 1150rpm, 4.3kW 36Nm, 10A, 380 V 1350rpm, 4.7kW 33Nm, 9.7A, 423V forced ventilation; direction of air flow NDE--> DE; Degree of protection IP55 INCREMENT. ENCODER HTL 2048 S/R (ENCODER HTL2048S/R) with TEMPERAT. SENSOR KTY84-130 DESIGN IM B3 (IM V5, IM V6) SHAFT WITH FITTED KEY HALF-KEY BALANCING BEARING: STANDARD WITH FIXED BEARING, VIBRATION SEVERITY GRADE: R/A, SHAFT AND FLANGE ACCURACY: R TERMINAL BOX (ABOVE) CABLE ENTRY ON THE ND-END SIGNAL CONNECTION LEFT | - | 0 | 0
1PH8103-1JD10-2CA1 |  | 1PH8103-1JD10-2CA1 | 1 | UN | 1 | 20 | D | D | N | N | 85015220 | 1 |  | 51 | KG | 3004.77 | 3004.77 | MC05 | MC05 | SIMOTICS M Compact induction motor 1000rpm, 3.7kW 35Nm, 10A, 333V 1150rpm, 4.3kW 36Nm, 10A, 380 V 1350rpm, 4.7kW 33Nm, 9.7A, 423V forced ventilation; direction of air flow NDE--> DE; Degree of protection IP55 INCREMENT. ENCODER HTL 2048 S/R (ENCODER HTL2048S/R) with TEMPERAT. SENSOR KTY84-130 DESIGN IM B3 (IM V5, IM V6) SHAFT WITH FITTED KEY HALF-KEY BALANCING BEARING: STANDARD WITH FIXED BEARING, VIBRATION SEVERITY GRADE: S/A, SHAFT AND FLANGE ACCURACY: R TERMINAL BOX (ABOVE) CABLE ENTRY ON THE RIGHT SIGNAL CONNECTION D-END | - | 0 | 0
1PH8103-1JD10-2CB1 |  | 1PH8103-1JD10-2CB1 | 1 | UN | 1 | 20 | D | D | N | N | 85015220 | 1 |  | 51 | KG | 3004.77 | 3004.77 | MC05 | MC05 | SIMOTICS M Compact induction motor 1000rpm, 3.7kW 35Nm, 10A, 333V 1150rpm, 4.3kW 36Nm, 10A, 380 V 1350rpm, 4.7kW 33Nm, 9.7A, 423V forced ventilation; direction of air flow NDE--> DE; Degree of protection IP55 INCREMENT. ENCODER HTL 2048 S/R (ENCODER HTL2048S/R) with TEMPERAT. SENSOR KTY84-130 DESIGN IM B3 (IM V5, IM V6) SHAFT WITH FITTED KEY HALF-KEY BALANCING BEARING: STANDARD WITH FIXED BEARING, VIBRATION SEVERITY GRADE: S/A, SHAFT AND FLANGE ACCURACY: R TERMINAL BOX (ABOVE) CABLE ENTRY ON THE LEFT SIGNAL CONNECTION D-END | - | 0 | 0
1PH8103-1JD10-2CC1 |  | 1PH8103-1JD10-2CC1 | 1 | UN | 1 | 20 | D | D | N | N | 85015220 | 1 |  | 51 | KG | 3004.77 | 3004.77 | MC05 | MC05 | SIMOTICS M Compact induction motor 1000rpm, 3.7kW 35Nm, 10A, 333V 1150rpm, 4.3kW 36Nm, 10A, 380 V 1350rpm, 4.7kW 33Nm, 9.7A, 423V forced ventilation; direction of air flow NDE--> DE; Degree of protection IP55 INCREMENT. ENCODER HTL 2048 S/R (ENCODER HTL2048S/R) with TEMPERAT. SENSOR KTY84-130 DESIGN IM B3 (IM V5, IM V6) SHAFT WITH FITTED KEY HALF-KEY BALANCING BEARING: STANDARD WITH FIXED BEARING, VIBRATION SEVERITY GRADE: S/A, SHAFT AND FLANGE ACCURACY: R TERMINAL BOX (ABOVE) CABLE ENTRY ON THE ND-END SIGNAL CONNECTION LEFT | - | 0 | 0
1PH8103-1JD12-0BA1 |  | 1PH8103-1JD12-0BA1 | 1 | UN | 1 | 20 | D | D | N | N | 85015220 | 1 |  | 51 | KG | 3004.8 | 3004.8 | MC05 | MC05 | SIMOTICS M Compact induction motor 1000rpm, 3.7kW 35Nm, 10A, 333V 1150rpm, 4.3kW 36Nm, 10A, 380 V 1350rpm, 4.7kW 33Nm, 9.7A, 423V forced ventilation; direction of air flow NDE--> DE; Degree of protection IP55 INCREMENT. ENCODER HTL 2048 S/R (ENCODER HTL2048S/R) with TEMPERAT. SENSOR KTY84-130 DESIGN IM B5 (IMV 1,IM V3) PLAIN SHAFT WITHOUT FITTED KEY; BEARING: STANDARD WITH FIXED BEARING, VIBRATION SEVERITY GRADE: R/A, SHAFT AND FLANGE ACCURACY: R TERMINAL BOX (ABOVE) CABLE ENTRY ON THE RIGHT SIGNAL CONNECTION D-END | - | 0 | 0
1PH8103-1JD12-0BB1 |  | 1PH8103-1JD12-0BB1 | 1 | UN | 1 | 20 | D | D | N | N | 85015220 | 1 |  | 51 | KG | 3004.8 | 3004.8 | MC05 | MC05 | SIMOTICS M Compact induction motor 1000rpm, 3.7kW 35Nm, 10A, 333V 1150rpm, 4.3kW 36Nm, 10A, 380 V 1350rpm, 4.7kW 33Nm, 9.7A, 423V forced ventilation; direction of air flow NDE--> DE; Degree of protection IP55 INCREMENT. ENCODER HTL 2048 S/R (ENCODER HTL2048S/R) with TEMPERAT. SENSOR KTY84-130 DESIGN IM B5 (IMV 1,IM V3) PLAIN SHAFT WITHOUT FITTED KEY; BEARING: STANDARD WITH FIXED BEARING, VIBRATION SEVERITY GRADE: R/A, SHAFT AND FLANGE ACCURACY: R TERMINAL BOX (ABOVE) CABLE ENTRY ON THE LEFT SIGNAL CONNECTION D-END | - | 0 | 0
1PH8103-1JD12-0BC1 |  | 1PH8103-1JD12-0BC1 | 1 | UN | 1 | 20 | D | D | N | N | 85015220 | 1 |  | 51 | KG | 3004.8 | 3004.8 | MC05 | MC05 | SIMOTICS M Compact induction motor 1000rpm, 3.7kW 35Nm, 10A, 333V 1150rpm, 4.3kW 36Nm, 10A, 380 V 1350rpm, 4.7kW 33Nm, 9.7A, 423V forced ventilation; direction of air flow NDE--> DE; Degree of protection IP55 INCREMENT. ENCODER HTL 2048 S/R (ENCODER HTL2048S/R) with TEMPERAT. SENSOR KTY84-130 DESIGN IM B5 (IMV 1,IM V3) PLAIN SHAFT WITHOUT FITTED KEY; BEARING: STANDARD WITH FIXED BEARING, VIBRATION SEVERITY GRADE: R/A, SHAFT AND FLANGE ACCURACY: R TERMINAL BOX (ABOVE) CABLE ENTRY ON THE ND-END SIGNAL CONNECTION LEFT | - | 0 | 0
1PH8103-1JD12-0CA1 |  | 1PH8103-1JD12-0CA1 | 1 | UN | 1 | 20 | D | D | N | N | 85015220 | 1 |  | 51 | KG | 3134.82 | 3134.82 | MC05 | MC05 | SIMOTICS M Compact induction motor 1000rpm, 3.7kW 35Nm, 10A, 333V 1150rpm, 4.3kW 36Nm, 10A, 380 V 1350rpm, 4.7kW 33Nm, 9.7A, 423V forced ventilation; direction of air flow NDE--> DE; Degree of protection IP55 INCREMENT. ENCODER HTL 2048 S/R (ENCODER HTL2048S/R) with TEMPERAT. SENSOR KTY84-130 DESIGN IM B5 (IMV 1,IM V3) PLAIN SHAFT WITHOUT FITTED KEY; BEARING: STANDARD WITH FIXED BEARING, VIBRATION SEVERITY GRADE: S/A, SHAFT AND FLANGE ACCURACY: R TERMINAL BOX (ABOVE) CABLE ENTRY ON THE RIGHT SIGNAL CONNECTION D-END | - | 0 | 0
1PH8103-1JD12-0CB1 |  | 1PH8103-1JD12-0CB1 | 1 | UN | 1 | 20 | D | D | N | N | 85015220 | 1 |  | 51 | KG | 3134.82 | 3134.82 | MC05 | MC05 | SIMOTICS M Compact induction motor 1000rpm, 3.7kW 35Nm, 10A, 333V 1150rpm, 4.3kW 36Nm, 10A, 380 V 1350rpm, 4.7kW 33Nm, 9.7A, 423V forced ventilation; direction of air flow NDE--> DE; Degree of protection IP55 INCREMENT. ENCODER HTL 2048 S/R (ENCODER HTL2048S/R) with TEMPERAT. SENSOR KTY84-130 DESIGN IM B5 (IMV 1,IM V3) PLAIN SHAFT WITHOUT FITTED KEY; BEARING: STANDARD WITH FIXED BEARING, VIBRATION SEVERITY GRADE: S/A, SHAFT AND FLANGE ACCURACY: R TERMINAL BOX (ABOVE) CABLE ENTRY ON THE LEFT SIGNAL CONNECTION D-END | - | 0 | 0
1PH8103-1JD12-0CC1 |  | 1PH8103-1JD12-0CC1 | 1 | UN | 1 | 20 | D | D | N | N | 85015220 | 1 |  | 51 | KG | 3134.82 | 3134.82 | MC05 | MC05 | SIMOTICS M Compact induction motor 1000rpm, 3.7kW 35Nm, 10A, 333V 1150rpm, 4.3kW 36Nm, 10A, 380 V 1350rpm, 4.7kW 33Nm, 9.7A, 423V forced ventilation; direction of air flow NDE--> DE; Degree of protection IP55 INCREMENT. ENCODER HTL 2048 S/R (ENCODER HTL2048S/R) with TEMPERAT. SENSOR KTY84-130 DESIGN IM B5 (IMV 1,IM V3) PLAIN SHAFT WITHOUT FITTED KEY; BEARING: STANDARD WITH FIXED BEARING, VIBRATION SEVERITY GRADE: S/A, SHAFT AND FLANGE ACCURACY: R TERMINAL BOX (ABOVE) CABLE ENTRY ON THE ND-END SIGNAL CONNECTION LEFT | - | 0 | 0
1PH8103-1JD12-2BA1 |  | 1PH8103-1JD12-2BA1 | 1 | UN | 1 | 20 | D | D | N | N | 85015220 | 1 |  | 51 | KG | 3004.8 | 3004.8 | MC05 | MC05 | SIMOTICS M Compact induction motor 1000rpm, 3.7kW 35Nm, 10A, 333V 1150rpm, 4.3kW 36Nm, 10A, 380 V 1350rpm, 4.7kW 33Nm, 9.7A, 423V forced ventilation; direction of air flow NDE--> DE; Degree of protection IP55 INCREMENT. ENCODER HTL 2048 S/R (ENCODER HTL2048S/R) with TEMPERAT. SENSOR KTY84-130 DESIGN IM B5 (IMV 1,IM V3) SHAFT WITH FITTED KEY HALF-KEY BALANCING BEARING: STANDARD WITH FIXED BEARING, VIBRATION SEVERITY GRADE: R/A, SHAFT AND FLANGE ACCURACY: R TERMINAL BOX (ABOVE) CABLE ENTRY ON THE RIGHT SIGNAL CONNECTION D-END | - | 0 | 0
1PH8103-1JD12-2BB1 |  | 1PH8103-1JD12-2BB1 | 1 | UN | 1 | 20 | D | D | N | N | 85015220 | 1 |  | 51 | KG | 3004.8 | 3004.8 | MC05 | MC05 | SIMOTICS M Compact induction motor 1000rpm, 3.7kW 35Nm, 10A, 333V 1150rpm, 4.3kW 36Nm, 10A, 380 V 1350rpm, 4.7kW 33Nm, 9.7A, 423V forced ventilation; direction of air flow NDE--> DE; Degree of protection IP55 INCREMENT. ENCODER HTL 2048 S/R (ENCODER HTL2048S/R) with TEMPERAT. SENSOR KTY84-130 DESIGN IM B5 (IMV 1,IM V3) SHAFT WITH FITTED KEY HALF-KEY BALANCING BEARING: STANDARD WITH FIXED BEARING, VIBRATION SEVERITY GRADE: R/A, SHAFT AND FLANGE ACCURACY: R TERMINAL BOX (ABOVE) CABLE ENTRY ON THE LEFT SIGNAL CONNECTION D-END | - | 0 | 0
1PH8103-1JD12-2BC1 |  | 1PH8103-1JD12-2BC1 | 1 | UN | 1 | 20 | D | D | N | N | 85015220 | 1 |  | 51 | KG | 3004.8 | 3004.8 | MC05 | MC05 | SIMOTICS M Compact induction motor 1000rpm, 3.7kW 35Nm, 10A, 333V 1150rpm, 4.3kW 36Nm, 10A, 380 V 1350rpm, 4.7kW 33Nm, 9.7A, 423V forced ventilation; direction of air flow NDE--> DE; Degree of protection IP55 INCREMENT. ENCODER HTL 2048 S/R (ENCODER HTL2048S/R) with TEMPERAT. SENSOR KTY84-130 DESIGN IM B5 (IMV 1,IM V3) SHAFT WITH FITTED KEY HALF-KEY BALANCING BEARING: STANDARD WITH FIXED BEARING, VIBRATION SEVERITY GRADE: R/A, SHAFT AND FLANGE ACCURACY: R TERMINAL BOX (ABOVE) CABLE ENTRY ON THE ND-END SIGNAL CONNECTION LEFT | - | 0 | 0
1PH8103-1JD12-2CA1 |  | 1PH8103-1JD12-2CA1 | 1 | UN | 1 | 20 | D | D | N | N | 85015220 | 1 |  | 51 | KG | 3134.82 | 3134.82 | MC05 | MC05 | SIMOTICS M Compact induction motor 1000rpm, 3.7kW 35Nm, 10A, 333V 1150rpm, 4.3kW 36Nm, 10A, 380 V 1350rpm, 4.7kW 33Nm, 9.7A, 423V forced ventilation; direction of air flow NDE--> DE; Degree of protection IP55 INCREMENT. ENCODER HTL 2048 S/R (ENCODER HTL2048S/R) with TEMPERAT. SENSOR KTY84-130 DESIGN IM B5 (IMV 1,IM V3) SHAFT WITH FITTED KEY HALF-KEY BALANCING BEARING: STANDARD WITH FIXED BEARING, VIBRATION SEVERITY GRADE: S/A, SHAFT AND FLANGE ACCURACY: R TERMINAL BOX (ABOVE) CABLE ENTRY ON THE RIGHT SIGNAL CONNECTION D-END | - | 0 | 0
1PH8103-1JD12-2CB1 |  | 1PH8103-1JD12-2CB1 | 1 | UN | 1 | 20 | D | D | N | N | 85015220 | 1 |  | 51 | KG | 3134.82 | 3134.82 | MC05 | MC05 | SIMOTICS M Compact induction motor 1000rpm, 3.7kW 35Nm, 10A, 333V 1150rpm, 4.3kW 36Nm, 10A, 380 V 1350rpm, 4.7kW 33Nm, 9.7A, 423V forced ventilation; direction of air flow NDE--> DE; Degree of protection IP55 INCREMENT. ENCODER HTL 2048 S/R (ENCODER HTL2048S/R) with TEMPERAT. SENSOR KTY84-130 DESIGN IM B5 (IMV 1,IM V3) SHAFT WITH FITTED KEY HALF-KEY BALANCING BEARING: STANDARD WITH FIXED BEARING, VIBRATION SEVERITY GRADE: S/A, SHAFT AND FLANGE ACCURACY: R TERMINAL BOX (ABOVE) CABLE ENTRY ON THE LEFT SIGNAL CONNECTION D-END | - | 0 | 0
1PH8103-1JD12-2CC1 |  | 1PH8103-1JD12-2CC1 | 1 | UN | 1 | 20 | D | D | N | N | 85015220 | 1 |  | 51 | KG | 3134.82 | 3134.82 | MC05 | MC05 | SIMOTICS M Compact induction motor 1000rpm, 3.7kW 35Nm, 10A, 333V 1150rpm, 4.3kW 36Nm, 10A, 380 V 1350rpm, 4.7kW 33Nm, 9.7A, 423V forced ventilation; direction of air flow NDE--> DE; Degree of protection IP55 INCREMENT. ENCODER HTL 2048 S/R (ENCODER HTL2048S/R) with TEMPERAT. SENSOR KTY84-130 DESIGN IM B5 (IMV 1,IM V3) SHAFT WITH FITTED KEY HALF-KEY BALANCING BEARING: STANDARD WITH FIXED BEARING, VIBRATION SEVERITY GRADE: S/A, SHAFT AND FLANGE ACCURACY: R TERMINAL BOX (ABOVE) CABLE ENTRY ON THE ND-END SIGNAL CONNECTION LEFT | - | 0 | 0
1PH8103-1JD13-0BA1 |  | 1PH8103-1JD13-0BA1 | 1 | UN | 1 | 20 | D | D | N | N | 85015220 | 1 |  | 51 | KG | 3163.76 | 3163.76 | MC05 | MC05 | SIMOTICS M Compact induction motor 1000rpm, 3.7kW 35Nm, 10A, 333V 1150rpm, 4.3kW 36Nm, 10A, 380 V 1350rpm, 4.7kW 33Nm, 9.7A, 423V forced ventilation; direction of air flow NDE--> DE; Degree of protection IP55 INCREMENT. ENCODER HTL 2048 S/R (ENCODER HTL2048S/R) with TEMPERAT. SENSOR KTY84-130 Design IM B35 (IM V15, (IM V35) PLAIN SHAFT WITHOUT FITTED KEY; BEARING: STANDARD WITH FIXED BEARING, VIBRATION SEVERITY GRADE: R/A, SHAFT AND FLANGE ACCURACY: R TERMINAL BOX (ABOVE) CABLE ENTRY ON THE RIGHT SIGNAL CONNECTION D-END | - | 0 | 0
1PH8103-1JD13-0BB1 |  | 1PH8103-1JD13-0BB1 | 1 | UN | 1 | 20 | D | D | N | N | 85015220 | 1 |  | 51 | KG | 3163.76 | 3163.76 | MC05 | MC05 | SIMOTICS M Compact induction motor 1000rpm, 3.7kW 35Nm, 10A, 333V 1150rpm, 4.3kW 36Nm, 10A, 380 V 1350rpm, 4.7kW 33Nm, 9.7A, 423V forced ventilation; direction of air flow NDE--> DE; Degree of protection IP55 INCREMENT. ENCODER HTL 2048 S/R (ENCODER HTL2048S/R) with TEMPERAT. SENSOR KTY84-130 Design IM B35 (IM V15, (IM V35) PLAIN SHAFT WITHOUT FITTED KEY; BEARING: STANDARD WITH FIXED BEARING, VIBRATION SEVERITY GRADE: R/A, SHAFT AND FLANGE ACCURACY: R TERMINAL BOX (ABOVE) CABLE ENTRY ON THE LEFT SIGNAL CONNECTION D-END | - | 0 | 0
1PH8103-1JD13-0BC1 |  | 1PH8103-1JD13-0BC1 | 1 | UN | 1 | 20 | D | D | N | N | 85015220 | 1 |  | 51 | KG | 3163.76 | 3163.76 | MC05 | MC05 | SIMOTICS M Compact induction motor 1000rpm, 3.7kW 35Nm, 10A, 333V 1150rpm, 4.3kW 36Nm, 10A, 380 V 1350rpm, 4.7kW 33Nm, 9.7A, 423V forced ventilation; direction of air flow NDE--> DE; Degree of protection IP55 INCREMENT. ENCODER HTL 2048 S/R (ENCODER HTL2048S/R) with TEMPERAT. SENSOR KTY84-130 Design IM B35 (IM V15, (IM V35) PLAIN SHAFT WITHOUT FITTED KEY; BEARING: STANDARD WITH FIXED BEARING, VIBRATION SEVERITY GRADE: R/A, SHAFT AND FLANGE ACCURACY: R TERMINAL BOX (ABOVE) CABLE ENTRY ON THE ND-END SIGNAL CONNECTION LEFT | - | 0 | 0
1PH8103-1JD13-0CA1 |  | 1PH8103-1JD13-0CA1 | 1 | UN | 1 | 20 | D | D | N | N | 85015220 | 1 |  | 51 | KG | 3293.78 | 3293.78 | MC05 | MC05 | SIMOTICS M Compact induction motor 1000rpm, 3.7kW 35Nm, 10A, 333V 1150rpm, 4.3kW 36Nm, 10A, 380 V 1350rpm, 4.7kW 33Nm, 9.7A, 423V forced ventilation; direction of air flow NDE--> DE; Degree of protection IP55 INCREMENT. ENCODER HTL 2048 S/R (ENCODER HTL2048S/R) with TEMPERAT. SENSOR KTY84-130 Design IM B35 (IM V15, (IM V35) PLAIN SHAFT WITHOUT FITTED KEY; BEARING: STANDARD WITH FIXED BEARING, VIBRATION SEVERITY GRADE: S/A, SHAFT AND FLANGE ACCURACY: R TERMINAL BOX (ABOVE) CABLE ENTRY ON THE RIGHT SIGNAL CONNECTION D-END | - | 0 | 0
1PH8103-1JD13-0CB1 |  | 1PH8103-1JD13-0CB1 | 1 | UN | 1 | 20 | D | D | N | N | 85015220 | 1 |  | 51 | KG | 3293.78 | 3293.78 | MC05 | MC05 | SIMOTICS M Compact induction motor 1000rpm, 3.7kW 35Nm, 10A, 333V 1150rpm, 4.3kW 36Nm, 10A, 380 V 1350rpm, 4.7kW 33Nm, 9.7A, 423V forced ventilation; direction of air flow NDE--> DE; Degree of protection IP55 INCREMENT. ENCODER HTL 2048 S/R (ENCODER HTL2048S/R) with TEMPERAT. SENSOR KTY84-130 Design IM B35 (IM V15, (IM V35) PLAIN SHAFT WITHOUT FITTED KEY; BEARING: STANDARD WITH FIXED BEARING, VIBRATION SEVERITY GRADE: S/A, SHAFT AND FLANGE ACCURACY: R TERMINAL BOX (ABOVE) CABLE ENTRY ON THE LEFT SIGNAL CONNECTION D-END | - | 0 | 0
1PH8103-1JD13-0CC1 |  | 1PH8103-1JD13-0CC1 | 1 | UN | 1 | 20 | D | D | N | N | 85015220 | 1 |  | 51 | KG | 3293.78 | 3293.78 | MC05 | MC05 | SIMOTICS M Compact induction motor 1000rpm, 3.7kW 35Nm, 10A, 333V 1150rpm, 4.3kW 36Nm, 10A, 380 V 1350rpm, 4.7kW 33Nm, 9.7A, 423V forced ventilation; direction of air flow NDE--> DE; Degree of protection IP55 INCREMENT. ENCODER HTL 2048 S/R (ENCODER HTL2048S/R) with TEMPERAT. SENSOR KTY84-130 Design IM B35 (IM V15, (IM V35) PLAIN SHAFT WITHOUT FITTED KEY; BEARING: STANDARD WITH FIXED BEARING, VIBRATION SEVERITY GRADE: S/A, SHAFT AND FLANGE ACCURACY: R TERMINAL BOX (ABOVE) CABLE ENTRY ON THE ND-END SIGNAL CONNECTION LEFT | - | 0 | 0
1PH8103-1JD13-2BA1 |  | 1PH8103-1JD13-2BA1 | 1 | UN | 1 | 20 | D | D | N | N | 85015220 | 1 |  | 51 | KG | 3163.76 | 3163.76 | MC05 | MC05 | SIMOTICS M Compact induction motor 1000rpm, 3.7kW 35Nm, 10A, 333V 1150rpm, 4.3kW 36Nm, 10A, 380 V 1350rpm, 4.7kW 33Nm, 9.7A, 423V forced ventilation; direction of air flow NDE--> DE; Degree of protection IP55 INCREMENT. ENCODER HTL 2048 S/R (ENCODER HTL2048S/R) with TEMPERAT. SENSOR KTY84-130 Design IM B35 (IM V15, (IM V35) SHAFT WITH FITTED KEY HALF-KEY BALANCING BEARING: STANDARD WITH FIXED BEARING, VIBRATION SEVERITY GRADE: R/A, SHAFT AND FLANGE ACCURACY: R TERMINAL BOX (ABOVE) CABLE ENTRY ON THE RIGHT SIGNAL CONNECTION D-END | - | 0 | 0
1PH8103-1JD13-2BB1 |  | 1PH8103-1JD13-2BB1 | 1 | UN | 1 | 20 | D | D | N | N | 85015220 | 1 |  | 51 | KG | 3163.76 | 3163.76 | MC05 | MC05 | SIMOTICS M Compact induction motor 1000rpm, 3.7kW 35Nm, 10A, 333V 1150rpm, 4.3kW 36Nm, 10A, 380 V 1350rpm, 4.7kW 33Nm, 9.7A, 423V forced ventilation; direction of air flow NDE--> DE; Degree of protection IP55 INCREMENT. ENCODER HTL 2048 S/R (ENCODER HTL2048S/R) with TEMPERAT. SENSOR KTY84-130 Design IM B35 (IM V15, (IM V35) SHAFT WITH FITTED KEY HALF-KEY BALANCING BEARING: STANDARD WITH FIXED BEARING, VIBRATION SEVERITY GRADE: R/A, SHAFT AND FLANGE ACCURACY: R TERMINAL BOX (ABOVE) CABLE ENTRY ON THE LEFT SIGNAL CONNECTION D-END | - | 0 | 0
1PH8103-1JD13-2BC1 |  | 1PH8103-1JD13-2BC1 | 1 | UN | 1 | 20 | D | D | N | N | 85015220 | 1 |  | 51 | KG | 3163.76 | 3163.76 | MC05 | MC05 | SIMOTICS M Compact induction motor 1000rpm, 3.7kW 35Nm, 10A, 333V 1150rpm, 4.3kW 36Nm, 10A, 380 V 1350rpm, 4.7kW 33Nm, 9.7A, 423V forced ventilation; direction of air flow NDE--> DE; Degree of protection IP55 INCREMENT. ENCODER HTL 2048 S/R (ENCODER HTL2048S/R) with TEMPERAT. SENSOR KTY84-130 Design IM B35 (IM V15, (IM V35) SHAFT WITH FITTED KEY HALF-KEY BALANCING BEARING: STANDARD WITH FIXED BEARING, VIBRATION SEVERITY GRADE: R/A, SHAFT AND FLANGE ACCURACY: R TERMINAL BOX (ABOVE) CABLE ENTRY ON THE ND-END SIGNAL CONNECTION LEFT | - | 0 | 0
1PH8103-1JD13-2CA1 |  | 1PH8103-1JD13-2CA1 | 1 | UN | 1 | 20 | D | D | N | N | 85015220 | 1 |  | 51 | KG | 3293.78 | 3293.78 | MC05 | MC05 | SIMOTICS M Compact induction motor 1000rpm, 3.7kW 35Nm, 10A, 333V 1150rpm, 4.3kW 36Nm, 10A, 380 V 1350rpm, 4.7kW 33Nm, 9.7A, 423V forced ventilation; direction of air flow NDE--> DE; Degree of protection IP55 INCREMENT. ENCODER HTL 2048 S/R (ENCODER HTL2048S/R) with TEMPERAT. SENSOR KTY84-130 Design IM B35 (IM V15, (IM V35) SHAFT WITH FITTED KEY HALF-KEY BALANCING BEARING: STANDARD WITH FIXED BEARING, VIBRATION SEVERITY GRADE: S/A, SHAFT AND FLANGE ACCURACY: R TERMINAL BOX (ABOVE) CABLE ENTRY ON THE RIGHT SIGNAL CONNECTION D-END | - | 0 | 0
1PH8103-1JD13-2CB1 |  | 1PH8103-1JD13-2CB1 | 1 | UN | 1 | 20 | D | D | N | N | 85015220 | 1 |  | 51 | KG | 3293.78 | 3293.78 | MC05 | MC05 | SIMOTICS M Compact induction motor 1000rpm, 3.7kW 35Nm, 10A, 333V 1150rpm, 4.3kW 36Nm, 10A, 380 V 1350rpm, 4.7kW 33Nm, 9.7A, 423V forced ventilation; direction of air flow NDE--> DE; Degree of protection IP55 INCREMENT. ENCODER HTL 2048 S/R (ENCODER HTL2048S/R) with TEMPERAT. SENSOR KTY84-130 Design IM B35 (IM V15, (IM V35) SHAFT WITH FITTED KEY HALF-KEY BALANCING BEARING: STANDARD WITH FIXED BEARING, VIBRATION SEVERITY GRADE: S/A, SHAFT AND FLANGE ACCURACY: R TERMINAL BOX (ABOVE) CABLE ENTRY ON THE LEFT SIGNAL CONNECTION D-END | - | 0 | 0
1PH8103-1JD13-2CC1 |  | 1PH8103-1JD13-2CC1 | 1 | UN | 1 | 20 | D | D | N | N | 85015220 | 1 |  | 51 | KG | 3293.78 | 3293.78 | MC05 | MC05 | SIMOTICS M Compact induction motor 1000rpm, 3.7kW 35Nm, 10A, 333V 1150rpm, 4.3kW 36Nm, 10A, 380 V 1350rpm, 4.7kW 33Nm, 9.7A, 423V forced ventilation; direction of air flow NDE--> DE; Degree of protection IP55 INCREMENT. ENCODER HTL 2048 S/R (ENCODER HTL2048S/R) with TEMPERAT. SENSOR KTY84-130 Design IM B35 (IM V15, (IM V35) SHAFT WITH FITTED KEY HALF-KEY BALANCING BEARING: STANDARD WITH FIXED BEARING, VIBRATION SEVERITY GRADE: S/A, SHAFT AND FLANGE ACCURACY: R TERMINAL BOX (ABOVE) CABLE ENTRY ON THE ND-END SIGNAL CONNECTION LEFT | - | 0 | 0
1PH8103-1JF03-2GA2 |  | 1PH8103-1JF03-2GA2 | 1 | UN | 1 | 20 | D | D | N | N | 85015220 | 1 |  | 51 | KG | 2960.82 | 2960.82 | MC05 | MC05 | SIMOTICS M Compact asynchronous motor 1500 rpm, 5.5 kW, 35 Nm, 13.1 A, 342 V 1750 rpm, 6.3 kW, 34 Nm, 13.5 A, 412 V 2000 rpm, 7.0 kW, 33 Nm, 12.7 A, 460 V Forced ventilation; Direction of air flow DE --> NDE; Degree of protection IP55 Incremental encoder HTL 2048 S/R (encoder HTL2048S/R) With temperature sensor Pt1000 Design IM B35 (IM V15, (IM V35) SHAFT WITH FITTED KEY HALF-KEY BALANCING BEARING: STANDARD, VIBRATION SEVERITY GRADE: R/A, SHAFT AND FLANGE ACCURACY: R TERMINAL BOX (ABOVE) CABLE ENTRY ON THE RIGHT SIGNAL CONNECTION D-END | - | 0 | 0
1PH8103-1JF10-0BA1 |  | 1PH8103-1JF10-0BA1 | 1 | UN | 1 | 20 | D | D | N | N | 85015220 | 1 |  | 51 | KG | 2874.75 | 2874.75 | MC05 | MC05 | SIMOTICS M Compact induction motor 1500rpm, 5.5 kW 35Nm, 13.1A, 368V 1750rpm, 6.3kW 34Nm, 13.5A, 412V 2000rpm, 7 kW 33Nm, 12.7A, 460 V forced ventilation; direction of air flow NDE--> DE; Degree of protection IP55 INCREMENT. ENCODER HTL 2048 S/R (ENCODER HTL2048S/R) with TEMPERAT. SENSOR KTY84-130 DESIGN IM B3 (IM V5, IM V6) PLAIN SHAFT WITHOUT FITTED KEY; BEARING: STANDARD WITH FIXED BEARING, VIBRATION SEVERITY GRADE: R/A, SHAFT AND FLANGE ACCURACY: R TERMINAL BOX (ABOVE) CABLE ENTRY ON THE RIGHT SIGNAL CONNECTION D-END | - | 0 | 0
1PH8103-1JF10-0BB1 |  | 1PH8103-1JF10-0BB1 | 1 | UN | 1 | 20 | D | D | N | N | 85015220 | 1 |  | 51 | KG | 2874.75 | 2874.75 | MC05 | MC05 | SIMOTICS M Compact induction motor 1500rpm, 5.5 kW 35Nm, 13.1A, 368V 1750rpm, 6.3kW 34Nm, 13.5A, 412V 2000rpm, 7 kW 33Nm, 12.7A, 460 V forced ventilation; direction of air flow NDE--> DE; Degree of protection IP55 INCREMENT. ENCODER HTL 2048 S/R (ENCODER HTL2048S/R) with TEMPERAT. SENSOR KTY84-130 DESIGN IM B3 (IM V5, IM V6) PLAIN SHAFT WITHOUT FITTED KEY; BEARING: STANDARD WITH FIXED BEARING, VIBRATION SEVERITY GRADE: R/A, SHAFT AND FLANGE ACCURACY: R TERMINAL BOX (ABOVE) CABLE ENTRY ON THE LEFT SIGNAL CONNECTION D-END | - | 0 | 0
1PH8103-1JF10-0BC1 |  | 1PH8103-1JF10-0BC1 | 1 | UN | 1 | 20 | D | D | N | N | 85015220 | 1 |  | 51 | KG | 2874.75 | 2874.75 | MC05 | MC05 | SIMOTICS M Compact induction motor 1500rpm, 5.5 kW 35Nm, 13.1A, 368V 1750rpm, 6.3kW 34Nm, 13.5A, 412V 2000rpm, 7 kW 33Nm, 12.7A, 460 V forced ventilation; direction of air flow NDE--> DE; Degree of protection IP55 INCREMENT. ENCODER HTL 2048 S/R (ENCODER HTL2048S/R) with TEMPERAT. SENSOR KTY84-130 DESIGN IM B3 (IM V5, IM V6) PLAIN SHAFT WITHOUT FITTED KEY; BEARING: STANDARD WITH FIXED BEARING, VIBRATION SEVERITY GRADE: R/A, SHAFT AND FLANGE ACCURACY: R TERMINAL BOX (ABOVE) CABLE ENTRY ON THE ND-END SIGNAL CONNECTION LEFT | - | 0 | 0
1PH8103-1JF10-0CA1 |  | 1PH8103-1JF10-0CA1 | 1 | UN | 1 | 20 | D | D | N | N | 85015220 | 1 |  | 51 | KG | 3004.77 | 3004.77 | MC05 | MC05 | SIMOTICS M Compact induction motor 1500rpm, 5.5 kW 35Nm, 13.1A, 368V 1750rpm, 6.3kW 34Nm, 13.5A, 412V 2000rpm, 7 kW 33Nm, 12.7A, 460 V forced ventilation; direction of air flow NDE--> DE; Degree of protection IP55 INCREMENT. ENCODER HTL 2048 S/R (ENCODER HTL2048S/R) with TEMPERAT. SENSOR KTY84-130 DESIGN IM B3 (IM V5, IM V6) PLAIN SHAFT WITHOUT FITTED KEY; BEARING: STANDARD WITH FIXED BEARING, VIBRATION SEVERITY GRADE: S/A, SHAFT AND FLANGE ACCURACY: R TERMINAL BOX (ABOVE) CABLE ENTRY ON THE RIGHT SIGNAL CONNECTION D-END | - | 0 | 0
1PH8103-1JF10-0CB1 |  | 1PH8103-1JF10-0CB1 | 1 | UN | 1 | 20 | D | D | N | N | 85015220 | 1 |  | 51 | KG | 3004.77 | 3004.77 | MC05 | MC05 | SIMOTICS M Compact induction motor 1500rpm, 5.5 kW 35Nm, 13.1A, 368V 1750rpm, 6.3kW 34Nm, 13.5A, 412V 2000rpm, 7 kW 33Nm, 12.7A, 460 V forced ventilation; direction of air flow NDE--> DE; Degree of protection IP55 INCREMENT. ENCODER HTL 2048 S/R (ENCODER HTL2048S/R) with TEMPERAT. SENSOR KTY84-130 DESIGN IM B3 (IM V5, IM V6) PLAIN SHAFT WITHOUT FITTED KEY; BEARING: STANDARD WITH FIXED BEARING, VIBRATION SEVERITY GRADE: S/A, SHAFT AND FLANGE ACCURACY: R TERMINAL BOX (ABOVE) CABLE ENTRY ON THE LEFT SIGNAL CONNECTION D-END | - | 0 | 0
1PH8103-1JF10-0CC1 |  | 1PH8103-1JF10-0CC1 | 1 | UN | 1 | 20 | D | D | N | N | 85015220 | 1 |  | 51 | KG | 3004.77 | 3004.77 | MC05 | MC05 | SIMOTICS M Compact induction motor 1500rpm, 5.5 kW 35Nm, 13.1A, 368V 1750rpm, 6.3kW 34Nm, 13.5A, 412V 2000rpm, 7 kW 33Nm, 12.7A, 460 V forced ventilation; direction of air flow NDE--> DE; Degree of protection IP55 INCREMENT. ENCODER HTL 2048 S/R (ENCODER HTL2048S/R) with TEMPERAT. SENSOR KTY84-130 DESIGN IM B3 (IM V5, IM V6) PLAIN SHAFT WITHOUT FITTED KEY; BEARING: STANDARD WITH FIXED BEARING, VIBRATION SEVERITY GRADE: S/A, SHAFT AND FLANGE ACCURACY: R TERMINAL BOX (ABOVE) CABLE ENTRY ON THE ND-END SIGNAL CONNECTION LEFT | - | 0 | 0
1PH8103-1JF10-2BA1 |  | 1PH8103-1JF10-2BA1 | 1 | UN | 1 | 20 | D | D | N | N | 85015220 | 1 |  | 51 | KG | 2874.75 | 2874.75 | MC05 | MC05 | SIMOTICS M Compact induction motor 1500rpm, 5.5 kW 35Nm, 13.1A, 368V 1750rpm, 6.3kW 34Nm, 13.5A, 412V 2000rpm, 7 kW 33Nm, 12.7A, 460 V forced ventilation; direction of air flow NDE--> DE; Degree of protection IP55 INCREMENT. ENCODER HTL 2048 S/R (ENCODER HTL2048S/R) with TEMPERAT. SENSOR KTY84-130 DESIGN IM B3 (IM V5, IM V6) SHAFT WITH FITTED KEY HALF-KEY BALANCING BEARING: STANDARD WITH FIXED BEARING, VIBRATION SEVERITY GRADE: R/A, SHAFT AND FLANGE ACCURACY: R TERMINAL BOX (ABOVE) CABLE ENTRY ON THE RIGHT SIGNAL CONNECTION D-END | - | 0 | 0
1PH8103-1JF10-2BB1 |  | 1PH8103-1JF10-2BB1 | 1 | UN | 1 | 20 | D | D | N | N | 85015220 | 1 |  | 51 | KG | 2874.75 | 2874.75 | MC05 | MC05 | SIMOTICS M Compact induction motor 1500rpm, 5.5 kW 35Nm, 13.1A, 368V 1750rpm, 6.3kW 34Nm, 13.5A, 412V 2000rpm, 7 kW 33Nm, 12.7A, 460 V forced ventilation; direction of air flow NDE--> DE; Degree of protection IP55 INCREMENT. ENCODER HTL 2048 S/R (ENCODER HTL2048S/R) with TEMPERAT. SENSOR KTY84-130 DESIGN IM B3 (IM V5, IM V6) SHAFT WITH FITTED KEY HALF-KEY BALANCING BEARING: STANDARD WITH FIXED BEARING, VIBRATION SEVERITY GRADE: R/A, SHAFT AND FLANGE ACCURACY: R TERMINAL BOX (ABOVE) CABLE ENTRY ON THE LEFT SIGNAL CONNECTION D-END | - | 0 | 0
1PH8103-1JF10-2BC1 |  | 1PH8103-1JF10-2BC1 | 1 | UN | 1 | 20 | D | D | N | N | 85015220 | 1 |  | 51 | KG | 2874.75 | 2874.75 | MC05 | MC05 | SIMOTICS M Compact induction motor 1500rpm, 5.5 kW 35Nm, 13.1A, 368V 1750rpm, 6.3kW 34Nm, 13.5A, 412V 2000rpm, 7 kW 33Nm, 12.7A, 460 V forced ventilation; direction of air flow NDE--> DE; Degree of protection IP55 INCREMENT. ENCODER HTL 2048 S/R (ENCODER HTL2048S/R) with TEMPERAT. SENSOR KTY84-130 DESIGN IM B3 (IM V5, IM V6) SHAFT WITH FITTED KEY HALF-KEY BALANCING BEARING: STANDARD WITH FIXED BEARING, VIBRATION SEVERITY GRADE: R/A, SHAFT AND FLANGE ACCURACY: R TERMINAL BOX (ABOVE) CABLE ENTRY ON THE ND-END SIGNAL CONNECTION LEFT | - | 0 | 0
1PH8103-1JF10-2CA1 |  | 1PH8103-1JF10-2CA1 | 1 | UN | 1 | 20 | D | D | N | N | 85015220 | 1 |  | 51 | KG | 3004.77 | 3004.77 | MC05 | MC05 | SIMOTICS M Compact induction motor 1500rpm, 5.5 kW 35Nm, 13.1A, 368V 1750rpm, 6.3kW 34Nm, 13.5A, 412V 2000rpm, 7 kW 33Nm, 12.7A, 460 V forced ventilation; direction of air flow NDE--> DE; Degree of protection IP55 INCREMENT. ENCODER HTL 2048 S/R (ENCODER HTL2048S/R) with TEMPERAT. SENSOR KTY84-130 DESIGN IM B3 (IM V5, IM V6) SHAFT WITH FITTED KEY HALF-KEY BALANCING BEARING: STANDARD WITH FIXED BEARING, VIBRATION SEVERITY GRADE: S/A, SHAFT AND FLANGE ACCURACY: R TERMINAL BOX (ABOVE) CABLE ENTRY ON THE RIGHT SIGNAL CONNECTION D-END | - | 0 | 0
1PH8103-1JF10-2CB1 |  | 1PH8103-1JF10-2CB1 | 1 | UN | 1 | 20 | D | D | N | N | 85015220 | 1 |  | 51 | KG | 3004.77 | 3004.77 | MC05 | MC05 | SIMOTICS M Compact induction motor 1500rpm, 5.5 kW 35Nm, 13.1A, 368V 1750rpm, 6.3kW 34Nm, 13.5A, 412V 2000rpm, 7 kW 33Nm, 12.7A, 460 V forced ventilation; direction of air flow NDE--> DE; Degree of protection IP55 INCREMENT. ENCODER HTL 2048 S/R (ENCODER HTL2048S/R) with TEMPERAT. SENSOR KTY84-130 DESIGN IM B3 (IM V5, IM V6) SHAFT WITH FITTED KEY HALF-KEY BALANCING BEARING: STANDARD WITH FIXED BEARING, VIBRATION SEVERITY GRADE: S/A, SHAFT AND FLANGE ACCURACY: R TERMINAL BOX (ABOVE) CABLE ENTRY ON THE LEFT SIGNAL CONNECTION D-END | - | 0 | 0
1PH8103-1JF10-2CC1 |  | 1PH8103-1JF10-2CC1 | 1 | UN | 1 | 20 | D | D | N | N | 85015220 | 1 |  | 51 | KG | 3004.77 | 3004.77 | MC05 | MC05 | SIMOTICS M Compact induction motor 1500rpm, 5.5 kW 35Nm, 13.1A, 368V 1750rpm, 6.3kW 34Nm, 13.5A, 412V 2000rpm, 7 kW 33Nm, 12.7A, 460 V forced ventilation; direction of air flow NDE--> DE; Degree of protection IP55 INCREMENT. ENCODER HTL 2048 S/R (ENCODER HTL2048S/R) with TEMPERAT. SENSOR KTY84-130 DESIGN IM B3 (IM V5, IM V6) SHAFT WITH FITTED KEY HALF-KEY BALANCING BEARING: STANDARD WITH FIXED BEARING, VIBRATION SEVERITY GRADE: S/A, SHAFT AND FLANGE ACCURACY: R TERMINAL BOX (ABOVE) CABLE ENTRY ON THE ND-END SIGNAL CONNECTION LEFT | - | 0 | 0
1PH8103-1JF12-0BA1 |  | 1PH8103-1JF12-0BA1 | 1 | UN | 1 | 20 | D | D | N | N | 85015220 | 1 |  | 51 | KG | 3004.8 | 3004.8 | MC05 | MC05 | SIMOTICS M Compact induction motor 1500rpm, 5.5 kW 35Nm, 13.1A, 368V 1750rpm, 6.3kW 34Nm, 13.5A, 412V 2000rpm, 7 kW 33Nm, 12.7A, 460 V forced ventilation; direction of air flow NDE--> DE; Degree of protection IP55 INCREMENT. ENCODER HTL 2048 S/R (ENCODER HTL2048S/R) with TEMPERAT. SENSOR KTY84-130 DESIGN IM B5 (IMV 1,IM V3) PLAIN SHAFT WITHOUT FITTED KEY; BEARING: STANDARD WITH FIXED BEARING, VIBRATION SEVERITY GRADE: R/A, SHAFT AND FLANGE ACCURACY: R TERMINAL BOX (ABOVE) CABLE ENTRY ON THE RIGHT SIGNAL CONNECTION D-END | - | 0 | 0
1PH8103-1JF12-0BB1 |  | 1PH8103-1JF12-0BB1 | 1 | UN | 1 | 20 | D | D | N | N | 85015220 | 1 |  | 51 | KG | 3004.8 | 3004.8 | MC05 | MC05 | SIMOTICS M Compact induction motor 1500rpm, 5.5 kW 35Nm, 13.1A, 368V 1750rpm, 6.3kW 34Nm, 13.5A, 412V 2000rpm, 7 kW 33Nm, 12.7A, 460 V forced ventilation; direction of air flow NDE--> DE; Degree of protection IP55 INCREMENT. ENCODER HTL 2048 S/R (ENCODER HTL2048S/R) with TEMPERAT. SENSOR KTY84-130 DESIGN IM B5 (IMV 1,IM V3) PLAIN SHAFT WITHOUT FITTED KEY; BEARING: STANDARD WITH FIXED BEARING, VIBRATION SEVERITY GRADE: R/A, SHAFT AND FLANGE ACCURACY: R TERMINAL BOX (ABOVE) CABLE ENTRY ON THE LEFT SIGNAL CONNECTION D-END | - | 0 | 0
1PH8103-1JF12-0BC1 |  | 1PH8103-1JF12-0BC1 | 1 | UN | 1 | 20 | D | D | N | N | 85015220 | 1 |  | 51 | KG | 3004.8 | 3004.8 | MC05 | MC05 | SIMOTICS M Compact induction motor 1500rpm, 5.5 kW 35Nm, 13.1A, 368V 1750rpm, 6.3kW 34Nm, 13.5A, 412V 2000rpm, 7 kW 33Nm, 12.7A, 460 V forced ventilation; direction of air flow NDE--> DE; Degree of protection IP55 INCREMENT. ENCODER HTL 2048 S/R (ENCODER HTL2048S/R) with TEMPERAT. SENSOR KTY84-130 DESIGN IM B5 (IMV 1,IM V3) PLAIN SHAFT WITHOUT FITTED KEY; BEARING: STANDARD WITH FIXED BEARING, VIBRATION SEVERITY GRADE: R/A, SHAFT AND FLANGE ACCURACY: R TERMINAL BOX (ABOVE) CABLE ENTRY ON THE ND-END SIGNAL CONNECTION LEFT | - | 0 | 0
1PH8103-1JF12-0CA1 |  | 1PH8103-1JF12-0CA1 | 1 | UN | 1 | 20 | D | D | N | N | 85015220 | 1 |  | 51 | KG | 3134.82 | 3134.82 | MC05 | MC05 | SIMOTICS M Compact induction motor 1500rpm, 5.5 kW 35Nm, 13.1A, 368V 1750rpm, 6.3kW 34Nm, 13.5A, 412V 2000rpm, 7 kW 33Nm, 12.7A, 460 V forced ventilation; direction of air flow NDE--> DE; Degree of protection IP55 INCREMENT. ENCODER HTL 2048 S/R (ENCODER HTL2048S/R) with TEMPERAT. SENSOR KTY84-130 DESIGN IM B5 (IMV 1,IM V3) PLAIN SHAFT WITHOUT FITTED KEY; BEARING: STANDARD WITH FIXED BEARING, VIBRATION SEVERITY GRADE: S/A, SHAFT AND FLANGE ACCURACY: R TERMINAL BOX (ABOVE) CABLE ENTRY ON THE RIGHT SIGNAL CONNECTION D-END | - | 0 | 0
1PH8103-1JF12-0CB1 |  | 1PH8103-1JF12-0CB1 | 1 | UN | 1 | 20 | D | D | N | N | 85015220 | 1 |  | 51 | KG | 3134.82 | 3134.82 | MC05 | MC05 | SIMOTICS M Compact induction motor 1500rpm, 5.5 kW 35Nm, 13.1A, 368V 1750rpm, 6.3kW 34Nm, 13.5A, 412V 2000rpm, 7 kW 33Nm, 12.7A, 460 V forced ventilation; direction of air flow NDE--> DE; Degree of protection IP55 INCREMENT. ENCODER HTL 2048 S/R (ENCODER HTL2048S/R) with TEMPERAT. SENSOR KTY84-130 DESIGN IM B5 (IMV 1,IM V3) PLAIN SHAFT WITHOUT FITTED KEY; BEARING: STANDARD WITH FIXED BEARING, VIBRATION SEVERITY GRADE: S/A, SHAFT AND FLANGE ACCURACY: R TERMINAL BOX (ABOVE) CABLE ENTRY ON THE LEFT SIGNAL CONNECTION D-END | - | 0 | 0
1PH8103-1JF12-0CC1 |  | 1PH8103-1JF12-0CC1 | 1 | UN | 1 | 20 | D | D | N | N | 85015220 | 1 |  | 51 | KG | 3134.82 | 3134.82 | MC05 | MC05 | SIMOTICS M Compact induction motor 1500rpm, 5.5 kW 35Nm, 13.1A, 368V 1750rpm, 6.3kW 34Nm, 13.5A, 412V 2000rpm, 7 kW 33Nm, 12.7A, 460 V forced ventilation; direction of air flow NDE--> DE; Degree of protection IP55 INCREMENT. ENCODER HTL 2048 S/R (ENCODER HTL2048S/R) with TEMPERAT. SENSOR KTY84-130 DESIGN IM B5 (IMV 1,IM V3) PLAIN SHAFT WITHOUT FITTED KEY; BEARING: STANDARD WITH FIXED BEARING, VIBRATION SEVERITY GRADE: S/A, SHAFT AND FLANGE ACCURACY: R TERMINAL BOX (ABOVE) CABLE ENTRY ON THE ND-END SIGNAL CONNECTION LEFT | - | 0 | 0
1PH8103-1JF12-2BA1 |  | 1PH8103-1JF12-2BA1 | 1 | UN | 1 | 20 | D | D | N | N | 85015220 | 1 |  | 51 | KG | 3004.8 | 3004.8 | MC05 | MC05 | SIMOTICS M Compact induction motor 1500rpm, 5.5 kW 35Nm, 13.1A, 368V 1750rpm, 6.3kW 34Nm, 13.5A, 412V 2000rpm, 7 kW 33Nm, 12.7A, 460 V forced ventilation; direction of air flow NDE--> DE; Degree of protection IP55 INCREMENT. ENCODER HTL 2048 S/R (ENCODER HTL2048S/R) with TEMPERAT. SENSOR KTY84-130 DESIGN IM B5 (IMV 1,IM V3) SHAFT WITH FITTED KEY HALF-KEY BALANCING BEARING: STANDARD WITH FIXED BEARING, VIBRATION SEVERITY GRADE: R/A, SHAFT AND FLANGE ACCURACY: R TERMINAL BOX (ABOVE) CABLE ENTRY ON THE RIGHT SIGNAL CONNECTION D-END | - | 0 | 0
1PH8103-1JF12-2BB1 |  | 1PH8103-1JF12-2BB1 | 1 | UN | 1 | 20 | D | D | N | N | 85015220 | 1 |  | 51 | KG | 3004.8 | 3004.8 | MC05 | MC05 | SIMOTICS M Compact induction motor 1500rpm, 5.5 kW 35Nm, 13.1A, 368V 1750rpm, 6.3kW 34Nm, 13.5A, 412V 2000rpm, 7 kW 33Nm, 12.7A, 460 V forced ventilation; direction of air flow NDE--> DE; Degree of protection IP55 INCREMENT. ENCODER HTL 2048 S/R (ENCODER HTL2048S/R) with TEMPERAT. SENSOR KTY84-130 DESIGN IM B5 (IMV 1,IM V3) SHAFT WITH FITTED KEY HALF-KEY BALANCING BEARING: STANDARD WITH FIXED BEARING, VIBRATION SEVERITY GRADE: R/A, SHAFT AND FLANGE ACCURACY: R TERMINAL BOX (ABOVE) CABLE ENTRY ON THE LEFT SIGNAL CONNECTION D-END | - | 0 | 0
1PH8103-1JF12-2BC1 |  | 1PH8103-1JF12-2BC1 | 1 | UN | 1 | 20 | D | D | N | N | 85015220 | 1 |  | 51 | KG | 3004.8 | 3004.8 | MC05 | MC05 | SIMOTICS M Compact induction motor 1500rpm, 5.5 kW 35Nm, 13.1A, 368V 1750rpm, 6.3kW 34Nm, 13.5A, 412V 2000rpm, 7 kW 33Nm, 12.7A, 460 V forced ventilation; direction of air flow NDE--> DE; Degree of protection IP55 INCREMENT. ENCODER HTL 2048 S/R (ENCODER HTL2048S/R) with TEMPERAT. SENSOR KTY84-130 DESIGN IM B5 (IMV 1,IM V3) SHAFT WITH FITTED KEY HALF-KEY BALANCING BEARING: STANDARD WITH FIXED BEARING, VIBRATION SEVERITY GRADE: R/A, SHAFT AND FLANGE ACCURACY: R TERMINAL BOX (ABOVE) CABLE ENTRY ON THE ND-END SIGNAL CONNECTION LEFT | - | 0 | 0
1PH8103-1JF12-2CA1 |  | 1PH8103-1JF12-2CA1 | 1 | UN | 1 | 20 | D | D | N | N | 85015220 | 1 |  | 51 | KG | 3134.82 | 3134.82 | MC05 | MC05 | SIMOTICS M Compact induction motor 1500rpm, 5.5 kW 35Nm, 13.1A, 368V 1750rpm, 6.3kW 34Nm, 13.5A, 412V 2000rpm, 7 kW 33Nm, 12.7A, 460 V forced ventilation; direction of air flow NDE--> DE; Degree of protection IP55 INCREMENT. ENCODER HTL 2048 S/R (ENCODER HTL2048S/R) with TEMPERAT. SENSOR KTY84-130 DESIGN IM B5 (IMV 1,IM V3) SHAFT WITH FITTED KEY HALF-KEY BALANCING BEARING: STANDARD WITH FIXED BEARING, VIBRATION SEVERITY GRADE: S/A, SHAFT AND FLANGE ACCURACY: R TERMINAL BOX (ABOVE) CABLE ENTRY ON THE RIGHT SIGNAL CONNECTION D-END | - | 0 | 0
1PH8103-1JF12-2CB1 |  | 1PH8103-1JF12-2CB1 | 1 | UN | 1 | 20 | D | D | N | N | 85015220 | 1 |  | 51 | KG | 3134.82 | 3134.82 | MC05 | MC05 | SIMOTICS M Compact induction motor 1500rpm, 5.5 kW 35Nm, 13.1A, 368V 1750rpm, 6.3kW 34Nm, 13.5A, 412V 2000rpm, 7 kW 33Nm, 12.7A, 460 V forced ventilation; direction of air flow NDE--> DE; Degree of protection IP55 INCREMENT. ENCODER HTL 2048 S/R (ENCODER HTL2048S/R) with TEMPERAT. SENSOR KTY84-130 DESIGN IM B5 (IMV 1,IM V3) SHAFT WITH FITTED KEY HALF-KEY BALANCING BEARING: STANDARD WITH FIXED BEARING, VIBRATION SEVERITY GRADE: S/A, SHAFT AND FLANGE ACCURACY: R TERMINAL BOX (ABOVE) CABLE ENTRY ON THE LEFT SIGNAL CONNECTION D-END | - | 0 | 0
1PH8103-1JF12-2CC1 |  | 1PH8103-1JF12-2CC1 | 1 | UN | 1 | 20 | D | D | N | N | 85015220 | 1 |  | 51 | KG | 3134.82 | 3134.82 | MC05 | MC05 | SIMOTICS M Compact induction motor 1500rpm, 5.5 kW 35Nm, 13.1A, 368V 1750rpm, 6.3kW 34Nm, 13.5A, 412V 2000rpm, 7 kW 33Nm, 12.7A, 460 V forced ventilation; direction of air flow NDE--> DE; Degree of protection IP55 INCREMENT. ENCODER HTL 2048 S/R (ENCODER HTL2048S/R) with TEMPERAT. SENSOR KTY84-130 DESIGN IM B5 (IMV 1,IM V3) SHAFT WITH FITTED KEY HALF-KEY BALANCING BEARING: STANDARD WITH FIXED BEARING, VIBRATION SEVERITY GRADE: S/A, SHAFT AND FLANGE ACCURACY: R TERMINAL BOX (ABOVE) CABLE ENTRY ON THE ND-END SIGNAL CONNECTION LEFT | - | 0 | 0
1PH8103-1JF13-0BA1 |  | 1PH8103-1JF13-0BA1 | 1 | UN | 1 | 20 | D | D | N | N | 85015220 | 1 |  | 51 | KG | 3163.76 | 3163.76 | MC05 | MC05 | SIMOTICS M Compact induction motor 1500rpm, 5.5 kW 35Nm, 13.1A, 368V 1750rpm, 6.3kW 34Nm, 13.5A, 412V 2000rpm, 7 kW 33Nm, 12.7A, 460 V forced ventilation; direction of air flow NDE--> DE; Degree of protection IP55 INCREMENT. ENCODER HTL 2048 S/R (ENCODER HTL2048S/R) with TEMPERAT. SENSOR KTY84-130 Design IM B35 (IM V15, (IM V35) PLAIN SHAFT WITHOUT FITTED KEY; BEARING: STANDARD WITH FIXED BEARING, VIBRATION SEVERITY GRADE: R/A, SHAFT AND FLANGE ACCURACY: R TERMINAL BOX (ABOVE) CABLE ENTRY ON THE RIGHT SIGNAL CONNECTION D-END | - | 0 | 0
1PH8103-1JF13-0BB1 |  | 1PH8103-1JF13-0BB1 | 1 | UN | 1 | 20 | D | D | N | N | 85015220 | 1 |  | 51 | KG | 3163.76 | 3163.76 | MC05 | MC05 | SIMOTICS M Compact induction motor 1500rpm, 5.5 kW 35Nm, 13.1A, 368V 1750rpm, 6.3kW 34Nm, 13.5A, 412V 2000rpm, 7 kW 33Nm, 12.7A, 460 V forced ventilation; direction of air flow NDE--> DE; Degree of protection IP55 INCREMENT. ENCODER HTL 2048 S/R (ENCODER HTL2048S/R) with TEMPERAT. SENSOR KTY84-130 Design IM B35 (IM V15, (IM V35) PLAIN SHAFT WITHOUT FITTED KEY; BEARING: STANDARD WITH FIXED BEARING, VIBRATION SEVERITY GRADE: R/A, SHAFT AND FLANGE ACCURACY: R TERMINAL BOX (ABOVE) CABLE ENTRY ON THE LEFT SIGNAL CONNECTION D-END | - | 0 | 0
1PH8103-1JF13-0BC1 |  | 1PH8103-1JF13-0BC1 | 1 | UN | 1 | 20 | D | D | N | N | 85015220 | 1 |  | 51 | KG | 3163.76 | 3163.76 | MC05 | MC05 | SIMOTICS M Compact induction motor 1500rpm, 5.5 kW 35Nm, 13.1A, 368V 1750rpm, 6.3kW 34Nm, 13.5A, 412V 2000rpm, 7 kW 33Nm, 12.7A, 460 V forced ventilation; direction of air flow NDE--> DE; Degree of protection IP55 INCREMENT. ENCODER HTL 2048 S/R (ENCODER HTL2048S/R) with TEMPERAT. SENSOR KTY84-130 Design IM B35 (IM V15, (IM V35) PLAIN SHAFT WITHOUT FITTED KEY; BEARING: STANDARD WITH FIXED BEARING, VIBRATION SEVERITY GRADE: R/A, SHAFT AND FLANGE ACCURACY: R TERMINAL BOX (ABOVE) CABLE ENTRY ON THE ND-END SIGNAL CONNECTION LEFT | - | 0 | 0
1PH8103-1JF13-0CA1 |  | 1PH8103-1JF13-0CA1 | 1 | UN | 1 | 20 | D | D | N | N | 85015220 | 1 |  | 51 | KG | 3293.78 | 3293.78 | MC05 | MC05 | SIMOTICS M Compact induction motor 1500rpm, 5.5 kW 35Nm, 13.1A, 368V 1750rpm, 6.3kW 34Nm, 13.5A, 412V 2000rpm, 7 kW 33Nm, 12.7A, 460 V forced ventilation; direction of air flow NDE--> DE; Degree of protection IP55 INCREMENT. ENCODER HTL 2048 S/R (ENCODER HTL2048S/R) with TEMPERAT. SENSOR KTY84-130 Design IM B35 (IM V15, (IM V35) PLAIN SHAFT WITHOUT FITTED KEY; BEARING: STANDARD WITH FIXED BEARING, VIBRATION SEVERITY GRADE: S/A, SHAFT AND FLANGE ACCURACY: R TERMINAL BOX (ABOVE) CABLE ENTRY ON THE RIGHT SIGNAL CONNECTION D-END | - | 0 | 0
1PH8103-1JF13-0CB1 |  | 1PH8103-1JF13-0CB1 | 1 | UN | 1 | 20 | D | D | N | N | 85015220 | 1 |  | 51 | KG | 3293.78 | 3293.78 | MC05 | MC05 | SIMOTICS M Compact induction motor 1500rpm, 5.5 kW 35Nm, 13.1A, 368V 1750rpm, 6.3kW 34Nm, 13.5A, 412V 2000rpm, 7 kW 33Nm, 12.7A, 460 V forced ventilation; direction of air flow NDE--> DE; Degree of protection IP55 INCREMENT. ENCODER HTL 2048 S/R (ENCODER HTL2048S/R) with TEMPERAT. SENSOR KTY84-130 Design IM B35 (IM V15, (IM V35) PLAIN SHAFT WITHOUT FITTED KEY; BEARING: STANDARD WITH FIXED BEARING, VIBRATION SEVERITY GRADE: S/A, SHAFT AND FLANGE ACCURACY: R TERMINAL BOX (ABOVE) CABLE ENTRY ON THE LEFT SIGNAL CONNECTION D-END | - | 0 | 0
1PH8103-1JF13-0CC1 |  | 1PH8103-1JF13-0CC1 | 1 | UN | 1 | 20 | D | D | N | N | 85015220 | 1 |  | 51 | KG | 3293.78 | 3293.78 | MC05 | MC05 | SIMOTICS M Compact induction motor 1500rpm, 5.5 kW 35Nm, 13.1A, 368V 1750rpm, 6.3kW 34Nm, 13.5A, 412V 2000rpm, 7 kW 33Nm, 12.7A, 460 V forced ventilation; direction of air flow NDE--> DE; Degree of protection IP55 INCREMENT. ENCODER HTL 2048 S/R (ENCODER HTL2048S/R) with TEMPERAT. SENSOR KTY84-130 Design IM B35 (IM V15, (IM V35) PLAIN SHAFT WITHOUT FITTED KEY; BEARING: STANDARD WITH FIXED BEARING, VIBRATION SEVERITY GRADE: S/A, SHAFT AND FLANGE ACCURACY: R TERMINAL BOX (ABOVE) CABLE ENTRY ON THE ND-END SIGNAL CONNECTION LEFT | - | 0 | 0
1PH8103-1JF13-2BA1 |  | 1PH8103-1JF13-2BA1 | 1 | UN | 1 | 20 | D | D | N | N | 85015220 | 1 |  | 51 | KG | 3163.76 | 3163.76 | MC05 | MC05 | SIMOTICS M Compact induction motor 1500rpm, 5.5 kW 35Nm, 13.1A, 368V 1750rpm, 6.3kW 34Nm, 13.5A, 412V 2000rpm, 7 kW 33Nm, 12.7A, 460 V forced ventilation; direction of air flow NDE--> DE; Degree of protection IP55 INCREMENT. ENCODER HTL 2048 S/R (ENCODER HTL2048S/R) with TEMPERAT. SENSOR KTY84-130 Design IM B35 (IM V15, (IM V35) SHAFT WITH FITTED KEY HALF-KEY BALANCING BEARING: STANDARD WITH FIXED BEARING, VIBRATION SEVERITY GRADE: R/A, SHAFT AND FLANGE ACCURACY: R TERMINAL BOX (ABOVE) CABLE ENTRY ON THE RIGHT SIGNAL CONNECTION D-END | - | 0 | 0
1PH8103-1JF13-2BB1 |  | 1PH8103-1JF13-2BB1 | 1 | UN | 1 | 20 | D | D | N | N | 85015220 | 1 |  | 51 | KG | 3163.76 | 3163.76 | MC05 | MC05 | SIMOTICS M Compact induction motor 1500rpm, 5.5 kW 35Nm, 13.1A, 368V 1750rpm, 6.3kW 34Nm, 13.5A, 412V 2000rpm, 7 kW 33Nm, 12.7A, 460 V forced ventilation; direction of air flow NDE--> DE; Degree of protection IP55 INCREMENT. ENCODER HTL 2048 S/R (ENCODER HTL2048S/R) with TEMPERAT. SENSOR KTY84-130 Design IM B35 (IM V15, (IM V35) SHAFT WITH FITTED KEY HALF-KEY BALANCING BEARING: STANDARD WITH FIXED BEARING, VIBRATION SEVERITY GRADE: R/A, SHAFT AND FLANGE ACCURACY: R TERMINAL BOX (ABOVE) CABLE ENTRY ON THE LEFT SIGNAL CONNECTION D-END | - | 0 | 0
1PH8103-1JF13-2BC1 |  | 1PH8103-1JF13-2BC1 | 1 | UN | 1 | 20 | D | D | N | N | 85015220 | 1 |  | 51 | KG | 3163.76 | 3163.76 | MC05 | MC05 | SIMOTICS M Compact induction motor 1500rpm, 5.5 kW 35Nm, 13.1A, 368V 1750rpm, 6.3kW 34Nm, 13.5A, 412V 2000rpm, 7 kW 33Nm, 12.7A, 460 V forced ventilation; direction of air flow NDE--> DE; Degree of protection IP55 INCREMENT. ENCODER HTL 2048 S/R (ENCODER HTL2048S/R) with TEMPERAT. SENSOR KTY84-130 Design IM B35 (IM V15, (IM V35) SHAFT WITH FITTED KEY HALF-KEY BALANCING BEARING: STANDARD WITH FIXED BEARING, VIBRATION SEVERITY GRADE: R/A, SHAFT AND FLANGE ACCURACY: R TERMINAL BOX (ABOVE) CABLE ENTRY ON THE ND-END SIGNAL CONNECTION LEFT | - | 0 | 0
1PH8103-1JF13-2CA1 |  | 1PH8103-1JF13-2CA1 | 1 | UN | 1 | 20 | D | D | N | N | 85015220 | 1 |  | 51 | KG | 3293.78 | 3293.78 | MC05 | MC05 | SIMOTICS M Compact induction motor 1500rpm, 5.5 kW 35Nm, 13.1A, 368V 1750rpm, 6.3kW 34Nm, 13.5A, 412V 2000rpm, 7 kW 33Nm, 12.7A, 460 V forced ventilation; direction of air flow NDE--> DE; Degree of protection IP55 INCREMENT. ENCODER HTL 2048 S/R (ENCODER HTL2048S/R) with TEMPERAT. SENSOR KTY84-130 Design IM B35 (IM V15, (IM V35) SHAFT WITH FITTED KEY HALF-KEY BALANCING BEARING: STANDARD WITH FIXED BEARING, VIBRATION SEVERITY GRADE: S/A, SHAFT AND FLANGE ACCURACY: R TERMINAL BOX (ABOVE) CABLE ENTRY ON THE RIGHT SIGNAL CONNECTION D-END | - | 0 | 0
1PH8103-1JF13-2CB1 |  | 1PH8103-1JF13-2CB1 | 1 | UN | 1 | 20 | D | D | N | N | 85015220 | 1 |  | 51 | KG | 3293.78 | 3293.78 | MC05 | MC05 | SIMOTICS M Compact induction motor 1500rpm, 5.5 kW 35Nm, 13.1A, 368V 1750rpm, 6.3kW 34Nm, 13.5A, 412V 2000rpm, 7 kW 33Nm, 12.7A, 460 V forced ventilation; direction of air flow NDE--> DE; Degree of protection IP55 INCREMENT. ENCODER HTL 2048 S/R (ENCODER HTL2048S/R) with TEMPERAT. SENSOR KTY84-130 Design IM B35 (IM V15, (IM V35) SHAFT WITH FITTED KEY HALF-KEY BALANCING BEARING: STANDARD WITH FIXED BEARING, VIBRATION SEVERITY GRADE: S/A, SHAFT AND FLANGE ACCURACY: R TERMINAL BOX (ABOVE) CABLE ENTRY ON THE LEFT SIGNAL CONNECTION D-END | - | 0 | 0
1PH8103-1JF13-2CC1 |  | 1PH8103-1JF13-2CC1 | 1 | UN | 1 | 20 | D | D | N | N | 85015220 | 1 |  | 51 | KG | 3293.78 | 3293.78 | MC05 | MC05 | SIMOTICS M Compact induction motor 1500rpm, 5.5 kW 35Nm, 13.1A, 368V 1750rpm, 6.3kW 34Nm, 13.5A, 412V 2000rpm, 7 kW 33Nm, 12.7A, 460 V forced ventilation; direction of air flow NDE--> DE; Degree of protection IP55 INCREMENT. ENCODER HTL 2048 S/R (ENCODER HTL2048S/R) with TEMPERAT. SENSOR KTY84-130 Design IM B35 (IM V15, (IM V35) SHAFT WITH FITTED KEY HALF-KEY BALANCING BEARING: STANDARD WITH FIXED BEARING, VIBRATION SEVERITY GRADE: S/A, SHAFT AND FLANGE ACCURACY: R TERMINAL BOX (ABOVE) CABLE ENTRY ON THE ND-END SIGNAL CONNECTION LEFT | - | 0 | 0
1PH8103-1JF20-0BA1 |  | 1PH8103-1JF20-0BA1 | 1 | UN | 1 | 20 | D | D | N | N | 85015230 | 1 |  | 60 | KG | 3150.7 | 3150.7 | MC05 | MC05 | SIMOTICS M Compact induction motor 1500rpm, 7.1kW 45Nm, 19.7A, 317V 1750rpm, 8.2kW 45Nm, 19.7A, 364V 2000rpm, 9.4kW 45Nm, 19.7A, 411V water cooling Degree of protection IP65 INCREMENT. ENCODER HTL 2048 S/R (ENCODER HTL2048S/R) with TEMPERAT. SENSOR KTY84-130 DESIGN IM B3 (IM V5, IM V6) PLAIN SHAFT WITHOUT FITTED KEY; BEARING: STANDARD WITH FIXED BEARING, VIBRATION SEVERITY GRADE: R/A, SHAFT AND FLANGE ACCURACY: R TERMINAL BOX (ABOVE) CABLE ENTRY ON THE RIGHT SIGNAL CONNECTION D-END | - | 0 | 0
1PH8103-1JF20-0BB1 |  | 1PH8103-1JF20-0BB1 | 1 | UN | 1 | 20 | D | D | N | N | 85015230 | 1 |  | 60 | KG | 3150.7 | 3150.7 | MC05 | MC05 | SIMOTICS M Compact induction motor 1500rpm, 7.1kW 45Nm, 19.7A, 317V 1750rpm, 8.2kW 45Nm, 19.7A, 364V 2000rpm, 9.4kW 45Nm, 19.7A, 411V water cooling Degree of protection IP65 INCREMENT. ENCODER HTL 2048 S/R (ENCODER HTL2048S/R) with TEMPERAT. SENSOR KTY84-130 DESIGN IM B3 (IM V5, IM V6) PLAIN SHAFT WITHOUT FITTED KEY; BEARING: STANDARD WITH FIXED BEARING, VIBRATION SEVERITY GRADE: R/A, SHAFT AND FLANGE ACCURACY: R TERMINAL BOX (ABOVE) CABLE ENTRY ON THE LEFT SIGNAL CONNECTION D-END | - | 0 | 0
1PH8103-1JF20-0BC1 |  | 1PH8103-1JF20-0BC1 | 1 | UN | 1 | 20 | D | D | N | N | 85015230 | 1 |  | 60 | KG | 3150.7 | 3150.7 | MC05 | MC05 | SIMOTICS M Compact induction motor 1500rpm, 7.1kW 45Nm, 19.7A, 317V 1750rpm, 8.2kW 45Nm, 19.7A, 364V 2000rpm, 9.4kW 45Nm, 19.7A, 411V water cooling Degree of protection IP65 INCREMENT. ENCODER HTL 2048 S/R (ENCODER HTL2048S/R) with TEMPERAT. SENSOR KTY84-130 DESIGN IM B3 (IM V5, IM V6) PLAIN SHAFT WITHOUT FITTED KEY; BEARING: STANDARD WITH FIXED BEARING, VIBRATION SEVERITY GRADE: R/A, SHAFT AND FLANGE ACCURACY: R TERMINAL BOX (ABOVE) CABLE ENTRY ON THE ND-END SIGNAL CONNECTION LEFT | - | 0 | 0
1PH8103-1JF20-0CA1 |  | 1PH8103-1JF20-0CA1 | 1 | UN | 1 | 20 | D | D | N | N | 85015230 | 1 |  | 60 | KG | 3280.72 | 3280.72 | MC05 | MC05 | SIMOTICS M Compact induction motor 1500rpm, 7.1kW 45Nm, 19.7A, 317V 1750rpm, 8.2kW 45Nm, 19.7A, 364V 2000rpm, 9.4kW 45Nm, 19.7A, 411V water cooling Degree of protection IP65 INCREMENT. ENCODER HTL 2048 S/R (ENCODER HTL2048S/R) with TEMPERAT. SENSOR KTY84-130 DESIGN IM B3 (IM V5, IM V6) PLAIN SHAFT WITHOUT FITTED KEY; BEARING: STANDARD WITH FIXED BEARING, VIBRATION SEVERITY GRADE: S/A, SHAFT AND FLANGE ACCURACY: R TERMINAL BOX (ABOVE) CABLE ENTRY ON THE RIGHT SIGNAL CONNECTION D-END | - | 0 | 0
1PH8103-1JF20-0CB1 |  | 1PH8103-1JF20-0CB1 | 1 | UN | 1 | 20 | D | D | N | N | 85015230 | 1 |  | 60 | KG | 3280.72 | 3280.72 | MC05 | MC05 | SIMOTICS M Compact induction motor 1500rpm, 7.1kW 45Nm, 19.7A, 317V 1750rpm, 8.2kW 45Nm, 19.7A, 364V 2000rpm, 9.4kW 45Nm, 19.7A, 411V water cooling Degree of protection IP65 INCREMENT. ENCODER HTL 2048 S/R (ENCODER HTL2048S/R) with TEMPERAT. SENSOR KTY84-130 DESIGN IM B3 (IM V5, IM V6) PLAIN SHAFT WITHOUT FITTED KEY; BEARING: STANDARD WITH FIXED BEARING, VIBRATION SEVERITY GRADE: S/A, SHAFT AND FLANGE ACCURACY: R TERMINAL BOX (ABOVE) CABLE ENTRY ON THE LEFT SIGNAL CONNECTION D-END | - | 0 | 0
1PH8103-1JF20-0CC1 |  | 1PH8103-1JF20-0CC1 | 1 | UN | 1 | 20 | D | D | N | N | 85015230 | 1 |  | 60 | KG | 3280.72 | 3280.72 | MC05 | MC05 | SIMOTICS M Compact induction motor 1500rpm, 7.1kW 45Nm, 19.7A, 317V 1750rpm, 8.2kW 45Nm, 19.7A, 364V 2000rpm, 9.4kW 45Nm, 19.7A, 411V water cooling Degree of protection IP65 INCREMENT. ENCODER HTL 2048 S/R (ENCODER HTL2048S/R) with TEMPERAT. SENSOR KTY84-130 DESIGN IM B3 (IM V5, IM V6) PLAIN SHAFT WITHOUT FITTED KEY; BEARING: STANDARD WITH FIXED BEARING, VIBRATION SEVERITY GRADE: S/A, SHAFT AND FLANGE ACCURACY: R TERMINAL BOX (ABOVE) CABLE ENTRY ON THE ND-END SIGNAL CONNECTION LEFT | - | 0 | 0
1PH8103-1JF20-2BA1 |  | 1PH8103-1JF20-2BA1 | 1 | UN | 1 | 20 | D | D | N | N | 85015230 | 1 |  | 60 | KG | 3150.7 | 3150.7 | MC05 | MC05 | SIMOTICS M Compact induction motor 1500rpm, 7.1kW 45Nm, 19.7A, 317V 1750rpm, 8.2kW 45Nm, 19.7A, 364V 2000rpm, 9.4kW 45Nm, 19.7A, 411V water cooling Degree of protection IP65 INCREMENT. ENCODER HTL 2048 S/R (ENCODER HTL2048S/R) with TEMPERAT. SENSOR KTY84-130 DESIGN IM B3 (IM V5, IM V6) SHAFT WITH FITTED KEY HALF-KEY BALANCING BEARING: STANDARD WITH FIXED BEARING, VIBRATION SEVERITY GRADE: R/A, SHAFT AND FLANGE ACCURACY: R TERMINAL BOX (ABOVE) CABLE ENTRY ON THE RIGHT SIGNAL CONNECTION D-END | - | 0 | 0
1PH8103-1JF20-2BB1 |  | 1PH8103-1JF20-2BB1 | 1 | UN | 1 | 20 | D | D | N | N | 85015230 | 1 |  | 60 | KG | 3150.7 | 3150.7 | MC05 | MC05 | SIMOTICS M Compact induction motor 1500rpm, 7.1kW 45Nm, 19.7A, 317V 1750rpm, 8.2kW 45Nm, 19.7A, 364V 2000rpm, 9.4kW 45Nm, 19.7A, 411V water cooling Degree of protection IP65 INCREMENT. ENCODER HTL 2048 S/R (ENCODER HTL2048S/R) with TEMPERAT. SENSOR KTY84-130 DESIGN IM B3 (IM V5, IM V6) SHAFT WITH FITTED KEY HALF-KEY BALANCING BEARING: STANDARD WITH FIXED BEARING, VIBRATION SEVERITY GRADE: R/A, SHAFT AND FLANGE ACCURACY: R TERMINAL BOX (ABOVE) CABLE ENTRY ON THE LEFT SIGNAL CONNECTION D-END | - | 0 | 0
1PH8103-1JF20-2BC1 |  | 1PH8103-1JF20-2BC1 | 1 | UN | 1 | 20 | D | D | N | N | 85015230 | 1 |  | 60 | KG | 3150.7 | 3150.7 | MC05 | MC05 | SIMOTICS M Compact induction motor 1500rpm, 7.1kW 45Nm, 19.7A, 317V 1750rpm, 8.2kW 45Nm, 19.7A, 364V 2000rpm, 9.4kW 45Nm, 19.7A, 411V water cooling Degree of protection IP65 INCREMENT. ENCODER HTL 2048 S/R (ENCODER HTL2048S/R) with TEMPERAT. SENSOR KTY84-130 DESIGN IM B3 (IM V5, IM V6) SHAFT WITH FITTED KEY HALF-KEY BALANCING BEARING: STANDARD WITH FIXED BEARING, VIBRATION SEVERITY GRADE: R/A, SHAFT AND FLANGE ACCURACY: R TERMINAL BOX (ABOVE) CABLE ENTRY ON THE ND-END SIGNAL CONNECTION LEFT | - | 0 | 0
1PH8103-1JF20-2CA1 |  | 1PH8103-1JF20-2CA1 | 1 | UN | 1 | 20 | D | D | N | N | 85015230 | 1 |  | 60 | KG | 3280.72 | 3280.72 | MC05 | MC05 | SIMOTICS M Compact induction motor 1500rpm, 7.1kW 45Nm, 19.7A, 317V 1750rpm, 8.2kW 45Nm, 19.7A, 364V 2000rpm, 9.4kW 45Nm, 19.7A, 411V water cooling Degree of protection IP65 INCREMENT. ENCODER HTL 2048 S/R (ENCODER HTL2048S/R) with TEMPERAT. SENSOR KTY84-130 DESIGN IM B3 (IM V5, IM V6) SHAFT WITH FITTED KEY HALF-KEY BALANCING BEARING: STANDARD WITH FIXED BEARING, VIBRATION SEVERITY GRADE: S/A, SHAFT AND FLANGE ACCURACY: R TERMINAL BOX (ABOVE) CABLE ENTRY ON THE RIGHT SIGNAL CONNECTION D-END | - | 0 | 0
1PH8103-1JF20-2CB1 |  | 1PH8103-1JF20-2CB1 | 1 | UN | 1 | 20 | D | D | N | N | 85015230 | 1 |  | 60 | KG | 3280.72 | 3280.72 | MC05 | MC05 | SIMOTICS M Compact induction motor 1500rpm, 7.1kW 45Nm, 19.7A, 317V 1750rpm, 8.2kW 45Nm, 19.7A, 364V 2000rpm, 9.4kW 45Nm, 19.7A, 411V water cooling Degree of protection IP65 INCREMENT. ENCODER HTL 2048 S/R (ENCODER HTL2048S/R) with TEMPERAT. SENSOR KTY84-130 DESIGN IM B3 (IM V5, IM V6) SHAFT WITH FITTED KEY HALF-KEY BALANCING BEARING: STANDARD WITH FIXED BEARING, VIBRATION SEVERITY GRADE: S/A, SHAFT AND FLANGE ACCURACY: R TERMINAL BOX (ABOVE) CABLE ENTRY ON THE LEFT SIGNAL CONNECTION D-END | - | 0 | 0
1PH8103-1JF20-2CC1 |  | 1PH8103-1JF20-2CC1 | 1 | UN | 1 | 20 | D | D | N | N | 85015230 | 1 |  | 60 | KG | 3280.72 | 3280.72 | MC05 | MC05 | SIMOTICS M Compact induction motor 1500rpm, 7.1kW 45Nm, 19.7A, 317V 1750rpm, 8.2kW 45Nm, 19.7A, 364V 2000rpm, 9.4kW 45Nm, 19.7A, 411V water cooling Degree of protection IP65 INCREMENT. ENCODER HTL 2048 S/R (ENCODER HTL2048S/R) with TEMPERAT. SENSOR KTY84-130 DESIGN IM B3 (IM V5, IM V6) SHAFT WITH FITTED KEY HALF-KEY BALANCING BEARING: STANDARD WITH FIXED BEARING, VIBRATION SEVERITY GRADE: S/A, SHAFT AND FLANGE ACCURACY: R TERMINAL BOX (ABOVE) CABLE ENTRY ON THE ND-END SIGNAL CONNECTION LEFT | - | 0 | 0
1PH8103-1JF22-0BA1 |  | 1PH8103-1JF22-0BA1 | 1 | UN | 1 | 20 | D | D | N | N | 85015230 | 1 |  | 60 | KG | 3280.75 | 3280.75 | MC05 | MC05 | SIMOTICS M Compact induction motor 1500rpm, 7.1kW 45Nm, 19.7A, 317V 1750rpm, 8.2kW 45Nm, 19.7A, 364V 2000rpm, 9.4kW 45Nm, 19.7A, 411V water cooling Degree of protection IP65 INCREMENT. ENCODER HTL 2048 S/R (ENCODER HTL2048S/R) with TEMPERAT. SENSOR KTY84-130 DESIGN IM B5 (IMV 1,IM V3) PLAIN SHAFT WITHOUT FITTED KEY; BEARING: STANDARD WITH FIXED BEARING, VIBRATION SEVERITY GRADE: R/A, SHAFT AND FLANGE ACCURACY: R TERMINAL BOX (ABOVE) CABLE ENTRY ON THE RIGHT SIGNAL CONNECTION D-END | - | 0 | 0
1PH8103-1JF22-0BB1 |  | 1PH8103-1JF22-0BB1 | 1 | UN | 1 | 20 | D | D | N | N | 85015230 | 1 |  | 60 | KG | 3280.75 | 3280.75 | MC05 | MC05 | SIMOTICS M Compact induction motor 1500rpm, 7.1kW 45Nm, 19.7A, 317V 1750rpm, 8.2kW 45Nm, 19.7A, 364V 2000rpm, 9.4kW 45Nm, 19.7A, 411V water cooling Degree of protection IP65 INCREMENT. ENCODER HTL 2048 S/R (ENCODER HTL2048S/R) with TEMPERAT. SENSOR KTY84-130 DESIGN IM B5 (IMV 1,IM V3) PLAIN SHAFT WITHOUT FITTED KEY; BEARING: STANDARD WITH FIXED BEARING, VIBRATION SEVERITY GRADE: R/A, SHAFT AND FLANGE ACCURACY: R TERMINAL BOX (ABOVE) CABLE ENTRY ON THE LEFT SIGNAL CONNECTION D-END | - | 0 | 0
1PH8103-1JF22-0BC1 |  | 1PH8103-1JF22-0BC1 | 1 | UN | 1 | 20 | D | D | N | N | 85015230 | 1 |  | 60 | KG | 3280.75 | 3280.75 | MC05 | MC05 | SIMOTICS M Compact induction motor 1500rpm, 7.1kW 45Nm, 19.7A, 317V 1750rpm, 8.2kW 45Nm, 19.7A, 364V 2000rpm, 9.4kW 45Nm, 19.7A, 411V water cooling Degree of protection IP65 INCREMENT. ENCODER HTL 2048 S/R (ENCODER HTL2048S/R) with TEMPERAT. SENSOR KTY84-130 DESIGN IM B5 (IMV 1,IM V3) PLAIN SHAFT WITHOUT FITTED KEY; BEARING: STANDARD WITH FIXED BEARING, VIBRATION SEVERITY GRADE: R/A, SHAFT AND FLANGE ACCURACY: R TERMINAL BOX (ABOVE) CABLE ENTRY ON THE ND-END SIGNAL CONNECTION LEFT | - | 0 | 0
1PH8103-1JF22-0CA1 |  | 1PH8103-1JF22-0CA1 | 1 | UN | 1 | 20 | D | D | N | N | 85015230 | 1 |  | 60 | KG | 3410.77 | 3410.77 | MC05 | MC05 | SIMOTICS M Compact induction motor 1500rpm, 7.1kW 45Nm, 19.7A, 317V 1750rpm, 8.2kW 45Nm, 19.7A, 364V 2000rpm, 9.4kW 45Nm, 19.7A, 411V water cooling Degree of protection IP65 INCREMENT. ENCODER HTL 2048 S/R (ENCODER HTL2048S/R) with TEMPERAT. SENSOR KTY84-130 DESIGN IM B5 (IMV 1,IM V3) PLAIN SHAFT WITHOUT FITTED KEY; BEARING: STANDARD WITH FIXED BEARING, VIBRATION SEVERITY GRADE: S/A, SHAFT AND FLANGE ACCURACY: R TERMINAL BOX (ABOVE) CABLE ENTRY ON THE RIGHT SIGNAL CONNECTION D-END | - | 0 | 0
1PH8103-1JF22-0CB1 |  | 1PH8103-1JF22-0CB1 | 1 | UN | 1 | 20 | D | D | N | N | 85015230 | 1 |  | 60 | KG | 3410.77 | 3410.77 | MC05 | MC05 | SIMOTICS M Compact induction motor 1500rpm, 7.1kW 45Nm, 19.7A, 317V 1750rpm, 8.2kW 45Nm, 19.7A, 364V 2000rpm, 9.4kW 45Nm, 19.7A, 411V water cooling Degree of protection IP65 INCREMENT. ENCODER HTL 2048 S/R (ENCODER HTL2048S/R) with TEMPERAT. SENSOR KTY84-130 DESIGN IM B5 (IMV 1,IM V3) PLAIN SHAFT WITHOUT FITTED KEY; BEARING: STANDARD WITH FIXED BEARING, VIBRATION SEVERITY GRADE: S/A, SHAFT AND FLANGE ACCURACY: R TERMINAL BOX (ABOVE) CABLE ENTRY ON THE LEFT SIGNAL CONNECTION D-END | - | 0 | 0
1PH8103-1JF22-0CC1 |  | 1PH8103-1JF22-0CC1 | 1 | UN | 1 | 20 | D | D | N | N | 85015230 | 1 |  | 60 | KG | 3410.77 | 3410.77 | MC05 | MC05 | SIMOTICS M Compact induction motor 1500rpm, 7.1kW 45Nm, 19.7A, 317V 1750rpm, 8.2kW 45Nm, 19.7A, 364V 2000rpm, 9.4kW 45Nm, 19.7A, 411V water cooling Degree of protection IP65 INCREMENT. ENCODER HTL 2048 S/R (ENCODER HTL2048S/R) with TEMPERAT. SENSOR KTY84-130 DESIGN IM B5 (IMV 1,IM V3) PLAIN SHAFT WITHOUT FITTED KEY; BEARING: STANDARD WITH FIXED BEARING, VIBRATION SEVERITY GRADE: S/A, SHAFT AND FLANGE ACCURACY: R TERMINAL BOX (ABOVE) CABLE ENTRY ON THE ND-END SIGNAL CONNECTION LEFT | - | 0 | 0
1PH8103-1JF22-2BA1 |  | 1PH8103-1JF22-2BA1 | 1 | UN | 1 | 20 | D | D | N | N | 85015230 | 1 |  | 60 | KG | 3280.75 | 3280.75 | MC05 | MC05 | SIMOTICS M Compact induction motor 1500rpm, 7.1kW 45Nm, 19.7A, 317V 1750rpm, 8.2kW 45Nm, 19.7A, 364V 2000rpm, 9.4kW 45Nm, 19.7A, 411V water cooling Degree of protection IP65 INCREMENT. ENCODER HTL 2048 S/R (ENCODER HTL2048S/R) with TEMPERAT. SENSOR KTY84-130 DESIGN IM B5 (IMV 1,IM V3) SHAFT WITH FITTED KEY HALF-KEY BALANCING BEARING: STANDARD WITH FIXED BEARING, VIBRATION SEVERITY GRADE: R/A, SHAFT AND FLANGE ACCURACY: R TERMINAL BOX (ABOVE) CABLE ENTRY ON THE RIGHT SIGNAL CONNECTION D-END | - | 0 | 0
1PH8103-1JF22-2BB1 |  | 1PH8103-1JF22-2BB1 | 1 | UN | 1 | 20 | D | D | N | N | 85015230 | 1 |  | 60 | KG | 3280.75 | 3280.75 | MC05 | MC05 | SIMOTICS M Compact induction motor 1500rpm, 7.1kW 45Nm, 19.7A, 317V 1750rpm, 8.2kW 45Nm, 19.7A, 364V 2000rpm, 9.4kW 45Nm, 19.7A, 411V water cooling Degree of protection IP65 INCREMENT. ENCODER HTL 2048 S/R (ENCODER HTL2048S/R) with TEMPERAT. SENSOR KTY84-130 DESIGN IM B5 (IMV 1,IM V3) SHAFT WITH FITTED KEY HALF-KEY BALANCING BEARING: STANDARD WITH FIXED BEARING, VIBRATION SEVERITY GRADE: R/A, SHAFT AND FLANGE ACCURACY: R TERMINAL BOX (ABOVE) CABLE ENTRY ON THE LEFT SIGNAL CONNECTION D-END | - | 0 | 0
1PH8103-1JF22-2BC1 |  | 1PH8103-1JF22-2BC1 | 1 | UN | 1 | 20 | D | D | N | N | 85015230 | 1 |  | 60 | KG | 3280.75 | 3280.75 | MC05 | MC05 | SIMOTICS M Compact induction motor 1500rpm, 7.1kW 45Nm, 19.7A, 317V 1750rpm, 8.2kW 45Nm, 19.7A, 364V 2000rpm, 9.4kW 45Nm, 19.7A, 411V water cooling Degree of protection IP65 INCREMENT. ENCODER HTL 2048 S/R (ENCODER HTL2048S/R) with TEMPERAT. SENSOR KTY84-130 DESIGN IM B5 (IMV 1,IM V3) SHAFT WITH FITTED KEY HALF-KEY BALANCING BEARING: STANDARD WITH FIXED BEARING, VIBRATION SEVERITY GRADE: R/A, SHAFT AND FLANGE ACCURACY: R TERMINAL BOX (ABOVE) CABLE ENTRY ON THE ND-END SIGNAL CONNECTION LEFT | - | 0 | 0
1PH8103-1JF22-2CA1 |  | 1PH8103-1JF22-2CA1 | 1 | UN | 1 | 20 | D | D | N | N | 85015230 | 1 |  | 60 | KG | 3410.77 | 3410.77 | MC05 | MC05 | SIMOTICS M Compact induction motor 1500rpm, 7.1kW 45Nm, 19.7A, 317V 1750rpm, 8.2kW 45Nm, 19.7A, 364V 2000rpm, 9.4kW 45Nm, 19.7A, 411V water cooling Degree of protection IP65 INCREMENT. ENCODER HTL 2048 S/R (ENCODER HTL2048S/R) with TEMPERAT. SENSOR KTY84-130 DESIGN IM B5 (IMV 1,IM V3) SHAFT WITH FITTED KEY HALF-KEY BALANCING BEARING: STANDARD WITH FIXED BEARING, VIBRATION SEVERITY GRADE: S/A, SHAFT AND FLANGE ACCURACY: R TERMINAL BOX (ABOVE) CABLE ENTRY ON THE RIGHT SIGNAL CONNECTION D-END | - | 0 | 0
1PH8103-1JF22-2CB1 |  | 1PH8103-1JF22-2CB1 | 1 | UN | 1 | 20 | D | D | N | N | 85015230 | 1 |  | 60 | KG | 3410.77 | 3410.77 | MC05 | MC05 | SIMOTICS M Compact induction motor 1500rpm, 7.1kW 45Nm, 19.7A, 317V 1750rpm, 8.2kW 45Nm, 19.7A, 364V 2000rpm, 9.4kW 45Nm, 19.7A, 411V water cooling Degree of protection IP65 INCREMENT. ENCODER HTL 2048 S/R (ENCODER HTL2048S/R) with TEMPERAT. SENSOR KTY84-130 DESIGN IM B5 (IMV 1,IM V3) SHAFT WITH FITTED KEY HALF-KEY BALANCING BEARING: STANDARD WITH FIXED BEARING, VIBRATION SEVERITY GRADE: S/A, SHAFT AND FLANGE ACCURACY: R TERMINAL BOX (ABOVE) CABLE ENTRY ON THE LEFT SIGNAL CONNECTION D-END | - | 0 | 0
1PH8103-1JF22-2CC1 |  | 1PH8103-1JF22-2CC1 | 1 | UN | 1 | 20 | D | D | N | N | 85015230 | 1 |  | 60 | KG | 3410.77 | 3410.77 | MC05 | MC05 | SIMOTICS M Compact induction motor 1500rpm, 7.1kW 45Nm, 19.7A, 317V 1750rpm, 8.2kW 45Nm, 19.7A, 364V 2000rpm, 9.4kW 45Nm, 19.7A, 411V water cooling Degree of protection IP65 INCREMENT. ENCODER HTL 2048 S/R (ENCODER HTL2048S/R) with TEMPERAT. SENSOR KTY84-130 DESIGN IM B5 (IMV 1,IM V3) SHAFT WITH FITTED KEY HALF-KEY BALANCING BEARING: STANDARD WITH FIXED BEARING, VIBRATION SEVERITY GRADE: S/A, SHAFT AND FLANGE ACCURACY: R TERMINAL BOX (ABOVE) CABLE ENTRY ON THE ND-END SIGNAL CONNECTION LEFT | - | 0 | 0
1PH8103-1JF23-0BA1 |  | 1PH8103-1JF23-0BA1 | 1 | UN | 1 | 20 | D | D | N | N | 85015230 | 1 |  | 60 | KG | 3439.71 | 3439.71 | MC05 | MC05 | SIMOTICS M Compact induction motor 1500rpm, 7.1kW 45Nm, 19.7A, 317V 1750rpm, 8.2kW 45Nm, 19.7A, 364V 2000rpm, 9.4kW 45Nm, 19.7A, 411V water cooling Degree of protection IP65 INCREMENT. ENCODER HTL 2048 S/R (ENCODER HTL2048S/R) with TEMPERAT. SENSOR KTY84-130 Design IM B35 (IM V15, (IM V35) PLAIN SHAFT WITHOUT FITTED KEY; BEARING: STANDARD WITH FIXED BEARING, VIBRATION SEVERITY GRADE: R/A, SHAFT AND FLANGE ACCURACY: R TERMINAL BOX (ABOVE) CABLE ENTRY ON THE RIGHT SIGNAL CONNECTION D-END | - | 0 | 0
1PH8103-1JF23-0BB1 |  | 1PH8103-1JF23-0BB1 | 1 | UN | 1 | 20 | D | D | N | N | 85015230 | 1 |  | 60 | KG | 3439.71 | 3439.71 | MC05 | MC05 | SIMOTICS M Compact induction motor 1500rpm, 7.1kW 45Nm, 19.7A, 317V 1750rpm, 8.2kW 45Nm, 19.7A, 364V 2000rpm, 9.4kW 45Nm, 19.7A, 411V water cooling Degree of protection IP65 INCREMENT. ENCODER HTL 2048 S/R (ENCODER HTL2048S/R) with TEMPERAT. SENSOR KTY84-130 Design IM B35 (IM V15, (IM V35) PLAIN SHAFT WITHOUT FITTED KEY; BEARING: STANDARD WITH FIXED BEARING, VIBRATION SEVERITY GRADE: R/A, SHAFT AND FLANGE ACCURACY: R TERMINAL BOX (ABOVE) CABLE ENTRY ON THE LEFT SIGNAL CONNECTION D-END | - | 0 | 0
1PH8103-1JF23-0BC1 |  | 1PH8103-1JF23-0BC1 | 1 | UN | 1 | 20 | D | D | N | N | 85015230 | 1 |  | 60 | KG | 3439.71 | 3439.71 | MC05 | MC05 | SIMOTICS M Compact induction motor 1500rpm, 7.1kW 45Nm, 19.7A, 317V 1750rpm, 8.2kW 45Nm, 19.7A, 364V 2000rpm, 9.4kW 45Nm, 19.7A, 411V water cooling Degree of protection IP65 INCREMENT. ENCODER HTL 2048 S/R (ENCODER HTL2048S/R) with TEMPERAT. SENSOR KTY84-130 Design IM B35 (IM V15, (IM V35) PLAIN SHAFT WITHOUT FITTED KEY; BEARING: STANDARD WITH FIXED BEARING, VIBRATION SEVERITY GRADE: R/A, SHAFT AND FLANGE ACCURACY: R TERMINAL BOX (ABOVE) CABLE ENTRY ON THE ND-END SIGNAL CONNECTION LEFT | - | 0 | 0
1PH8103-1JF23-0CA1 |  | 1PH8103-1JF23-0CA1 | 1 | UN | 1 | 20 | D | D | N | N | 85015230 | 1 |  | 60 | KG | 3569.73 | 3569.73 | MC05 | MC05 | SIMOTICS M Compact induction motor 1500rpm, 7.1kW 45Nm, 19.7A, 317V 1750rpm, 8.2kW 45Nm, 19.7A, 364V 2000rpm, 9.4kW 45Nm, 19.7A, 411V water cooling Degree of protection IP65 INCREMENT. ENCODER HTL 2048 S/R (ENCODER HTL2048S/R) with TEMPERAT. SENSOR KTY84-130 Design IM B35 (IM V15, (IM V35) PLAIN SHAFT WITHOUT FITTED KEY; BEARING: STANDARD WITH FIXED BEARING, VIBRATION SEVERITY GRADE: S/A, SHAFT AND FLANGE ACCURACY: R TERMINAL BOX (ABOVE) CABLE ENTRY ON THE RIGHT SIGNAL CONNECTION D-END | - | 0 | 0
1PH8103-1JF23-0CB1 |  | 1PH8103-1JF23-0CB1 | 1 | UN | 1 | 20 | D | D | N | N | 85015230 | 1 |  | 60 | KG | 3569.73 | 3569.73 | MC05 | MC05 | SIMOTICS M Compact induction motor 1500rpm, 7.1kW 45Nm, 19.7A, 317V 1750rpm, 8.2kW 45Nm, 19.7A, 364V 2000rpm, 9.4kW 45Nm, 19.7A, 411V water cooling Degree of protection IP65 INCREMENT. ENCODER HTL 2048 S/R (ENCODER HTL2048S/R) with TEMPERAT. SENSOR KTY84-130 Design IM B35 (IM V15, (IM V35) PLAIN SHAFT WITHOUT FITTED KEY; BEARING: STANDARD WITH FIXED BEARING, VIBRATION SEVERITY GRADE: S/A, SHAFT AND FLANGE ACCURACY: R TERMINAL BOX (ABOVE) CABLE ENTRY ON THE LEFT SIGNAL CONNECTION D-END | - | 0 | 0
1PH8103-1JF23-0CC1 |  | 1PH8103-1JF23-0CC1 | 1 | UN | 1 | 20 | D | D | N | N | 85015230 | 1 |  | 60 | KG | 3569.73 | 3569.73 | MC05 | MC05 | SIMOTICS M Compact induction motor 1500rpm, 7.1kW 45Nm, 19.7A, 317V 1750rpm, 8.2kW 45Nm, 19.7A, 364V 2000rpm, 9.4kW 45Nm, 19.7A, 411V water cooling Degree of protection IP65 INCREMENT. ENCODER HTL 2048 S/R (ENCODER HTL2048S/R) with TEMPERAT. SENSOR KTY84-130 Design IM B35 (IM V15, (IM V35) PLAIN SHAFT WITHOUT FITTED KEY; BEARING: STANDARD WITH FIXED BEARING, VIBRATION SEVERITY GRADE: S/A, SHAFT AND FLANGE ACCURACY: R TERMINAL BOX (ABOVE) CABLE ENTRY ON THE ND-END SIGNAL CONNECTION LEFT | - | 0 | 0
1PH8103-1JF23-2BA1 |  | 1PH8103-1JF23-2BA1 | 1 | UN | 1 | 20 | D | D | N | N | 85015230 | 1 |  | 60 | KG | 3439.71 | 3439.71 | MC05 | MC05 | SIMOTICS M Compact induction motor 1500rpm, 7.1kW 45Nm, 19.7A, 317V 1750rpm, 8.2kW 45Nm, 19.7A, 364V 2000rpm, 9.4kW 45Nm, 19.7A, 411V water cooling Degree of protection IP65 INCREMENT. ENCODER HTL 2048 S/R (ENCODER HTL2048S/R) with TEMPERAT. SENSOR KTY84-130 Design IM B35 (IM V15, (IM V35) SHAFT WITH FITTED KEY HALF-KEY BALANCING BEARING: STANDARD WITH FIXED BEARING, VIBRATION SEVERITY GRADE: R/A, SHAFT AND FLANGE ACCURACY: R TERMINAL BOX (ABOVE) CABLE ENTRY ON THE RIGHT SIGNAL CONNECTION D-END | - | 0 | 0
1PH8103-1JF23-2BB1 |  | 1PH8103-1JF23-2BB1 | 1 | UN | 1 | 20 | D | D | N | N | 85015230 | 1 |  | 60 | KG | 3439.71 | 3439.71 | MC05 | MC05 | SIMOTICS M Compact induction motor 1500rpm, 7.1kW 45Nm, 19.7A, 317V 1750rpm, 8.2kW 45Nm, 19.7A, 364V 2000rpm, 9.4kW 45Nm, 19.7A, 411V water cooling Degree of protection IP65 INCREMENT. ENCODER HTL 2048 S/R (ENCODER HTL2048S/R) with TEMPERAT. SENSOR KTY84-130 Design IM B35 (IM V15, (IM V35) SHAFT WITH FITTED KEY HALF-KEY BALANCING BEARING: STANDARD WITH FIXED BEARING, VIBRATION SEVERITY GRADE: R/A, SHAFT AND FLANGE ACCURACY: R TERMINAL BOX (ABOVE) CABLE ENTRY ON THE LEFT SIGNAL CONNECTION D-END | - | 0 | 0
1PH8103-1JF23-2BC1 |  | 1PH8103-1JF23-2BC1 | 1 | UN | 1 | 20 | D | D | N | N | 85015230 | 1 |  | 60 | KG | 3439.71 | 3439.71 | MC05 | MC05 | SIMOTICS M Compact induction motor 1500rpm, 7.1kW 45Nm, 19.7A, 317V 1750rpm, 8.2kW 45Nm, 19.7A, 364V 2000rpm, 9.4kW 45Nm, 19.7A, 411V water cooling Degree of protection IP65 INCREMENT. ENCODER HTL 2048 S/R (ENCODER HTL2048S/R) with TEMPERAT. SENSOR KTY84-130 Design IM B35 (IM V15, (IM V35) SHAFT WITH FITTED KEY HALF-KEY BALANCING BEARING: STANDARD WITH FIXED BEARING, VIBRATION SEVERITY GRADE: R/A, SHAFT AND FLANGE ACCURACY: R TERMINAL BOX (ABOVE) CABLE ENTRY ON THE ND-END SIGNAL CONNECTION LEFT | - | 0 | 0
1PH8103-1JF23-2CA1 |  | 1PH8103-1JF23-2CA1 | 1 | UN | 1 | 20 | D | D | N | N | 85015230 | 1 |  | 60 | KG | 3569.73 | 3569.73 | MC05 | MC05 | SIMOTICS M Compact induction motor 1500rpm, 7.1kW 45Nm, 19.7A, 317V 1750rpm, 8.2kW 45Nm, 19.7A, 364V 2000rpm, 9.4kW 45Nm, 19.7A, 411V water cooling Degree of protection IP65 INCREMENT. ENCODER HTL 2048 S/R (ENCODER HTL2048S/R) with TEMPERAT. SENSOR KTY84-130 Design IM B35 (IM V15, (IM V35) SHAFT WITH FITTED KEY HALF-KEY BALANCING BEARING: STANDARD WITH FIXED BEARING, VIBRATION SEVERITY GRADE: S/A, SHAFT AND FLANGE ACCURACY: R TERMINAL BOX (ABOVE) CABLE ENTRY ON THE RIGHT SIGNAL CONNECTION D-END | - | 0 | 0
1PH8103-1JF23-2CB1 |  | 1PH8103-1JF23-2CB1 | 1 | UN | 1 | 20 | D | D | N | N | 85015230 | 1 |  | 60 | KG | 3569.73 | 3569.73 | MC05 | MC05 | SIMOTICS M Compact induction motor 1500rpm, 7.1kW 45Nm, 19.7A, 317V 1750rpm, 8.2kW 45Nm, 19.7A, 364V 2000rpm, 9.4kW 45Nm, 19.7A, 411V water cooling Degree of protection IP65 INCREMENT. ENCODER HTL 2048 S/R (ENCODER HTL2048S/R) with TEMPERAT. SENSOR KTY84-130 Design IM B35 (IM V15, (IM V35) SHAFT WITH FITTED KEY HALF-KEY BALANCING BEARING: STANDARD WITH FIXED BEARING, VIBRATION SEVERITY GRADE: S/A, SHAFT AND FLANGE ACCURACY: R TERMINAL BOX (ABOVE) CABLE ENTRY ON THE LEFT SIGNAL CONNECTION D-END | - | 0 | 0
1PH8103-1JF23-2CC1 |  | 1PH8103-1JF23-2CC1 | 1 | UN | 1 | 20 | D | D | N | N | 85015230 | 1 |  | 60 | KG | 3569.73 | 3569.73 | MC05 | MC05 | SIMOTICS M Compact induction motor 1500rpm, 7.1kW 45Nm, 19.7A, 317V 1750rpm, 8.2kW 45Nm, 19.7A, 364V 2000rpm, 9.4kW 45Nm, 19.7A, 411V water cooling Degree of protection IP65 INCREMENT. ENCODER HTL 2048 S/R (ENCODER HTL2048S/R) with TEMPERAT. SENSOR KTY84-130 Design IM B35 (IM V15, (IM V35) SHAFT WITH FITTED KEY HALF-KEY BALANCING BEARING: STANDARD WITH FIXED BEARING, VIBRATION SEVERITY GRADE: S/A, SHAFT AND FLANGE ACCURACY: R TERMINAL BOX (ABOVE) CABLE ENTRY ON THE ND-END SIGNAL CONNECTION LEFT | - | 0 | 0
1PH8103-1MG02-2GA1 |  | 1PH8103-1MG02-2GA1 | 1 | UN | 1 | 20 | D | D | N | N | 85015230 | 1 |  | 51 | KG | 2755.96 | 2755.96 | MC05 | MC05 | SIMOTICS M Compact induction motor 2000rpm, 7.0 kW 31Nm, 17A, 345V 2300rpm, 7.5kW 33Nm, 17.5A, 400 V 2650rpm, 8.0kW 29Nm, 16A, 434V forced ventilation; direction of air flow DE--> NDE; Degree of protection IP55 Incremental encoder SIN/COS 1 VPP 2048 S/R with C and D track (encoder IC2048S/R) with temperature sensor KTY 84-130 DESIGN IM B5 (IMV 1,IM V3) SHAFT WITH FITTED KEY HALF-KEY BALANCING BEARING: STANDARD, VIBRATION SEVERITY GRADE: R/A, SHAFT AND FLANGE ACCURACY: R TERMINAL BOX (ABOVE) CABLE ENTRY ON THE RIGHT SIGNAL CONNECTION D-END | - | 0 | 0
1PH8103-1MG03-2GA1 |  | 1PH8103-1MG03-2GA1 | 1 | UN | 1 | 20 | D | D | N | N | 85015230 | 1 |  | 51 | KG | 2914.92 | 2914.92 | MC05 | MC05 | SIMOTICS M Compact induction motor 2000rpm, 7.0 kW 31Nm, 17A, 345V 2300rpm, 7.5kW 33Nm, 17.5A, 400 V 2650rpm, 8.0kW 29Nm, 16A, 434V forced ventilation; direction of air flow DE--> NDE; Degree of protection IP55 Incremental encoder SIN/COS 1 VPP 2048 S/R with C and D track (encoder IC2048S/R) with temperature sensor KTY 84-130 Design IM B35 (IM V15, (IM V35) SHAFT WITH FITTED KEY HALF-KEY BALANCING BEARING: STANDARD, VIBRATION SEVERITY GRADE: R/A, SHAFT AND FLANGE ACCURACY: R TERMINAL BOX (ABOVE) CABLE ENTRY ON THE RIGHT SIGNAL CONNECTION D-END | - | 0 | 0
1PH8103-1SF03-0LA1 |  | 1PH8103-1SF03-0LA1 | 1 | UN | 1 | 20 | D | D | N | N | 85015220 | 1 |  | 51 | KG | 4792.94 | 4792.94 | MC05 | MC05 | SIMOTICS M Compact induction motor 1500rpm, 5.5 kW 35Nm, 13.1A, 342V 1750rpm, 6.3kW 34Nm, 13.5A, 412V 2000rpm, 7.0 kW 33Nm, 12.7A, 460 V forced ventilation; direction of air flow DE--> NDE; Degree of protection IP55 Incremental encoder 19-bit Without commutation position (encoder IN19DQ) with DRIVE-CLiQ interface Design IM B35 (IM V15, (IM V35) PLAIN SHAFT WITHOUT FITTED KEY; BEARING: PERFORMANCE, VIBRATION SEVERITY GRADE SPECIAL/B; SHAFT A. FLANGE ACCURACY GR. SPECIAL TERMINAL BOX (ABOVE) CABLE ENTRY ON THE RIGHT SIGNAL CONNECTION D-END | - | 0 | 0
1PH8103-1SM03-3LA1 |  | 1PH8103-1SM03-3LA1 | 1 | UN | 1 | 20 | D | D | N | N | 85015220 | 1 |  | 53.5 | KG | 5804.41 | 5804.41 | MC05 | MC05 | SIMOTICS M Compact induction motor 3000rpm, 8.4kW 27Nm, 25.7A, 297V 3300RPM, 9.3kW 27Nm, 25.7A, 326V 3600RPM 10 kW 27Nm, 25.4A, 355V forced ventilation; direction of air flow DE--> NDE; Degree of protection IP55 Incremental encoder 19-bit Without commutation position (encoder IN19DQ) with DRIVE-CLiQ interface Design IM B35 (IM V15, (IM V35) PLAIN HOLLOW-SHAFT BEARING: PERFORMANCE, VIBRATION SEVERITY GRADE SPECIAL/B; SHAFT A. FLANGE ACCURACY GR. SPECIAL TERMINAL BOX (ABOVE) CABLE ENTRY ON THE RIGHT SIGNAL CONNECTION D-END | - | 0 | 0
1PH8103-1UF12-0LB1 |  | 1PH8103-1UF12-0LB1 | 1 | UN | 1 | 20 | D | D | N | N | 85015220 | 1 |  | 51 | KG | 3875.71 | 3875.71 | MC05 | MC05 | SIMOTICS M Compact induction motor 1500rpm, 5.5 kW 35Nm, 13.1A, 368V 1750rpm, 6.3kW 34Nm, 13.5A, 412V 2000rpm, 7 kW 33Nm, 12.7A, 460 V forced ventilation; direction of air flow NDE--> DE; Degree of protection IP55 Incremental encoder 20-bit Without commutation position (encoder IN20DQ) with DRIVE-CLiQ interface DESIGN IM B5 (IMV 1,IM V3) PLAIN SHAFT WITHOUT FITTED KEY; BEARING: PERFORMANCE, VIBRATION SEVERITY GRADE SPECIAL/B; SHAFT A. FLANGE ACCURACY GR. SPECIAL TERMINAL BOX (ABOVE) CABLE ENTRY ON THE LEFT SIGNAL CONNECTION D-END | - | 0 | 0
1PH8103-3DD13-2AA1-Z | U65 | 1PH8103-3DD13-2AA1-ZU65 | 1 | UN | 1 | 20 | D | D | N | N | 85015220 | 1 |  | 72 | KG | 5458.03 | 5458.03 | MC05 | MC05 | SIMOTICS M Compact induction motor 1000rpm, 3.7kW 35Nm, 10A, 333V 1150rpm, 4.3kW 36Nm, 10A, 380 V 1350rpm, 4.7kW 33Nm, 9.7A, 423V forced ventilation; direction of air flow NDE--> DE; Degree of protection IP55 Incremental encoder 22-bit with commutation position (encoder IC22DQ) with DRIVE-CLiQ interface Design IM B35 (IM V15, (IM V35) SHAFT WITH FITTED KEY HALF-KEY BALANCING BEARING: STANDARD VIBRATION SEVERITY GRADE A; SHAFT A.FLANGE ACCURACY GR.N TERMINAL BOX (ABOVE) CABLE ENTRY ON THE RIGHT SIGNAL CONNECTION D-END U65: HOLDING BRAKE DC 24 V | - | 0 | 0
1PH8103-3DF02-2AA1-Z | U60 | 1PH8103-3DF02-2AA1-ZU60 | 1 | UN | 1 | 20 | D | D | N | N | 85015220 | 1 |  | 72 | KG | 5035.91 | 5035.91 | MC05 | MC05 | SIMOTICS M Compact induction motor 1500rpm, 5.5 kW 35Nm, 13.1A, 342V 1750rpm, 6.3kW 34Nm, 13.5A, 412V 2000rpm, 7.0 kW 33Nm, 12.7A, 460 V forced ventilation; direction of air flow DE--> NDE; Degree of protection IP55 Incremental encoder 22-bit with commutation position (encoder IC22DQ) with DRIVE-CLiQ interface DESIGN IM B5 (IMV 1,IM V3) SHAFT WITH FITTED KEY HALF-KEY BALANCING BEARING: STANDARD VIBRATION SEVERITY GRADE A; SHAFT A.FLANGE ACCURACY GR.N TERMINAL BOX (ABOVE) CABLE ENTRY ON THE RIGHT SIGNAL CONNECTION D-END U60: HOLDING BRAKE 230 V | - | 0 | 0
1PH8103-3DF03-2AA1-Z | U67 | 1PH8103-3DF03-2AA1-ZU67 | 1 | UN | 1 | 20 | D | D | N | N | 85015220 | 1 |  | 72 | KG | 5566.22 | 5566.22 | MC05 | MC05 | SIMOTICS M Compact induction motor 1500rpm, 5.5 kW 35Nm, 13.1A, 342V 1750rpm, 6.3kW 34Nm, 13.5A, 412V 2000rpm, 7.0 kW 33Nm, 12.7A, 460 V forced ventilation; direction of air flow DE--> NDE; Degree of protection IP55 Incremental encoder 22-bit with commutation position (encoder IC22DQ) with DRIVE-CLiQ interface Design IM B35 (IM V15, (IM V35) SHAFT WITH FITTED KEY HALF-KEY BALANCING BEARING: STANDARD VIBRATION SEVERITY GRADE A; SHAFT A.FLANGE ACCURACY GR.N TERMINAL BOX (ABOVE) CABLE ENTRY ON THE RIGHT SIGNAL CONNECTION D-END U67: HOLDING BRAKE DC 24 V WITH MANUAL AIR LEVER | - | 0 | 0
1PH8103-3HD03-2AC1-Z | U66 | 1PH8103-3HD03-2AC1-ZU66 | 1 | UN | 1 | 20 | D | D | N | N | 85015220 | 1 |  | 72 | KG | 4866.47 | 4866.47 | MC05 | MC05 | SIMOTICS M Compact induction motor 1000rpm, 3.7kW 35Nm, 10.0A, 333V 1150rpm, 4.3kW 36Nm, 10.0A, 380 V 1350rpm, 4.7kW 33Nm, 9.7A, 423V forced ventilation; direction of air flow DE--> NDE; Degree of protection IP55 Incremental encoder HTL 1024 S/R (encoder HTL1024S/R) With temperature sensor KTY 84-130 Design IM B35 (IM V15, (IM V35) SHAFT WITH FITTED KEY HALF-KEY BALANCING BEARING: STANDARD VIBRATION SEVERITY GRADE A; SHAFT A.FLANGE ACCURACY GR.N TERMINAL BOX (ABOVE) CABLE ENTRY ON THE ND-END SIGNAL CONNECTION LEFT U66: HOLDING BRAKE DC 24 V WITH MICROSWITCH | - | 0 | 0
1PH8103-3HD13-0AA1 |  | 1PH8103-3HD13-0AA1 | 1 | UN | 1 | 20 | D | D | N | N | 85015220 | 1 |  | 51 | KG | 2647.66 | 2647.66 | MC05 | MC05 | SIMOTICS M Compact induction motor 1000rpm, 3.7kW 35Nm, 10A, 333V 1150rpm, 4.3kW 36Nm, 10A, 380 V 1350rpm, 4.7kW 33Nm, 9.7A, 423V forced ventilation; direction of air flow NDE--> DE; Degree of protection IP55 Incremental encoder HTL 1024 S/R (encoder HTL1024S/R) With temperature sensor KTY 84-130 Design IM B35 (IM V15, (IM V35) PLAIN SHAFT WITHOUT FITTED KEY; BEARING: STANDARD VIBRATION SEVERITY GRADE A; SHAFT A.FLANGE ACCURACY GR.N TERMINAL BOX (ABOVE) CABLE ENTRY ON THE RIGHT SIGNAL CONNECTION D-END | - | 0 | 0
1PH8103-3HD13-0AA1-Z | U63 | 1PH8103-3HD13-0AA1-ZU63 | 1 | UN | 1 | 20 | D | D | N | N | 85015220 | 1 |  | 72 | KG | 4711.51 | 4711.51 | MC05 | MC05 | SIMOTICS M Compact induction motor 1000rpm, 3.7kW 35Nm, 10A, 333V 1150rpm, 4.3kW 36Nm, 10A, 380 V 1350rpm, 4.7kW 33Nm, 9.7A, 423V forced ventilation; direction of air flow NDE--> DE; Degree of protection IP55 Incremental encoder HTL 1024 S/R (encoder HTL1024S/R) With temperature sensor KTY 84-130 Design IM B35 (IM V15, (IM V35) PLAIN SHAFT WITHOUT FITTED KEY; BEARING: STANDARD VIBRATION SEVERITY GRADE A; SHAFT A.FLANGE ACCURACY GR.N TERMINAL BOX (ABOVE) CABLE ENTRY ON THE RIGHT SIGNAL CONNECTION D-END U63: HOLDING BRAKE 230 V WITH MICROSWITCH AND MANUAL AIR LEVER | - | 0 | 0
1PH8103-3JF20-0AB1 |  | 1PH8103-3JF20-0AB1 | 1 | UN | 1 | 20 | D | D | N | N | 85015230 | 1 |  | 60 | KG | 2902.99 | 2902.99 | MC05 | MC05 | SIMOTICS M Compact induction motor 1500rpm, 7.1kW 45Nm, 19.7A, 317V 1750rpm, 8.2kW 45Nm, 19.7A, 364V 2000rpm, 9.4kW 45Nm, 19.7A, 411V water cooling Degree of protection IP65 Incremental encoder HTL 2048 S/R (encoder HTL2048S/R) With temperature sensor KTY 84-130 DESIGN IM B3 (IM V5, IM V6) PLAIN SHAFT WITHOUT FITTED KEY; BEARING: STANDARD VIBRATION SEVERITY GRADE A; SHAFT A.FLANGE ACCURACY GR.N TERMINAL BOX (ABOVE) CABLE ENTRY ON THE LEFT SIGNAL CONNECTION D-END | - | 0 | 0
1PH8105-1AF10-0BA1 |  | 1PH8105-1AF10-0BA1 | 1 | UN | 1 | 20 | D | D | N | N | 85015230 | 1 |  | 65 | KG | 2457.49 | 2457.49 | MC05 | MC05 | SIMOTICS M Compact induction motor 1500rpm, 7kW, 45Nm, 17.5A, 348V 1750rpm, 8kW, 44Nm, 17.5A, 400 V 2000rpm, 9kW, 43Nm, 17A, 453V forced ventilation; direction of air flow NDE--> DE; Degree of protection IP55 Without encoder: With temperature sensor KTY 84-130 DESIGN IM B3 (IM V5, IM V6) PLAIN SHAFT WITHOUT FITTED KEY; BEARING: STANDARD WITH FIXED BEARING, VIBRATION SEVERITY GRADE: R/A, SHAFT AND FLANGE ACCURACY: R TERMINAL BOX (ABOVE) CABLE ENTRY ON THE RIGHT SIGNAL CONNECTION D-END | - | 0 | 0
1PH8105-1AF10-0BB1 |  | 1PH8105-1AF10-0BB1 | 1 | UN | 1 | 20 | D | D | N | N | 85015230 | 1 |  | 65 | KG | 2457.49 | 2457.49 | MC05 | MC05 | SIMOTICS M Compact induction motor 1500rpm, 7kW, 45Nm, 17.5A, 348V 1750rpm, 8kW, 44Nm, 17.5A, 400 V 2000rpm, 9kW, 43Nm, 17A, 453V forced ventilation; direction of air flow NDE--> DE; Degree of protection IP55 Without encoder: With temperature sensor KTY 84-130 DESIGN IM B3 (IM V5, IM V6) PLAIN SHAFT WITHOUT FITTED KEY; BEARING: STANDARD WITH FIXED BEARING, VIBRATION SEVERITY GRADE: R/A, SHAFT AND FLANGE ACCURACY: R TERMINAL BOX (ABOVE) CABLE ENTRY ON THE LEFT SIGNAL CONNECTION D-END | - | 0 | 0
1PH8105-1AF10-0BC1 |  | 1PH8105-1AF10-0BC1 | 1 | UN | 1 | 20 | D | D | N | N | 85015230 | 1 |  | 65 | KG | 2457.49 | 2457.49 | MC05 | MC05 | SIMOTICS M Compact induction motor 1500rpm, 7kW, 45Nm, 17.5A, 348V 1750rpm, 8kW, 44Nm, 17.5A, 400 V 2000rpm, 9kW, 43Nm, 17A, 453V forced ventilation; direction of air flow NDE--> DE; Degree of protection IP55 Without encoder: With temperature sensor KTY 84-130 DESIGN IM B3 (IM V5, IM V6) PLAIN SHAFT WITHOUT FITTED KEY; BEARING: STANDARD WITH FIXED BEARING, VIBRATION SEVERITY GRADE: R/A, SHAFT AND FLANGE ACCURACY: R TERMINAL BOX (ABOVE) CABLE ENTRY ON THE ND-END SIGNAL CONNECTION LEFT | - | 0 | 0
1PH8105-1AF10-0CA1 |  | 1PH8105-1AF10-0CA1 | 1 | UN | 1 | 20 | D | D | N | N | 85015230 | 1 |  | 65 | KG | 2587.51 | 2587.51 | MC05 | MC05 | SIMOTICS M Compact induction motor 1500rpm, 7kW, 45Nm, 17.5A, 348V 1750rpm, 8kW, 44Nm, 17.5A, 400 V 2000rpm, 9kW, 43Nm, 17A, 453V forced ventilation; direction of air flow NDE--> DE; Degree of protection IP55 Without encoder: With temperature sensor KTY 84-130 DESIGN IM B3 (IM V5, IM V6) PLAIN SHAFT WITHOUT FITTED KEY; BEARING: STANDARD WITH FIXED BEARING, VIBRATION SEVERITY GRADE: S/A, SHAFT AND FLANGE ACCURACY: R TERMINAL BOX (ABOVE) CABLE ENTRY ON THE RIGHT SIGNAL CONNECTION D-END | - | 0 | 0
1PH8105-1AF10-0CB1 |  | 1PH8105-1AF10-0CB1 | 1 | UN | 1 | 20 | D | D | N | N | 85015230 | 1 |  | 65 | KG | 2587.51 | 2587.51 | MC05 | MC05 | SIMOTICS M Compact induction motor 1500rpm, 7kW, 45Nm, 17.5A, 348V 1750rpm, 8kW, 44Nm, 17.5A, 400 V 2000rpm, 9kW, 43Nm, 17A, 453V forced ventilation; direction of air flow NDE--> DE; Degree of protection IP55 Without encoder: With temperature sensor KTY 84-130 DESIGN IM B3 (IM V5, IM V6) PLAIN SHAFT WITHOUT FITTED KEY; BEARING: STANDARD WITH FIXED BEARING, VIBRATION SEVERITY GRADE: S/A, SHAFT AND FLANGE ACCURACY: R TERMINAL BOX (ABOVE) CABLE ENTRY ON THE LEFT SIGNAL CONNECTION D-END | - | 0 | 0
1PH8105-1AF10-0CC1 |  | 1PH8105-1AF10-0CC1 | 1 | UN | 1 | 20 | D | D | N | N | 85015230 | 1 |  | 65 | KG | 2587.51 | 2587.51 | MC05 | MC05 | SIMOTICS M Compact induction motor 1500rpm, 7kW, 45Nm, 17.5A, 348V 1750rpm, 8kW, 44Nm, 17.5A, 400 V 2000rpm, 9kW, 43Nm, 17A, 453V forced ventilation; direction of air flow NDE--> DE; Degree of protection IP55 Without encoder: With temperature sensor KTY 84-130 DESIGN IM B3 (IM V5, IM V6) PLAIN SHAFT WITHOUT FITTED KEY; BEARING: STANDARD WITH FIXED BEARING, VIBRATION SEVERITY GRADE: S/A, SHAFT AND FLANGE ACCURACY: R TERMINAL BOX (ABOVE) CABLE ENTRY ON THE ND-END SIGNAL CONNECTION LEFT | - | 0 | 0
1PH8105-1AF10-2BA1 |  | 1PH8105-1AF10-2BA1 | 1 | UN | 1 | 20 | D | D | N | N | 85015230 | 1 |  | 65 | KG | 2457.49 | 2457.49 | MC05 | MC05 | SIMOTICS M Compact induction motor 1500rpm, 7kW, 45Nm, 17.5A, 348V 1750rpm, 8kW, 44Nm, 17.5A, 400 V 2000rpm, 9kW, 43Nm, 17A, 453V forced ventilation; direction of air flow NDE--> DE; Degree of protection IP55 Without encoder: With temperature sensor KTY 84-130 DESIGN IM B3 (IM V5, IM V6) SHAFT WITH FITTED KEY HALF-KEY BALANCING BEARING: STANDARD WITH FIXED BEARING, VIBRATION SEVERITY GRADE: R/A, SHAFT AND FLANGE ACCURACY: R TERMINAL BOX (ABOVE) CABLE ENTRY ON THE RIGHT SIGNAL CONNECTION D-END | - | 0 | 0
1PH8105-1AF10-2BB1 |  | 1PH8105-1AF10-2BB1 | 1 | UN | 1 | 20 | D | D | N | N | 85015230 | 1 |  | 65 | KG | 2457.49 | 2457.49 | MC05 | MC05 | SIMOTICS M Compact induction motor 1500rpm, 7kW, 45Nm, 17.5A, 348V 1750rpm, 8kW, 44Nm, 17.5A, 400 V 2000rpm, 9kW, 43Nm, 17A, 453V forced ventilation; direction of air flow NDE--> DE; Degree of protection IP55 Without encoder: With temperature sensor KTY 84-130 DESIGN IM B3 (IM V5, IM V6) SHAFT WITH FITTED KEY HALF-KEY BALANCING BEARING: STANDARD WITH FIXED BEARING, VIBRATION SEVERITY GRADE: R/A, SHAFT AND FLANGE ACCURACY: R TERMINAL BOX (ABOVE) CABLE ENTRY ON THE LEFT SIGNAL CONNECTION D-END | - | 0 | 0
1PH8105-1AF10-2BC1 |  | 1PH8105-1AF10-2BC1 | 1 | UN | 1 | 20 | D | D | N | N | 85015230 | 1 |  | 65 | KG | 2457.49 | 2457.49 | MC05 | MC05 | SIMOTICS M Compact induction motor 1500rpm, 7kW, 45Nm, 17.5A, 348V 1750rpm, 8kW, 44Nm, 17.5A, 400 V 2000rpm, 9kW, 43Nm, 17A, 453V forced ventilation; direction of air flow NDE--> DE; Degree of protection IP55 Without encoder: With temperature sensor KTY 84-130 DESIGN IM B3 (IM V5, IM V6) SHAFT WITH FITTED KEY HALF-KEY BALANCING BEARING: STANDARD WITH FIXED BEARING, VIBRATION SEVERITY GRADE: R/A, SHAFT AND FLANGE ACCURACY: R TERMINAL BOX (ABOVE) CABLE ENTRY ON THE ND-END SIGNAL CONNECTION LEFT | - | 0 | 0
1PH8105-1AF10-2CA1 |  | 1PH8105-1AF10-2CA1 | 1 | UN | 1 | 20 | D | D | N | N | 85015230 | 1 |  | 65 | KG | 2587.51 | 2587.51 | MC05 | MC05 | SIMOTICS M Compact induction motor 1500rpm, 7kW, 45Nm, 17.5A, 348V 1750rpm, 8kW, 44Nm, 17.5A, 400 V 2000rpm, 9kW, 43Nm, 17A, 453V forced ventilation; direction of air flow NDE--> DE; Degree of protection IP55 Without encoder: With temperature sensor KTY 84-130 DESIGN IM B3 (IM V5, IM V6) SHAFT WITH FITTED KEY HALF-KEY BALANCING BEARING: STANDARD WITH FIXED BEARING, VIBRATION SEVERITY GRADE: S/A, SHAFT AND FLANGE ACCURACY: R TERMINAL BOX (ABOVE) CABLE ENTRY ON THE RIGHT SIGNAL CONNECTION D-END | - | 0 | 0
1PH8105-1AF10-2CB1 |  | 1PH8105-1AF10-2CB1 | 1 | UN | 1 | 20 | D | D | N | N | 85015230 | 1 |  | 65 | KG | 2587.51 | 2587.51 | MC05 | MC05 | SIMOTICS M Compact induction motor 1500rpm, 7kW, 45Nm, 17.5A, 348V 1750rpm, 8kW, 44Nm, 17.5A, 400 V 2000rpm, 9kW, 43Nm, 17A, 453V forced ventilation; direction of air flow NDE--> DE; Degree of protection IP55 Without encoder: With temperature sensor KTY 84-130 DESIGN IM B3 (IM V5, IM V6) SHAFT WITH FITTED KEY HALF-KEY BALANCING BEARING: STANDARD WITH FIXED BEARING, VIBRATION SEVERITY GRADE: S/A, SHAFT AND FLANGE ACCURACY: R TERMINAL BOX (ABOVE) CABLE ENTRY ON THE LEFT SIGNAL CONNECTION D-END | - | 0 | 0
1PH8105-1AF10-2CC1 |  | 1PH8105-1AF10-2CC1 | 1 | UN | 1 | 20 | D | D | N | N | 85015230 | 1 |  | 65 | KG | 2587.51 | 2587.51 | MC05 | MC05 | SIMOTICS M Compact induction motor 1500rpm, 7kW, 45Nm, 17.5A, 348V 1750rpm, 8kW, 44Nm, 17.5A, 400 V 2000rpm, 9kW, 43Nm, 17A, 453V forced ventilation; direction of air flow NDE--> DE; Degree of protection IP55 Without encoder: With temperature sensor KTY 84-130 DESIGN IM B3 (IM V5, IM V6) SHAFT WITH FITTED KEY HALF-KEY BALANCING BEARING: STANDARD WITH FIXED BEARING, VIBRATION SEVERITY GRADE: S/A, SHAFT AND FLANGE ACCURACY: R TERMINAL BOX (ABOVE) CABLE ENTRY ON THE ND-END SIGNAL CONNECTION LEFT | - | 0 | 0
1PH8105-1AF12-0BA1 |  | 1PH8105-1AF12-0BA1 | 1 | UN | 1 | 20 | D | D | N | N | 85015230 | 1 |  | 65 | KG | 2587.54 | 2587.54 | MC05 | MC05 | SIMOTICS M Compact induction motor 1500rpm, 7kW, 45Nm, 17.5A, 348V 1750rpm, 8kW, 44Nm, 17.5A, 400 V 2000rpm, 9kW, 43Nm, 17A, 453V forced ventilation; direction of air flow NDE--> DE; Degree of protection IP55 Without encoder: With temperature sensor KTY 84-130 DESIGN IM B5 (IMV 1,IM V3) PLAIN SHAFT WITHOUT FITTED KEY; BEARING: STANDARD WITH FIXED BEARING, VIBRATION SEVERITY GRADE: R/A, SHAFT AND FLANGE ACCURACY: R TERMINAL BOX (ABOVE) CABLE ENTRY ON THE RIGHT SIGNAL CONNECTION D-END | - | 0 | 0
1PH8105-1AF12-0BB1 |  | 1PH8105-1AF12-0BB1 | 1 | UN | 1 | 20 | D | D | N | N | 85015230 | 1 |  | 65 | KG | 2587.54 | 2587.54 | MC05 | MC05 | SIMOTICS M Compact induction motor 1500rpm, 7kW, 45Nm, 17.5A, 348V 1750rpm, 8kW, 44Nm, 17.5A, 400 V 2000rpm, 9kW, 43Nm, 17A, 453V forced ventilation; direction of air flow NDE--> DE; Degree of protection IP55 Without encoder: With temperature sensor KTY 84-130 DESIGN IM B5 (IMV 1,IM V3) PLAIN SHAFT WITHOUT FITTED KEY; BEARING: STANDARD WITH FIXED BEARING, VIBRATION SEVERITY GRADE: R/A, SHAFT AND FLANGE ACCURACY: R TERMINAL BOX (ABOVE) CABLE ENTRY ON THE LEFT SIGNAL CONNECTION D-END | - | 0 | 0
1PH8105-1AF12-0BC1 |  | 1PH8105-1AF12-0BC1 | 1 | UN | 1 | 20 | D | D | N | N | 85015230 | 1 |  | 65 | KG | 2587.54 | 2587.54 | MC05 | MC05 | SIMOTICS M Compact induction motor 1500rpm, 7kW, 45Nm, 17.5A, 348V 1750rpm, 8kW, 44Nm, 17.5A, 400 V 2000rpm, 9kW, 43Nm, 17A, 453V forced ventilation; direction of air flow NDE--> DE; Degree of protection IP55 Without encoder: With temperature sensor KTY 84-130 DESIGN IM B5 (IMV 1,IM V3) PLAIN SHAFT WITHOUT FITTED KEY; BEARING: STANDARD WITH FIXED BEARING, VIBRATION SEVERITY GRADE: R/A, SHAFT AND FLANGE ACCURACY: R TERMINAL BOX (ABOVE) CABLE ENTRY ON THE ND-END SIGNAL CONNECTION LEFT | - | 0 | 0
1PH8105-1AF12-0CA1 |  | 1PH8105-1AF12-0CA1 | 1 | UN | 1 | 20 | D | D | N | N | 85015230 | 1 |  | 65 | KG | 2717.56 | 2717.56 | MC05 | MC05 | SIMOTICS M Compact induction motor 1500rpm, 7kW, 45Nm, 17.5A, 348V 1750rpm, 8kW, 44Nm, 17.5A, 400 V 2000rpm, 9kW, 43Nm, 17A, 453V forced ventilation; direction of air flow NDE--> DE; Degree of protection IP55 Without encoder: With temperature sensor KTY 84-130 DESIGN IM B5 (IMV 1,IM V3) PLAIN SHAFT WITHOUT FITTED KEY; BEARING: STANDARD WITH FIXED BEARING, VIBRATION SEVERITY GRADE: S/A, SHAFT AND FLANGE ACCURACY: R TERMINAL BOX (ABOVE) CABLE ENTRY ON THE RIGHT SIGNAL CONNECTION D-END | - | 0 | 0
1PH8105-1AF12-0CB1 |  | 1PH8105-1AF12-0CB1 | 1 | UN | 1 | 20 | D | D | N | N | 85015230 | 1 |  | 65 | KG | 2717.56 | 2717.56 | MC05 | MC05 | SIMOTICS M Compact induction motor 1500rpm, 7kW, 45Nm, 17.5A, 348V 1750rpm, 8kW, 44Nm, 17.5A, 400 V 2000rpm, 9kW, 43Nm, 17A, 453V forced ventilation; direction of air flow NDE--> DE; Degree of protection IP55 Without encoder: With temperature sensor KTY 84-130 DESIGN IM B5 (IMV 1,IM V3) PLAIN SHAFT WITHOUT FITTED KEY; BEARING: STANDARD WITH FIXED BEARING, VIBRATION SEVERITY GRADE: S/A, SHAFT AND FLANGE ACCURACY: R TERMINAL BOX (ABOVE) CABLE ENTRY ON THE LEFT SIGNAL CONNECTION D-END | - | 0 | 0
1PH8105-1AF12-0CC1 |  | 1PH8105-1AF12-0CC1 | 1 | UN | 1 | 20 | D | D | N | N | 85015230 | 1 |  | 65 | KG | 2717.56 | 2717.56 | MC05 | MC05 | SIMOTICS M Compact induction motor 1500rpm, 7kW, 45Nm, 17.5A, 348V 1750rpm, 8kW, 44Nm, 17.5A, 400 V 2000rpm, 9kW, 43Nm, 17A, 453V forced ventilation; direction of air flow NDE--> DE; Degree of protection IP55 Without encoder: With temperature sensor KTY 84-130 DESIGN IM B5 (IMV 1,IM V3) PLAIN SHAFT WITHOUT FITTED KEY; BEARING: STANDARD WITH FIXED BEARING, VIBRATION SEVERITY GRADE: S/A, SHAFT AND FLANGE ACCURACY: R TERMINAL BOX (ABOVE) CABLE ENTRY ON THE ND-END SIGNAL CONNECTION LEFT | - | 0 | 0
1PH8105-1AF12-2BA1 |  | 1PH8105-1AF12-2BA1 | 1 | UN | 1 | 20 | D | D | N | N | 85015230 | 1 |  | 65 | KG | 2587.54 | 2587.54 | MC05 | MC05 | SIMOTICS M Compact induction motor 1500rpm, 7kW, 45Nm, 17.5A, 348V 1750rpm, 8kW, 44Nm, 17.5A, 400 V 2000rpm, 9kW, 43Nm, 17A, 453V forced ventilation; direction of air flow NDE--> DE; Degree of protection IP55 Without encoder: With temperature sensor KTY 84-130 DESIGN IM B5 (IMV 1,IM V3) SHAFT WITH FITTED KEY HALF-KEY BALANCING BEARING: STANDARD WITH FIXED BEARING, VIBRATION SEVERITY GRADE: R/A, SHAFT AND FLANGE ACCURACY: R TERMINAL BOX (ABOVE) CABLE ENTRY ON THE RIGHT SIGNAL CONNECTION D-END | - | 0 | 0
1PH8105-1AF12-2BB1 |  | 1PH8105-1AF12-2BB1 | 1 | UN | 1 | 20 | D | D | N | N | 85015230 | 1 |  | 65 | KG | 2587.54 | 2587.54 | MC05 | MC05 | SIMOTICS M Compact induction motor 1500rpm, 7kW, 45Nm, 17.5A, 348V 1750rpm, 8kW, 44Nm, 17.5A, 400 V 2000rpm, 9kW, 43Nm, 17A, 453V forced ventilation; direction of air flow NDE--> DE; Degree of protection IP55 Without encoder: With temperature sensor KTY 84-130 DESIGN IM B5 (IMV 1,IM V3) SHAFT WITH FITTED KEY HALF-KEY BALANCING BEARING: STANDARD WITH FIXED BEARING, VIBRATION SEVERITY GRADE: R/A, SHAFT AND FLANGE ACCURACY: R TERMINAL BOX (ABOVE) CABLE ENTRY ON THE LEFT SIGNAL CONNECTION D-END | - | 0 | 0
1PH8105-1AF12-2BC1 |  | 1PH8105-1AF12-2BC1 | 1 | UN | 1 | 20 | D | D | N | N | 85015230 | 1 |  | 65 | KG | 2587.54 | 2587.54 | MC05 | MC05 | SIMOTICS M Compact induction motor 1500rpm, 7kW, 45Nm, 17.5A, 348V 1750rpm, 8kW, 44Nm, 17.5A, 400 V 2000rpm, 9kW, 43Nm, 17A, 453V forced ventilation; direction of air flow NDE--> DE; Degree of protection IP55 Without encoder: With temperature sensor KTY 84-130 DESIGN IM B5 (IMV 1,IM V3) SHAFT WITH FITTED KEY HALF-KEY BALANCING BEARING: STANDARD WITH FIXED BEARING, VIBRATION SEVERITY GRADE: R/A, SHAFT AND FLANGE ACCURACY: R TERMINAL BOX (ABOVE) CABLE ENTRY ON THE ND-END SIGNAL CONNECTION LEFT | - | 0 | 0
1PH8105-1AF12-2CA1 |  | 1PH8105-1AF12-2CA1 | 1 | UN | 1 | 20 | D | D | N | N | 85015230 | 1 |  | 65 | KG | 2717.56 | 2717.56 | MC05 | MC05 | SIMOTICS M Compact induction motor 1500rpm, 7kW, 45Nm, 17.5A, 348V 1750rpm, 8kW, 44Nm, 17.5A, 400 V 2000rpm, 9kW, 43Nm, 17A, 453V forced ventilation; direction of air flow NDE--> DE; Degree of protection IP55 Without encoder: With temperature sensor KTY 84-130 DESIGN IM B5 (IMV 1,IM V3) SHAFT WITH FITTED KEY HALF-KEY BALANCING BEARING: STANDARD WITH FIXED BEARING, VIBRATION SEVERITY GRADE: S/A, SHAFT AND FLANGE ACCURACY: R TERMINAL BOX (ABOVE) CABLE ENTRY ON THE RIGHT SIGNAL CONNECTION D-END | - | 0 | 0
1PH8105-1AF12-2CB1 |  | 1PH8105-1AF12-2CB1 | 1 | UN | 1 | 20 | D | D | N | N | 85015230 | 1 |  | 65 | KG | 2717.56 | 2717.56 | MC05 | MC05 | SIMOTICS M Compact induction motor 1500rpm, 7kW, 45Nm, 17.5A, 348V 1750rpm, 8kW, 44Nm, 17.5A, 400 V 2000rpm, 9kW, 43Nm, 17A, 453V forced ventilation; direction of air flow NDE--> DE; Degree of protection IP55 Without encoder: With temperature sensor KTY 84-130 DESIGN IM B5 (IMV 1,IM V3) SHAFT WITH FITTED KEY HALF-KEY BALANCING BEARING: STANDARD WITH FIXED BEARING, VIBRATION SEVERITY GRADE: S/A, SHAFT AND FLANGE ACCURACY: R TERMINAL BOX (ABOVE) CABLE ENTRY ON THE LEFT SIGNAL CONNECTION D-END | - | 0 | 0
1PH8105-1AF12-2CC1 |  | 1PH8105-1AF12-2CC1 | 1 | UN | 1 | 20 | D | D | N | N | 85015230 | 1 |  | 65 | KG | 2717.56 | 2717.56 | MC05 | MC05 | SIMOTICS M Compact induction motor 1500rpm, 7kW, 45Nm, 17.5A, 348V 1750rpm, 8kW, 44Nm, 17.5A, 400 V 2000rpm, 9kW, 43Nm, 17A, 453V forced ventilation; direction of air flow NDE--> DE; Degree of protection IP55 Without encoder: With temperature sensor KTY 84-130 DESIGN IM B5 (IMV 1,IM V3) SHAFT WITH FITTED KEY HALF-KEY BALANCING BEARING: STANDARD WITH FIXED BEARING, VIBRATION SEVERITY GRADE: S/A, SHAFT AND FLANGE ACCURACY: R TERMINAL BOX (ABOVE) CABLE ENTRY ON THE ND-END SIGNAL CONNECTION LEFT | - | 0 | 0
1PH8105-1AF13-0BA1 |  | 1PH8105-1AF13-0BA1 | 1 | UN | 1 | 20 | D | D | N | N | 85015230 | 1 |  | 65 | KG | 2746.5 | 2746.5 | MC05 | MC05 | SIMOTICS M Compact induction motor 1500rpm, 7kW, 45Nm, 17.5A, 348V 1750rpm, 8kW, 44Nm, 17.5A, 400 V 2000rpm, 9kW, 43Nm, 17A, 453V forced ventilation; direction of air flow NDE--> DE; Degree of protection IP55 Without encoder: With temperature sensor KTY 84-130 Design IM B35 (IM V15, (IM V35) PLAIN SHAFT WITHOUT FITTED KEY; BEARING: STANDARD WITH FIXED BEARING, VIBRATION SEVERITY GRADE: R/A, SHAFT AND FLANGE ACCURACY: R TERMINAL BOX (ABOVE) CABLE ENTRY ON THE RIGHT SIGNAL CONNECTION D-END | - | 0 | 0
1PH8105-1AF13-0BB1 |  | 1PH8105-1AF13-0BB1 | 1 | UN | 1 | 20 | D | D | N | N | 85015230 | 1 |  | 65 | KG | 2746.5 | 2746.5 | MC05 | MC05 | SIMOTICS M Compact induction motor 1500rpm, 7kW, 45Nm, 17.5A, 348V 1750rpm, 8kW, 44Nm, 17.5A, 400 V 2000rpm, 9kW, 43Nm, 17A, 453V forced ventilation; direction of air flow NDE--> DE; Degree of protection IP55 Without encoder: With temperature sensor KTY 84-130 Design IM B35 (IM V15, (IM V35) PLAIN SHAFT WITHOUT FITTED KEY; BEARING: STANDARD WITH FIXED BEARING, VIBRATION SEVERITY GRADE: R/A, SHAFT AND FLANGE ACCURACY: R TERMINAL BOX (ABOVE) CABLE ENTRY ON THE LEFT SIGNAL CONNECTION D-END | - | 0 | 0
1PH8105-1AF13-0BC1 |  | 1PH8105-1AF13-0BC1 | 1 | UN | 1 | 20 | D | D | N | N | 85015230 | 1 |  | 65 | KG | 2746.5 | 2746.5 | MC05 | MC05 | SIMOTICS M Compact induction motor 1500rpm, 7kW, 45Nm, 17.5A, 348V 1750rpm, 8kW, 44Nm, 17.5A, 400 V 2000rpm, 9kW, 43Nm, 17A, 453V forced ventilation; direction of air flow NDE--> DE; Degree of protection IP55 Without encoder: With temperature sensor KTY 84-130 Design IM B35 (IM V15, (IM V35) PLAIN SHAFT WITHOUT FITTED KEY; BEARING: STANDARD WITH FIXED BEARING, VIBRATION SEVERITY GRADE: R/A, SHAFT AND FLANGE ACCURACY: R TERMINAL BOX (ABOVE) CABLE ENTRY ON THE ND-END SIGNAL CONNECTION LEFT | - | 0 | 0
1PH8105-1AF13-0CA1 |  | 1PH8105-1AF13-0CA1 | 1 | UN | 1 | 20 | D | D | N | N | 85015230 | 1 |  | 65 | KG | 2876.52 | 2876.52 | MC05 | MC05 | SIMOTICS M Compact induction motor 1500rpm, 7kW, 45Nm, 17.5A, 348V 1750rpm, 8kW, 44Nm, 17.5A, 400 V 2000rpm, 9kW, 43Nm, 17A, 453V forced ventilation; direction of air flow NDE--> DE; Degree of protection IP55 Without encoder: With temperature sensor KTY 84-130 Design IM B35 (IM V15, (IM V35) PLAIN SHAFT WITHOUT FITTED KEY; BEARING: STANDARD WITH FIXED BEARING, VIBRATION SEVERITY GRADE: S/A, SHAFT AND FLANGE ACCURACY: R TERMINAL BOX (ABOVE) CABLE ENTRY ON THE RIGHT SIGNAL CONNECTION D-END | - | 0 | 0
1PH8105-1AF13-0CB1 |  | 1PH8105-1AF13-0CB1 | 1 | UN | 1 | 20 | D | D | N | N | 85015230 | 1 |  | 65 | KG | 2876.52 | 2876.52 | MC05 | MC05 | SIMOTICS M Compact induction motor 1500rpm, 7kW, 45Nm, 17.5A, 348V 1750rpm, 8kW, 44Nm, 17.5A, 400 V 2000rpm, 9kW, 43Nm, 17A, 453V forced ventilation; direction of air flow NDE--> DE; Degree of protection IP55 Without encoder: With temperature sensor KTY 84-130 Design IM B35 (IM V15, (IM V35) PLAIN SHAFT WITHOUT FITTED KEY; BEARING: STANDARD WITH FIXED BEARING, VIBRATION SEVERITY GRADE: S/A, SHAFT AND FLANGE ACCURACY: R TERMINAL BOX (ABOVE) CABLE ENTRY ON THE LEFT SIGNAL CONNECTION D-END | - | 0 | 0
1PH8105-1AF13-0CC1 |  | 1PH8105-1AF13-0CC1 | 1 | UN | 1 | 20 | D | D | N | N | 85015230 | 1 |  | 65 | KG | 2876.52 | 2876.52 | MC05 | MC05 | SIMOTICS M Compact induction motor 1500rpm, 7kW, 45Nm, 17.5A, 348V 1750rpm, 8kW, 44Nm, 17.5A, 400 V 2000rpm, 9kW, 43Nm, 17A, 453V forced ventilation; direction of air flow NDE--> DE; Degree of protection IP55 Without encoder: With temperature sensor KTY 84-130 Design IM B35 (IM V15, (IM V35) PLAIN SHAFT WITHOUT FITTED KEY; BEARING: STANDARD WITH FIXED BEARING, VIBRATION SEVERITY GRADE: S/A, SHAFT AND FLANGE ACCURACY: R TERMINAL BOX (ABOVE) CABLE ENTRY ON THE ND-END SIGNAL CONNECTION LEFT | - | 0 | 0
1PH8105-1AF13-2BA1 |  | 1PH8105-1AF13-2BA1 | 1 | UN | 1 | 20 | D | D | N | N | 85015230 | 1 |  | 65 | KG | 2746.5 | 2746.5 | MC05 | MC05 | SIMOTICS M Compact induction motor 1500rpm, 7kW, 45Nm, 17.5A, 348V 1750rpm, 8kW, 44Nm, 17.5A, 400 V 2000rpm, 9kW, 43Nm, 17A, 453V forced ventilation; direction of air flow NDE--> DE; Degree of protection IP55 Without encoder: With temperature sensor KTY 84-130 Design IM B35 (IM V15, (IM V35) SHAFT WITH FITTED KEY HALF-KEY BALANCING BEARING: STANDARD WITH FIXED BEARING, VIBRATION SEVERITY GRADE: R/A, SHAFT AND FLANGE ACCURACY: R TERMINAL BOX (ABOVE) CABLE ENTRY ON THE RIGHT SIGNAL CONNECTION D-END | - | 0 | 0
1PH8105-1AF13-2BB1 |  | 1PH8105-1AF13-2BB1 | 1 | UN | 1 | 20 | D | D | N | N | 85015230 | 1 |  | 65 | KG | 2746.5 | 2746.5 | MC05 | MC05 | SIMOTICS M Compact induction motor 1500rpm, 7kW, 45Nm, 17.5A, 348V 1750rpm, 8kW, 44Nm, 17.5A, 400 V 2000rpm, 9kW, 43Nm, 17A, 453V forced ventilation; direction of air flow NDE--> DE; Degree of protection IP55 Without encoder: With temperature sensor KTY 84-130 Design IM B35 (IM V15, (IM V35) SHAFT WITH FITTED KEY HALF-KEY BALANCING BEARING: STANDARD WITH FIXED BEARING, VIBRATION SEVERITY GRADE: R/A, SHAFT AND FLANGE ACCURACY: R TERMINAL BOX (ABOVE) CABLE ENTRY ON THE LEFT SIGNAL CONNECTION D-END | - | 0 | 0
1PH8105-1AF13-2BC1 |  | 1PH8105-1AF13-2BC1 | 1 | UN | 1 | 20 | D | D | N | N | 85015230 | 1 |  | 65 | KG | 2746.5 | 2746.5 | MC05 | MC05 | SIMOTICS M Compact induction motor 1500rpm, 7kW, 45Nm, 17.5A, 348V 1750rpm, 8kW, 44Nm, 17.5A, 400 V 2000rpm, 9kW, 43Nm, 17A, 453V forced ventilation; direction of air flow NDE--> DE; Degree of protection IP55 Without encoder: With temperature sensor KTY 84-130 Design IM B35 (IM V15, (IM V35) SHAFT WITH FITTED KEY HALF-KEY BALANCING BEARING: STANDARD WITH FIXED BEARING, VIBRATION SEVERITY GRADE: R/A, SHAFT AND FLANGE ACCURACY: R TERMINAL BOX (ABOVE) CABLE ENTRY ON THE ND-END SIGNAL CONNECTION LEFT | - | 0 | 0
1PH8105-1AF13-2CA1 |  | 1PH8105-1AF13-2CA1 | 1 | UN | 1 | 20 | D | D | N | N | 85015230 | 1 |  | 65 | KG | 2876.52 | 2876.52 | MC05 | MC05 | SIMOTICS M Compact induction motor 1500rpm, 7kW, 45Nm, 17.5A, 348V 1750rpm, 8kW, 44Nm, 17.5A, 400 V 2000rpm, 9kW, 43Nm, 17A, 453V forced ventilation; direction of air flow NDE--> DE; Degree of protection IP55 Without encoder: With temperature sensor KTY 84-130 Design IM B35 (IM V15, (IM V35) SHAFT WITH FITTED KEY HALF-KEY BALANCING BEARING: STANDARD WITH FIXED BEARING, VIBRATION SEVERITY GRADE: S/A, SHAFT AND FLANGE ACCURACY: R TERMINAL BOX (ABOVE) CABLE ENTRY ON THE RIGHT SIGNAL CONNECTION D-END | - | 0 | 0
1PH8105-1AF13-2CB1 |  | 1PH8105-1AF13-2CB1 | 1 | UN | 1 | 20 | D | D | N | N | 85015230 | 1 |  | 65 | KG | 2876.52 | 2876.52 | MC05 | MC05 | SIMOTICS M Compact induction motor 1500rpm, 7kW, 45Nm, 17.5A, 348V 1750rpm, 8kW, 44Nm, 17.5A, 400 V 2000rpm, 9kW, 43Nm, 17A, 453V forced ventilation; direction of air flow NDE--> DE; Degree of protection IP55 Without encoder: With temperature sensor KTY 84-130 Design IM B35 (IM V15, (IM V35) SHAFT WITH FITTED KEY HALF-KEY BALANCING BEARING: STANDARD WITH FIXED BEARING, VIBRATION SEVERITY GRADE: S/A, SHAFT AND FLANGE ACCURACY: R TERMINAL BOX (ABOVE) CABLE ENTRY ON THE LEFT SIGNAL CONNECTION D-END | - | 0 | 0
1PH8105-1AF13-2CC1 |  | 1PH8105-1AF13-2CC1 | 1 | UN | 1 | 20 | D | D | N | N | 85015230 | 1 |  | 65 | KG | 2876.52 | 2876.52 | MC05 | MC05 | SIMOTICS M Compact induction motor 1500rpm, 7kW, 45Nm, 17.5A, 348V 1750rpm, 8kW, 44Nm, 17.5A, 400 V 2000rpm, 9kW, 43Nm, 17A, 453V forced ventilation; direction of air flow NDE--> DE; Degree of protection IP55 Without encoder: With temperature sensor KTY 84-130 Design IM B35 (IM V15, (IM V35) SHAFT WITH FITTED KEY HALF-KEY BALANCING BEARING: STANDARD WITH FIXED BEARING, VIBRATION SEVERITY GRADE: S/A, SHAFT AND FLANGE ACCURACY: R TERMINAL BOX (ABOVE) CABLE ENTRY ON THE ND-END SIGNAL CONNECTION LEFT | - | 0 | 0
1PH8105-1AF20-0BA1 |  | 1PH8105-1AF20-0BA1 | 1 | UN | 1 | 20 | D | D | N | N | 85015230 | 1 |  | 74 | KG | 2808.77 | 2808.77 | MC05 | MC05 | SIMOTICS M Compact induction motor 1500rpm, 11 kW 70 Nm, 28.5A, 340V 1750rpm, 12.5kW 68Nm, 28.5A, 380 V 2000rpm, 14kW 67Nm, 27.5A, 426V water cooling Degree of protection IP65 Without encoder: With temperature sensor KTY 84-130 DESIGN IM B3 (IM V5, IM V6) PLAIN SHAFT WITHOUT FITTED KEY; BEARING: STANDARD WITH FIXED BEARING, VIBRATION SEVERITY GRADE: R/A, SHAFT AND FLANGE ACCURACY: R TERMINAL BOX (ABOVE) CABLE ENTRY ON THE RIGHT SIGNAL CONNECTION D-END | - | 0 | 0
1PH8105-1AF20-0BB1 |  | 1PH8105-1AF20-0BB1 | 1 | UN | 1 | 20 | D | D | N | N | 85015230 | 1 |  | 74 | KG | 2808.77 | 2808.77 | MC05 | MC05 | SIMOTICS M Compact induction motor 1500rpm, 11 kW 70 Nm, 28.5A, 340V 1750rpm, 12.5kW 68Nm, 28.5A, 380 V 2000rpm, 14kW 67Nm, 27.5A, 426V water cooling Degree of protection IP65 Without encoder: With temperature sensor KTY 84-130 DESIGN IM B3 (IM V5, IM V6) PLAIN SHAFT WITHOUT FITTED KEY; BEARING: STANDARD WITH FIXED BEARING, VIBRATION SEVERITY GRADE: R/A, SHAFT AND FLANGE ACCURACY: R TERMINAL BOX (ABOVE) CABLE ENTRY ON THE LEFT SIGNAL CONNECTION D-END | - | 0 | 0
1PH8105-1AF20-0BC1 |  | 1PH8105-1AF20-0BC1 | 1 | UN | 1 | 20 | D | D | N | N | 85015230 | 1 |  | 74 | KG | 2808.77 | 2808.77 | MC05 | MC05 | SIMOTICS M Compact induction motor 1500rpm, 11 kW 70 Nm, 28.5A, 340V 1750rpm, 12.5kW 68Nm, 28.5A, 380 V 2000rpm, 14kW 67Nm, 27.5A, 426V water cooling Degree of protection IP65 Without encoder: With temperature sensor KTY 84-130 DESIGN IM B3 (IM V5, IM V6) PLAIN SHAFT WITHOUT FITTED KEY; BEARING: STANDARD WITH FIXED BEARING, VIBRATION SEVERITY GRADE: R/A, SHAFT AND FLANGE ACCURACY: R TERMINAL BOX (ABOVE) CABLE ENTRY ON THE ND-END SIGNAL CONNECTION LEFT | - | 0 | 0
1PH8105-1AF20-0CA1 |  | 1PH8105-1AF20-0CA1 | 1 | UN | 1 | 20 | D | D | N | N | 85015230 | 1 |  | 74 | KG | 2938.79 | 2938.79 | MC05 | MC05 | SIMOTICS M Compact induction motor 1500rpm, 11 kW 70 Nm, 28.5A, 340V 1750rpm, 12.5kW 68Nm, 28.5A, 380 V 2000rpm, 14kW 67Nm, 27.5A, 426V water cooling Degree of protection IP65 Without encoder: With temperature sensor KTY 84-130 DESIGN IM B3 (IM V5, IM V6) PLAIN SHAFT WITHOUT FITTED KEY; BEARING: STANDARD WITH FIXED BEARING, VIBRATION SEVERITY GRADE: S/A, SHAFT AND FLANGE ACCURACY: R TERMINAL BOX (ABOVE) CABLE ENTRY ON THE RIGHT SIGNAL CONNECTION D-END | - | 0 | 0
1PH8105-1AF20-0CB1 |  | 1PH8105-1AF20-0CB1 | 1 | UN | 1 | 20 | D | D | N | N | 85015230 | 1 |  | 74 | KG | 2938.79 | 2938.79 | MC05 | MC05 | SIMOTICS M Compact induction motor 1500rpm, 11 kW 70 Nm, 28.5A, 340V 1750rpm, 12.5kW 68Nm, 28.5A, 380 V 2000rpm, 14kW 67Nm, 27.5A, 426V water cooling Degree of protection IP65 Without encoder: With temperature sensor KTY 84-130 DESIGN IM B3 (IM V5, IM V6) PLAIN SHAFT WITHOUT FITTED KEY; BEARING: STANDARD WITH FIXED BEARING, VIBRATION SEVERITY GRADE: S/A, SHAFT AND FLANGE ACCURACY: R TERMINAL BOX (ABOVE) CABLE ENTRY ON THE LEFT SIGNAL CONNECTION D-END | - | 0 | 0
1PH8105-1AF20-0CC1 |  | 1PH8105-1AF20-0CC1 | 1 | UN | 1 | 20 | D | D | N | N | 85015230 | 1 |  | 74 | KG | 2938.79 | 2938.79 | MC05 | MC05 | SIMOTICS M Compact induction motor 1500rpm, 11 kW 70 Nm, 28.5A, 340V 1750rpm, 12.5kW 68Nm, 28.5A, 380 V 2000rpm, 14kW 67Nm, 27.5A, 426V water cooling Degree of protection IP65 Without encoder: With temperature sensor KTY 84-130 DESIGN IM B3 (IM V5, IM V6) PLAIN SHAFT WITHOUT FITTED KEY; BEARING: STANDARD WITH FIXED BEARING, VIBRATION SEVERITY GRADE: S/A, SHAFT AND FLANGE ACCURACY: R TERMINAL BOX (ABOVE) CABLE ENTRY ON THE ND-END SIGNAL CONNECTION LEFT | - | 0 | 0
1PH8105-1AF20-2BA1 |  | 1PH8105-1AF20-2BA1 | 1 | UN | 1 | 20 | D | D | N | N | 85015230 | 1 |  | 74 | KG | 2808.77 | 2808.77 | MC05 | MC05 | SIMOTICS M Compact induction motor 1500rpm, 11 kW 70 Nm, 28.5A, 340V 1750rpm, 12.5kW 68Nm, 28.5A, 380 V 2000rpm, 14kW 67Nm, 27.5A, 426V water cooling Degree of protection IP65 Without encoder: With temperature sensor KTY 84-130 DESIGN IM B3 (IM V5, IM V6) SHAFT WITH FITTED KEY HALF-KEY BALANCING BEARING: STANDARD WITH FIXED BEARING, VIBRATION SEVERITY GRADE: R/A, SHAFT AND FLANGE ACCURACY: R TERMINAL BOX (ABOVE) CABLE ENTRY ON THE RIGHT SIGNAL CONNECTION D-END | - | 0 | 0
1PH8105-1AF20-2BB1 |  | 1PH8105-1AF20-2BB1 | 1 | UN | 1 | 20 | D | D | N | N | 85015230 | 1 |  | 74 | KG | 2808.77 | 2808.77 | MC05 | MC05 | SIMOTICS M Compact induction motor 1500rpm, 11 kW 70 Nm, 28.5A, 340V 1750rpm, 12.5kW 68Nm, 28.5A, 380 V 2000rpm, 14kW 67Nm, 27.5A, 426V water cooling Degree of protection IP65 Without encoder: With temperature sensor KTY 84-130 DESIGN IM B3 (IM V5, IM V6) SHAFT WITH FITTED KEY HALF-KEY BALANCING BEARING: STANDARD WITH FIXED BEARING, VIBRATION SEVERITY GRADE: R/A, SHAFT AND FLANGE ACCURACY: R TERMINAL BOX (ABOVE) CABLE ENTRY ON THE LEFT SIGNAL CONNECTION D-END | - | 0 | 0
1PH8105-1AF20-2BC1 |  | 1PH8105-1AF20-2BC1 | 1 | UN | 1 | 20 | D | D | N | N | 85015230 | 1 |  | 74 | KG | 2808.77 | 2808.77 | MC05 | MC05 | SIMOTICS M Compact induction motor 1500rpm, 11 kW 70 Nm, 28.5A, 340V 1750rpm, 12.5kW 68Nm, 28.5A, 380 V 2000rpm, 14kW 67Nm, 27.5A, 426V water cooling Degree of protection IP65 Without encoder: With temperature sensor KTY 84-130 DESIGN IM B3 (IM V5, IM V6) SHAFT WITH FITTED KEY HALF-KEY BALANCING BEARING: STANDARD WITH FIXED BEARING, VIBRATION SEVERITY GRADE: R/A, SHAFT AND FLANGE ACCURACY: R TERMINAL BOX (ABOVE) CABLE ENTRY ON THE ND-END SIGNAL CONNECTION LEFT | - | 0 | 0
1PH8105-1AF20-2CA1 |  | 1PH8105-1AF20-2CA1 | 1 | UN | 1 | 20 | D | D | N | N | 85015230 | 1 |  | 74 | KG | 2938.79 | 2938.79 | MC05 | MC05 | SIMOTICS M Compact induction motor 1500rpm, 11 kW 70 Nm, 28.5A, 340V 1750rpm, 12.5kW 68Nm, 28.5A, 380 V 2000rpm, 14kW 67Nm, 27.5A, 426V water cooling Degree of protection IP65 Without encoder: With temperature sensor KTY 84-130 DESIGN IM B3 (IM V5, IM V6) SHAFT WITH FITTED KEY HALF-KEY BALANCING BEARING: STANDARD WITH FIXED BEARING, VIBRATION SEVERITY GRADE: S/A, SHAFT AND FLANGE ACCURACY: R TERMINAL BOX (ABOVE) CABLE ENTRY ON THE RIGHT SIGNAL CONNECTION D-END | - | 0 | 0
1PH8105-1AF20-2CB1 |  | 1PH8105-1AF20-2CB1 | 1 | UN | 1 | 20 | D | D | N | N | 85015230 | 1 |  | 74 | KG | 2938.79 | 2938.79 | MC05 | MC05 | SIMOTICS M Compact induction motor 1500rpm, 11 kW 70 Nm, 28.5A, 340V 1750rpm, 12.5kW 68Nm, 28.5A, 380 V 2000rpm, 14kW 67Nm, 27.5A, 426V water cooling Degree of protection IP65 Without encoder: With temperature sensor KTY 84-130 DESIGN IM B3 (IM V5, IM V6) SHAFT WITH FITTED KEY HALF-KEY BALANCING BEARING: STANDARD WITH FIXED BEARING, VIBRATION SEVERITY GRADE: S/A, SHAFT AND FLANGE ACCURACY: R TERMINAL BOX (ABOVE) CABLE ENTRY ON THE LEFT SIGNAL CONNECTION D-END | - | 0 | 0
1PH8105-1AF20-2CC1 |  | 1PH8105-1AF20-2CC1 | 1 | UN | 1 | 20 | D | D | N | N | 85015230 | 1 |  | 74 | KG | 2938.79 | 2938.79 | MC05 | MC05 | SIMOTICS M Compact induction motor 1500rpm, 11 kW 70 Nm, 28.5A, 340V 1750rpm, 12.5kW 68Nm, 28.5A, 380 V 2000rpm, 14kW 67Nm, 27.5A, 426V water cooling Degree of protection IP65 Without encoder: With temperature sensor KTY 84-130 DESIGN IM B3 (IM V5, IM V6) SHAFT WITH FITTED KEY HALF-KEY BALANCING BEARING: STANDARD WITH FIXED BEARING, VIBRATION SEVERITY GRADE: S/A, SHAFT AND FLANGE ACCURACY: R TERMINAL BOX (ABOVE) CABLE ENTRY ON THE ND-END SIGNAL CONNECTION LEFT | - | 0 | 0
1PH8105-1AF22-0BA1 |  | 1PH8105-1AF22-0BA1 | 1 | UN | 1 | 20 | D | D | N | N | 85015230 | 1 |  | 74 | KG | 2938.82 | 2938.82 | MC05 | MC05 | SIMOTICS M Compact induction motor 1500rpm, 11 kW 70 Nm, 28.5A, 340V 1750rpm, 12.5kW 68Nm, 28.5A, 380 V 2000rpm, 14kW 67Nm, 27.5A, 426V water cooling Degree of protection IP65 Without encoder: With temperature sensor KTY 84-130 DESIGN IM B5 (IMV 1,IM V3) PLAIN SHAFT WITHOUT FITTED KEY; BEARING: STANDARD WITH FIXED BEARING, VIBRATION SEVERITY GRADE: R/A, SHAFT AND FLANGE ACCURACY: R TERMINAL BOX (ABOVE) CABLE ENTRY ON THE RIGHT SIGNAL CONNECTION D-END | - | 0 | 0
1PH8105-1AF22-0BB1 |  | 1PH8105-1AF22-0BB1 | 1 | UN | 1 | 20 | D | D | N | N | 85015230 | 1 |  | 74 | KG | 2938.82 | 2938.82 | MC05 | MC05 | SIMOTICS M Compact induction motor 1500rpm, 11 kW 70 Nm, 28.5A, 340V 1750rpm, 12.5kW 68Nm, 28.5A, 380 V 2000rpm, 14kW 67Nm, 27.5A, 426V water cooling Degree of protection IP65 Without encoder: With temperature sensor KTY 84-130 DESIGN IM B5 (IMV 1,IM V3) PLAIN SHAFT WITHOUT FITTED KEY; BEARING: STANDARD WITH FIXED BEARING, VIBRATION SEVERITY GRADE: R/A, SHAFT AND FLANGE ACCURACY: R TERMINAL BOX (ABOVE) CABLE ENTRY ON THE LEFT SIGNAL CONNECTION D-END | - | 0 | 0
1PH8105-1AF22-0BC1 |  | 1PH8105-1AF22-0BC1 | 1 | UN | 1 | 20 | D | D | N | N | 85015230 | 1 |  | 74 | KG | 2938.82 | 2938.82 | MC05 | MC05 | SIMOTICS M Compact induction motor 1500rpm, 11 kW 70 Nm, 28.5A, 340V 1750rpm, 12.5kW 68Nm, 28.5A, 380 V 2000rpm, 14kW 67Nm, 27.5A, 426V water cooling Degree of protection IP65 Without encoder: With temperature sensor KTY 84-130 DESIGN IM B5 (IMV 1,IM V3) PLAIN SHAFT WITHOUT FITTED KEY; BEARING: STANDARD WITH FIXED BEARING, VIBRATION SEVERITY GRADE: R/A, SHAFT AND FLANGE ACCURACY: R TERMINAL BOX (ABOVE) CABLE ENTRY ON THE ND-END SIGNAL CONNECTION LEFT | - | 0 | 0
1PH8105-1AF22-0CA1 |  | 1PH8105-1AF22-0CA1 | 1 | UN | 1 | 20 | D | D | N | N | 85015230 | 1 |  | 74 | KG | 3068.84 | 3068.84 | MC05 | MC05 | SIMOTICS M Compact induction motor 1500rpm, 11 kW 70 Nm, 28.5A, 340V 1750rpm, 12.5kW 68Nm, 28.5A, 380 V 2000rpm, 14kW 67Nm, 27.5A, 426V water cooling Degree of protection IP65 Without encoder: With temperature sensor KTY 84-130 DESIGN IM B5 (IMV 1,IM V3) PLAIN SHAFT WITHOUT FITTED KEY; BEARING: STANDARD WITH FIXED BEARING, VIBRATION SEVERITY GRADE: S/A, SHAFT AND FLANGE ACCURACY: R TERMINAL BOX (ABOVE) CABLE ENTRY ON THE RIGHT SIGNAL CONNECTION D-END | - | 0 | 0
1PH8105-1AF22-0CB1 |  | 1PH8105-1AF22-0CB1 | 1 | UN | 1 | 20 | D | D | N | N | 85015230 | 1 |  | 74 | KG | 3068.84 | 3068.84 | MC05 | MC05 | SIMOTICS M Compact induction motor 1500rpm, 11 kW 70 Nm, 28.5A, 340V 1750rpm, 12.5kW 68Nm, 28.5A, 380 V 2000rpm, 14kW 67Nm, 27.5A, 426V water cooling Degree of protection IP65 Without encoder: With temperature sensor KTY 84-130 DESIGN IM B5 (IMV 1,IM V3) PLAIN SHAFT WITHOUT FITTED KEY; BEARING: STANDARD WITH FIXED BEARING, VIBRATION SEVERITY GRADE: S/A, SHAFT AND FLANGE ACCURACY: R TERMINAL BOX (ABOVE) CABLE ENTRY ON THE LEFT SIGNAL CONNECTION D-END | - | 0 | 0
1PH8105-1AF22-0CC1 |  | 1PH8105-1AF22-0CC1 | 1 | UN | 1 | 20 | D | D | N | N | 85015230 | 1 |  | 74 | KG | 3068.84 | 3068.84 | MC05 | MC05 | SIMOTICS M Compact induction motor 1500rpm, 11 kW 70 Nm, 28.5A, 340V 1750rpm, 12.5kW 68Nm, 28.5A, 380 V 2000rpm, 14kW 67Nm, 27.5A, 426V water cooling Degree of protection IP65 Without encoder: With temperature sensor KTY 84-130 DESIGN IM B5 (IMV 1,IM V3) PLAIN SHAFT WITHOUT FITTED KEY; BEARING: STANDARD WITH FIXED BEARING, VIBRATION SEVERITY GRADE: S/A, SHAFT AND FLANGE ACCURACY: R TERMINAL BOX (ABOVE) CABLE ENTRY ON THE ND-END SIGNAL CONNECTION LEFT | - | 0 | 0
1PH8105-1AF22-2BA1 |  | 1PH8105-1AF22-2BA1 | 1 | UN | 1 | 20 | D | D | N | N | 85015230 | 1 |  | 74 | KG | 2938.82 | 2938.82 | MC05 | MC05 | SIMOTICS M Compact induction motor 1500rpm, 11 kW 70 Nm, 28.5A, 340V 1750rpm, 12.5kW 68Nm, 28.5A, 380 V 2000rpm, 14kW 67Nm, 27.5A, 426V water cooling Degree of protection IP65 Without encoder: With temperature sensor KTY 84-130 DESIGN IM B5 (IMV 1,IM V3) SHAFT WITH FITTED KEY HALF-KEY BALANCING BEARING: STANDARD WITH FIXED BEARING, VIBRATION SEVERITY GRADE: R/A, SHAFT AND FLANGE ACCURACY: R TERMINAL BOX (ABOVE) CABLE ENTRY ON THE RIGHT SIGNAL CONNECTION D-END | - | 0 | 0
1PH8105-1AF22-2BB1 |  | 1PH8105-1AF22-2BB1 | 1 | UN | 1 | 20 | D | D | N | N | 85015230 | 1 |  | 74 | KG | 2938.82 | 2938.82 | MC05 | MC05 | SIMOTICS M Compact induction motor 1500rpm, 11 kW 70 Nm, 28.5A, 340V 1750rpm, 12.5kW 68Nm, 28.5A, 380 V 2000rpm, 14kW 67Nm, 27.5A, 426V water cooling Degree of protection IP65 Without encoder: With temperature sensor KTY 84-130 DESIGN IM B5 (IMV 1,IM V3) SHAFT WITH FITTED KEY HALF-KEY BALANCING BEARING: STANDARD WITH FIXED BEARING, VIBRATION SEVERITY GRADE: R/A, SHAFT AND FLANGE ACCURACY: R TERMINAL BOX (ABOVE) CABLE ENTRY ON THE LEFT SIGNAL CONNECTION D-END | - | 0 | 0
1PH8105-1AF22-2BC1 |  | 1PH8105-1AF22-2BC1 | 1 | UN | 1 | 20 | D | D | N | N | 85015230 | 1 |  | 74 | KG | 2938.82 | 2938.82 | MC05 | MC05 | SIMOTICS M Compact induction motor 1500rpm, 11 kW 70 Nm, 28.5A, 340V 1750rpm, 12.5kW 68Nm, 28.5A, 380 V 2000rpm, 14kW 67Nm, 27.5A, 426V water cooling Degree of protection IP65 Without encoder: With temperature sensor KTY 84-130 DESIGN IM B5 (IMV 1,IM V3) SHAFT WITH FITTED KEY HALF-KEY BALANCING BEARING: STANDARD WITH FIXED BEARING, VIBRATION SEVERITY GRADE: R/A, SHAFT AND FLANGE ACCURACY: R TERMINAL BOX (ABOVE) CABLE ENTRY ON THE ND-END SIGNAL CONNECTION LEFT | - | 0 | 0
1PH8105-1AF22-2CA1 |  | 1PH8105-1AF22-2CA1 | 1 | UN | 1 | 20 | D | D | N | N | 85015230 | 1 |  | 74 | KG | 3068.84 | 3068.84 | MC05 | MC05 | SIMOTICS M Compact induction motor 1500rpm, 11 kW 70 Nm, 28.5A, 340V 1750rpm, 12.5kW 68Nm, 28.5A, 380 V 2000rpm, 14kW 67Nm, 27.5A, 426V water cooling Degree of protection IP65 Without encoder: With temperature sensor KTY 84-130 DESIGN IM B5 (IMV 1,IM V3) SHAFT WITH FITTED KEY HALF-KEY BALANCING BEARING: STANDARD WITH FIXED BEARING, VIBRATION SEVERITY GRADE: S/A, SHAFT AND FLANGE ACCURACY: R TERMINAL BOX (ABOVE) CABLE ENTRY ON THE RIGHT SIGNAL CONNECTION D-END | - | 0 | 0
1PH8105-1AF22-2CB1 |  | 1PH8105-1AF22-2CB1 | 1 | UN | 1 | 20 | D | D | N | N | 85015230 | 1 |  | 74 | KG | 3068.84 | 3068.84 | MC05 | MC05 | SIMOTICS M Compact induction motor 1500rpm, 11 kW 70 Nm, 28.5A, 340V 1750rpm, 12.5kW 68Nm, 28.5A, 380 V 2000rpm, 14kW 67Nm, 27.5A, 426V water cooling Degree of protection IP65 Without encoder: With temperature sensor KTY 84-130 DESIGN IM B5 (IMV 1,IM V3) SHAFT WITH FITTED KEY HALF-KEY BALANCING BEARING: STANDARD WITH FIXED BEARING, VIBRATION SEVERITY GRADE: S/A, SHAFT AND FLANGE ACCURACY: R TERMINAL BOX (ABOVE) CABLE ENTRY ON THE LEFT SIGNAL CONNECTION D-END | - | 0 | 0
1PH8105-1AF22-2CC1 |  | 1PH8105-1AF22-2CC1 | 1 | UN | 1 | 20 | D | D | N | N | 85015230 | 1 |  | 74 | KG | 3068.84 | 3068.84 | MC05 | MC05 | SIMOTICS M Compact induction motor 1500rpm, 11 kW 70 Nm, 28.5A, 340V 1750rpm, 12.5kW 68Nm, 28.5A, 380 V 2000rpm, 14kW 67Nm, 27.5A, 426V water cooling Degree of protection IP65 Without encoder: With temperature sensor KTY 84-130 DESIGN IM B5 (IMV 1,IM V3) SHAFT WITH FITTED KEY HALF-KEY BALANCING BEARING: STANDARD WITH FIXED BEARING, VIBRATION SEVERITY GRADE: S/A, SHAFT AND FLANGE ACCURACY: R TERMINAL BOX (ABOVE) CABLE ENTRY ON THE ND-END SIGNAL CONNECTION LEFT | - | 0 | 0
1PH8105-1AF23-0BA1 |  | 1PH8105-1AF23-0BA1 | 1 | UN | 1 | 20 | D | D | N | N | 85015230 | 1 |  | 74 | KG | 3097.78 | 3097.78 | MC05 | MC05 | SIMOTICS M Compact induction motor 1500rpm, 11 kW 70 Nm, 28.5A, 340V 1750rpm, 12.5kW 68Nm, 28.5A, 380 V 2000rpm, 14kW 67Nm, 27.5A, 426V water cooling Degree of protection IP65 Without encoder: With temperature sensor KTY 84-130 Design IM B35 (IM V15, (IM V35) PLAIN SHAFT WITHOUT FITTED KEY; BEARING: STANDARD WITH FIXED BEARING, VIBRATION SEVERITY GRADE: R/A, SHAFT AND FLANGE ACCURACY: R TERMINAL BOX (ABOVE) CABLE ENTRY ON THE RIGHT SIGNAL CONNECTION D-END | - | 0 | 0
1PH8105-1AF23-0BB1 |  | 1PH8105-1AF23-0BB1 | 1 | UN | 1 | 20 | D | D | N | N | 85015230 | 1 |  | 74 | KG | 3097.78 | 3097.78 | MC05 | MC05 | SIMOTICS M Compact induction motor 1500rpm, 11 kW 70 Nm, 28.5A, 340V 1750rpm, 12.5kW 68Nm, 28.5A, 380 V 2000rpm, 14kW 67Nm, 27.5A, 426V water cooling Degree of protection IP65 Without encoder: With temperature sensor KTY 84-130 Design IM B35 (IM V15, (IM V35) PLAIN SHAFT WITHOUT FITTED KEY; BEARING: STANDARD WITH FIXED BEARING, VIBRATION SEVERITY GRADE: R/A, SHAFT AND FLANGE ACCURACY: R TERMINAL BOX (ABOVE) CABLE ENTRY ON THE LEFT SIGNAL CONNECTION D-END | - | 0 | 0
1PH8105-1AF23-0BC1 |  | 1PH8105-1AF23-0BC1 | 1 | UN | 1 | 20 | D | D | N | N | 85015230 | 1 |  | 74 | KG | 3097.78 | 3097.78 | MC05 | MC05 | SIMOTICS M Compact induction motor 1500rpm, 11 kW 70 Nm, 28.5A, 340V 1750rpm, 12.5kW 68Nm, 28.5A, 380 V 2000rpm, 14kW 67Nm, 27.5A, 426V water cooling Degree of protection IP65 Without encoder: With temperature sensor KTY 84-130 Design IM B35 (IM V15, (IM V35) PLAIN SHAFT WITHOUT FITTED KEY; BEARING: STANDARD WITH FIXED BEARING, VIBRATION SEVERITY GRADE: R/A, SHAFT AND FLANGE ACCURACY: R TERMINAL BOX (ABOVE) CABLE ENTRY ON THE ND-END SIGNAL CONNECTION LEFT | - | 0 | 0
1PH8105-1AF23-0CA1 |  | 1PH8105-1AF23-0CA1 | 1 | UN | 1 | 20 | D | D | N | N | 85015230 | 1 |  | 74 | KG | 3227.8 | 3227.8 | MC05 | MC05 | SIMOTICS M Compact induction motor 1500rpm, 11 kW 70 Nm, 28.5A, 340V 1750rpm, 12.5kW 68Nm, 28.5A, 380 V 2000rpm, 14kW 67Nm, 27.5A, 426V water cooling Degree of protection IP65 Without encoder: With temperature sensor KTY 84-130 Design IM B35 (IM V15, (IM V35) PLAIN SHAFT WITHOUT FITTED KEY; BEARING: STANDARD WITH FIXED BEARING, VIBRATION SEVERITY GRADE: S/A, SHAFT AND FLANGE ACCURACY: R TERMINAL BOX (ABOVE) CABLE ENTRY ON THE RIGHT SIGNAL CONNECTION D-END | - | 0 | 0
1PH8105-1AF23-0CB1 |  | 1PH8105-1AF23-0CB1 | 1 | UN | 1 | 20 | D | D | N | N | 85015230 | 1 |  | 74 | KG | 3227.8 | 3227.8 | MC05 | MC05 | SIMOTICS M Compact induction motor 1500rpm, 11 kW 70 Nm, 28.5A, 340V 1750rpm, 12.5kW 68Nm, 28.5A, 380 V 2000rpm, 14kW 67Nm, 27.5A, 426V water cooling Degree of protection IP65 Without encoder: With temperature sensor KTY 84-130 Design IM B35 (IM V15, (IM V35) PLAIN SHAFT WITHOUT FITTED KEY; BEARING: STANDARD WITH FIXED BEARING, VIBRATION SEVERITY GRADE: S/A, SHAFT AND FLANGE ACCURACY: R TERMINAL BOX (ABOVE) CABLE ENTRY ON THE LEFT SIGNAL CONNECTION D-END | - | 0 | 0
1PH8105-1AF23-0CC1 |  | 1PH8105-1AF23-0CC1 | 1 | UN | 1 | 20 | D | D | N | N | 85015230 | 1 |  | 74 | KG | 3227.8 | 3227.8 | MC05 | MC05 | SIMOTICS M Compact induction motor 1500rpm, 11 kW 70 Nm, 28.5A, 340V 1750rpm, 12.5kW 68Nm, 28.5A, 380 V 2000rpm, 14kW 67Nm, 27.5A, 426V water cooling Degree of protection IP65 Without encoder: With temperature sensor KTY 84-130 Design IM B35 (IM V15, (IM V35) PLAIN SHAFT WITHOUT FITTED KEY; BEARING: STANDARD WITH FIXED BEARING, VIBRATION SEVERITY GRADE: S/A, SHAFT AND FLANGE ACCURACY: R TERMINAL BOX (ABOVE) CABLE ENTRY ON THE ND-END SIGNAL CONNECTION LEFT | - | 0 | 0
1PH8105-1AF23-2BA1 |  | 1PH8105-1AF23-2BA1 | 1 | UN | 1 | 20 | D | D | N | N | 85015230 | 1 |  | 74 | KG | 3097.78 | 3097.78 | MC05 | MC05 | SIMOTICS M Compact induction motor 1500rpm, 11 kW 70 Nm, 28.5A, 340V 1750rpm, 12.5kW 68Nm, 28.5A, 380 V 2000rpm, 14kW 67Nm, 27.5A, 426V water cooling Degree of protection IP65 Without encoder: With temperature sensor KTY 84-130 Design IM B35 (IM V15, (IM V35) SHAFT WITH FITTED KEY HALF-KEY BALANCING BEARING: STANDARD WITH FIXED BEARING, VIBRATION SEVERITY GRADE: R/A, SHAFT AND FLANGE ACCURACY: R TERMINAL BOX (ABOVE) CABLE ENTRY ON THE RIGHT SIGNAL CONNECTION D-END | - | 0 | 0
1PH8105-1AF23-2BB1 |  | 1PH8105-1AF23-2BB1 | 1 | UN | 1 | 20 | D | D | N | N | 85015230 | 1 |  | 74 | KG | 3097.78 | 3097.78 | MC05 | MC05 | SIMOTICS M Compact induction motor 1500rpm, 11 kW 70 Nm, 28.5A, 340V 1750rpm, 12.5kW 68Nm, 28.5A, 380 V 2000rpm, 14kW 67Nm, 27.5A, 426V water cooling Degree of protection IP65 Without encoder: With temperature sensor KTY 84-130 Design IM B35 (IM V15, (IM V35) SHAFT WITH FITTED KEY HALF-KEY BALANCING BEARING: STANDARD WITH FIXED BEARING, VIBRATION SEVERITY GRADE: R/A, SHAFT AND FLANGE ACCURACY: R TERMINAL BOX (ABOVE) CABLE ENTRY ON THE LEFT SIGNAL CONNECTION D-END | - | 0 | 0
1PH8105-1AF23-2BC1 |  | 1PH8105-1AF23-2BC1 | 1 | UN | 1 | 20 | D | D | N | N | 85015230 | 1 |  | 74 | KG | 3097.78 | 3097.78 | MC05 | MC05 | SIMOTICS M Compact induction motor 1500rpm, 11 kW 70 Nm, 28.5A, 340V 1750rpm, 12.5kW 68Nm, 28.5A, 380 V 2000rpm, 14kW 67Nm, 27.5A, 426V water cooling Degree of protection IP65 Without encoder: With temperature sensor KTY 84-130 Design IM B35 (IM V15, (IM V35) SHAFT WITH FITTED KEY HALF-KEY BALANCING BEARING: STANDARD WITH FIXED BEARING, VIBRATION SEVERITY GRADE: R/A, SHAFT AND FLANGE ACCURACY: R TERMINAL BOX (ABOVE) CABLE ENTRY ON THE ND-END SIGNAL CONNECTION LEFT | - | 0 | 0
1PH8105-1AF23-2CA1 |  | 1PH8105-1AF23-2CA1 | 1 | UN | 1 | 20 | D | D | N | N | 85015230 | 1 |  | 74 | KG | 3227.8 | 3227.8 | MC05 | MC05 | SIMOTICS M Compact induction motor 1500rpm, 11 kW 70 Nm, 28.5A, 340V 1750rpm, 12.5kW 68Nm, 28.5A, 380 V 2000rpm, 14kW 67Nm, 27.5A, 426V water cooling Degree of protection IP65 Without encoder: With temperature sensor KTY 84-130 Design IM B35 (IM V15, (IM V35) SHAFT WITH FITTED KEY HALF-KEY BALANCING BEARING: STANDARD WITH FIXED BEARING, VIBRATION SEVERITY GRADE: S/A, SHAFT AND FLANGE ACCURACY: R TERMINAL BOX (ABOVE) CABLE ENTRY ON THE RIGHT SIGNAL CONNECTION D-END | - | 0 | 0
1PH8105-1AF23-2CB1 |  | 1PH8105-1AF23-2CB1 | 1 | UN | 1 | 20 | D | D | N | N | 85015230 | 1 |  | 74 | KG | 3227.8 | 3227.8 | MC05 | MC05 | SIMOTICS M Compact induction motor 1500rpm, 11 kW 70 Nm, 28.5A, 340V 1750rpm, 12.5kW 68Nm, 28.5A, 380 V 2000rpm, 14kW 67Nm, 27.5A, 426V water cooling Degree of protection IP65 Without encoder: With temperature sensor KTY 84-130 Design IM B35 (IM V15, (IM V35) SHAFT WITH FITTED KEY HALF-KEY BALANCING BEARING: STANDARD WITH FIXED BEARING, VIBRATION SEVERITY GRADE: S/A, SHAFT AND FLANGE ACCURACY: R TERMINAL BOX (ABOVE) CABLE ENTRY ON THE LEFT SIGNAL CONNECTION D-END | - | 0 | 0
1PH8105-1AF23-2CC1 |  | 1PH8105-1AF23-2CC1 | 1 | UN | 1 | 20 | D | D | N | N | 85015230 | 1 |  | 74 | KG | 3227.8 | 3227.8 | MC05 | MC05 | SIMOTICS M Compact induction motor 1500rpm, 11 kW 70 Nm, 28.5A, 340V 1750rpm, 12.5kW 68Nm, 28.5A, 380 V 2000rpm, 14kW 67Nm, 27.5A, 426V water cooling Degree of protection IP65 Without encoder: With temperature sensor KTY 84-130 Design IM B35 (IM V15, (IM V35) SHAFT WITH FITTED KEY HALF-KEY BALANCING BEARING: STANDARD WITH FIXED BEARING, VIBRATION SEVERITY GRADE: S/A, SHAFT AND FLANGE ACCURACY: R TERMINAL BOX (ABOVE) CABLE ENTRY ON THE ND-END SIGNAL CONNECTION LEFT | - | 0 | 0
1PH8105-1AM20-2BA1 |  | 1PH8105-1AM20-2BA1 | 1 | UN | 1 | 20 | D | D | N | N | 85015230 | 1 |  | 74 | KG | 2808.77 | 2808.77 | MC05 | MC05 | SIMOTICS M Compact induction motor 3000rpm, 16.8kW 53Nm, 45 A, 324V 3300RPM, 18.5 kW 54Nm, 45 A, 355V 3600RPM 20 kW 53Nm, 45 A, 375V water cooling Degree of protection IP65 Without encoder: With temperature sensor KTY 84-130 DESIGN IM B3 (IM V5, IM V6) SHAFT WITH FITTED KEY HALF-KEY BALANCING BEARING: STANDARD WITH FIXED BEARING, VIBRATION SEVERITY GRADE: R/A, SHAFT AND FLANGE ACCURACY: R TERMINAL BOX (ABOVE) CABLE ENTRY ON THE RIGHT SIGNAL CONNECTION D-END | - | 0 | 0
1PH8105-1CZ22-3MA1 | K4A | 1PH8105-1CZ22-3MA1K4A | 1 | UN | 1 | 20 | D | D | N | N | 85015230 | 1 |  | 76.5 | KG | 6229.87 | 6229.87 | MC05 | MC05 | SIMOTICS M Compact induction motor 1500rpm, 11 kW 70 Nm, 28.5A, 340V Motor customer-spec. Without Drive-CLiQ interface K4A: Electrical version Customer-specific | - | 0 | 7
1PH8105-1CZ22-3MA1-Z | K4AY84 | 1PH8105-1CZ22-3MA1-ZK4AY84 | 1 | UN | 1 | 20 | D | D | N | N | 85015230 | 1 |  | 76.5 | KG | 6110.05 | 6110.05 | MC05 | MC05 | SIMOTICS M Compact induction motor 1500rpm, 11 kW 70 Nm, 28.5A, 340 V without Drive-CLiQ interface Motor customer-spec. Electrical version Y84: Customer specifications on rating plate SPECIAL MOTOR | - | 0 | 7
1PH8105-1DF00-0BA1 |  | 1PH8105-1DF00-0BA1 | 1 | UN | 1 | 20 | D | D | N | N | 85015230 | 1 |  | 65 | KG | 3393.26 | 3393.26 | MC05 | MC05 | SIMOTICS M Compact induction motor 1500rpm, 7.0 kW 45Nm, 17.5A, 348V 1750rpm, 8.0kW 44Nm, 17.5A, 400 V 2000rpm, 9.0kW 43Nm, 17.0A, 453V forced ventilation; direction of air flow DE--> NDE; Degree of protection IP55 Incremental encoder 22-bit with commutation position (encoder IC22DQ) with DRIVE-CLiQ interface DESIGN IM B3 (IM V5, IM V6) PLAIN SHAFT WITHOUT FITTED KEY; BEARING: STANDARD WITH FIXED BEARING, VIBRATION SEVERITY GRADE: R/A, SHAFT AND FLANGE ACCURACY: R TERMINAL BOX (ABOVE) CABLE ENTRY ON THE RIGHT SIGNAL CONNECTION D-END | - | 0 | 0
1PH8105-1DF00-0CA1 |  | 1PH8105-1DF00-0CA1 | 1 | UN | 1 | 20 | D | D | N | N | 85015230 | 1 | 4042948662564 | 65 | KG | 3523.28 | 3523.28 | MC05 | MC05 | SIMOTICS M Compact induction motor 1500rpm, 7.0 kW 45Nm, 17.5A, 348V 1750rpm, 8.0kW 44Nm, 17.5A, 400 V 2000rpm, 9.0kW 43Nm, 17.0A, 453V forced ventilation; direction of air flow DE--> NDE; Degree of protection IP55 Incremental encoder 22-bit with commutation position (encoder IC22DQ) with DRIVE-CLiQ interface DESIGN IM B3 (IM V5, IM V6) PLAIN SHAFT WITHOUT FITTED KEY; BEARING: STANDARD WITH FIXED BEARING, VIBRATION SEVERITY GRADE: S/A, SHAFT AND FLANGE ACCURACY: R TERMINAL BOX (ABOVE) CABLE ENTRY ON THE RIGHT SIGNAL CONNECTION D-END | - | 0 | 0
1PH8105-1DF00-0LA1 |  | 1PH8105-1DF00-0LA1 | 1 | UN | 1 | 20 | D | D | N | N | 85015230 | 1 |  | 65 | KG | 3734.99 | 3734.99 | MC05 | MC05 | SIMOTICS M Compact induction motor 1500rpm, 7.0 kW 45Nm, 17.5A, 348V 1750rpm, 8.0kW 44Nm, 17.5A, 400 V 2000rpm, 9.0kW 43Nm, 17.0A, 453V forced ventilation; direction of air flow DE--> NDE; Degree of protection IP55 Incremental encoder 22-bit with commutation position (encoder IC22DQ) with DRIVE-CLiQ interface DESIGN IM B3 (IM V5, IM V6) PLAIN SHAFT WITHOUT FITTED KEY; BEARING: PERFORMANCE, VIBRATION SEVERITY GRADE SPECIAL/B; SHAFT A. FLANGE ACCURACY GR. SPECIAL TERMINAL BOX (ABOVE) CABLE ENTRY ON THE RIGHT SIGNAL CONNECTION D-END | - | 0 | 0
1PH8105-1DF00-2BB1-Z | X05 | 1PH8105-1DF00-2BB1-ZX05 | 1 | UN | 1 | 20 | D | D | N | N | 85015230 | 1 |  | 65 | KG | 3479.95 | 3479.95 | MC05 | MC05 | SIMOTICS M Compact induction motor 1500rpm, 7.0 kW 45Nm, 17.5A, 348V 1750rpm, 8.0kW 44Nm, 17.5A, 400 V 2000rpm, 9.0kW 43Nm, 17.0A, 453V forced ventilation; direction of air flow DE--> NDE; Degree of protection IP55 Incremental encoder 22-bit with commutation position (encoder IC22DQ) with DRIVE-CLiQ interface DESIGN IM B3 (IM V5, IM V6) SHAFT WITH FITTED KEY HALF-KEY BALANCING BEARING: STANDARD WITH FIXED BEARING, VIBRATION SEVERITY GRADE: R/A, SHAFT AND FLANGE ACCURACY: R TERMINAL BOX (ABOVE) CABLE ENTRY ON THE LEFT SIGNAL CONNECTION D-END X05: PAINT FINISH RAL 5015 (SKY BLUE) | - | 0 | 0
1PH8105-1DF02-0BA1 |  | 1PH8105-1DF02-0BA1 | 1 | UN | 1 | 20 | D | D | N | N | 85015230 | 1 |  | 65 | KG | 3523.31 | 3523.31 | MC05 | MC05 | SIMOTICS M Compact induction motor 1500rpm, 7.0 kW 45Nm, 17.5A, 348V 1750rpm, 8.0kW 44Nm, 17.5A, 400 V 2000rpm, 9.0kW 43Nm, 17.0A, 453V forced ventilation; direction of air flow DE--> NDE; Degree of protection IP55 Incremental encoder 22-bit with commutation position (encoder IC22DQ) with DRIVE-CLiQ interface DESIGN IM B5 (IMV 1,IM V3) PLAIN SHAFT WITHOUT FITTED KEY; BEARING: STANDARD WITH FIXED BEARING, VIBRATION SEVERITY GRADE: R/A, SHAFT AND FLANGE ACCURACY: R TERMINAL BOX (ABOVE) CABLE ENTRY ON THE RIGHT SIGNAL CONNECTION D-END | - | 0 | 0
1PH8105-1DF02-1BA1-Z | A12 | 1PH8105-1DF02-1BA1-ZA12 | 1 | UN | 1 | 20 | D | D | N | N | 85015230 | 1 |  | 65 | KG | 3667.8 | 3667.8 | MC05 | MC05 | SIMOTICS M Compact induction motor 1500rpm, 7.0 kW 45Nm, 17.5A, 348V 1750rpm, 8.0kW 44Nm, 17.5A, 400 V 2000rpm, 9.0kW 43Nm, 17.0A, 453V forced ventilation; direction of air flow DE--> NDE; Degree of protection IP55 Incremental encoder 22-bit with commutation position (encoder IC22DQ) with DRIVE-CLiQ interface DESIGN IM B5 (IMV 1,IM V3) SHAFT WITH FITTED KEY FULL-KEY BALANCING BEARING: STANDARD WITH FIXED BEARING, VIBRATION SEVERITY GRADE: R/A, SHAFT AND FLANGE ACCURACY: R TERMINAL BOX (ABOVE) CABLE ENTRY ON THE RIGHT SIGNAL CONNECTION D-END A12: PROTECT. BY PTC THERMISTOR WARNING AND SWITCHOFF | - | 0 | 0
1PH8105-1DF02-1HA1 |  | 1PH8105-1DF02-1HA1 | 1 | UN | 1 | 20 | D | D | N | N | 85015230 | 1 |  | 65 | KG | 3463.45 | 3463.45 | MC05 | MC05 | SIMOTICS M Compact induction motor 1500rpm, 7.0 kW 45Nm, 17.5A, 348V 1750rpm, 8.0kW 44Nm, 17.5A, 400 V 2000rpm, 9.0kW 43Nm, 17.0A, 453V forced ventilation; direction of air flow DE--> NDE; Degree of protection IP55 Incremental encoder 22-bit with commutation position (encoder IC22DQ) with DRIVE-CLiQ interface DESIGN IM B5 (IMV 1,IM V3) SHAFT WITH FITTED KEY FULL-KEY BALANCING BEARING: STANDARD, VIBRATION SEVERITY GRADE: S/A, SHAFT AND FLANGE ACCURACY: R TERMINAL BOX (ABOVE) CABLE ENTRY ON THE RIGHT SIGNAL CONNECTION D-END | - | 0 | 0
1PH8105-1DF03-2BC1 |  | 1PH8105-1DF03-2BC1 | 1 | UN | 1 | 20 | D | D | N | N | 85015230 | 1 |  | 65 | KG | 3682.27 | 3682.27 | MC05 | MC05 | SIMOTICS M Compact induction motor 1500rpm, 7.0 kW 45Nm, 17.5A, 348V 1750rpm, 8.0kW 44Nm, 17.5A, 400 V 2000rpm, 9.0kW 43Nm, 17.0A, 453V forced ventilation; direction of air flow DE--> NDE; Degree of protection IP55 Incremental encoder 22-bit with commutation position (encoder IC22DQ) with DRIVE-CLiQ interface Design IM B35 (IM V15, (IM V35) SHAFT WITH FITTED KEY HALF-KEY BALANCING BEARING: STANDARD WITH FIXED BEARING, VIBRATION SEVERITY GRADE: R/A, SHAFT AND FLANGE ACCURACY: R TERMINAL BOX (ABOVE) CABLE ENTRY ON THE ND-END SIGNAL CONNECTION LEFT | - | 0 | 0
1PH8105-1DF10-1GA1 |  | 1PH8105-1DF10-1GA1 | 1 | UN | 1 | 20 | D | D | N | N | 85015230 | 1 |  | 65 | KG | 3203.35 | 3203.35 | MC05 | MC05 | SIMOTICS M Compact induction motor 1500rpm, 7kW, 45Nm, 17.5A, 348V 1750rpm, 8kW, 44Nm, 17.5A, 400 V 2000rpm, 9kW, 43Nm, 17A, 453V forced ventilation; direction of air flow NDE--> DE; Degree of protection IP55 Incremental encoder 22-bit with commutation position (encoder IC22DQ) with DRIVE-CLiQ interface DESIGN IM B3 (IM V5, IM V6) SHAFT WITH FITTED KEY FULL-KEY BALANCING BEARING: STANDARD, VIBRATION SEVERITY GRADE: R/A, SHAFT AND FLANGE ACCURACY: R TERMINAL BOX (ABOVE) CABLE ENTRY ON THE RIGHT SIGNAL CONNECTION D-END | - | 0 | 0
1PH8105-1DF10-1GA1-Z | L74 | 1PH8105-1DF10-1GA1-ZL74 | 1 | UN | 1 | 20 | D | D | N | N | 85015230 | 1 |  | 65 | KG | 3506.78 | 3506.78 | MC05 | MC05 | SIMOTICS M Compact induction motor 1500rpm, 7kW, 45Nm, 17.5A, 348V 1750rpm, 8kW, 44Nm, 17.5A, 400 V 2000rpm, 9kW, 43Nm, 17A, 453V forced ventilation; direction of air flow NDE--> DE; Degree of protection IP55 Incremental encoder 22-bit with commutation position (encoder IC22DQ) with DRIVE-CLiQ interface DESIGN IM B3 (IM V5, IM V6) SHAFT WITH FITTED KEY FULL-KEY BALANCING BEARING: STANDARD, VIBRATION SEVERITY GRADE: R/A, SHAFT AND FLANGE ACCURACY: R TERMINAL BOX (ABOVE) CABLE ENTRY ON THE RIGHT SIGNAL CONNECTION D-END L74: FAN DEGREE OF PROTECTION IP 65 | - | 0 | 0
1PH8105-1DF12-1LA1-Z | X01 | 1PH8105-1DF12-1LA1-ZX01 | 1 | UN | 1 | 20 | D | D | N | N | 85015230 | 1 |  | 65 | KG | 3951.73 | 3951.73 | MC05 | MC05 | SIMOTICS M Compact induction motor 1500rpm, 7kW, 45Nm, 17.5A, 348V 1750rpm, 8kW, 44Nm, 17.5A, 400 V 2000rpm, 9kW, 43Nm, 17A, 453V forced ventilation; direction of air flow NDE--> DE; Degree of protection IP55 Incremental encoder 22-bit with commutation position (encoder IC22DQ) with DRIVE-CLiQ interface DESIGN IM B5 (IMV 1,IM V3) SHAFT WITH FITTED KEY FULL-KEY BALANCING BEARING: PERFORMANCE, VIBRATION SEVERITY GRADE SPECIAL/B; SHAFT A. FLANGE ACCURACY GR. SPECIAL TERMINAL BOX (ABOVE) CABLE ENTRY ON THE RIGHT SIGNAL CONNECTION D-END X01: Standard paint finish in RAL 9005 (matte black) | - | 0 | 0
1PH8105-1DF13-1BB1 |  | 1PH8105-1DF13-1BB1 | 1 | UN | 1 | 20 | D | D | N | N | 85015230 | 1 |  | 65 | KG | 3682.27 | 3682.27 | MC05 | MC05 | SIMOTICS M Compact induction motor 1500rpm, 7kW, 45Nm, 17.5A, 348V 1750rpm, 8kW, 44Nm, 17.5A, 400 V 2000rpm, 9kW, 43Nm, 17A, 453V forced ventilation; direction of air flow NDE--> DE; Degree of protection IP55 Incremental encoder 22-bit with commutation position (encoder IC22DQ) with DRIVE-CLiQ interface Design IM B35 (IM V15, (IM V35) SHAFT WITH FITTED KEY FULL-KEY BALANCING BEARING: STANDARD WITH FIXED BEARING, VIBRATION SEVERITY GRADE: R/A, SHAFT AND FLANGE ACCURACY: R TERMINAL BOX (ABOVE) CABLE ENTRY ON THE LEFT SIGNAL CONNECTION D-END | - | 0 | 0
1PH8105-1DS02-0CA1 |  | 1PH8105-1DS02-0CA1 | 1 | UN | 1 | 20 | D | D | N | N | 85015230 | 1 |  | 65 | KG | 3653.33 | 3653.33 | MC05 | MC05 | SIMOTICS M Compact induction motor Y2000RPM, 10.0kW 48Nm, 23A, 366V D5000RPM, 9.3kW 18Nm, 24A, 398V Y1500RPM, 7.5 kW 48Nm, 23A, 285V forced ventilation; direction of air flow DE--> NDE; Degree of protection IP55 Incremental encoder 22-bit with commutation position (encoder IC22DQ) with DRIVE-CLiQ interface DESIGN IM B5 (IMV 1,IM V3) PLAIN SHAFT WITHOUT FITTED KEY; BEARING: STANDARD WITH FIXED BEARING, VIBRATION SEVERITY GRADE: S/A, SHAFT AND FLANGE ACCURACY: R TERMINAL BOX (ABOVE) CABLE ENTRY ON THE RIGHT SIGNAL CONNECTION D-END | - | 0 | 0
1PH8105-1EG23-0BA1-Z | K18 | 1PH8105-1EG23-0BA1-ZK18 | 1 | UN | 1 | 20 | D | D | N | N | 85015230 | 1 |  | 74 | KG | 4375.26 | 4375.26 | MC05 | MC05 | SIMOTICS M Compact induction motor 2000rpm, 13kW 62Nm, 34.5A, 326V 2300rpm, 15 kW 62Nm, 34A, 370V 2650rpm, 17kW 61Nm, 33.5A, 424V water cooling Degree of protection IP65 ABSOLUTE ENCODER ENDAT 2048 S/R (ENCODER AM2048S/R) with TEMPERAT. SENSOR KTY84-130 Design IM B35 (IM V15, (IM V35) PLAIN SHAFT WITHOUT FITTED KEY; BEARING: STANDARD WITH FIXED BEARING, VIBRATION SEVERITY GRADE: R/A, SHAFT AND FLANGE ACCURACY: R TERMINAL BOX (ABOVE) CABLE ENTRY ON THE RIGHT SIGNAL CONNECTION D-END K18: RADIAL SHAFT SEAL RING DRIVE END | - | 0 | 0
1PH8105-1FF00-2BA1 |  | 1PH8105-1FF00-2BA1 | 1 | UN | 1 | 20 | D | D | N | N | 85015230 | 1 |  | 65 | KG | 4000.16 | 4000.16 | MC05 | MC05 | SIMOTICS M Compact induction motor 1500rpm, 7.0 kW 45Nm, 17.5A, 348V 1750rpm, 8.0kW 44Nm, 17.5A, 400 V 2000rpm, 9.0kW 43Nm, 17.0A, 453V forced ventilation; direction of air flow DE--> NDE; Degree of protection IP55 Absolute encoder 22-bit Single-turn and 12-bit multi-turn (encoder AM22DQ) with DRIVE-CLiQ interface DESIGN IM B3 (IM V5, IM V6) SHAFT WITH FITTED KEY HALF-KEY BALANCING BEARING: STANDARD WITH FIXED BEARING, VIBRATION SEVERITY GRADE: R/A, SHAFT AND FLANGE ACCURACY: R TERMINAL BOX (ABOVE) CABLE ENTRY ON THE RIGHT SIGNAL CONNECTION D-END | - | 0 | 0
1PH8105-1HF10-0BA1 |  | 1PH8105-1HF10-0BA1 | 1 | UN | 1 | 20 | D | D | N | N | 85015230 | 1 |  | 65 | KG | 2721.77 | 2721.77 | MC05 | MC05 | SIMOTICS M Compact induction motor 1500rpm, 7kW, 45Nm, 17.5A, 348V 1750rpm, 8kW, 44Nm, 17.5A, 400 V 2000rpm, 9kW, 43Nm, 17A, 453V forced ventilation; direction of air flow NDE--> DE; Degree of protection IP55 INCREMENT. ENCODER HTL 1024 S/R (ENCODER HTL1024S/R) with TEMPERAT. SENSOR KTY84-130 DESIGN IM B3 (IM V5, IM V6) PLAIN SHAFT WITHOUT FITTED KEY; BEARING: STANDARD WITH FIXED BEARING, VIBRATION SEVERITY GRADE: R/A, SHAFT AND FLANGE ACCURACY: R TERMINAL BOX (ABOVE) CABLE ENTRY ON THE RIGHT SIGNAL CONNECTION D-END | - | 0 | 0
1PH8105-1HF10-0BA1-Z | M03 | 1PH8105-1HF10-0BA1-ZM03 | 1 | UN | 1 | 20 | D | D | N | N | 85015230 | 1 |  | 65 | KG | 3142.4 | 3142.4 | MC05 | MC05 | SIMOTICS M Compact induction motor 1500rpm, 7kW, 45Nm, 17.5A, 348V 1750rpm, 8kW, 44Nm, 17.5A, 400 V 2000rpm, 9kW, 43Nm, 17A, 453V forced ventilation; direction of air flow NDE--> DE; Degree of protection IP55 INCREMENT. ENCODER HTL 1024 S/R (ENCODER HTL1024S/R) with TEMPERAT. SENSOR KTY84-130 DESIGN IM B3 (IM V5, IM V6) PLAIN SHAFT WITHOUT FITTED KEY; BEARING: STANDARD WITH FIXED BEARING, VIBRATION SEVERITY GRADE: R/A, SHAFT AND FLANGE ACCURACY: R TERMINAL BOX (ABOVE) CABLE ENTRY ON THE RIGHT SIGNAL CONNECTION D-END M03: FOR USE IN HAZARDOUS AREA EX-ZONE 2 | - | 0 | 0
1PH8105-1HF10-0BB1 |  | 1PH8105-1HF10-0BB1 | 1 | UN | 1 | 20 | D | D | N | N | 85015230 | 1 |  | 65 | KG | 2721.77 | 2721.77 | MC05 | MC05 | SIMOTICS M Compact induction motor 1500rpm, 7kW, 45Nm, 17.5A, 348V 1750rpm, 8kW, 44Nm, 17.5A, 400 V 2000rpm, 9kW, 43Nm, 17A, 453V forced ventilation; direction of air flow NDE--> DE; Degree of protection IP55 INCREMENT. ENCODER HTL 1024 S/R (ENCODER HTL1024S/R) with TEMPERAT. SENSOR KTY84-130 DESIGN IM B3 (IM V5, IM V6) PLAIN SHAFT WITHOUT FITTED KEY; BEARING: STANDARD WITH FIXED BEARING, VIBRATION SEVERITY GRADE: R/A, SHAFT AND FLANGE ACCURACY: R TERMINAL BOX (ABOVE) CABLE ENTRY ON THE LEFT SIGNAL CONNECTION D-END | - | 0 | 0
1PH8105-1HF10-0BC1 |  | 1PH8105-1HF10-0BC1 | 1 | UN | 1 | 20 | D | D | N | N | 85015230 | 1 |  | 65 | KG | 2721.77 | 2721.77 | MC05 | MC05 | SIMOTICS M Compact induction motor 1500rpm, 7kW, 45Nm, 17.5A, 348V 1750rpm, 8kW, 44Nm, 17.5A, 400 V 2000rpm, 9kW, 43Nm, 17A, 453V forced ventilation; direction of air flow NDE--> DE; Degree of protection IP55 INCREMENT. ENCODER HTL 1024 S/R (ENCODER HTL1024S/R) with TEMPERAT. SENSOR KTY84-130 DESIGN IM B3 (IM V5, IM V6) PLAIN SHAFT WITHOUT FITTED KEY; BEARING: STANDARD WITH FIXED BEARING, VIBRATION SEVERITY GRADE: R/A, SHAFT AND FLANGE ACCURACY: R TERMINAL BOX (ABOVE) CABLE ENTRY ON THE ND-END SIGNAL CONNECTION LEFT | - | 0 | 0
1PH8105-1HF10-0CA1 |  | 1PH8105-1HF10-0CA1 | 1 | UN | 1 | 20 | D | D | N | N | 85015230 | 1 |  | 65 | KG | 2851.79 | 2851.79 | MC05 | MC05 | SIMOTICS M Compact induction motor 1500rpm, 7kW, 45Nm, 17.5A, 348V 1750rpm, 8kW, 44Nm, 17.5A, 400 V 2000rpm, 9kW, 43Nm, 17A, 453V forced ventilation; direction of air flow NDE--> DE; Degree of protection IP55 INCREMENT. ENCODER HTL 1024 S/R (ENCODER HTL1024S/R) with TEMPERAT. SENSOR KTY84-130 DESIGN IM B3 (IM V5, IM V6) PLAIN SHAFT WITHOUT FITTED KEY; BEARING: STANDARD WITH FIXED BEARING, VIBRATION SEVERITY GRADE: S/A, SHAFT AND FLANGE ACCURACY: R TERMINAL BOX (ABOVE) CABLE ENTRY ON THE RIGHT SIGNAL CONNECTION D-END | - | 0 | 0
1PH8105-1HF10-0CB1 |  | 1PH8105-1HF10-0CB1 | 1 | UN | 1 | 20 | D | D | N | N | 85015230 | 1 |  | 65 | KG | 2851.79 | 2851.79 | MC05 | MC05 | SIMOTICS M Compact induction motor 1500rpm, 7kW, 45Nm, 17.5A, 348V 1750rpm, 8kW, 44Nm, 17.5A, 400 V 2000rpm, 9kW, 43Nm, 17A, 453V forced ventilation; direction of air flow NDE--> DE; Degree of protection IP55 INCREMENT. ENCODER HTL 1024 S/R (ENCODER HTL1024S/R) with TEMPERAT. SENSOR KTY84-130 DESIGN IM B3 (IM V5, IM V6) PLAIN SHAFT WITHOUT FITTED KEY; BEARING: STANDARD WITH FIXED BEARING, VIBRATION SEVERITY GRADE: S/A, SHAFT AND FLANGE ACCURACY: R TERMINAL BOX (ABOVE) CABLE ENTRY ON THE LEFT SIGNAL CONNECTION D-END | - | 0 | 0
1PH8105-1HF10-0CC1 |  | 1PH8105-1HF10-0CC1 | 1 | UN | 1 | 20 | D | D | N | N | 85015230 | 1 |  | 65 | KG | 2851.79 | 2851.79 | MC05 | MC05 | SIMOTICS M Compact induction motor 1500rpm, 7kW, 45Nm, 17.5A, 348V 1750rpm, 8kW, 44Nm, 17.5A, 400 V 2000rpm, 9kW, 43Nm, 17A, 453V forced ventilation; direction of air flow NDE--> DE; Degree of protection IP55 INCREMENT. ENCODER HTL 1024 S/R (ENCODER HTL1024S/R) with TEMPERAT. SENSOR KTY84-130 DESIGN IM B3 (IM V5, IM V6) PLAIN SHAFT WITHOUT FITTED KEY; BEARING: STANDARD WITH FIXED BEARING, VIBRATION SEVERITY GRADE: S/A, SHAFT AND FLANGE ACCURACY: R TERMINAL BOX (ABOVE) CABLE ENTRY ON THE ND-END SIGNAL CONNECTION LEFT | - | 0 | 0
1PH8105-1HF10-1BA1-Z | M03 | 1PH8105-1HF10-1BA1-ZM03 | 1 | UN | 1 | 20 | D | D | N | N | 85015230 | 1 |  | 65 | KG | 3142.4 | 3142.4 | MC05 | MC05 | SIMOTICS M Compact induction motor 1500rpm, 7kW, 45Nm, 17.5A, 348V 1750rpm, 8kW, 44Nm, 17.5A, 400 V 2000rpm, 9kW, 43Nm, 17A, 453V forced ventilation; direction of air flow NDE--> DE; Degree of protection IP55 INCREMENT. ENCODER HTL 1024 S/R (ENCODER HTL1024S/R) with TEMPERAT. SENSOR KTY84-130 DESIGN IM B3 (IM V5, IM V6) SHAFT WITH FITTED KEY FULL-KEY BALANCING BEARING: STANDARD WITH FIXED BEARING, VIBRATION SEVERITY GRADE: R/A, SHAFT AND FLANGE ACCURACY: R TERMINAL BOX (ABOVE) CABLE ENTRY ON THE RIGHT SIGNAL CONNECTION D-END M03: FOR USE IN HAZARDOUS AREA EX-ZONE 2 | - | 0 | 0
1PH8105-1HF10-1BA1-Z | V13 | 1PH8105-1HF10-1BA1-ZV13 | 1 | UN | 1 | 20 | D | D | N | N | 85015230 | 1 |  | 65 | KG | 2813.18 | 2813.18 | MC05 | MC05 | SIMOTICS M Compact asynchronous motor 1500rpm, 7 kW 45Nm, 17.5A, 348V 1750rpm, 8kW 44Nm, 17.5A, 400V 2000rpm, 9kW 43Nm, 17A, 453V Forced ventilation; direction of air flow NDE--> DE; Degree of protection IP55 Incremental encoder HTL 1024 S/R (encoder HTL1024S/R) Type of construction IM B3 (IM V5, M V6) Bearing version: standard Vibration severity: R/A, shaft and flange accuracy: R; terminal box (top); cable entry on the right Signal connection DE V13: Special shaft extension Offer number SMR-09-2014 | - | 0 | 0
1PH8105-1HF10-1GA1 |  | 1PH8105-1HF10-1GA1 | 1 | UN | 1 | 20 | D | D | N | N | 85015230 | 1 |  | 65 | KG | 2531.86 | 2531.86 | MC05 | MC05 | SIMOTICS M Compact induction motor 1500rpm, 7kW, 45Nm, 17.5A, 348V 1750rpm, 8kW, 44Nm, 17.5A, 400 V 2000rpm, 9kW, 43Nm, 17A, 453V forced ventilation; direction of air flow NDE--> DE; Degree of protection IP55 INCREMENT. ENCODER HTL 1024 S/R (ENCODER HTL1024S/R) with TEMPERAT. SENSOR KTY84-130 DESIGN IM B3 (IM V5, IM V6) SHAFT WITH FITTED KEY FULL-KEY BALANCING BEARING: STANDARD, VIBRATION SEVERITY GRADE: R/A, SHAFT AND FLANGE ACCURACY: R TERMINAL BOX (ABOVE) CABLE ENTRY ON THE RIGHT SIGNAL CONNECTION D-END | - | 0 | 0
1PH8105-1HF10-2BA1 |  | 1PH8105-1HF10-2BA1 | 1 | UN | 1 | 20 | D | D | N | N | 85015230 | 1 |  | 65 | KG | 2721.77 | 2721.77 | MC05 | MC05 | SIMOTICS M Compact induction motor 1500rpm, 7kW, 45Nm, 17.5A, 348V 1750rpm, 8kW, 44Nm, 17.5A, 400 V 2000rpm, 9kW, 43Nm, 17A, 453V forced ventilation; direction of air flow NDE--> DE; Degree of protection IP55 INCREMENT. ENCODER HTL 1024 S/R (ENCODER HTL1024S/R) with TEMPERAT. SENSOR KTY84-130 DESIGN IM B3 (IM V5, IM V6) SHAFT WITH FITTED KEY HALF-KEY BALANCING BEARING: STANDARD WITH FIXED BEARING, VIBRATION SEVERITY GRADE: R/A, SHAFT AND FLANGE ACCURACY: R TERMINAL BOX (ABOVE) CABLE ENTRY ON THE RIGHT SIGNAL CONNECTION D-END | - | 0 | 0
1PH8105-1HF10-2BB1 |  | 1PH8105-1HF10-2BB1 | 1 | UN | 1 | 20 | D | D | N | N | 85015230 | 1 |  | 65 | KG | 2721.77 | 2721.77 | MC05 | MC05 | SIMOTICS M Compact induction motor 1500rpm, 7kW, 45Nm, 17.5A, 348V 1750rpm, 8kW, 44Nm, 17.5A, 400 V 2000rpm, 9kW, 43Nm, 17A, 453V forced ventilation; direction of air flow NDE--> DE; Degree of protection IP55 INCREMENT. ENCODER HTL 1024 S/R (ENCODER HTL1024S/R) with TEMPERAT. SENSOR KTY84-130 DESIGN IM B3 (IM V5, IM V6) SHAFT WITH FITTED KEY HALF-KEY BALANCING BEARING: STANDARD WITH FIXED BEARING, VIBRATION SEVERITY GRADE: R/A, SHAFT AND FLANGE ACCURACY: R TERMINAL BOX (ABOVE) CABLE ENTRY ON THE LEFT SIGNAL CONNECTION D-END | - | 0 | 0
1PH8105-1HF10-2BC1 |  | 1PH8105-1HF10-2BC1 | 1 | UN | 1 | 20 | D | D | N | N | 85015230 | 1 |  | 65 | KG | 2721.77 | 2721.77 | MC05 | MC05 | SIMOTICS M Compact induction motor 1500rpm, 7kW, 45Nm, 17.5A, 348V 1750rpm, 8kW, 44Nm, 17.5A, 400 V 2000rpm, 9kW, 43Nm, 17A, 453V forced ventilation; direction of air flow NDE--> DE; Degree of protection IP55 INCREMENT. ENCODER HTL 1024 S/R (ENCODER HTL1024S/R) with TEMPERAT. SENSOR KTY84-130 DESIGN IM B3 (IM V5, IM V6) SHAFT WITH FITTED KEY HALF-KEY BALANCING BEARING: STANDARD WITH FIXED BEARING, VIBRATION SEVERITY GRADE: R/A, SHAFT AND FLANGE ACCURACY: R TERMINAL BOX (ABOVE) CABLE ENTRY ON THE ND-END SIGNAL CONNECTION LEFT | - | 0 | 0
1PH8105-1HF10-2CA1 |  | 1PH8105-1HF10-2CA1 | 1 | UN | 1 | 20 | D | D | N | N | 85015230 | 1 |  | 65 | KG | 2851.79 | 2851.79 | MC05 | MC05 | SIMOTICS M Compact induction motor 1500rpm, 7kW, 45Nm, 17.5A, 348V 1750rpm, 8kW, 44Nm, 17.5A, 400 V 2000rpm, 9kW, 43Nm, 17A, 453V forced ventilation; direction of air flow NDE--> DE; Degree of protection IP55 INCREMENT. ENCODER HTL 1024 S/R (ENCODER HTL1024S/R) with TEMPERAT. SENSOR KTY84-130 DESIGN IM B3 (IM V5, IM V6) SHAFT WITH FITTED KEY HALF-KEY BALANCING BEARING: STANDARD WITH FIXED BEARING, VIBRATION SEVERITY GRADE: S/A, SHAFT AND FLANGE ACCURACY: R TERMINAL BOX (ABOVE) CABLE ENTRY ON THE RIGHT SIGNAL CONNECTION D-END | - | 0 | 0
1PH8105-1HF10-2CB1 |  | 1PH8105-1HF10-2CB1 | 1 | UN | 1 | 20 | D | D | N | N | 85015230 | 1 |  | 65 | KG | 2851.79 | 2851.79 | MC05 | MC05 | SIMOTICS M Compact induction motor 1500rpm, 7kW, 45Nm, 17.5A, 348V 1750rpm, 8kW, 44Nm, 17.5A, 400 V 2000rpm, 9kW, 43Nm, 17A, 453V forced ventilation; direction of air flow NDE--> DE; Degree of protection IP55 INCREMENT. ENCODER HTL 1024 S/R (ENCODER HTL1024S/R) with TEMPERAT. SENSOR KTY84-130 DESIGN IM B3 (IM V5, IM V6) SHAFT WITH FITTED KEY HALF-KEY BALANCING BEARING: STANDARD WITH FIXED BEARING, VIBRATION SEVERITY GRADE: S/A, SHAFT AND FLANGE ACCURACY: R TERMINAL BOX (ABOVE) CABLE ENTRY ON THE LEFT SIGNAL CONNECTION D-END | - | 0 | 0
1PH8105-1HF10-2CC1 |  | 1PH8105-1HF10-2CC1 | 1 | UN | 1 | 20 | D | D | N | N | 85015230 | 1 |  | 65 | KG | 2851.79 | 2851.79 | MC05 | MC05 | SIMOTICS M Compact induction motor 1500rpm, 7kW, 45Nm, 17.5A, 348V 1750rpm, 8kW, 44Nm, 17.5A, 400 V 2000rpm, 9kW, 43Nm, 17A, 453V forced ventilation; direction of air flow NDE--> DE; Degree of protection IP55 INCREMENT. ENCODER HTL 1024 S/R (ENCODER HTL1024S/R) with TEMPERAT. SENSOR KTY84-130 DESIGN IM B3 (IM V5, IM V6) SHAFT WITH FITTED KEY HALF-KEY BALANCING BEARING: STANDARD WITH FIXED BEARING, VIBRATION SEVERITY GRADE: S/A, SHAFT AND FLANGE ACCURACY: R TERMINAL BOX (ABOVE) CABLE ENTRY ON THE ND-END SIGNAL CONNECTION LEFT | - | 0 | 0
1PH8105-1HF12-0BA1 |  | 1PH8105-1HF12-0BA1 | 1 | UN | 1 | 20 | D | D | N | N | 85015230 | 1 |  | 65 | KG | 2851.82 | 2851.82 | MC05 | MC05 | SIMOTICS M Compact induction motor 1500rpm, 7kW, 45Nm, 17.5A, 348V 1750rpm, 8kW, 44Nm, 17.5A, 400 V 2000rpm, 9kW, 43Nm, 17A, 453V forced ventilation; direction of air flow NDE--> DE; Degree of protection IP55 INCREMENT. ENCODER HTL 1024 S/R (ENCODER HTL1024S/R) with TEMPERAT. SENSOR KTY84-130 DESIGN IM B5 (IMV 1,IM V3) PLAIN SHAFT WITHOUT FITTED KEY; BEARING: STANDARD WITH FIXED BEARING, VIBRATION SEVERITY GRADE: R/A, SHAFT AND FLANGE ACCURACY: R TERMINAL BOX (ABOVE) CABLE ENTRY ON THE RIGHT SIGNAL CONNECTION D-END | - | 0 | 0
1PH8105-1HF12-0BB1 |  | 1PH8105-1HF12-0BB1 | 1 | UN | 1 | 20 | D | D | N | N | 85015230 | 1 |  | 65 | KG | 2851.82 | 2851.82 | MC05 | MC05 | SIMOTICS M Compact induction motor 1500rpm, 7kW, 45Nm, 17.5A, 348V 1750rpm, 8kW, 44Nm, 17.5A, 400 V 2000rpm, 9kW, 43Nm, 17A, 453V forced ventilation; direction of air flow NDE--> DE; Degree of protection IP55 INCREMENT. ENCODER HTL 1024 S/R (ENCODER HTL1024S/R) with TEMPERAT. SENSOR KTY84-130 DESIGN IM B5 (IMV 1,IM V3) PLAIN SHAFT WITHOUT FITTED KEY; BEARING: STANDARD WITH FIXED BEARING, VIBRATION SEVERITY GRADE: R/A, SHAFT AND FLANGE ACCURACY: R TERMINAL BOX (ABOVE) CABLE ENTRY ON THE LEFT SIGNAL CONNECTION D-END | - | 0 | 0
1PH8105-1HF12-0BC1 |  | 1PH8105-1HF12-0BC1 | 1 | UN | 1 | 20 | D | D | N | N | 85015230 | 1 |  | 65 | KG | 2851.82 | 2851.82 | MC05 | MC05 | SIMOTICS M Compact induction motor 1500rpm, 7kW, 45Nm, 17.5A, 348V 1750rpm, 8kW, 44Nm, 17.5A, 400 V 2000rpm, 9kW, 43Nm, 17A, 453V forced ventilation; direction of air flow NDE--> DE; Degree of protection IP55 INCREMENT. ENCODER HTL 1024 S/R (ENCODER HTL1024S/R) with TEMPERAT. SENSOR KTY84-130 DESIGN IM B5 (IMV 1,IM V3) PLAIN SHAFT WITHOUT FITTED KEY; BEARING: STANDARD WITH FIXED BEARING, VIBRATION SEVERITY GRADE: R/A, SHAFT AND FLANGE ACCURACY: R TERMINAL BOX (ABOVE) CABLE ENTRY ON THE ND-END SIGNAL CONNECTION LEFT | - | 0 | 0
1PH8105-1HF12-0CA1 |  | 1PH8105-1HF12-0CA1 | 1 | UN | 1 | 20 | D | D | N | N | 85015230 | 1 |  | 65 | KG | 2981.84 | 2981.84 | MC05 | MC05 | SIMOTICS M Compact induction motor 1500rpm, 7kW, 45Nm, 17.5A, 348V 1750rpm, 8kW, 44Nm, 17.5A, 400 V 2000rpm, 9kW, 43Nm, 17A, 453V forced ventilation; direction of air flow NDE--> DE; Degree of protection IP55 INCREMENT. ENCODER HTL 1024 S/R (ENCODER HTL1024S/R) with TEMPERAT. SENSOR KTY84-130 DESIGN IM B5 (IMV 1,IM V3) PLAIN SHAFT WITHOUT FITTED KEY; BEARING: STANDARD WITH FIXED BEARING, VIBRATION SEVERITY GRADE: S/A, SHAFT AND FLANGE ACCURACY: R TERMINAL BOX (ABOVE) CABLE ENTRY ON THE RIGHT SIGNAL CONNECTION D-END | - | 0 | 0
1PH8105-1HF12-0CB1 |  | 1PH8105-1HF12-0CB1 | 1 | UN | 1 | 20 | D | D | N | N | 85015230 | 1 |  | 65 | KG | 2981.84 | 2981.84 | MC05 | MC05 | SIMOTICS M Compact induction motor 1500rpm, 7kW, 45Nm, 17.5A, 348V 1750rpm, 8kW, 44Nm, 17.5A, 400 V 2000rpm, 9kW, 43Nm, 17A, 453V forced ventilation; direction of air flow NDE--> DE; Degree of protection IP55 INCREMENT. ENCODER HTL 1024 S/R (ENCODER HTL1024S/R) with TEMPERAT. SENSOR KTY84-130 DESIGN IM B5 (IMV 1,IM V3) PLAIN SHAFT WITHOUT FITTED KEY; BEARING: STANDARD WITH FIXED BEARING, VIBRATION SEVERITY GRADE: S/A, SHAFT AND FLANGE ACCURACY: R TERMINAL BOX (ABOVE) CABLE ENTRY ON THE LEFT SIGNAL CONNECTION D-END | - | 0 | 0
1PH8105-1HF12-0CC1 |  | 1PH8105-1HF12-0CC1 | 1 | UN | 1 | 20 | D | D | N | N | 85015230 | 1 |  | 65 | KG | 2981.84 | 2981.84 | MC05 | MC05 | SIMOTICS M Compact induction motor 1500rpm, 7kW, 45Nm, 17.5A, 348V 1750rpm, 8kW, 44Nm, 17.5A, 400 V 2000rpm, 9kW, 43Nm, 17A, 453V forced ventilation; direction of air flow NDE--> DE; Degree of protection IP55 INCREMENT. ENCODER HTL 1024 S/R (ENCODER HTL1024S/R) with TEMPERAT. SENSOR KTY84-130 DESIGN IM B5 (IMV 1,IM V3) PLAIN SHAFT WITHOUT FITTED KEY; BEARING: STANDARD WITH FIXED BEARING, VIBRATION SEVERITY GRADE: S/A, SHAFT AND FLANGE ACCURACY: R TERMINAL BOX (ABOVE) CABLE ENTRY ON THE ND-END SIGNAL CONNECTION LEFT | - | 0 | 0
1PH8105-1HF12-2BA1 |  | 1PH8105-1HF12-2BA1 | 1 | UN | 1 | 20 | D | D | N | N | 85015230 | 1 |  | 65 | KG | 2851.82 | 2851.82 | MC05 | MC05 | SIMOTICS M Compact induction motor 1500rpm, 7kW, 45Nm, 17.5A, 348V 1750rpm, 8kW, 44Nm, 17.5A, 400 V 2000rpm, 9kW, 43Nm, 17A, 453V forced ventilation; direction of air flow NDE--> DE; Degree of protection IP55 INCREMENT. ENCODER HTL 1024 S/R (ENCODER HTL1024S/R) with TEMPERAT. SENSOR KTY84-130 DESIGN IM B5 (IMV 1,IM V3) SHAFT WITH FITTED KEY HALF-KEY BALANCING BEARING: STANDARD WITH FIXED BEARING, VIBRATION SEVERITY GRADE: R/A, SHAFT AND FLANGE ACCURACY: R TERMINAL BOX (ABOVE) CABLE ENTRY ON THE RIGHT SIGNAL CONNECTION D-END | - | 0 | 0
1PH8105-1HF12-2BB1 |  | 1PH8105-1HF12-2BB1 | 1 | UN | 1 | 20 | D | D | N | N | 85015230 | 1 |  | 65 | KG | 2851.82 | 2851.82 | MC05 | MC05 | SIMOTICS M Compact induction motor 1500rpm, 7kW, 45Nm, 17.5A, 348V 1750rpm, 8kW, 44Nm, 17.5A, 400 V 2000rpm, 9kW, 43Nm, 17A, 453V forced ventilation; direction of air flow NDE--> DE; Degree of protection IP55 INCREMENT. ENCODER HTL 1024 S/R (ENCODER HTL1024S/R) with TEMPERAT. SENSOR KTY84-130 DESIGN IM B5 (IMV 1,IM V3) SHAFT WITH FITTED KEY HALF-KEY BALANCING BEARING: STANDARD WITH FIXED BEARING, VIBRATION SEVERITY GRADE: R/A, SHAFT AND FLANGE ACCURACY: R TERMINAL BOX (ABOVE) CABLE ENTRY ON THE LEFT SIGNAL CONNECTION D-END | - | 0 | 0
1PH8105-1HF12-2BC1 |  | 1PH8105-1HF12-2BC1 | 1 | UN | 1 | 20 | D | D | N | N | 85015230 | 1 |  | 65 | KG | 2851.82 | 2851.82 | MC05 | MC05 | SIMOTICS M Compact induction motor 1500rpm, 7kW, 45Nm, 17.5A, 348V 1750rpm, 8kW, 44Nm, 17.5A, 400 V 2000rpm, 9kW, 43Nm, 17A, 453V forced ventilation; direction of air flow NDE--> DE; Degree of protection IP55 INCREMENT. ENCODER HTL 1024 S/R (ENCODER HTL1024S/R) with TEMPERAT. SENSOR KTY84-130 DESIGN IM B5 (IMV 1,IM V3) SHAFT WITH FITTED KEY HALF-KEY BALANCING BEARING: STANDARD WITH FIXED BEARING, VIBRATION SEVERITY GRADE: R/A, SHAFT AND FLANGE ACCURACY: R TERMINAL BOX (ABOVE) CABLE ENTRY ON THE ND-END SIGNAL CONNECTION LEFT | - | 0 | 0
1PH8105-1HF12-2CA1 |  | 1PH8105-1HF12-2CA1 | 1 | UN | 1 | 20 | D | D | N | N | 85015230 | 1 |  | 65 | KG | 2981.84 | 2981.84 | MC05 | MC05 | SIMOTICS M Compact induction motor 1500rpm, 7kW, 45Nm, 17.5A, 348V 1750rpm, 8kW, 44Nm, 17.5A, 400 V 2000rpm, 9kW, 43Nm, 17A, 453V forced ventilation; direction of air flow NDE--> DE; Degree of protection IP55 INCREMENT. ENCODER HTL 1024 S/R (ENCODER HTL1024S/R) with TEMPERAT. SENSOR KTY84-130 DESIGN IM B5 (IMV 1,IM V3) SHAFT WITH FITTED KEY HALF-KEY BALANCING BEARING: STANDARD WITH FIXED BEARING, VIBRATION SEVERITY GRADE: S/A, SHAFT AND FLANGE ACCURACY: R TERMINAL BOX (ABOVE) CABLE ENTRY ON THE RIGHT SIGNAL CONNECTION D-END | - | 0 | 0
1PH8105-1HF12-2CB1 |  | 1PH8105-1HF12-2CB1 | 1 | UN | 1 | 20 | D | D | N | N | 85015230 | 1 |  | 65 | KG | 2981.84 | 2981.84 | MC05 | MC05 | SIMOTICS M Compact induction motor 1500rpm, 7kW, 45Nm, 17.5A, 348V 1750rpm, 8kW, 44Nm, 17.5A, 400 V 2000rpm, 9kW, 43Nm, 17A, 453V forced ventilation; direction of air flow NDE--> DE; Degree of protection IP55 INCREMENT. ENCODER HTL 1024 S/R (ENCODER HTL1024S/R) with TEMPERAT. SENSOR KTY84-130 DESIGN IM B5 (IMV 1,IM V3) SHAFT WITH FITTED KEY HALF-KEY BALANCING BEARING: STANDARD WITH FIXED BEARING, VIBRATION SEVERITY GRADE: S/A, SHAFT AND FLANGE ACCURACY: R TERMINAL BOX (ABOVE) CABLE ENTRY ON THE LEFT SIGNAL CONNECTION D-END | - | 0 | 0
1PH8105-1HF12-2CC1 |  | 1PH8105-1HF12-2CC1 | 1 | UN | 1 | 20 | D | D | N | N | 85015230 | 1 |  | 65 | KG | 2981.84 | 2981.84 | MC05 | MC05 | SIMOTICS M Compact induction motor 1500rpm, 7kW, 45Nm, 17.5A, 348V 1750rpm, 8kW, 44Nm, 17.5A, 400 V 2000rpm, 9kW, 43Nm, 17A, 453V forced ventilation; direction of air flow NDE--> DE; Degree of protection IP55 INCREMENT. ENCODER HTL 1024 S/R (ENCODER HTL1024S/R) with TEMPERAT. SENSOR KTY84-130 DESIGN IM B5 (IMV 1,IM V3) SHAFT WITH FITTED KEY HALF-KEY BALANCING BEARING: STANDARD WITH FIXED BEARING, VIBRATION SEVERITY GRADE: S/A, SHAFT AND FLANGE ACCURACY: R TERMINAL BOX (ABOVE) CABLE ENTRY ON THE ND-END SIGNAL CONNECTION LEFT | - | 0 | 0
1PH8105-1HF13-0BA1 |  | 1PH8105-1HF13-0BA1 | 1 | UN | 1 | 20 | D | D | N | N | 85015230 | 1 |  | 65 | KG | 3010.78 | 3010.78 | MC05 | MC05 | SIMOTICS M Compact induction motor 1500rpm, 7kW, 45Nm, 17.5A, 348V 1750rpm, 8kW, 44Nm, 17.5A, 400 V 2000rpm, 9kW, 43Nm, 17A, 453V forced ventilation; direction of air flow NDE--> DE; Degree of protection IP55 INCREMENT. ENCODER HTL 1024 S/R (ENCODER HTL1024S/R) with TEMPERAT. SENSOR KTY84-130 Design IM B35 (IM V15, (IM V35) PLAIN SHAFT WITHOUT FITTED KEY; BEARING: STANDARD WITH FIXED BEARING, VIBRATION SEVERITY GRADE: R/A, SHAFT AND FLANGE ACCURACY: R TERMINAL BOX (ABOVE) CABLE ENTRY ON THE RIGHT SIGNAL CONNECTION D-END | - | 0 | 0
1PH8105-1HF13-0BB1 |  | 1PH8105-1HF13-0BB1 | 1 | UN | 1 | 20 | D | D | N | N | 85015230 | 1 |  | 65 | KG | 3010.78 | 3010.78 | MC05 | MC05 | SIMOTICS M Compact induction motor 1500rpm, 7kW, 45Nm, 17.5A, 348V 1750rpm, 8kW, 44Nm, 17.5A, 400 V 2000rpm, 9kW, 43Nm, 17A, 453V forced ventilation; direction of air flow NDE--> DE; Degree of protection IP55 INCREMENT. ENCODER HTL 1024 S/R (ENCODER HTL1024S/R) with TEMPERAT. SENSOR KTY84-130 Design IM B35 (IM V15, (IM V35) PLAIN SHAFT WITHOUT FITTED KEY; BEARING: STANDARD WITH FIXED BEARING, VIBRATION SEVERITY GRADE: R/A, SHAFT AND FLANGE ACCURACY: R TERMINAL BOX (ABOVE) CABLE ENTRY ON THE LEFT SIGNAL CONNECTION D-END | - | 0 | 0
1PH8105-1HF13-0BC1 |  | 1PH8105-1HF13-0BC1 | 1 | UN | 1 | 20 | D | D | N | N | 85015230 | 1 |  | 65 | KG | 3010.78 | 3010.78 | MC05 | MC05 | SIMOTICS M Compact induction motor 1500rpm, 7kW, 45Nm, 17.5A, 348V 1750rpm, 8kW, 44Nm, 17.5A, 400 V 2000rpm, 9kW, 43Nm, 17A, 453V forced ventilation; direction of air flow NDE--> DE; Degree of protection IP55 INCREMENT. ENCODER HTL 1024 S/R (ENCODER HTL1024S/R) with TEMPERAT. SENSOR KTY84-130 Design IM B35 (IM V15, (IM V35) PLAIN SHAFT WITHOUT FITTED KEY; BEARING: STANDARD WITH FIXED BEARING, VIBRATION SEVERITY GRADE: R/A, SHAFT AND FLANGE ACCURACY: R TERMINAL BOX (ABOVE) CABLE ENTRY ON THE ND-END SIGNAL CONNECTION LEFT | - | 0 | 0
1PH8105-1HF13-0CA1 |  | 1PH8105-1HF13-0CA1 | 1 | UN | 1 | 20 | D | D | N | N | 85015230 | 1 |  | 65 | KG | 3140.8 | 3140.8 | MC05 | MC05 | SIMOTICS M Compact induction motor 1500rpm, 7kW, 45Nm, 17.5A, 348V 1750rpm, 8kW, 44Nm, 17.5A, 400 V 2000rpm, 9kW, 43Nm, 17A, 453V forced ventilation; direction of air flow NDE--> DE; Degree of protection IP55 INCREMENT. ENCODER HTL 1024 S/R (ENCODER HTL1024S/R) with TEMPERAT. SENSOR KTY84-130 Design IM B35 (IM V15, (IM V35) PLAIN SHAFT WITHOUT FITTED KEY; BEARING: STANDARD WITH FIXED BEARING, VIBRATION SEVERITY GRADE: S/A, SHAFT AND FLANGE ACCURACY: R TERMINAL BOX (ABOVE) CABLE ENTRY ON THE RIGHT SIGNAL CONNECTION D-END | - | 0 | 0
1PH8105-1HF13-0CB1 |  | 1PH8105-1HF13-0CB1 | 1 | UN | 1 | 20 | D | D | N | N | 85015230 | 1 |  | 65 | KG | 3140.8 | 3140.8 | MC05 | MC05 | SIMOTICS M Compact induction motor 1500rpm, 7kW, 45Nm, 17.5A, 348V 1750rpm, 8kW, 44Nm, 17.5A, 400 V 2000rpm, 9kW, 43Nm, 17A, 453V forced ventilation; direction of air flow NDE--> DE; Degree of protection IP55 INCREMENT. ENCODER HTL 1024 S/R (ENCODER HTL1024S/R) with TEMPERAT. SENSOR KTY84-130 Design IM B35 (IM V15, (IM V35) PLAIN SHAFT WITHOUT FITTED KEY; BEARING: STANDARD WITH FIXED BEARING, VIBRATION SEVERITY GRADE: S/A, SHAFT AND FLANGE ACCURACY: R TERMINAL BOX (ABOVE) CABLE ENTRY ON THE LEFT SIGNAL CONNECTION D-END | - | 0 | 0
1PH8105-1HF13-0CC1 |  | 1PH8105-1HF13-0CC1 | 1 | UN | 1 | 20 | D | D | N | N | 85015230 | 1 |  | 65 | KG | 3140.8 | 3140.8 | MC05 | MC05 | SIMOTICS M Compact induction motor 1500rpm, 7kW, 45Nm, 17.5A, 348V 1750rpm, 8kW, 44Nm, 17.5A, 400 V 2000rpm, 9kW, 43Nm, 17A, 453V forced ventilation; direction of air flow NDE--> DE; Degree of protection IP55 INCREMENT. ENCODER HTL 1024 S/R (ENCODER HTL1024S/R) with TEMPERAT. SENSOR KTY84-130 Design IM B35 (IM V15, (IM V35) PLAIN SHAFT WITHOUT FITTED KEY; BEARING: STANDARD WITH FIXED BEARING, VIBRATION SEVERITY GRADE: S/A, SHAFT AND FLANGE ACCURACY: R TERMINAL BOX (ABOVE) CABLE ENTRY ON THE ND-END SIGNAL CONNECTION LEFT | - | 0 | 0
1PH8105-1HF13-2BA1 |  | 1PH8105-1HF13-2BA1 | 1 | UN | 1 | 20 | D | D | N | N | 85015230 | 1 |  | 65 | KG | 3010.78 | 3010.78 | MC05 | MC05 | SIMOTICS M Compact induction motor 1500rpm, 7kW, 45Nm, 17.5A, 348V 1750rpm, 8kW, 44Nm, 17.5A, 400 V 2000rpm, 9kW, 43Nm, 17A, 453V forced ventilation; direction of air flow NDE--> DE; Degree of protection IP55 INCREMENT. ENCODER HTL 1024 S/R (ENCODER HTL1024S/R) with TEMPERAT. SENSOR KTY84-130 Design IM B35 (IM V15, (IM V35) SHAFT WITH FITTED KEY HALF-KEY BALANCING BEARING: STANDARD WITH FIXED BEARING, VIBRATION SEVERITY GRADE: R/A, SHAFT AND FLANGE ACCURACY: R TERMINAL BOX (ABOVE) CABLE ENTRY ON THE RIGHT SIGNAL CONNECTION D-END | - | 0 | 0
1PH8105-1HF13-2BB1 |  | 1PH8105-1HF13-2BB1 | 1 | UN | 1 | 20 | D | D | N | N | 85015230 | 1 |  | 65 | KG | 3010.78 | 3010.78 | MC05 | MC05 | SIMOTICS M Compact induction motor 1500rpm, 7kW, 45Nm, 17.5A, 348V 1750rpm, 8kW, 44Nm, 17.5A, 400 V 2000rpm, 9kW, 43Nm, 17A, 453V forced ventilation; direction of air flow NDE--> DE; Degree of protection IP55 INCREMENT. ENCODER HTL 1024 S/R (ENCODER HTL1024S/R) with TEMPERAT. SENSOR KTY84-130 Design IM B35 (IM V15, (IM V35) SHAFT WITH FITTED KEY HALF-KEY BALANCING BEARING: STANDARD WITH FIXED BEARING, VIBRATION SEVERITY GRADE: R/A, SHAFT AND FLANGE ACCURACY: R TERMINAL BOX (ABOVE) CABLE ENTRY ON THE LEFT SIGNAL CONNECTION D-END | - | 0 | 0
1PH8105-1HF13-2BC1 |  | 1PH8105-1HF13-2BC1 | 1 | UN | 1 | 20 | D | D | N | N | 85015230 | 1 |  | 65 | KG | 3010.78 | 3010.78 | MC05 | MC05 | SIMOTICS M Compact induction motor 1500rpm, 7kW, 45Nm, 17.5A, 348V 1750rpm, 8kW, 44Nm, 17.5A, 400 V 2000rpm, 9kW, 43Nm, 17A, 453V forced ventilation; direction of air flow NDE--> DE; Degree of protection IP55 INCREMENT. ENCODER HTL 1024 S/R (ENCODER HTL1024S/R) with TEMPERAT. SENSOR KTY84-130 Design IM B35 (IM V15, (IM V35) SHAFT WITH FITTED KEY HALF-KEY BALANCING BEARING: STANDARD WITH FIXED BEARING, VIBRATION SEVERITY GRADE: R/A, SHAFT AND FLANGE ACCURACY: R TERMINAL BOX (ABOVE) CABLE ENTRY ON THE ND-END SIGNAL CONNECTION LEFT | - | 0 | 0
1PH8105-1HF13-2CA1 |  | 1PH8105-1HF13-2CA1 | 1 | UN | 1 | 20 | D | D | N | N | 85015230 | 1 |  | 65 | KG | 3140.8 | 3140.8 | MC05 | MC05 | SIMOTICS M Compact induction motor 1500rpm, 7kW, 45Nm, 17.5A, 348V 1750rpm, 8kW, 44Nm, 17.5A, 400 V 2000rpm, 9kW, 43Nm, 17A, 453V forced ventilation; direction of air flow NDE--> DE; Degree of protection IP55 INCREMENT. ENCODER HTL 1024 S/R (ENCODER HTL1024S/R) with TEMPERAT. SENSOR KTY84-130 Design IM B35 (IM V15, (IM V35) SHAFT WITH FITTED KEY HALF-KEY BALANCING BEARING: STANDARD WITH FIXED BEARING, VIBRATION SEVERITY GRADE: S/A, SHAFT AND FLANGE ACCURACY: R TERMINAL BOX (ABOVE) CABLE ENTRY ON THE RIGHT SIGNAL CONNECTION D-END | - | 0 | 0
1PH8105-1HF13-2CB1 |  | 1PH8105-1HF13-2CB1 | 1 | UN | 1 | 20 | D | D | N | N | 85015230 | 1 |  | 65 | KG | 3140.8 | 3140.8 | MC05 | MC05 | SIMOTICS M Compact induction motor 1500rpm, 7kW, 45Nm, 17.5A, 348V 1750rpm, 8kW, 44Nm, 17.5A, 400 V 2000rpm, 9kW, 43Nm, 17A, 453V forced ventilation; direction of air flow NDE--> DE; Degree of protection IP55 INCREMENT. ENCODER HTL 1024 S/R (ENCODER HTL1024S/R) with TEMPERAT. SENSOR KTY84-130 Design IM B35 (IM V15, (IM V35) SHAFT WITH FITTED KEY HALF-KEY BALANCING BEARING: STANDARD WITH FIXED BEARING, VIBRATION SEVERITY GRADE: S/A, SHAFT AND FLANGE ACCURACY: R TERMINAL BOX (ABOVE) CABLE ENTRY ON THE LEFT SIGNAL CONNECTION D-END | - | 0 | 0
1PH8105-1HF13-2CC1 |  | 1PH8105-1HF13-2CC1 | 1 | UN | 1 | 20 | D | D | N | N | 85015230 | 1 |  | 65 | KG | 3140.8 | 3140.8 | MC05 | MC05 | SIMOTICS M Compact induction motor 1500rpm, 7kW, 45Nm, 17.5A, 348V 1750rpm, 8kW, 44Nm, 17.5A, 400 V 2000rpm, 9kW, 43Nm, 17A, 453V forced ventilation; direction of air flow NDE--> DE; Degree of protection IP55 INCREMENT. ENCODER HTL 1024 S/R (ENCODER HTL1024S/R) with TEMPERAT. SENSOR KTY84-130 Design IM B35 (IM V15, (IM V35) SHAFT WITH FITTED KEY HALF-KEY BALANCING BEARING: STANDARD WITH FIXED BEARING, VIBRATION SEVERITY GRADE: S/A, SHAFT AND FLANGE ACCURACY: R TERMINAL BOX (ABOVE) CABLE ENTRY ON THE ND-END SIGNAL CONNECTION LEFT | - | 0 | 0
1PH8105-1HF20-0BA1 |  | 1PH8105-1HF20-0BA1 | 1 | UN | 1 | 20 | D | D | N | N | 85015230 | 1 |  | 74 | KG | 3073.05 | 3073.05 | MC05 | MC05 | SIMOTICS M Compact induction motor 1500rpm, 11 kW 70 Nm, 28.5A, 340V 1750rpm, 12.5kW 68Nm, 28.5A, 380 V 2000rpm, 14kW 67Nm, 27.5A, 426V water cooling Degree of protection IP65 INCREMENT. ENCODER HTL 1024 S/R (ENCODER HTL1024S/R) with TEMPERAT. SENSOR KTY84-130 DESIGN IM B3 (IM V5, IM V6) PLAIN SHAFT WITHOUT FITTED KEY; BEARING: STANDARD WITH FIXED BEARING, VIBRATION SEVERITY GRADE: R/A, SHAFT AND FLANGE ACCURACY: R TERMINAL BOX (ABOVE) CABLE ENTRY ON THE RIGHT SIGNAL CONNECTION D-END | - | 0 | 0
1PH8105-1HF20-0BB1 |  | 1PH8105-1HF20-0BB1 | 1 | UN | 1 | 20 | D | D | N | N | 85015230 | 1 |  | 74 | KG | 3073.05 | 3073.05 | MC05 | MC05 | SIMOTICS M Compact induction motor 1500rpm, 11 kW 70 Nm, 28.5A, 340V 1750rpm, 12.5kW 68Nm, 28.5A, 380 V 2000rpm, 14kW 67Nm, 27.5A, 426V water cooling Degree of protection IP65 INCREMENT. ENCODER HTL 1024 S/R (ENCODER HTL1024S/R) with TEMPERAT. SENSOR KTY84-130 DESIGN IM B3 (IM V5, IM V6) PLAIN SHAFT WITHOUT FITTED KEY; BEARING: STANDARD WITH FIXED BEARING, VIBRATION SEVERITY GRADE: R/A, SHAFT AND FLANGE ACCURACY: R TERMINAL BOX (ABOVE) CABLE ENTRY ON THE LEFT SIGNAL CONNECTION D-END | - | 0 | 0
1PH8105-1HF20-0BC1 |  | 1PH8105-1HF20-0BC1 | 1 | UN | 1 | 20 | D | D | N | N | 85015230 | 1 |  | 74 | KG | 3073.05 | 3073.05 | MC05 | MC05 | SIMOTICS M Compact induction motor 1500rpm, 11 kW 70 Nm, 28.5A, 340V 1750rpm, 12.5kW 68Nm, 28.5A, 380 V 2000rpm, 14kW 67Nm, 27.5A, 426V water cooling Degree of protection IP65 INCREMENT. ENCODER HTL 1024 S/R (ENCODER HTL1024S/R) with TEMPERAT. SENSOR KTY84-130 DESIGN IM B3 (IM V5, IM V6) PLAIN SHAFT WITHOUT FITTED KEY; BEARING: STANDARD WITH FIXED BEARING, VIBRATION SEVERITY GRADE: R/A, SHAFT AND FLANGE ACCURACY: R TERMINAL BOX (ABOVE) CABLE ENTRY ON THE ND-END SIGNAL CONNECTION LEFT | - | 0 | 0
1PH8105-1HF20-0CA1 |  | 1PH8105-1HF20-0CA1 | 1 | UN | 1 | 20 | D | D | N | N | 85015230 | 1 |  | 74 | KG | 3203.07 | 3203.07 | MC05 | MC05 | SIMOTICS M Compact induction motor 1500rpm, 11 kW 70 Nm, 28.5A, 340V 1750rpm, 12.5kW 68Nm, 28.5A, 380 V 2000rpm, 14kW 67Nm, 27.5A, 426V water cooling Degree of protection IP65 INCREMENT. ENCODER HTL 1024 S/R (ENCODER HTL1024S/R) with TEMPERAT. SENSOR KTY84-130 DESIGN IM B3 (IM V5, IM V6) PLAIN SHAFT WITHOUT FITTED KEY; BEARING: STANDARD WITH FIXED BEARING, VIBRATION SEVERITY GRADE: S/A, SHAFT AND FLANGE ACCURACY: R TERMINAL BOX (ABOVE) CABLE ENTRY ON THE RIGHT SIGNAL CONNECTION D-END | - | 0 | 0
1PH8105-1HF20-0CB1 |  | 1PH8105-1HF20-0CB1 | 1 | UN | 1 | 20 | D | D | N | N | 85015230 | 1 |  | 74 | KG | 3203.07 | 3203.07 | MC05 | MC05 | SIMOTICS M Compact induction motor 1500rpm, 11 kW 70 Nm, 28.5A, 340V 1750rpm, 12.5kW 68Nm, 28.5A, 380 V 2000rpm, 14kW 67Nm, 27.5A, 426V water cooling Degree of protection IP65 INCREMENT. ENCODER HTL 1024 S/R (ENCODER HTL1024S/R) with TEMPERAT. SENSOR KTY84-130 DESIGN IM B3 (IM V5, IM V6) PLAIN SHAFT WITHOUT FITTED KEY; BEARING: STANDARD WITH FIXED BEARING, VIBRATION SEVERITY GRADE: S/A, SHAFT AND FLANGE ACCURACY: R TERMINAL BOX (ABOVE) CABLE ENTRY ON THE LEFT SIGNAL CONNECTION D-END | - | 0 | 0
1PH8105-1HF20-0CC1 |  | 1PH8105-1HF20-0CC1 | 1 | UN | 1 | 20 | D | D | N | N | 85015230 | 1 |  | 74 | KG | 3203.07 | 3203.07 | MC05 | MC05 | SIMOTICS M Compact induction motor 1500rpm, 11 kW 70 Nm, 28.5A, 340V 1750rpm, 12.5kW 68Nm, 28.5A, 380 V 2000rpm, 14kW 67Nm, 27.5A, 426V water cooling Degree of protection IP65 INCREMENT. ENCODER HTL 1024 S/R (ENCODER HTL1024S/R) with TEMPERAT. SENSOR KTY84-130 DESIGN IM B3 (IM V5, IM V6) PLAIN SHAFT WITHOUT FITTED KEY; BEARING: STANDARD WITH FIXED BEARING, VIBRATION SEVERITY GRADE: S/A, SHAFT AND FLANGE ACCURACY: R TERMINAL BOX (ABOVE) CABLE ENTRY ON THE ND-END SIGNAL CONNECTION LEFT | - | 0 | 0
1PH8105-1HF20-2BA1 |  | 1PH8105-1HF20-2BA1 | 1 | UN | 1 | 20 | D | D | N | N | 85015230 | 1 |  | 74 | KG | 3073.05 | 3073.05 | MC05 | MC05 | SIMOTICS M Compact induction motor 1500rpm, 11 kW 70 Nm, 28.5A, 340V 1750rpm, 12.5kW 68Nm, 28.5A, 380 V 2000rpm, 14kW 67Nm, 27.5A, 426V water cooling Degree of protection IP65 INCREMENT. ENCODER HTL 1024 S/R (ENCODER HTL1024S/R) with TEMPERAT. SENSOR KTY84-130 DESIGN IM B3 (IM V5, IM V6) SHAFT WITH FITTED KEY HALF-KEY BALANCING BEARING: STANDARD WITH FIXED BEARING, VIBRATION SEVERITY GRADE: R/A, SHAFT AND FLANGE ACCURACY: R TERMINAL BOX (ABOVE) CABLE ENTRY ON THE RIGHT SIGNAL CONNECTION D-END | - | 0 | 0
1PH8105-1HF20-2BB1 |  | 1PH8105-1HF20-2BB1 | 1 | UN | 1 | 20 | D | D | N | N | 85015230 | 1 |  | 74 | KG | 3073.05 | 3073.05 | MC05 | MC05 | SIMOTICS M Compact induction motor 1500rpm, 11 kW 70 Nm, 28.5A, 340V 1750rpm, 12.5kW 68Nm, 28.5A, 380 V 2000rpm, 14kW 67Nm, 27.5A, 426V water cooling Degree of protection IP65 INCREMENT. ENCODER HTL 1024 S/R (ENCODER HTL1024S/R) with TEMPERAT. SENSOR KTY84-130 DESIGN IM B3 (IM V5, IM V6) SHAFT WITH FITTED KEY HALF-KEY BALANCING BEARING: STANDARD WITH FIXED BEARING, VIBRATION SEVERITY GRADE: R/A, SHAFT AND FLANGE ACCURACY: R TERMINAL BOX (ABOVE) CABLE ENTRY ON THE LEFT SIGNAL CONNECTION D-END | - | 0 | 0
1PH8105-1HF20-2BC1 |  | 1PH8105-1HF20-2BC1 | 1 | UN | 1 | 20 | D | D | N | N | 85015230 | 1 |  | 74 | KG | 3073.05 | 3073.05 | MC05 | MC05 | SIMOTICS M Compact induction motor 1500rpm, 11 kW 70 Nm, 28.5A, 340V 1750rpm, 12.5kW 68Nm, 28.5A, 380 V 2000rpm, 14kW 67Nm, 27.5A, 426V water cooling Degree of protection IP65 INCREMENT. ENCODER HTL 1024 S/R (ENCODER HTL1024S/R) with TEMPERAT. SENSOR KTY84-130 DESIGN IM B3 (IM V5, IM V6) SHAFT WITH FITTED KEY HALF-KEY BALANCING BEARING: STANDARD WITH FIXED BEARING, VIBRATION SEVERITY GRADE: R/A, SHAFT AND FLANGE ACCURACY: R TERMINAL BOX (ABOVE) CABLE ENTRY ON THE ND-END SIGNAL CONNECTION LEFT | - | 0 | 0
1PH8105-1HF20-2CA1 |  | 1PH8105-1HF20-2CA1 | 1 | UN | 1 | 20 | D | D | N | N | 85015230 | 1 |  | 74 | KG | 3203.07 | 3203.07 | MC05 | MC05 | SIMOTICS M Compact induction motor 1500rpm, 11 kW 70 Nm, 28.5A, 340V 1750rpm, 12.5kW 68Nm, 28.5A, 380 V 2000rpm, 14kW 67Nm, 27.5A, 426V water cooling Degree of protection IP65 INCREMENT. ENCODER HTL 1024 S/R (ENCODER HTL1024S/R) with TEMPERAT. SENSOR KTY84-130 DESIGN IM B3 (IM V5, IM V6) SHAFT WITH FITTED KEY HALF-KEY BALANCING BEARING: STANDARD WITH FIXED BEARING, VIBRATION SEVERITY GRADE: S/A, SHAFT AND FLANGE ACCURACY: R TERMINAL BOX (ABOVE) CABLE ENTRY ON THE RIGHT SIGNAL CONNECTION D-END | - | 0 | 0
1PH8105-1HF20-2CB1 |  | 1PH8105-1HF20-2CB1 | 1 | UN | 1 | 20 | D | D | N | N | 85015230 | 1 |  | 74 | KG | 3203.07 | 3203.07 | MC05 | MC05 | SIMOTICS M Compact induction motor 1500rpm, 11 kW 70 Nm, 28.5A, 340V 1750rpm, 12.5kW 68Nm, 28.5A, 380 V 2000rpm, 14kW 67Nm, 27.5A, 426V water cooling Degree of protection IP65 INCREMENT. ENCODER HTL 1024 S/R (ENCODER HTL1024S/R) with TEMPERAT. SENSOR KTY84-130 DESIGN IM B3 (IM V5, IM V6) SHAFT WITH FITTED KEY HALF-KEY BALANCING BEARING: STANDARD WITH FIXED BEARING, VIBRATION SEVERITY GRADE: S/A, SHAFT AND FLANGE ACCURACY: R TERMINAL BOX (ABOVE) CABLE ENTRY ON THE LEFT SIGNAL CONNECTION D-END | - | 0 | 0
1PH8105-1HF20-2CC1 |  | 1PH8105-1HF20-2CC1 | 1 | UN | 1 | 20 | D | D | N | N | 85015230 | 1 |  | 74 | KG | 3203.07 | 3203.07 | MC05 | MC05 | SIMOTICS M Compact induction motor 1500rpm, 11 kW 70 Nm, 28.5A, 340V 1750rpm, 12.5kW 68Nm, 28.5A, 380 V 2000rpm, 14kW 67Nm, 27.5A, 426V water cooling Degree of protection IP65 INCREMENT. ENCODER HTL 1024 S/R (ENCODER HTL1024S/R) with TEMPERAT. SENSOR KTY84-130 DESIGN IM B3 (IM V5, IM V6) SHAFT WITH FITTED KEY HALF-KEY BALANCING BEARING: STANDARD WITH FIXED BEARING, VIBRATION SEVERITY GRADE: S/A, SHAFT AND FLANGE ACCURACY: R TERMINAL BOX (ABOVE) CABLE ENTRY ON THE ND-END SIGNAL CONNECTION LEFT | - | 0 | 0
1PH8105-1HF22-0BA1 |  | 1PH8105-1HF22-0BA1 | 1 | UN | 1 | 20 | D | D | N | N | 85015230 | 1 |  | 74 | KG | 3203.1 | 3203.1 | MC05 | MC05 | SIMOTICS M Compact induction motor 1500rpm, 11 kW 70 Nm, 28.5A, 340V 1750rpm, 12.5kW 68Nm, 28.5A, 380 V 2000rpm, 14kW 67Nm, 27.5A, 426V water cooling Degree of protection IP65 INCREMENT. ENCODER HTL 1024 S/R (ENCODER HTL1024S/R) with TEMPERAT. SENSOR KTY84-130 DESIGN IM B5 (IMV 1,IM V3) PLAIN SHAFT WITHOUT FITTED KEY; BEARING: STANDARD WITH FIXED BEARING, VIBRATION SEVERITY GRADE: R/A, SHAFT AND FLANGE ACCURACY: R TERMINAL BOX (ABOVE) CABLE ENTRY ON THE RIGHT SIGNAL CONNECTION D-END | - | 0 | 0
1PH8105-1HF22-0BB1 |  | 1PH8105-1HF22-0BB1 | 1 | UN | 1 | 20 | D | D | N | N | 85015230 | 1 |  | 74 | KG | 3203.1 | 3203.1 | MC05 | MC05 | SIMOTICS M Compact induction motor 1500rpm, 11 kW 70 Nm, 28.5A, 340V 1750rpm, 12.5kW 68Nm, 28.5A, 380 V 2000rpm, 14kW 67Nm, 27.5A, 426V water cooling Degree of protection IP65 INCREMENT. ENCODER HTL 1024 S/R (ENCODER HTL1024S/R) with TEMPERAT. SENSOR KTY84-130 DESIGN IM B5 (IMV 1,IM V3) PLAIN SHAFT WITHOUT FITTED KEY; BEARING: STANDARD WITH FIXED BEARING, VIBRATION SEVERITY GRADE: R/A, SHAFT AND FLANGE ACCURACY: R TERMINAL BOX (ABOVE) CABLE ENTRY ON THE LEFT SIGNAL CONNECTION D-END | - | 0 | 0
1PH8105-1HF22-0BC1 |  | 1PH8105-1HF22-0BC1 | 1 | UN | 1 | 20 | D | D | N | N | 85015230 | 1 |  | 74 | KG | 3203.1 | 3203.1 | MC05 | MC05 | SIMOTICS M Compact induction motor 1500rpm, 11 kW 70 Nm, 28.5A, 340V 1750rpm, 12.5kW 68Nm, 28.5A, 380 V 2000rpm, 14kW 67Nm, 27.5A, 426V water cooling Degree of protection IP65 INCREMENT. ENCODER HTL 1024 S/R (ENCODER HTL1024S/R) with TEMPERAT. SENSOR KTY84-130 DESIGN IM B5 (IMV 1,IM V3) PLAIN SHAFT WITHOUT FITTED KEY; BEARING: STANDARD WITH FIXED BEARING, VIBRATION SEVERITY GRADE: R/A, SHAFT AND FLANGE ACCURACY: R TERMINAL BOX (ABOVE) CABLE ENTRY ON THE ND-END SIGNAL CONNECTION LEFT | - | 0 | 0
1PH8105-1HF22-0CA1 |  | 1PH8105-1HF22-0CA1 | 1 | UN | 1 | 20 | D | D | N | N | 85015230 | 1 |  | 74 | KG | 3333.12 | 3333.12 | MC05 | MC05 | SIMOTICS M Compact induction motor 1500rpm, 11 kW 70 Nm, 28.5A, 340V 1750rpm, 12.5kW 68Nm, 28.5A, 380 V 2000rpm, 14kW 67Nm, 27.5A, 426V water cooling Degree of protection IP65 INCREMENT. ENCODER HTL 1024 S/R (ENCODER HTL1024S/R) with TEMPERAT. SENSOR KTY84-130 DESIGN IM B5 (IMV 1,IM V3) PLAIN SHAFT WITHOUT FITTED KEY; BEARING: STANDARD WITH FIXED BEARING, VIBRATION SEVERITY GRADE: S/A, SHAFT AND FLANGE ACCURACY: R TERMINAL BOX (ABOVE) CABLE ENTRY ON THE RIGHT SIGNAL CONNECTION D-END | - | 0 | 0
1PH8105-1HF22-0CB1 |  | 1PH8105-1HF22-0CB1 | 1 | UN | 1 | 20 | D | D | N | N | 85015230 | 1 |  | 74 | KG | 3333.12 | 3333.12 | MC05 | MC05 | SIMOTICS M Compact induction motor 1500rpm, 11 kW 70 Nm, 28.5A, 340V 1750rpm, 12.5kW 68Nm, 28.5A, 380 V 2000rpm, 14kW 67Nm, 27.5A, 426V water cooling Degree of protection IP65 INCREMENT. ENCODER HTL 1024 S/R (ENCODER HTL1024S/R) with TEMPERAT. SENSOR KTY84-130 DESIGN IM B5 (IMV 1,IM V3) PLAIN SHAFT WITHOUT FITTED KEY; BEARING: STANDARD WITH FIXED BEARING, VIBRATION SEVERITY GRADE: S/A, SHAFT AND FLANGE ACCURACY: R TERMINAL BOX (ABOVE) CABLE ENTRY ON THE LEFT SIGNAL CONNECTION D-END | - | 0 | 0
1PH8105-1HF22-0CC1 |  | 1PH8105-1HF22-0CC1 | 1 | UN | 1 | 20 | D | D | N | N | 85015230 | 1 |  | 74 | KG | 3333.12 | 3333.12 | MC05 | MC05 | SIMOTICS M Compact induction motor 1500rpm, 11 kW 70 Nm, 28.5A, 340V 1750rpm, 12.5kW 68Nm, 28.5A, 380 V 2000rpm, 14kW 67Nm, 27.5A, 426V water cooling Degree of protection IP65 INCREMENT. ENCODER HTL 1024 S/R (ENCODER HTL1024S/R) with TEMPERAT. SENSOR KTY84-130 DESIGN IM B5 (IMV 1,IM V3) PLAIN SHAFT WITHOUT FITTED KEY; BEARING: STANDARD WITH FIXED BEARING, VIBRATION SEVERITY GRADE: S/A, SHAFT AND FLANGE ACCURACY: R TERMINAL BOX (ABOVE) CABLE ENTRY ON THE ND-END SIGNAL CONNECTION LEFT | - | 0 | 0
1PH8105-1HF22-2BA1 |  | 1PH8105-1HF22-2BA1 | 1 | UN | 1 | 20 | D | D | N | N | 85015230 | 1 |  | 74 | KG | 3203.1 | 3203.1 | MC05 | MC05 | SIMOTICS M Compact induction motor 1500rpm, 11 kW 70 Nm, 28.5A, 340V 1750rpm, 12.5kW 68Nm, 28.5A, 380 V 2000rpm, 14kW 67Nm, 27.5A, 426V water cooling Degree of protection IP65 INCREMENT. ENCODER HTL 1024 S/R (ENCODER HTL1024S/R) with TEMPERAT. SENSOR KTY84-130 DESIGN IM B5 (IMV 1,IM V3) SHAFT WITH FITTED KEY HALF-KEY BALANCING BEARING: STANDARD WITH FIXED BEARING, VIBRATION SEVERITY GRADE: R/A, SHAFT AND FLANGE ACCURACY: R TERMINAL BOX (ABOVE) CABLE ENTRY ON THE RIGHT SIGNAL CONNECTION D-END | - | 0 | 0
1PH8105-1HF22-2BB1 |  | 1PH8105-1HF22-2BB1 | 1 | UN | 1 | 20 | D | D | N | N | 85015230 | 1 |  | 74 | KG | 3203.1 | 3203.1 | MC05 | MC05 | SIMOTICS M Compact induction motor 1500rpm, 11 kW 70 Nm, 28.5A, 340V 1750rpm, 12.5kW 68Nm, 28.5A, 380 V 2000rpm, 14kW 67Nm, 27.5A, 426V water cooling Degree of protection IP65 INCREMENT. ENCODER HTL 1024 S/R (ENCODER HTL1024S/R) with TEMPERAT. SENSOR KTY84-130 DESIGN IM B5 (IMV 1,IM V3) SHAFT WITH FITTED KEY HALF-KEY BALANCING BEARING: STANDARD WITH FIXED BEARING, VIBRATION SEVERITY GRADE: R/A, SHAFT AND FLANGE ACCURACY: R TERMINAL BOX (ABOVE) CABLE ENTRY ON THE LEFT SIGNAL CONNECTION D-END | - | 0 | 0
1PH8105-1HF22-2BC1 |  | 1PH8105-1HF22-2BC1 | 1 | UN | 1 | 20 | D | D | N | N | 85015230 | 1 |  | 74 | KG | 3203.1 | 3203.1 | MC05 | MC05 | SIMOTICS M Compact induction motor 1500rpm, 11 kW 70 Nm, 28.5A, 340V 1750rpm, 12.5kW 68Nm, 28.5A, 380 V 2000rpm, 14kW 67Nm, 27.5A, 426V water cooling Degree of protection IP65 INCREMENT. ENCODER HTL 1024 S/R (ENCODER HTL1024S/R) with TEMPERAT. SENSOR KTY84-130 DESIGN IM B5 (IMV 1,IM V3) SHAFT WITH FITTED KEY HALF-KEY BALANCING BEARING: STANDARD WITH FIXED BEARING, VIBRATION SEVERITY GRADE: R/A, SHAFT AND FLANGE ACCURACY: R TERMINAL BOX (ABOVE) CABLE ENTRY ON THE ND-END SIGNAL CONNECTION LEFT | - | 0 | 0
1PH8105-1HF22-2CA1 |  | 1PH8105-1HF22-2CA1 | 1 | UN | 1 | 20 | D | D | N | N | 85015230 | 1 |  | 74 | KG | 3333.12 | 3333.12 | MC05 | MC05 | SIMOTICS M Compact induction motor 1500rpm, 11 kW 70 Nm, 28.5A, 340V 1750rpm, 12.5kW 68Nm, 28.5A, 380 V 2000rpm, 14kW 67Nm, 27.5A, 426V water cooling Degree of protection IP65 INCREMENT. ENCODER HTL 1024 S/R (ENCODER HTL1024S/R) with TEMPERAT. SENSOR KTY84-130 DESIGN IM B5 (IMV 1,IM V3) SHAFT WITH FITTED KEY HALF-KEY BALANCING BEARING: STANDARD WITH FIXED BEARING, VIBRATION SEVERITY GRADE: S/A, SHAFT AND FLANGE ACCURACY: R TERMINAL BOX (ABOVE) CABLE ENTRY ON THE RIGHT SIGNAL CONNECTION D-END | - | 0 | 0
1PH8105-1HF22-2CB1 |  | 1PH8105-1HF22-2CB1 | 1 | UN | 1 | 20 | D | D | N | N | 85015230 | 1 |  | 74 | KG | 3333.12 | 3333.12 | MC05 | MC05 | SIMOTICS M Compact induction motor 1500rpm, 11 kW 70 Nm, 28.5A, 340V 1750rpm, 12.5kW 68Nm, 28.5A, 380 V 2000rpm, 14kW 67Nm, 27.5A, 426V water cooling Degree of protection IP65 INCREMENT. ENCODER HTL 1024 S/R (ENCODER HTL1024S/R) with TEMPERAT. SENSOR KTY84-130 DESIGN IM B5 (IMV 1,IM V3) SHAFT WITH FITTED KEY HALF-KEY BALANCING BEARING: STANDARD WITH FIXED BEARING, VIBRATION SEVERITY GRADE: S/A, SHAFT AND FLANGE ACCURACY: R TERMINAL BOX (ABOVE) CABLE ENTRY ON THE LEFT SIGNAL CONNECTION D-END | - | 0 | 0
1PH8105-1HF22-2CC1 |  | 1PH8105-1HF22-2CC1 | 1 | UN | 1 | 20 | D | D | N | N | 85015230 | 1 |  | 74 | KG | 3333.12 | 3333.12 | MC05 | MC05 | SIMOTICS M Compact induction motor 1500rpm, 11 kW 70 Nm, 28.5A, 340V 1750rpm, 12.5kW 68Nm, 28.5A, 380 V 2000rpm, 14kW 67Nm, 27.5A, 426V water cooling Degree of protection IP65 INCREMENT. ENCODER HTL 1024 S/R (ENCODER HTL1024S/R) with TEMPERAT. SENSOR KTY84-130 DESIGN IM B5 (IMV 1,IM V3) SHAFT WITH FITTED KEY HALF-KEY BALANCING BEARING: STANDARD WITH FIXED BEARING, VIBRATION SEVERITY GRADE: S/A, SHAFT AND FLANGE ACCURACY: R TERMINAL BOX (ABOVE) CABLE ENTRY ON THE ND-END SIGNAL CONNECTION LEFT | - | 0 | 0
1PH8105-1HF23-0BA1 |  | 1PH8105-1HF23-0BA1 | 1 | UN | 1 | 20 | D | D | N | N | 85015230 | 1 |  | 74 | KG | 3362.06 | 3362.06 | MC05 | MC05 | SIMOTICS M Compact induction motor 1500rpm, 11 kW 70 Nm, 28.5A, 340V 1750rpm, 12.5kW 68Nm, 28.5A, 380 V 2000rpm, 14kW 67Nm, 27.5A, 426V water cooling Degree of protection IP65 INCREMENT. ENCODER HTL 1024 S/R (ENCODER HTL1024S/R) with TEMPERAT. SENSOR KTY84-130 Design IM B35 (IM V15, (IM V35) PLAIN SHAFT WITHOUT FITTED KEY; BEARING: STANDARD WITH FIXED BEARING, VIBRATION SEVERITY GRADE: R/A, SHAFT AND FLANGE ACCURACY: R TERMINAL BOX (ABOVE) CABLE ENTRY ON THE RIGHT SIGNAL CONNECTION D-END | - | 0 | 0
1PH8105-1HF23-0BB1 |  | 1PH8105-1HF23-0BB1 | 1 | UN | 1 | 20 | D | D | N | N | 85015230 | 1 |  | 74 | KG | 3362.06 | 3362.06 | MC05 | MC05 | SIMOTICS M Compact induction motor 1500rpm, 11 kW 70 Nm, 28.5A, 340V 1750rpm, 12.5kW 68Nm, 28.5A, 380 V 2000rpm, 14kW 67Nm, 27.5A, 426V water cooling Degree of protection IP65 INCREMENT. ENCODER HTL 1024 S/R (ENCODER HTL1024S/R) with TEMPERAT. SENSOR KTY84-130 Design IM B35 (IM V15, (IM V35) PLAIN SHAFT WITHOUT FITTED KEY; BEARING: STANDARD WITH FIXED BEARING, VIBRATION SEVERITY GRADE: R/A, SHAFT AND FLANGE ACCURACY: R TERMINAL BOX (ABOVE) CABLE ENTRY ON THE LEFT SIGNAL CONNECTION D-END | - | 0 | 0
1PH8105-1HF23-0BC1 |  | 1PH8105-1HF23-0BC1 | 1 | UN | 1 | 20 | D | D | N | N | 85015230 | 1 |  | 74 | KG | 3362.06 | 3362.06 | MC05 | MC05 | SIMOTICS M Compact induction motor 1500rpm, 11 kW 70 Nm, 28.5A, 340V 1750rpm, 12.5kW 68Nm, 28.5A, 380 V 2000rpm, 14kW 67Nm, 27.5A, 426V water cooling Degree of protection IP65 INCREMENT. ENCODER HTL 1024 S/R (ENCODER HTL1024S/R) with TEMPERAT. SENSOR KTY84-130 Design IM B35 (IM V15, (IM V35) PLAIN SHAFT WITHOUT FITTED KEY; BEARING: STANDARD WITH FIXED BEARING, VIBRATION SEVERITY GRADE: R/A, SHAFT AND FLANGE ACCURACY: R TERMINAL BOX (ABOVE) CABLE ENTRY ON THE ND-END SIGNAL CONNECTION LEFT | - | 0 | 0
1PH8105-1HF23-0CA1 |  | 1PH8105-1HF23-0CA1 | 1 | UN | 1 | 20 | D | D | N | N | 85015230 | 1 |  | 74 | KG | 3492.08 | 3492.08 | MC05 | MC05 | SIMOTICS M Compact induction motor 1500rpm, 11 kW 70 Nm, 28.5A, 340V 1750rpm, 12.5kW 68Nm, 28.5A, 380 V 2000rpm, 14kW 67Nm, 27.5A, 426V water cooling Degree of protection IP65 INCREMENT. ENCODER HTL 1024 S/R (ENCODER HTL1024S/R) with TEMPERAT. SENSOR KTY84-130 Design IM B35 (IM V15, (IM V35) PLAIN SHAFT WITHOUT FITTED KEY; BEARING: STANDARD WITH FIXED BEARING, VIBRATION SEVERITY GRADE: S/A, SHAFT AND FLANGE ACCURACY: R TERMINAL BOX (ABOVE) CABLE ENTRY ON THE RIGHT SIGNAL CONNECTION D-END | - | 0 | 0
1PH8105-1HF23-0CB1 |  | 1PH8105-1HF23-0CB1 | 1 | UN | 1 | 20 | D | D | N | N | 85015230 | 1 |  | 74 | KG | 3492.08 | 3492.08 | MC05 | MC05 | SIMOTICS M Compact induction motor 1500rpm, 11 kW 70 Nm, 28.5A, 340V 1750rpm, 12.5kW 68Nm, 28.5A, 380 V 2000rpm, 14kW 67Nm, 27.5A, 426V water cooling Degree of protection IP65 INCREMENT. ENCODER HTL 1024 S/R (ENCODER HTL1024S/R) with TEMPERAT. SENSOR KTY84-130 Design IM B35 (IM V15, (IM V35) PLAIN SHAFT WITHOUT FITTED KEY; BEARING: STANDARD WITH FIXED BEARING, VIBRATION SEVERITY GRADE: S/A, SHAFT AND FLANGE ACCURACY: R TERMINAL BOX (ABOVE) CABLE ENTRY ON THE LEFT SIGNAL CONNECTION D-END | - | 0 | 0
1PH8105-1HF23-0CC1 |  | 1PH8105-1HF23-0CC1 | 1 | UN | 1 | 20 | D | D | N | N | 85015230 | 1 |  | 74 | KG | 3492.08 | 3492.08 | MC05 | MC05 | SIMOTICS M Compact induction motor 1500rpm, 11 kW 70 Nm, 28.5A, 340V 1750rpm, 12.5kW 68Nm, 28.5A, 380 V 2000rpm, 14kW 67Nm, 27.5A, 426V water cooling Degree of protection IP65 INCREMENT. ENCODER HTL 1024 S/R (ENCODER HTL1024S/R) with TEMPERAT. SENSOR KTY84-130 Design IM B35 (IM V15, (IM V35) PLAIN SHAFT WITHOUT FITTED KEY; BEARING: STANDARD WITH FIXED BEARING, VIBRATION SEVERITY GRADE: S/A, SHAFT AND FLANGE ACCURACY: R TERMINAL BOX (ABOVE) CABLE ENTRY ON THE ND-END SIGNAL CONNECTION LEFT | - | 0 | 0
1PH8105-1HF23-2BA1 |  | 1PH8105-1HF23-2BA1 | 1 | UN | 1 | 20 | D | D | N | N | 85015230 | 1 |  | 74 | KG | 3362.06 | 3362.06 | MC05 | MC05 | SIMOTICS M Compact induction motor 1500rpm, 11 kW 70 Nm, 28.5A, 340V 1750rpm, 12.5kW 68Nm, 28.5A, 380 V 2000rpm, 14kW 67Nm, 27.5A, 426V water cooling Degree of protection IP65 INCREMENT. ENCODER HTL 1024 S/R (ENCODER HTL1024S/R) with TEMPERAT. SENSOR KTY84-130 Design IM B35 (IM V15, (IM V35) SHAFT WITH FITTED KEY HALF-KEY BALANCING BEARING: STANDARD WITH FIXED BEARING, VIBRATION SEVERITY GRADE: R/A, SHAFT AND FLANGE ACCURACY: R TERMINAL BOX (ABOVE) CABLE ENTRY ON THE RIGHT SIGNAL CONNECTION D-END | - | 0 | 0
1PH8105-1HF23-2BB1 |  | 1PH8105-1HF23-2BB1 | 1 | UN | 1 | 20 | D | D | N | N | 85015230 | 1 |  | 74 | KG | 3362.06 | 3362.06 | MC05 | MC05 | SIMOTICS M Compact induction motor 1500rpm, 11 kW 70 Nm, 28.5A, 340V 1750rpm, 12.5kW 68Nm, 28.5A, 380 V 2000rpm, 14kW 67Nm, 27.5A, 426V water cooling Degree of protection IP65 INCREMENT. ENCODER HTL 1024 S/R (ENCODER HTL1024S/R) with TEMPERAT. SENSOR KTY84-130 Design IM B35 (IM V15, (IM V35) SHAFT WITH FITTED KEY HALF-KEY BALANCING BEARING: STANDARD WITH FIXED BEARING, VIBRATION SEVERITY GRADE: R/A, SHAFT AND FLANGE ACCURACY: R TERMINAL BOX (ABOVE) CABLE ENTRY ON THE LEFT SIGNAL CONNECTION D-END | - | 0 | 0
1PH8105-1HF23-2BC1 |  | 1PH8105-1HF23-2BC1 | 1 | UN | 1 | 20 | D | D | N | N | 85015230 | 1 |  | 74 | KG | 3362.06 | 3362.06 | MC05 | MC05 | SIMOTICS M Compact induction motor 1500rpm, 11 kW 70 Nm, 28.5A, 340V 1750rpm, 12.5kW 68Nm, 28.5A, 380 V 2000rpm, 14kW 67Nm, 27.5A, 426V water cooling Degree of protection IP65 INCREMENT. ENCODER HTL 1024 S/R (ENCODER HTL1024S/R) with TEMPERAT. SENSOR KTY84-130 Design IM B35 (IM V15, (IM V35) SHAFT WITH FITTED KEY HALF-KEY BALANCING BEARING: STANDARD WITH FIXED BEARING, VIBRATION SEVERITY GRADE: R/A, SHAFT AND FLANGE ACCURACY: R TERMINAL BOX (ABOVE) CABLE ENTRY ON THE ND-END SIGNAL CONNECTION LEFT | - | 0 | 0
1PH8105-1HF23-2CA1 |  | 1PH8105-1HF23-2CA1 | 1 | UN | 1 | 20 | D | D | N | N | 85015230 | 1 |  | 74 | KG | 3492.08 | 3492.08 | MC05 | MC05 | SIMOTICS M Compact induction motor 1500rpm, 11 kW 70 Nm, 28.5A, 340V 1750rpm, 12.5kW 68Nm, 28.5A, 380 V 2000rpm, 14kW 67Nm, 27.5A, 426V water cooling Degree of protection IP65 INCREMENT. ENCODER HTL 1024 S/R (ENCODER HTL1024S/R) with TEMPERAT. SENSOR KTY84-130 Design IM B35 (IM V15, (IM V35) SHAFT WITH FITTED KEY HALF-KEY BALANCING BEARING: STANDARD WITH FIXED BEARING, VIBRATION SEVERITY GRADE: S/A, SHAFT AND FLANGE ACCURACY: R TERMINAL BOX (ABOVE) CABLE ENTRY ON THE RIGHT SIGNAL CONNECTION D-END | - | 0 | 0
1PH8105-1HF23-2CB1 |  | 1PH8105-1HF23-2CB1 | 1 | UN | 1 | 20 | D | D | N | N | 85015230 | 1 |  | 74 | KG | 3492.08 | 3492.08 | MC05 | MC05 | SIMOTICS M Compact induction motor 1500rpm, 11 kW 70 Nm, 28.5A, 340V 1750rpm, 12.5kW 68Nm, 28.5A, 380 V 2000rpm, 14kW 67Nm, 27.5A, 426V water cooling Degree of protection IP65 INCREMENT. ENCODER HTL 1024 S/R (ENCODER HTL1024S/R) with TEMPERAT. SENSOR KTY84-130 Design IM B35 (IM V15, (IM V35) SHAFT WITH FITTED KEY HALF-KEY BALANCING BEARING: STANDARD WITH FIXED BEARING, VIBRATION SEVERITY GRADE: S/A, SHAFT AND FLANGE ACCURACY: R TERMINAL BOX (ABOVE) CABLE ENTRY ON THE LEFT SIGNAL CONNECTION D-END | - | 0 | 0
1PH8105-1HF23-2CC1 |  | 1PH8105-1HF23-2CC1 | 1 | UN | 1 | 20 | D | D | N | N | 85015230 | 1 |  | 74 | KG | 3492.08 | 3492.08 | MC05 | MC05 | SIMOTICS M Compact induction motor 1500rpm, 11 kW 70 Nm, 28.5A, 340V 1750rpm, 12.5kW 68Nm, 28.5A, 380 V 2000rpm, 14kW 67Nm, 27.5A, 426V water cooling Degree of protection IP65 INCREMENT. ENCODER HTL 1024 S/R (ENCODER HTL1024S/R) with TEMPERAT. SENSOR KTY84-130 Design IM B35 (IM V15, (IM V35) SHAFT WITH FITTED KEY HALF-KEY BALANCING BEARING: STANDARD WITH FIXED BEARING, VIBRATION SEVERITY GRADE: S/A, SHAFT AND FLANGE ACCURACY: R TERMINAL BOX (ABOVE) CABLE ENTRY ON THE ND-END SIGNAL CONNECTION LEFT | - | 0 | 0
1PH8105-1JF03-2BC1 |  | 1PH8105-1JF03-2BC1 | 1 | UN | 1 | 20 | D | D | N | N | 85015230 | 1 |  | 65 | KG | 3290.71 | 3290.71 | MC05 | MC05 | SIMOTICS M Compact induction motor 1500rpm, 7.0 kW 45Nm, 17.5A, 348V 1750rpm, 8.0kW 44Nm, 17.5A, 400 V 2000rpm, 9.0kW 43Nm, 17.0A, 453V forced ventilation; direction of air flow DE--> NDE; Degree of protection IP55 INCREMENT. ENCODER HTL 2048 S/R (ENCODER HTL2048S/R) with TEMPERAT. SENSOR KTY84-130 Design IM B35 (IM V15, (IM V35) SHAFT WITH FITTED KEY HALF-KEY BALANCING BEARING: STANDARD WITH FIXED BEARING, VIBRATION SEVERITY GRADE: R/A, SHAFT AND FLANGE ACCURACY: R TERMINAL BOX (ABOVE) CABLE ENTRY ON THE ND-END SIGNAL CONNECTION LEFT | - | 0 | 0
1PH8105-1JF10-0BA1 |  | 1PH8105-1JF10-0BA1 | 1 | UN | 1 | 20 | D | D | N | N | 85015230 | 1 |  | 65 | KG | 3001.7 | 3001.7 | MC05 | MC05 | SIMOTICS M Compact induction motor 1500rpm, 7kW, 45Nm, 17.5A, 348V 1750rpm, 8kW, 44Nm, 17.5A, 400 V 2000rpm, 9kW, 43Nm, 17A, 453V forced ventilation; direction of air flow NDE--> DE; Degree of protection IP55 INCREMENT. ENCODER HTL 2048 S/R (ENCODER HTL2048S/R) with TEMPERAT. SENSOR KTY84-130 DESIGN IM B3 (IM V5, IM V6) PLAIN SHAFT WITHOUT FITTED KEY; BEARING: STANDARD WITH FIXED BEARING, VIBRATION SEVERITY GRADE: R/A, SHAFT AND FLANGE ACCURACY: R TERMINAL BOX (ABOVE) CABLE ENTRY ON THE RIGHT SIGNAL CONNECTION D-END | - | 0 | 0
1PH8105-1JF10-0BB1 |  | 1PH8105-1JF10-0BB1 | 1 | UN | 1 | 20 | D | D | N | N | 85015230 | 1 |  | 65 | KG | 3001.7 | 3001.7 | MC05 | MC05 | SIMOTICS M Compact induction motor 1500rpm, 7kW, 45Nm, 17.5A, 348V 1750rpm, 8kW, 44Nm, 17.5A, 400 V 2000rpm, 9kW, 43Nm, 17A, 453V forced ventilation; direction of air flow NDE--> DE; Degree of protection IP55 INCREMENT. ENCODER HTL 2048 S/R (ENCODER HTL2048S/R) with TEMPERAT. SENSOR KTY84-130 DESIGN IM B3 (IM V5, IM V6) PLAIN SHAFT WITHOUT FITTED KEY; BEARING: STANDARD WITH FIXED BEARING, VIBRATION SEVERITY GRADE: R/A, SHAFT AND FLANGE ACCURACY: R TERMINAL BOX (ABOVE) CABLE ENTRY ON THE LEFT SIGNAL CONNECTION D-END | - | 0 | 0
1PH8105-1JF10-0BC1 |  | 1PH8105-1JF10-0BC1 | 1 | UN | 1 | 20 | D | D | N | N | 85015230 | 1 |  | 65 | KG | 3001.7 | 3001.7 | MC05 | MC05 | SIMOTICS M Compact induction motor 1500rpm, 7kW, 45Nm, 17.5A, 348V 1750rpm, 8kW, 44Nm, 17.5A, 400 V 2000rpm, 9kW, 43Nm, 17A, 453V forced ventilation; direction of air flow NDE--> DE; Degree of protection IP55 INCREMENT. ENCODER HTL 2048 S/R (ENCODER HTL2048S/R) with TEMPERAT. SENSOR KTY84-130 DESIGN IM B3 (IM V5, IM V6) PLAIN SHAFT WITHOUT FITTED KEY; BEARING: STANDARD WITH FIXED BEARING, VIBRATION SEVERITY GRADE: R/A, SHAFT AND FLANGE ACCURACY: R TERMINAL BOX (ABOVE) CABLE ENTRY ON THE ND-END SIGNAL CONNECTION LEFT | - | 0 | 0
1PH8105-1JF10-0CA1 |  | 1PH8105-1JF10-0CA1 | 1 | UN | 1 | 20 | D | D | N | N | 85015230 | 1 |  | 65 | KG | 3131.72 | 3131.72 | MC05 | MC05 | SIMOTICS M Compact induction motor 1500rpm, 7kW, 45Nm, 17.5A, 348V 1750rpm, 8kW, 44Nm, 17.5A, 400 V 2000rpm, 9kW, 43Nm, 17A, 453V forced ventilation; direction of air flow NDE--> DE; Degree of protection IP55 INCREMENT. ENCODER HTL 2048 S/R (ENCODER HTL2048S/R) with TEMPERAT. SENSOR KTY84-130 DESIGN IM B3 (IM V5, IM V6) PLAIN SHAFT WITHOUT FITTED KEY; BEARING: STANDARD WITH FIXED BEARING, VIBRATION SEVERITY GRADE: S/A, SHAFT AND FLANGE ACCURACY: R TERMINAL BOX (ABOVE) CABLE ENTRY ON THE RIGHT SIGNAL CONNECTION D-END | - | 0 | 0
1PH8105-1JF10-0CB1 |  | 1PH8105-1JF10-0CB1 | 1 | UN | 1 | 20 | D | D | N | N | 85015230 | 1 |  | 65 | KG | 3131.72 | 3131.72 | MC05 | MC05 | SIMOTICS M Compact induction motor 1500rpm, 7kW, 45Nm, 17.5A, 348V 1750rpm, 8kW, 44Nm, 17.5A, 400 V 2000rpm, 9kW, 43Nm, 17A, 453V forced ventilation; direction of air flow NDE--> DE; Degree of protection IP55 INCREMENT. ENCODER HTL 2048 S/R (ENCODER HTL2048S/R) with TEMPERAT. SENSOR KTY84-130 DESIGN IM B3 (IM V5, IM V6) PLAIN SHAFT WITHOUT FITTED KEY; BEARING: STANDARD WITH FIXED BEARING, VIBRATION SEVERITY GRADE: S/A, SHAFT AND FLANGE ACCURACY: R TERMINAL BOX (ABOVE) CABLE ENTRY ON THE LEFT SIGNAL CONNECTION D-END | - | 0 | 0
1PH8105-1JF10-0CC1 |  | 1PH8105-1JF10-0CC1 | 1 | UN | 1 | 20 | D | D | N | N | 85015230 | 1 |  | 65 | KG | 3131.72 | 3131.72 | MC05 | MC05 | SIMOTICS M Compact induction motor 1500rpm, 7kW, 45Nm, 17.5A, 348V 1750rpm, 8kW, 44Nm, 17.5A, 400 V 2000rpm, 9kW, 43Nm, 17A, 453V forced ventilation; direction of air flow NDE--> DE; Degree of protection IP55 INCREMENT. ENCODER HTL 2048 S/R (ENCODER HTL2048S/R) with TEMPERAT. SENSOR KTY84-130 DESIGN IM B3 (IM V5, IM V6) PLAIN SHAFT WITHOUT FITTED KEY; BEARING: STANDARD WITH FIXED BEARING, VIBRATION SEVERITY GRADE: S/A, SHAFT AND FLANGE ACCURACY: R TERMINAL BOX (ABOVE) CABLE ENTRY ON THE ND-END SIGNAL CONNECTION LEFT | - | 0 | 0
1PH8105-1JF10-2BA1 |  | 1PH8105-1JF10-2BA1 | 1 | UN | 1 | 20 | D | D | N | N | 85015230 | 1 |  | 65 | KG | 3001.7 | 3001.7 | MC05 | MC05 | SIMOTICS M Compact induction motor 1500rpm, 7kW, 45Nm, 17.5A, 348V 1750rpm, 8kW, 44Nm, 17.5A, 400 V 2000rpm, 9kW, 43Nm, 17A, 453V forced ventilation; direction of air flow NDE--> DE; Degree of protection IP55 INCREMENT. ENCODER HTL 2048 S/R (ENCODER HTL2048S/R) with TEMPERAT. SENSOR KTY84-130 DESIGN IM B3 (IM V5, IM V6) SHAFT WITH FITTED KEY HALF-KEY BALANCING BEARING: STANDARD WITH FIXED BEARING, VIBRATION SEVERITY GRADE: R/A, SHAFT AND FLANGE ACCURACY: R TERMINAL BOX (ABOVE) CABLE ENTRY ON THE RIGHT SIGNAL CONNECTION D-END | - | 0 | 0
1PH8105-1JF10-2BB1 |  | 1PH8105-1JF10-2BB1 | 1 | UN | 1 | 20 | D | D | N | N | 85015230 | 1 |  | 65 | KG | 3001.7 | 3001.7 | MC05 | MC05 | SIMOTICS M Compact induction motor 1500rpm, 7kW, 45Nm, 17.5A, 348V 1750rpm, 8kW, 44Nm, 17.5A, 400 V 2000rpm, 9kW, 43Nm, 17A, 453V forced ventilation; direction of air flow NDE--> DE; Degree of protection IP55 INCREMENT. ENCODER HTL 2048 S/R (ENCODER HTL2048S/R) with TEMPERAT. SENSOR KTY84-130 DESIGN IM B3 (IM V5, IM V6) SHAFT WITH FITTED KEY HALF-KEY BALANCING BEARING: STANDARD WITH FIXED BEARING, VIBRATION SEVERITY GRADE: R/A, SHAFT AND FLANGE ACCURACY: R TERMINAL BOX (ABOVE) CABLE ENTRY ON THE LEFT SIGNAL CONNECTION D-END | - | 0 | 0
1PH8105-1JF10-2BC1 |  | 1PH8105-1JF10-2BC1 | 1 | UN | 1 | 20 | D | D | N | N | 85015230 | 1 |  | 65 | KG | 3001.7 | 3001.7 | MC05 | MC05 | SIMOTICS M Compact induction motor 1500rpm, 7kW, 45Nm, 17.5A, 348V 1750rpm, 8kW, 44Nm, 17.5A, 400 V 2000rpm, 9kW, 43Nm, 17A, 453V forced ventilation; direction of air flow NDE--> DE; Degree of protection IP55 INCREMENT. ENCODER HTL 2048 S/R (ENCODER HTL2048S/R) with TEMPERAT. SENSOR KTY84-130 DESIGN IM B3 (IM V5, IM V6) SHAFT WITH FITTED KEY HALF-KEY BALANCING BEARING: STANDARD WITH FIXED BEARING, VIBRATION SEVERITY GRADE: R/A, SHAFT AND FLANGE ACCURACY: R TERMINAL BOX (ABOVE) CABLE ENTRY ON THE ND-END SIGNAL CONNECTION LEFT | - | 0 | 0
1PH8105-1JF10-2CA1 |  | 1PH8105-1JF10-2CA1 | 1 | UN | 1 | 20 | D | D | N | N | 85015230 | 1 |  | 65 | KG | 3131.72 | 3131.72 | MC05 | MC05 | SIMOTICS M Compact induction motor 1500rpm, 7kW, 45Nm, 17.5A, 348V 1750rpm, 8kW, 44Nm, 17.5A, 400 V 2000rpm, 9kW, 43Nm, 17A, 453V forced ventilation; direction of air flow NDE--> DE; Degree of protection IP55 INCREMENT. ENCODER HTL 2048 S/R (ENCODER HTL2048S/R) with TEMPERAT. SENSOR KTY84-130 DESIGN IM B3 (IM V5, IM V6) SHAFT WITH FITTED KEY HALF-KEY BALANCING BEARING: STANDARD WITH FIXED BEARING, VIBRATION SEVERITY GRADE: S/A, SHAFT AND FLANGE ACCURACY: R TERMINAL BOX (ABOVE) CABLE ENTRY ON THE RIGHT SIGNAL CONNECTION D-END | - | 0 | 0
1PH8105-1JF10-2CB1 |  | 1PH8105-1JF10-2CB1 | 1 | UN | 1 | 20 | D | D | N | N | 85015230 | 1 |  | 65 | KG | 3131.72 | 3131.72 | MC05 | MC05 | SIMOTICS M Compact induction motor 1500rpm, 7kW, 45Nm, 17.5A, 348V 1750rpm, 8kW, 44Nm, 17.5A, 400 V 2000rpm, 9kW, 43Nm, 17A, 453V forced ventilation; direction of air flow NDE--> DE; Degree of protection IP55 INCREMENT. ENCODER HTL 2048 S/R (ENCODER HTL2048S/R) with TEMPERAT. SENSOR KTY84-130 DESIGN IM B3 (IM V5, IM V6) SHAFT WITH FITTED KEY HALF-KEY BALANCING BEARING: STANDARD WITH FIXED BEARING, VIBRATION SEVERITY GRADE: S/A, SHAFT AND FLANGE ACCURACY: R TERMINAL BOX (ABOVE) CABLE ENTRY ON THE LEFT SIGNAL CONNECTION D-END | - | 0 | 0
1PH8105-1JF10-2CC1 |  | 1PH8105-1JF10-2CC1 | 1 | UN | 1 | 20 | D | D | N | N | 85015230 | 1 |  | 65 | KG | 3131.72 | 3131.72 | MC05 | MC05 | SIMOTICS M Compact induction motor 1500rpm, 7kW, 45Nm, 17.5A, 348V 1750rpm, 8kW, 44Nm, 17.5A, 400 V 2000rpm, 9kW, 43Nm, 17A, 453V forced ventilation; direction of air flow NDE--> DE; Degree of protection IP55 INCREMENT. ENCODER HTL 2048 S/R (ENCODER HTL2048S/R) with TEMPERAT. SENSOR KTY84-130 DESIGN IM B3 (IM V5, IM V6) SHAFT WITH FITTED KEY HALF-KEY BALANCING BEARING: STANDARD WITH FIXED BEARING, VIBRATION SEVERITY GRADE: S/A, SHAFT AND FLANGE ACCURACY: R TERMINAL BOX (ABOVE) CABLE ENTRY ON THE ND-END SIGNAL CONNECTION LEFT | - | 0 | 0
1PH8105-1JF12-0BA1 |  | 1PH8105-1JF12-0BA1 | 1 | UN | 1 | 20 | D | D | N | N | 85015230 | 1 |  | 65 | KG | 3131.75 | 3131.75 | MC05 | MC05 | SIMOTICS M Compact induction motor 1500rpm, 7kW, 45Nm, 17.5A, 348V 1750rpm, 8kW, 44Nm, 17.5A, 400 V 2000rpm, 9kW, 43Nm, 17A, 453V forced ventilation; direction of air flow NDE--> DE; Degree of protection IP55 INCREMENT. ENCODER HTL 2048 S/R (ENCODER HTL2048S/R) with TEMPERAT. SENSOR KTY84-130 DESIGN IM B5 (IMV 1,IM V3) PLAIN SHAFT WITHOUT FITTED KEY; BEARING: STANDARD WITH FIXED BEARING, VIBRATION SEVERITY GRADE: R/A, SHAFT AND FLANGE ACCURACY: R TERMINAL BOX (ABOVE) CABLE ENTRY ON THE RIGHT SIGNAL CONNECTION D-END | - | 0 | 0
1PH8105-1JF12-0BB1 |  | 1PH8105-1JF12-0BB1 | 1 | UN | 1 | 20 | D | D | N | N | 85015230 | 1 |  | 65 | KG | 3131.75 | 3131.75 | MC05 | MC05 | SIMOTICS M Compact induction motor 1500rpm, 7kW, 45Nm, 17.5A, 348V 1750rpm, 8kW, 44Nm, 17.5A, 400 V 2000rpm, 9kW, 43Nm, 17A, 453V forced ventilation; direction of air flow NDE--> DE; Degree of protection IP55 INCREMENT. ENCODER HTL 2048 S/R (ENCODER HTL2048S/R) with TEMPERAT. SENSOR KTY84-130 DESIGN IM B5 (IMV 1,IM V3) PLAIN SHAFT WITHOUT FITTED KEY; BEARING: STANDARD WITH FIXED BEARING, VIBRATION SEVERITY GRADE: R/A, SHAFT AND FLANGE ACCURACY: R TERMINAL BOX (ABOVE) CABLE ENTRY ON THE LEFT SIGNAL CONNECTION D-END | - | 0 | 0
1PH8105-1JF12-0BC1 |  | 1PH8105-1JF12-0BC1 | 1 | UN | 1 | 20 | D | D | N | N | 85015230 | 1 |  | 65 | KG | 3131.75 | 3131.75 | MC05 | MC05 | SIMOTICS M Compact induction motor 1500rpm, 7kW, 45Nm, 17.5A, 348V 1750rpm, 8kW, 44Nm, 17.5A, 400 V 2000rpm, 9kW, 43Nm, 17A, 453V forced ventilation; direction of air flow NDE--> DE; Degree of protection IP55 INCREMENT. ENCODER HTL 2048 S/R (ENCODER HTL2048S/R) with TEMPERAT. SENSOR KTY84-130 DESIGN IM B5 (IMV 1,IM V3) PLAIN SHAFT WITHOUT FITTED KEY; BEARING: STANDARD WITH FIXED BEARING, VIBRATION SEVERITY GRADE: R/A, SHAFT AND FLANGE ACCURACY: R TERMINAL BOX (ABOVE) CABLE ENTRY ON THE ND-END SIGNAL CONNECTION LEFT | - | 0 | 0
1PH8105-1JF12-0CA1 |  | 1PH8105-1JF12-0CA1 | 1 | UN | 1 | 20 | D | D | N | N | 85015230 | 1 |  | 65 | KG | 3261.77 | 3261.77 | MC05 | MC05 | SIMOTICS M Compact induction motor 1500rpm, 7kW, 45Nm, 17.5A, 348V 1750rpm, 8kW, 44Nm, 17.5A, 400 V 2000rpm, 9kW, 43Nm, 17A, 453V forced ventilation; direction of air flow NDE--> DE; Degree of protection IP55 INCREMENT. ENCODER HTL 2048 S/R (ENCODER HTL2048S/R) with TEMPERAT. SENSOR KTY84-130 DESIGN IM B5 (IMV 1,IM V3) PLAIN SHAFT WITHOUT FITTED KEY; BEARING: STANDARD WITH FIXED BEARING, VIBRATION SEVERITY GRADE: S/A, SHAFT AND FLANGE ACCURACY: R TERMINAL BOX (ABOVE) CABLE ENTRY ON THE RIGHT SIGNAL CONNECTION D-END | - | 0 | 0
1PH8105-1JF12-0CB1 |  | 1PH8105-1JF12-0CB1 | 1 | UN | 1 | 20 | D | D | N | N | 85015230 | 1 |  | 65 | KG | 3261.77 | 3261.77 | MC05 | MC05 | SIMOTICS M Compact induction motor 1500rpm, 7kW, 45Nm, 17.5A, 348V 1750rpm, 8kW, 44Nm, 17.5A, 400 V 2000rpm, 9kW, 43Nm, 17A, 453V forced ventilation; direction of air flow NDE--> DE; Degree of protection IP55 INCREMENT. ENCODER HTL 2048 S/R (ENCODER HTL2048S/R) with TEMPERAT. SENSOR KTY84-130 DESIGN IM B5 (IMV 1,IM V3) PLAIN SHAFT WITHOUT FITTED KEY; BEARING: STANDARD WITH FIXED BEARING, VIBRATION SEVERITY GRADE: S/A, SHAFT AND FLANGE ACCURACY: R TERMINAL BOX (ABOVE) CABLE ENTRY ON THE LEFT SIGNAL CONNECTION D-END | - | 0 | 0
1PH8105-1JF12-0CC1 |  | 1PH8105-1JF12-0CC1 | 1 | UN | 1 | 20 | D | D | N | N | 85015230 | 1 |  | 65 | KG | 3261.77 | 3261.77 | MC05 | MC05 | SIMOTICS M Compact induction motor 1500rpm, 7kW, 45Nm, 17.5A, 348V 1750rpm, 8kW, 44Nm, 17.5A, 400 V 2000rpm, 9kW, 43Nm, 17A, 453V forced ventilation; direction of air flow NDE--> DE; Degree of protection IP55 INCREMENT. ENCODER HTL 2048 S/R (ENCODER HTL2048S/R) with TEMPERAT. SENSOR KTY84-130 DESIGN IM B5 (IMV 1,IM V3) PLAIN SHAFT WITHOUT FITTED KEY; BEARING: STANDARD WITH FIXED BEARING, VIBRATION SEVERITY GRADE: S/A, SHAFT AND FLANGE ACCURACY: R TERMINAL BOX (ABOVE) CABLE ENTRY ON THE ND-END SIGNAL CONNECTION LEFT | - | 0 | 0
1PH8105-1JF12-2BA1 |  | 1PH8105-1JF12-2BA1 | 1 | UN | 1 | 20 | D | D | N | N | 85015230 | 1 |  | 65 | KG | 3131.75 | 3131.75 | MC05 | MC05 | SIMOTICS M Compact induction motor 1500rpm, 7kW, 45Nm, 17.5A, 348V 1750rpm, 8kW, 44Nm, 17.5A, 400 V 2000rpm, 9kW, 43Nm, 17A, 453V forced ventilation; direction of air flow NDE--> DE; Degree of protection IP55 INCREMENT. ENCODER HTL 2048 S/R (ENCODER HTL2048S/R) with TEMPERAT. SENSOR KTY84-130 DESIGN IM B5 (IMV 1,IM V3) SHAFT WITH FITTED KEY HALF-KEY BALANCING BEARING: STANDARD WITH FIXED BEARING, VIBRATION SEVERITY GRADE: R/A, SHAFT AND FLANGE ACCURACY: R TERMINAL BOX (ABOVE) CABLE ENTRY ON THE RIGHT SIGNAL CONNECTION D-END | - | 0 | 0
1PH8105-1JF12-2BB1 |  | 1PH8105-1JF12-2BB1 | 1 | UN | 1 | 20 | D | D | N | N | 85015230 | 1 |  | 65 | KG | 3131.75 | 3131.75 | MC05 | MC05 | SIMOTICS M Compact induction motor 1500rpm, 7kW, 45Nm, 17.5A, 348V 1750rpm, 8kW, 44Nm, 17.5A, 400 V 2000rpm, 9kW, 43Nm, 17A, 453V forced ventilation; direction of air flow NDE--> DE; Degree of protection IP55 INCREMENT. ENCODER HTL 2048 S/R (ENCODER HTL2048S/R) with TEMPERAT. SENSOR KTY84-130 DESIGN IM B5 (IMV 1,IM V3) SHAFT WITH FITTED KEY HALF-KEY BALANCING BEARING: STANDARD WITH FIXED BEARING, VIBRATION SEVERITY GRADE: R/A, SHAFT AND FLANGE ACCURACY: R TERMINAL BOX (ABOVE) CABLE ENTRY ON THE LEFT SIGNAL CONNECTION D-END | - | 0 | 0
1PH8105-1JF12-2BC1 |  | 1PH8105-1JF12-2BC1 | 1 | UN | 1 | 20 | D | D | N | N | 85015230 | 1 |  | 65 | KG | 3131.75 | 3131.75 | MC05 | MC05 | SIMOTICS M Compact induction motor 1500rpm, 7kW, 45Nm, 17.5A, 348V 1750rpm, 8kW, 44Nm, 17.5A, 400 V 2000rpm, 9kW, 43Nm, 17A, 453V forced ventilation; direction of air flow NDE--> DE; Degree of protection IP55 INCREMENT. ENCODER HTL 2048 S/R (ENCODER HTL2048S/R) with TEMPERAT. SENSOR KTY84-130 DESIGN IM B5 (IMV 1,IM V3) SHAFT WITH FITTED KEY HALF-KEY BALANCING BEARING: STANDARD WITH FIXED BEARING, VIBRATION SEVERITY GRADE: R/A, SHAFT AND FLANGE ACCURACY: R TERMINAL BOX (ABOVE) CABLE ENTRY ON THE ND-END SIGNAL CONNECTION LEFT | - | 0 | 0
1PH8105-1JF12-2CA1 |  | 1PH8105-1JF12-2CA1 | 1 | UN | 1 | 20 | D | D | N | N | 85015230 | 1 |  | 65 | KG | 3261.77 | 3261.77 | MC05 | MC05 | SIMOTICS M Compact induction motor 1500rpm, 7kW, 45Nm, 17.5A, 348V 1750rpm, 8kW, 44Nm, 17.5A, 400 V 2000rpm, 9kW, 43Nm, 17A, 453V forced ventilation; direction of air flow NDE--> DE; Degree of protection IP55 INCREMENT. ENCODER HTL 2048 S/R (ENCODER HTL2048S/R) with TEMPERAT. SENSOR KTY84-130 DESIGN IM B5 (IMV 1,IM V3) SHAFT WITH FITTED KEY HALF-KEY BALANCING BEARING: STANDARD WITH FIXED BEARING, VIBRATION SEVERITY GRADE: S/A, SHAFT AND FLANGE ACCURACY: R TERMINAL BOX (ABOVE) CABLE ENTRY ON THE RIGHT SIGNAL CONNECTION D-END | - | 0 | 0
1PH8105-1JF12-2CB1 |  | 1PH8105-1JF12-2CB1 | 1 | UN | 1 | 20 | D | D | N | N | 85015230 | 1 |  | 65 | KG | 3261.77 | 3261.77 | MC05 | MC05 | SIMOTICS M Compact induction motor 1500rpm, 7kW, 45Nm, 17.5A, 348V 1750rpm, 8kW, 44Nm, 17.5A, 400 V 2000rpm, 9kW, 43Nm, 17A, 453V forced ventilation; direction of air flow NDE--> DE; Degree of protection IP55 INCREMENT. ENCODER HTL 2048 S/R (ENCODER HTL2048S/R) with TEMPERAT. SENSOR KTY84-130 DESIGN IM B5 (IMV 1,IM V3) SHAFT WITH FITTED KEY HALF-KEY BALANCING BEARING: STANDARD WITH FIXED BEARING, VIBRATION SEVERITY GRADE: S/A, SHAFT AND FLANGE ACCURACY: R TERMINAL BOX (ABOVE) CABLE ENTRY ON THE LEFT SIGNAL CONNECTION D-END | - | 0 | 0
1PH8105-1JF12-2CC1 |  | 1PH8105-1JF12-2CC1 | 1 | UN | 1 | 20 | D | D | N | N | 85015230 | 1 |  | 65 | KG | 3261.77 | 3261.77 | MC05 | MC05 | SIMOTICS M Compact induction motor 1500rpm, 7kW, 45Nm, 17.5A, 348V 1750rpm, 8kW, 44Nm, 17.5A, 400 V 2000rpm, 9kW, 43Nm, 17A, 453V forced ventilation; direction of air flow NDE--> DE; Degree of protection IP55 INCREMENT. ENCODER HTL 2048 S/R (ENCODER HTL2048S/R) with TEMPERAT. SENSOR KTY84-130 DESIGN IM B5 (IMV 1,IM V3) SHAFT WITH FITTED KEY HALF-KEY BALANCING BEARING: STANDARD WITH FIXED BEARING, VIBRATION SEVERITY GRADE: S/A, SHAFT AND FLANGE ACCURACY: R TERMINAL BOX (ABOVE) CABLE ENTRY ON THE ND-END SIGNAL CONNECTION LEFT | - | 0 | 0
1PH8105-1JF13-0BA1 |  | 1PH8105-1JF13-0BA1 | 1 | UN | 1 | 20 | D | D | N | N | 85015230 | 1 |  | 65 | KG | 3290.71 | 3290.71 | MC05 | MC05 | SIMOTICS M Compact induction motor 1500rpm, 7kW, 45Nm, 17.5A, 348V 1750rpm, 8kW, 44Nm, 17.5A, 400 V 2000rpm, 9kW, 43Nm, 17A, 453V forced ventilation; direction of air flow NDE--> DE; Degree of protection IP55 INCREMENT. ENCODER HTL 2048 S/R (ENCODER HTL2048S/R) with TEMPERAT. SENSOR KTY84-130 Design IM B35 (IM V15, (IM V35) PLAIN SHAFT WITHOUT FITTED KEY; BEARING: STANDARD WITH FIXED BEARING, VIBRATION SEVERITY GRADE: R/A, SHAFT AND FLANGE ACCURACY: R TERMINAL BOX (ABOVE) CABLE ENTRY ON THE RIGHT SIGNAL CONNECTION D-END | - | 0 | 0
1PH8105-1JF13-0BB1 |  | 1PH8105-1JF13-0BB1 | 1 | UN | 1 | 20 | D | D | N | N | 85015230 | 1 |  | 65 | KG | 3290.71 | 3290.71 | MC05 | MC05 | SIMOTICS M Compact induction motor 1500rpm, 7kW, 45Nm, 17.5A, 348V 1750rpm, 8kW, 44Nm, 17.5A, 400 V 2000rpm, 9kW, 43Nm, 17A, 453V forced ventilation; direction of air flow NDE--> DE; Degree of protection IP55 INCREMENT. ENCODER HTL 2048 S/R (ENCODER HTL2048S/R) with TEMPERAT. SENSOR KTY84-130 Design IM B35 (IM V15, (IM V35) PLAIN SHAFT WITHOUT FITTED KEY; BEARING: STANDARD WITH FIXED BEARING, VIBRATION SEVERITY GRADE: R/A, SHAFT AND FLANGE ACCURACY: R TERMINAL BOX (ABOVE) CABLE ENTRY ON THE LEFT SIGNAL CONNECTION D-END | - | 0 | 0
1PH8105-1JF13-0BC1 |  | 1PH8105-1JF13-0BC1 | 1 | UN | 1 | 20 | D | D | N | N | 85015230 | 1 |  | 65 | KG | 3290.71 | 3290.71 | MC05 | MC05 | SIMOTICS M Compact induction motor 1500rpm, 7kW, 45Nm, 17.5A, 348V 1750rpm, 8kW, 44Nm, 17.5A, 400 V 2000rpm, 9kW, 43Nm, 17A, 453V forced ventilation; direction of air flow NDE--> DE; Degree of protection IP55 INCREMENT. ENCODER HTL 2048 S/R (ENCODER HTL2048S/R) with TEMPERAT. SENSOR KTY84-130 Design IM B35 (IM V15, (IM V35) PLAIN SHAFT WITHOUT FITTED KEY; BEARING: STANDARD WITH FIXED BEARING, VIBRATION SEVERITY GRADE: R/A, SHAFT AND FLANGE ACCURACY: R TERMINAL BOX (ABOVE) CABLE ENTRY ON THE ND-END SIGNAL CONNECTION LEFT | - | 0 | 0
1PH8105-1JF13-0CA1 |  | 1PH8105-1JF13-0CA1 | 1 | UN | 1 | 20 | D | D | N | N | 85015230 | 1 |  | 65 | KG | 3420.73 | 3420.73 | MC05 | MC05 | SIMOTICS M Compact induction motor 1500rpm, 7kW, 45Nm, 17.5A, 348V 1750rpm, 8kW, 44Nm, 17.5A, 400 V 2000rpm, 9kW, 43Nm, 17A, 453V forced ventilation; direction of air flow NDE--> DE; Degree of protection IP55 INCREMENT. ENCODER HTL 2048 S/R (ENCODER HTL2048S/R) with TEMPERAT. SENSOR KTY84-130 Design IM B35 (IM V15, (IM V35) PLAIN SHAFT WITHOUT FITTED KEY; BEARING: STANDARD WITH FIXED BEARING, VIBRATION SEVERITY GRADE: S/A, SHAFT AND FLANGE ACCURACY: R TERMINAL BOX (ABOVE) CABLE ENTRY ON THE RIGHT SIGNAL CONNECTION D-END | - | 0 | 0
1PH8105-1JF13-0CB1 |  | 1PH8105-1JF13-0CB1 | 1 | UN | 1 | 20 | D | D | N | N | 85015230 | 1 |  | 65 | KG | 3420.73 | 3420.73 | MC05 | MC05 | SIMOTICS M Compact induction motor 1500rpm, 7kW, 45Nm, 17.5A, 348V 1750rpm, 8kW, 44Nm, 17.5A, 400 V 2000rpm, 9kW, 43Nm, 17A, 453V forced ventilation; direction of air flow NDE--> DE; Degree of protection IP55 INCREMENT. ENCODER HTL 2048 S/R (ENCODER HTL2048S/R) with TEMPERAT. SENSOR KTY84-130 Design IM B35 (IM V15, (IM V35) PLAIN SHAFT WITHOUT FITTED KEY; BEARING: STANDARD WITH FIXED BEARING, VIBRATION SEVERITY GRADE: S/A, SHAFT AND FLANGE ACCURACY: R TERMINAL BOX (ABOVE) CABLE ENTRY ON THE LEFT SIGNAL CONNECTION D-END | - | 0 | 0
1PH8105-1JF13-0CC1 |  | 1PH8105-1JF13-0CC1 | 1 | UN | 1 | 20 | D | D | N | N | 85015230 | 1 |  | 65 | KG | 3420.73 | 3420.73 | MC05 | MC05 | SIMOTICS M Compact induction motor 1500rpm, 7kW, 45Nm, 17.5A, 348V 1750rpm, 8kW, 44Nm, 17.5A, 400 V 2000rpm, 9kW, 43Nm, 17A, 453V forced ventilation; direction of air flow NDE--> DE; Degree of protection IP55 INCREMENT. ENCODER HTL 2048 S/R (ENCODER HTL2048S/R) with TEMPERAT. SENSOR KTY84-130 Design IM B35 (IM V15, (IM V35) PLAIN SHAFT WITHOUT FITTED KEY; BEARING: STANDARD WITH FIXED BEARING, VIBRATION SEVERITY GRADE: S/A, SHAFT AND FLANGE ACCURACY: R TERMINAL BOX (ABOVE) CABLE ENTRY ON THE ND-END SIGNAL CONNECTION LEFT | - | 0 | 0
1PH8105-1JF13-2BA1 |  | 1PH8105-1JF13-2BA1 | 1 | UN | 1 | 20 | D | D | N | N | 85015230 | 1 |  | 65 | KG | 3290.71 | 3290.71 | MC05 | MC05 | SIMOTICS M Compact induction motor 1500rpm, 7kW, 45Nm, 17.5A, 348V 1750rpm, 8kW, 44Nm, 17.5A, 400 V 2000rpm, 9kW, 43Nm, 17A, 453V forced ventilation; direction of air flow NDE--> DE; Degree of protection IP55 INCREMENT. ENCODER HTL 2048 S/R (ENCODER HTL2048S/R) with TEMPERAT. SENSOR KTY84-130 Design IM B35 (IM V15, (IM V35) SHAFT WITH FITTED KEY HALF-KEY BALANCING BEARING: STANDARD WITH FIXED BEARING, VIBRATION SEVERITY GRADE: R/A, SHAFT AND FLANGE ACCURACY: R TERMINAL BOX (ABOVE) CABLE ENTRY ON THE RIGHT SIGNAL CONNECTION D-END | - | 0 | 0
1PH8105-1JF13-2BB1 |  | 1PH8105-1JF13-2BB1 | 1 | UN | 1 | 20 | D | D | N | N | 85015230 | 1 |  | 65 | KG | 3290.71 | 3290.71 | MC05 | MC05 | SIMOTICS M Compact induction motor 1500rpm, 7kW, 45Nm, 17.5A, 348V 1750rpm, 8kW, 44Nm, 17.5A, 400 V 2000rpm, 9kW, 43Nm, 17A, 453V forced ventilation; direction of air flow NDE--> DE; Degree of protection IP55 INCREMENT. ENCODER HTL 2048 S/R (ENCODER HTL2048S/R) with TEMPERAT. SENSOR KTY84-130 Design IM B35 (IM V15, (IM V35) SHAFT WITH FITTED KEY HALF-KEY BALANCING BEARING: STANDARD WITH FIXED BEARING, VIBRATION SEVERITY GRADE: R/A, SHAFT AND FLANGE ACCURACY: R TERMINAL BOX (ABOVE) CABLE ENTRY ON THE LEFT SIGNAL CONNECTION D-END | - | 0 | 0
1PH8105-1JF13-2BC1 |  | 1PH8105-1JF13-2BC1 | 1 | UN | 1 | 20 | D | D | N | N | 85015230 | 1 |  | 65 | KG | 3290.71 | 3290.71 | MC05 | MC05 | SIMOTICS M Compact induction motor 1500rpm, 7kW, 45Nm, 17.5A, 348V 1750rpm, 8kW, 44Nm, 17.5A, 400 V 2000rpm, 9kW, 43Nm, 17A, 453V forced ventilation; direction of air flow NDE--> DE; Degree of protection IP55 INCREMENT. ENCODER HTL 2048 S/R (ENCODER HTL2048S/R) with TEMPERAT. SENSOR KTY84-130 Design IM B35 (IM V15, (IM V35) SHAFT WITH FITTED KEY HALF-KEY BALANCING BEARING: STANDARD WITH FIXED BEARING, VIBRATION SEVERITY GRADE: R/A, SHAFT AND FLANGE ACCURACY: R TERMINAL BOX (ABOVE) CABLE ENTRY ON THE ND-END SIGNAL CONNECTION LEFT | - | 0 | 0
1PH8105-1JF13-2CA1 |  | 1PH8105-1JF13-2CA1 | 1 | UN | 1 | 20 | D | D | N | N | 85015230 | 1 |  | 65 | KG | 3420.73 | 3420.73 | MC05 | MC05 | SIMOTICS M Compact induction motor 1500rpm, 7kW, 45Nm, 17.5A, 348V 1750rpm, 8kW, 44Nm, 17.5A, 400 V 2000rpm, 9kW, 43Nm, 17A, 453V forced ventilation; direction of air flow NDE--> DE; Degree of protection IP55 INCREMENT. ENCODER HTL 2048 S/R (ENCODER HTL2048S/R) with TEMPERAT. SENSOR KTY84-130 Design IM B35 (IM V15, (IM V35) SHAFT WITH FITTED KEY HALF-KEY BALANCING BEARING: STANDARD WITH FIXED BEARING, VIBRATION SEVERITY GRADE: S/A, SHAFT AND FLANGE ACCURACY: R TERMINAL BOX (ABOVE) CABLE ENTRY ON THE RIGHT SIGNAL CONNECTION D-END | - | 0 | 0
1PH8105-1JF13-2CB1 |  | 1PH8105-1JF13-2CB1 | 1 | UN | 1 | 20 | D | D | N | N | 85015230 | 1 |  | 65 | KG | 3420.73 | 3420.73 | MC05 | MC05 | SIMOTICS M Compact induction motor 1500rpm, 7kW, 45Nm, 17.5A, 348V 1750rpm, 8kW, 44Nm, 17.5A, 400 V 2000rpm, 9kW, 43Nm, 17A, 453V forced ventilation; direction of air flow NDE--> DE; Degree of protection IP55 INCREMENT. ENCODER HTL 2048 S/R (ENCODER HTL2048S/R) with TEMPERAT. SENSOR KTY84-130 Design IM B35 (IM V15, (IM V35) SHAFT WITH FITTED KEY HALF-KEY BALANCING BEARING: STANDARD WITH FIXED BEARING, VIBRATION SEVERITY GRADE: S/A, SHAFT AND FLANGE ACCURACY: R TERMINAL BOX (ABOVE) CABLE ENTRY ON THE LEFT SIGNAL CONNECTION D-END | - | 0 | 0
1PH8105-1JF13-2CC1 |  | 1PH8105-1JF13-2CC1 | 1 | UN | 1 | 20 | D | D | N | N | 85015230 | 1 |  | 65 | KG | 3420.73 | 3420.73 | MC05 | MC05 | SIMOTICS M Compact induction motor 1500rpm, 7kW, 45Nm, 17.5A, 348V 1750rpm, 8kW, 44Nm, 17.5A, 400 V 2000rpm, 9kW, 43Nm, 17A, 453V forced ventilation; direction of air flow NDE--> DE; Degree of protection IP55 INCREMENT. ENCODER HTL 2048 S/R (ENCODER HTL2048S/R) with TEMPERAT. SENSOR KTY84-130 Design IM B35 (IM V15, (IM V35) SHAFT WITH FITTED KEY HALF-KEY BALANCING BEARING: STANDARD WITH FIXED BEARING, VIBRATION SEVERITY GRADE: S/A, SHAFT AND FLANGE ACCURACY: R TERMINAL BOX (ABOVE) CABLE ENTRY ON THE ND-END SIGNAL CONNECTION LEFT | - | 0 | 0
1PH8105-1JF20-0BA1 |  | 1PH8105-1JF20-0BA1 | 1 | UN | 1 | 20 | D | D | N | N | 85015230 | 1 |  | 74 | KG | 3352.98 | 3352.98 | MC05 | MC05 | SIMOTICS M Compact induction motor 1500rpm, 11 kW 70 Nm, 28.5A, 340V 1750rpm, 12.5kW 68Nm, 28.5A, 380 V 2000rpm, 14kW 67Nm, 27.5A, 426V water cooling Degree of protection IP65 INCREMENT. ENCODER HTL 2048 S/R (ENCODER HTL2048S/R) with TEMPERAT. SENSOR KTY84-130 DESIGN IM B3 (IM V5, IM V6) PLAIN SHAFT WITHOUT FITTED KEY; BEARING: STANDARD WITH FIXED BEARING, VIBRATION SEVERITY GRADE: R/A, SHAFT AND FLANGE ACCURACY: R TERMINAL BOX (ABOVE) CABLE ENTRY ON THE RIGHT SIGNAL CONNECTION D-END | - | 0 | 0
1PH8105-1JF20-0BB1 |  | 1PH8105-1JF20-0BB1 | 1 | UN | 1 | 20 | D | D | N | N | 85015230 | 1 |  | 74 | KG | 3352.98 | 3352.98 | MC05 | MC05 | SIMOTICS M Compact induction motor 1500rpm, 11 kW 70 Nm, 28.5A, 340V 1750rpm, 12.5kW 68Nm, 28.5A, 380 V 2000rpm, 14kW 67Nm, 27.5A, 426V water cooling Degree of protection IP65 INCREMENT. ENCODER HTL 2048 S/R (ENCODER HTL2048S/R) with TEMPERAT. SENSOR KTY84-130 DESIGN IM B3 (IM V5, IM V6) PLAIN SHAFT WITHOUT FITTED KEY; BEARING: STANDARD WITH FIXED BEARING, VIBRATION SEVERITY GRADE: R/A, SHAFT AND FLANGE ACCURACY: R TERMINAL BOX (ABOVE) CABLE ENTRY ON THE LEFT SIGNAL CONNECTION D-END | - | 0 | 0
1PH8105-1JF20-0BC1 |  | 1PH8105-1JF20-0BC1 | 1 | UN | 1 | 20 | D | D | N | N | 85015230 | 1 |  | 74 | KG | 3352.98 | 3352.98 | MC05 | MC05 | SIMOTICS M Compact induction motor 1500rpm, 11 kW 70 Nm, 28.5A, 340V 1750rpm, 12.5kW 68Nm, 28.5A, 380 V 2000rpm, 14kW 67Nm, 27.5A, 426V water cooling Degree of protection IP65 INCREMENT. ENCODER HTL 2048 S/R (ENCODER HTL2048S/R) with TEMPERAT. SENSOR KTY84-130 DESIGN IM B3 (IM V5, IM V6) PLAIN SHAFT WITHOUT FITTED KEY; BEARING: STANDARD WITH FIXED BEARING, VIBRATION SEVERITY GRADE: R/A, SHAFT AND FLANGE ACCURACY: R TERMINAL BOX (ABOVE) CABLE ENTRY ON THE ND-END SIGNAL CONNECTION LEFT | - | 0 | 0
1PH8105-1JF20-0CA1 |  | 1PH8105-1JF20-0CA1 | 1 | UN | 1 | 20 | D | D | N | N | 85015230 | 1 |  | 74 | KG | 3483 | 3483 | MC05 | MC05 | SIMOTICS M Compact induction motor 1500rpm, 11 kW 70 Nm, 28.5A, 340V 1750rpm, 12.5kW 68Nm, 28.5A, 380 V 2000rpm, 14kW 67Nm, 27.5A, 426V water cooling Degree of protection IP65 INCREMENT. ENCODER HTL 2048 S/R (ENCODER HTL2048S/R) with TEMPERAT. SENSOR KTY84-130 DESIGN IM B3 (IM V5, IM V6) PLAIN SHAFT WITHOUT FITTED KEY; BEARING: STANDARD WITH FIXED BEARING, VIBRATION SEVERITY GRADE: S/A, SHAFT AND FLANGE ACCURACY: R TERMINAL BOX (ABOVE) CABLE ENTRY ON THE RIGHT SIGNAL CONNECTION D-END | - | 0 | 0
1PH8105-1JF20-0CB1 |  | 1PH8105-1JF20-0CB1 | 1 | UN | 1 | 20 | D | D | N | N | 85015230 | 1 |  | 74 | KG | 3483 | 3483 | MC05 | MC05 | SIMOTICS M Compact induction motor 1500rpm, 11 kW 70 Nm, 28.5A, 340V 1750rpm, 12.5kW 68Nm, 28.5A, 380 V 2000rpm, 14kW 67Nm, 27.5A, 426V water cooling Degree of protection IP65 INCREMENT. ENCODER HTL 2048 S/R (ENCODER HTL2048S/R) with TEMPERAT. SENSOR KTY84-130 DESIGN IM B3 (IM V5, IM V6) PLAIN SHAFT WITHOUT FITTED KEY; BEARING: STANDARD WITH FIXED BEARING, VIBRATION SEVERITY GRADE: S/A, SHAFT AND FLANGE ACCURACY: R TERMINAL BOX (ABOVE) CABLE ENTRY ON THE LEFT SIGNAL CONNECTION D-END | - | 0 | 0
1PH8105-1JF20-0CC1 |  | 1PH8105-1JF20-0CC1 | 1 | UN | 1 | 20 | D | D | N | N | 85015230 | 1 |  | 74 | KG | 3483 | 3483 | MC05 | MC05 | SIMOTICS M Compact induction motor 1500rpm, 11 kW 70 Nm, 28.5A, 340V 1750rpm, 12.5kW 68Nm, 28.5A, 380 V 2000rpm, 14kW 67Nm, 27.5A, 426V water cooling Degree of protection IP65 INCREMENT. ENCODER HTL 2048 S/R (ENCODER HTL2048S/R) with TEMPERAT. SENSOR KTY84-130 DESIGN IM B3 (IM V5, IM V6) PLAIN SHAFT WITHOUT FITTED KEY; BEARING: STANDARD WITH FIXED BEARING, VIBRATION SEVERITY GRADE: S/A, SHAFT AND FLANGE ACCURACY: R TERMINAL BOX (ABOVE) CABLE ENTRY ON THE ND-END SIGNAL CONNECTION LEFT | - | 0 | 0
1PH8105-1JF20-2BA1 |  | 1PH8105-1JF20-2BA1 | 1 | UN | 1 | 20 | D | D | N | N | 85015230 | 1 |  | 74 | KG | 3352.98 | 3352.98 | MC05 | MC05 | SIMOTICS M Compact induction motor 1500rpm, 11 kW 70 Nm, 28.5A, 340V 1750rpm, 12.5kW 68Nm, 28.5A, 380 V 2000rpm, 14kW 67Nm, 27.5A, 426V water cooling Degree of protection IP65 INCREMENT. ENCODER HTL 2048 S/R (ENCODER HTL2048S/R) with TEMPERAT. SENSOR KTY84-130 DESIGN IM B3 (IM V5, IM V6) SHAFT WITH FITTED KEY HALF-KEY BALANCING BEARING: STANDARD WITH FIXED BEARING, VIBRATION SEVERITY GRADE: R/A, SHAFT AND FLANGE ACCURACY: R TERMINAL BOX (ABOVE) CABLE ENTRY ON THE RIGHT SIGNAL CONNECTION D-END | - | 0 | 0
1PH8105-1JF20-2BB1 |  | 1PH8105-1JF20-2BB1 | 1 | UN | 1 | 20 | D | D | N | N | 85015230 | 1 |  | 74 | KG | 3352.98 | 3352.98 | MC05 | MC05 | SIMOTICS M Compact induction motor 1500rpm, 11 kW 70 Nm, 28.5A, 340V 1750rpm, 12.5kW 68Nm, 28.5A, 380 V 2000rpm, 14kW 67Nm, 27.5A, 426V water cooling Degree of protection IP65 INCREMENT. ENCODER HTL 2048 S/R (ENCODER HTL2048S/R) with TEMPERAT. SENSOR KTY84-130 DESIGN IM B3 (IM V5, IM V6) SHAFT WITH FITTED KEY HALF-KEY BALANCING BEARING: STANDARD WITH FIXED BEARING, VIBRATION SEVERITY GRADE: R/A, SHAFT AND FLANGE ACCURACY: R TERMINAL BOX (ABOVE) CABLE ENTRY ON THE LEFT SIGNAL CONNECTION D-END | - | 0 | 0
1PH8105-1JF20-2BC1 |  | 1PH8105-1JF20-2BC1 | 1 | UN | 1 | 20 | D | D | N | N | 85015230 | 1 |  | 74 | KG | 3352.98 | 3352.98 | MC05 | MC05 | SIMOTICS M Compact induction motor 1500rpm, 11 kW 70 Nm, 28.5A, 340V 1750rpm, 12.5kW 68Nm, 28.5A, 380 V 2000rpm, 14kW 67Nm, 27.5A, 426V water cooling Degree of protection IP65 INCREMENT. ENCODER HTL 2048 S/R (ENCODER HTL2048S/R) with TEMPERAT. SENSOR KTY84-130 DESIGN IM B3 (IM V5, IM V6) SHAFT WITH FITTED KEY HALF-KEY BALANCING BEARING: STANDARD WITH FIXED BEARING, VIBRATION SEVERITY GRADE: R/A, SHAFT AND FLANGE ACCURACY: R TERMINAL BOX (ABOVE) CABLE ENTRY ON THE ND-END SIGNAL CONNECTION LEFT | - | 0 | 0
1PH8105-1JF20-2CA1 |  | 1PH8105-1JF20-2CA1 | 1 | UN | 1 | 20 | D | D | N | N | 85015230 | 1 |  | 74 | KG | 3483 | 3483 | MC05 | MC05 | SIMOTICS M Compact induction motor 1500rpm, 11 kW 70 Nm, 28.5A, 340V 1750rpm, 12.5kW 68Nm, 28.5A, 380 V 2000rpm, 14kW 67Nm, 27.5A, 426V water cooling Degree of protection IP65 INCREMENT. ENCODER HTL 2048 S/R (ENCODER HTL2048S/R) with TEMPERAT. SENSOR KTY84-130 DESIGN IM B3 (IM V5, IM V6) SHAFT WITH FITTED KEY HALF-KEY BALANCING BEARING: STANDARD WITH FIXED BEARING, VIBRATION SEVERITY GRADE: S/A, SHAFT AND FLANGE ACCURACY: R TERMINAL BOX (ABOVE) CABLE ENTRY ON THE RIGHT SIGNAL CONNECTION D-END | - | 0 | 0
1PH8105-1JF20-2CB1 |  | 1PH8105-1JF20-2CB1 | 1 | UN | 1 | 20 | D | D | N | N | 85015230 | 1 |  | 74 | KG | 3483 | 3483 | MC05 | MC05 | SIMOTICS M Compact induction motor 1500rpm, 11 kW 70 Nm, 28.5A, 340V 1750rpm, 12.5kW 68Nm, 28.5A, 380 V 2000rpm, 14kW 67Nm, 27.5A, 426V water cooling Degree of protection IP65 INCREMENT. ENCODER HTL 2048 S/R (ENCODER HTL2048S/R) with TEMPERAT. SENSOR KTY84-130 DESIGN IM B3 (IM V5, IM V6) SHAFT WITH FITTED KEY HALF-KEY BALANCING BEARING: STANDARD WITH FIXED BEARING, VIBRATION SEVERITY GRADE: S/A, SHAFT AND FLANGE ACCURACY: R TERMINAL BOX (ABOVE) CABLE ENTRY ON THE LEFT SIGNAL CONNECTION D-END | - | 0 | 0
1PH8105-1JF20-2CC1 |  | 1PH8105-1JF20-2CC1 | 1 | UN | 1 | 20 | D | D | N | N | 85015230 | 1 |  | 74 | KG | 3483 | 3483 | MC05 | MC05 | SIMOTICS M Compact induction motor 1500rpm, 11 kW 70 Nm, 28.5A, 340V 1750rpm, 12.5kW 68Nm, 28.5A, 380 V 2000rpm, 14kW 67Nm, 27.5A, 426V water cooling Degree of protection IP65 INCREMENT. ENCODER HTL 2048 S/R (ENCODER HTL2048S/R) with TEMPERAT. SENSOR KTY84-130 DESIGN IM B3 (IM V5, IM V6) SHAFT WITH FITTED KEY HALF-KEY BALANCING BEARING: STANDARD WITH FIXED BEARING, VIBRATION SEVERITY GRADE: S/A, SHAFT AND FLANGE ACCURACY: R TERMINAL BOX (ABOVE) CABLE ENTRY ON THE ND-END SIGNAL CONNECTION LEFT | - | 0 | 0
1PH8105-1JF22-0BA1 |  | 1PH8105-1JF22-0BA1 | 1 | UN | 1 | 20 | D | D | N | N | 85015230 | 1 |  | 74 | KG | 3483.03 | 3483.03 | MC05 | MC05 | SIMOTICS M Compact induction motor 1500rpm, 11 kW 70 Nm, 28.5A, 340V 1750rpm, 12.5kW 68Nm, 28.5A, 380 V 2000rpm, 14kW 67Nm, 27.5A, 426V water cooling Degree of protection IP65 INCREMENT. ENCODER HTL 2048 S/R (ENCODER HTL2048S/R) with TEMPERAT. SENSOR KTY84-130 DESIGN IM B5 (IMV 1,IM V3) PLAIN SHAFT WITHOUT FITTED KEY; BEARING: STANDARD WITH FIXED BEARING, VIBRATION SEVERITY GRADE: R/A, SHAFT AND FLANGE ACCURACY: R TERMINAL BOX (ABOVE) CABLE ENTRY ON THE RIGHT SIGNAL CONNECTION D-END | - | 0 | 0
1PH8105-1JF22-0BB1 |  | 1PH8105-1JF22-0BB1 | 1 | UN | 1 | 20 | D | D | N | N | 85015230 | 1 |  | 74 | KG | 3483.03 | 3483.03 | MC05 | MC05 | SIMOTICS M Compact induction motor 1500rpm, 11 kW 70 Nm, 28.5A, 340V 1750rpm, 12.5kW 68Nm, 28.5A, 380 V 2000rpm, 14kW 67Nm, 27.5A, 426V water cooling Degree of protection IP65 INCREMENT. ENCODER HTL 2048 S/R (ENCODER HTL2048S/R) with TEMPERAT. SENSOR KTY84-130 DESIGN IM B5 (IMV 1,IM V3) PLAIN SHAFT WITHOUT FITTED KEY; BEARING: STANDARD WITH FIXED BEARING, VIBRATION SEVERITY GRADE: R/A, SHAFT AND FLANGE ACCURACY: R TERMINAL BOX (ABOVE) CABLE ENTRY ON THE LEFT SIGNAL CONNECTION D-END | - | 0 | 0
1PH8105-1JF22-0BC1 |  | 1PH8105-1JF22-0BC1 | 1 | UN | 1 | 20 | D | D | N | N | 85015230 | 1 |  | 74 | KG | 3483.03 | 3483.03 | MC05 | MC05 | SIMOTICS M Compact induction motor 1500rpm, 11 kW 70 Nm, 28.5A, 340V 1750rpm, 12.5kW 68Nm, 28.5A, 380 V 2000rpm, 14kW 67Nm, 27.5A, 426V water cooling Degree of protection IP65 INCREMENT. ENCODER HTL 2048 S/R (ENCODER HTL2048S/R) with TEMPERAT. SENSOR KTY84-130 DESIGN IM B5 (IMV 1,IM V3) PLAIN SHAFT WITHOUT FITTED KEY; BEARING: STANDARD WITH FIXED BEARING, VIBRATION SEVERITY GRADE: R/A, SHAFT AND FLANGE ACCURACY: R TERMINAL BOX (ABOVE) CABLE ENTRY ON THE ND-END SIGNAL CONNECTION LEFT | - | 0 | 0
1PH8105-1JF22-0CA1 |  | 1PH8105-1JF22-0CA1 | 1 | UN | 1 | 20 | D | D | N | N | 85015230 | 1 |  | 74 | KG | 3613.05 | 3613.05 | MC05 | MC05 | SIMOTICS M Compact induction motor 1500rpm, 11 kW 70 Nm, 28.5A, 340V 1750rpm, 12.5kW 68Nm, 28.5A, 380 V 2000rpm, 14kW 67Nm, 27.5A, 426V water cooling Degree of protection IP65 INCREMENT. ENCODER HTL 2048 S/R (ENCODER HTL2048S/R) with TEMPERAT. SENSOR KTY84-130 DESIGN IM B5 (IMV 1,IM V3) PLAIN SHAFT WITHOUT FITTED KEY; BEARING: STANDARD WITH FIXED BEARING, VIBRATION SEVERITY GRADE: S/A, SHAFT AND FLANGE ACCURACY: R TERMINAL BOX (ABOVE) CABLE ENTRY ON THE RIGHT SIGNAL CONNECTION D-END | - | 0 | 0
1PH8105-1JF22-0CB1 |  | 1PH8105-1JF22-0CB1 | 1 | UN | 1 | 20 | D | D | N | N | 85015230 | 1 |  | 74 | KG | 3613.05 | 3613.05 | MC05 | MC05 | SIMOTICS M Compact induction motor 1500rpm, 11 kW 70 Nm, 28.5A, 340V 1750rpm, 12.5kW 68Nm, 28.5A, 380 V 2000rpm, 14kW 67Nm, 27.5A, 426V water cooling Degree of protection IP65 INCREMENT. ENCODER HTL 2048 S/R (ENCODER HTL2048S/R) with TEMPERAT. SENSOR KTY84-130 DESIGN IM B5 (IMV 1,IM V3) PLAIN SHAFT WITHOUT FITTED KEY; BEARING: STANDARD WITH FIXED BEARING, VIBRATION SEVERITY GRADE: S/A, SHAFT AND FLANGE ACCURACY: R TERMINAL BOX (ABOVE) CABLE ENTRY ON THE LEFT SIGNAL CONNECTION D-END | - | 0 | 0
1PH8105-1JF22-0CC1 |  | 1PH8105-1JF22-0CC1 | 1 | UN | 1 | 20 | D | D | N | N | 85015230 | 1 |  | 74 | KG | 3613.05 | 3613.05 | MC05 | MC05 | SIMOTICS M Compact induction motor 1500rpm, 11 kW 70 Nm, 28.5A, 340V 1750rpm, 12.5kW 68Nm, 28.5A, 380 V 2000rpm, 14kW 67Nm, 27.5A, 426V water cooling Degree of protection IP65 INCREMENT. ENCODER HTL 2048 S/R (ENCODER HTL2048S/R) with TEMPERAT. SENSOR KTY84-130 DESIGN IM B5 (IMV 1,IM V3) PLAIN SHAFT WITHOUT FITTED KEY; BEARING: STANDARD WITH FIXED BEARING, VIBRATION SEVERITY GRADE: S/A, SHAFT AND FLANGE ACCURACY: R TERMINAL BOX (ABOVE) CABLE ENTRY ON THE ND-END SIGNAL CONNECTION LEFT | - | 0 | 0
1PH8105-1JF22-2BA1 |  | 1PH8105-1JF22-2BA1 | 1 | UN | 1 | 20 | D | D | N | N | 85015230 | 1 |  | 74 | KG | 3483.03 | 3483.03 | MC05 | MC05 | SIMOTICS M Compact induction motor 1500rpm, 11 kW 70 Nm, 28.5A, 340V 1750rpm, 12.5kW 68Nm, 28.5A, 380 V 2000rpm, 14kW 67Nm, 27.5A, 426V water cooling Degree of protection IP65 INCREMENT. ENCODER HTL 2048 S/R (ENCODER HTL2048S/R) with TEMPERAT. SENSOR KTY84-130 DESIGN IM B5 (IMV 1,IM V3) SHAFT WITH FITTED KEY HALF-KEY BALANCING BEARING: STANDARD WITH FIXED BEARING, VIBRATION SEVERITY GRADE: R/A, SHAFT AND FLANGE ACCURACY: R TERMINAL BOX (ABOVE) CABLE ENTRY ON THE RIGHT SIGNAL CONNECTION D-END | - | 0 | 0
1PH8105-1JF22-2BB1 |  | 1PH8105-1JF22-2BB1 | 1 | UN | 1 | 20 | D | D | N | N | 85015230 | 1 |  | 74 | KG | 3483.03 | 3483.03 | MC05 | MC05 | SIMOTICS M Compact induction motor 1500rpm, 11 kW 70 Nm, 28.5A, 340V 1750rpm, 12.5kW 68Nm, 28.5A, 380 V 2000rpm, 14kW 67Nm, 27.5A, 426V water cooling Degree of protection IP65 INCREMENT. ENCODER HTL 2048 S/R (ENCODER HTL2048S/R) with TEMPERAT. SENSOR KTY84-130 DESIGN IM B5 (IMV 1,IM V3) SHAFT WITH FITTED KEY HALF-KEY BALANCING BEARING: STANDARD WITH FIXED BEARING, VIBRATION SEVERITY GRADE: R/A, SHAFT AND FLANGE ACCURACY: R TERMINAL BOX (ABOVE) CABLE ENTRY ON THE LEFT SIGNAL CONNECTION D-END | - | 0 | 0
1PH8105-1JF22-2BC1 |  | 1PH8105-1JF22-2BC1 | 1 | UN | 1 | 20 | D | D | N | N | 85015230 | 1 |  | 74 | KG | 3483.03 | 3483.03 | MC05 | MC05 | SIMOTICS M Compact induction motor 1500rpm, 11 kW 70 Nm, 28.5A, 340V 1750rpm, 12.5kW 68Nm, 28.5A, 380 V 2000rpm, 14kW 67Nm, 27.5A, 426V water cooling Degree of protection IP65 INCREMENT. ENCODER HTL 2048 S/R (ENCODER HTL2048S/R) with TEMPERAT. SENSOR KTY84-130 DESIGN IM B5 (IMV 1,IM V3) SHAFT WITH FITTED KEY HALF-KEY BALANCING BEARING: STANDARD WITH FIXED BEARING, VIBRATION SEVERITY GRADE: R/A, SHAFT AND FLANGE ACCURACY: R TERMINAL BOX (ABOVE) CABLE ENTRY ON THE ND-END SIGNAL CONNECTION LEFT | - | 0 | 0
1PH8105-1JF22-2CA1 |  | 1PH8105-1JF22-2CA1 | 1 | UN | 1 | 20 | D | D | N | N | 85015230 | 1 |  | 74 | KG | 3613.05 | 3613.05 | MC05 | MC05 | SIMOTICS M Compact induction motor 1500rpm, 11 kW 70 Nm, 28.5A, 340V 1750rpm, 12.5kW 68Nm, 28.5A, 380 V 2000rpm, 14kW 67Nm, 27.5A, 426V water cooling Degree of protection IP65 INCREMENT. ENCODER HTL 2048 S/R (ENCODER HTL2048S/R) with TEMPERAT. SENSOR KTY84-130 DESIGN IM B5 (IMV 1,IM V3) SHAFT WITH FITTED KEY HALF-KEY BALANCING BEARING: STANDARD WITH FIXED BEARING, VIBRATION SEVERITY GRADE: S/A, SHAFT AND FLANGE ACCURACY: R TERMINAL BOX (ABOVE) CABLE ENTRY ON THE RIGHT SIGNAL CONNECTION D-END | - | 0 | 0
1PH8105-1JF22-2CB1 |  | 1PH8105-1JF22-2CB1 | 1 | UN | 1 | 20 | D | D | N | N | 85015230 | 1 |  | 74 | KG | 3613.05 | 3613.05 | MC05 | MC05 | SIMOTICS M Compact induction motor 1500rpm, 11 kW 70 Nm, 28.5A, 340V 1750rpm, 12.5kW 68Nm, 28.5A, 380 V 2000rpm, 14kW 67Nm, 27.5A, 426V water cooling Degree of protection IP65 INCREMENT. ENCODER HTL 2048 S/R (ENCODER HTL2048S/R) with TEMPERAT. SENSOR KTY84-130 DESIGN IM B5 (IMV 1,IM V3) SHAFT WITH FITTED KEY HALF-KEY BALANCING BEARING: STANDARD WITH FIXED BEARING, VIBRATION SEVERITY GRADE: S/A, SHAFT AND FLANGE ACCURACY: R TERMINAL BOX (ABOVE) CABLE ENTRY ON THE LEFT SIGNAL CONNECTION D-END | - | 0 | 0
1PH8105-1JF22-2CC1 |  | 1PH8105-1JF22-2CC1 | 1 | UN | 1 | 20 | D | D | N | N | 85015230 | 1 |  | 74 | KG | 3613.05 | 3613.05 | MC05 | MC05 | SIMOTICS M Compact induction motor 1500rpm, 11 kW 70 Nm, 28.5A, 340V 1750rpm, 12.5kW 68Nm, 28.5A, 380 V 2000rpm, 14kW 67Nm, 27.5A, 426V water cooling Degree of protection IP65 INCREMENT. ENCODER HTL 2048 S/R (ENCODER HTL2048S/R) with TEMPERAT. SENSOR KTY84-130 DESIGN IM B5 (IMV 1,IM V3) SHAFT WITH FITTED KEY HALF-KEY BALANCING BEARING: STANDARD WITH FIXED BEARING, VIBRATION SEVERITY GRADE: S/A, SHAFT AND FLANGE ACCURACY: R TERMINAL BOX (ABOVE) CABLE ENTRY ON THE ND-END SIGNAL CONNECTION LEFT | - | 0 | 0
1PH8105-1JF23-0BA1 |  | 1PH8105-1JF23-0BA1 | 1 | UN | 1 | 20 | D | D | N | N | 85015230 | 1 |  | 74 | KG | 3641.99 | 3641.99 | MC05 | MC05 | SIMOTICS M Compact induction motor 1500rpm, 11 kW 70 Nm, 28.5A, 340V 1750rpm, 12.5kW 68Nm, 28.5A, 380 V 2000rpm, 14kW 67Nm, 27.5A, 426V water cooling Degree of protection IP65 INCREMENT. ENCODER HTL 2048 S/R (ENCODER HTL2048S/R) with TEMPERAT. SENSOR KTY84-130 Design IM B35 (IM V15, (IM V35) PLAIN SHAFT WITHOUT FITTED KEY; BEARING: STANDARD WITH FIXED BEARING, VIBRATION SEVERITY GRADE: R/A, SHAFT AND FLANGE ACCURACY: R TERMINAL BOX (ABOVE) CABLE ENTRY ON THE RIGHT SIGNAL CONNECTION D-END | - | 0 | 0
1PH8105-1JF23-0BB1 |  | 1PH8105-1JF23-0BB1 | 1 | UN | 1 | 20 | D | D | N | N | 85015230 | 1 |  | 74 | KG | 3641.99 | 3641.99 | MC05 | MC05 | SIMOTICS M Compact induction motor 1500rpm, 11 kW 70 Nm, 28.5A, 340V 1750rpm, 12.5kW 68Nm, 28.5A, 380 V 2000rpm, 14kW 67Nm, 27.5A, 426V water cooling Degree of protection IP65 INCREMENT. ENCODER HTL 2048 S/R (ENCODER HTL2048S/R) with TEMPERAT. SENSOR KTY84-130 Design IM B35 (IM V15, (IM V35) PLAIN SHAFT WITHOUT FITTED KEY; BEARING: STANDARD WITH FIXED BEARING, VIBRATION SEVERITY GRADE: R/A, SHAFT AND FLANGE ACCURACY: R TERMINAL BOX (ABOVE) CABLE ENTRY ON THE LEFT SIGNAL CONNECTION D-END | - | 0 | 0
1PH8105-1JF23-0BC1 |  | 1PH8105-1JF23-0BC1 | 1 | UN | 1 | 20 | D | D | N | N | 85015230 | 1 |  | 74 | KG | 3641.99 | 3641.99 | MC05 | MC05 | SIMOTICS M Compact induction motor 1500rpm, 11 kW 70 Nm, 28.5A, 340V 1750rpm, 12.5kW 68Nm, 28.5A, 380 V 2000rpm, 14kW 67Nm, 27.5A, 426V water cooling Degree of protection IP65 INCREMENT. ENCODER HTL 2048 S/R (ENCODER HTL2048S/R) with TEMPERAT. SENSOR KTY84-130 Design IM B35 (IM V15, (IM V35) PLAIN SHAFT WITHOUT FITTED KEY; BEARING: STANDARD WITH FIXED BEARING, VIBRATION SEVERITY GRADE: R/A, SHAFT AND FLANGE ACCURACY: R TERMINAL BOX (ABOVE) CABLE ENTRY ON THE ND-END SIGNAL CONNECTION LEFT | - | 0 | 0
1PH8105-1JF23-0CA1 |  | 1PH8105-1JF23-0CA1 | 1 | UN | 1 | 20 | D | D | N | N | 85015230 | 1 |  | 74 | KG | 3772.01 | 3772.01 | MC05 | MC05 | SIMOTICS M Compact induction motor 1500rpm, 11 kW 70 Nm, 28.5A, 340V 1750rpm, 12.5kW 68Nm, 28.5A, 380 V 2000rpm, 14kW 67Nm, 27.5A, 426V water cooling Degree of protection IP65 INCREMENT. ENCODER HTL 2048 S/R (ENCODER HTL2048S/R) with TEMPERAT. SENSOR KTY84-130 Design IM B35 (IM V15, (IM V35) PLAIN SHAFT WITHOUT FITTED KEY; BEARING: STANDARD WITH FIXED BEARING, VIBRATION SEVERITY GRADE: S/A, SHAFT AND FLANGE ACCURACY: R TERMINAL BOX (ABOVE) CABLE ENTRY ON THE RIGHT SIGNAL CONNECTION D-END | - | 0 | 0
1PH8105-1JF23-0CB1 |  | 1PH8105-1JF23-0CB1 | 1 | UN | 1 | 20 | D | D | N | N | 85015230 | 1 |  | 74 | KG | 3772.01 | 3772.01 | MC05 | MC05 | SIMOTICS M Compact induction motor 1500rpm, 11 kW 70 Nm, 28.5A, 340V 1750rpm, 12.5kW 68Nm, 28.5A, 380 V 2000rpm, 14kW 67Nm, 27.5A, 426V water cooling Degree of protection IP65 INCREMENT. ENCODER HTL 2048 S/R (ENCODER HTL2048S/R) with TEMPERAT. SENSOR KTY84-130 Design IM B35 (IM V15, (IM V35) PLAIN SHAFT WITHOUT FITTED KEY; BEARING: STANDARD WITH FIXED BEARING, VIBRATION SEVERITY GRADE: S/A, SHAFT AND FLANGE ACCURACY: R TERMINAL BOX (ABOVE) CABLE ENTRY ON THE LEFT SIGNAL CONNECTION D-END | - | 0 | 0
1PH8105-1JF23-0CC1 |  | 1PH8105-1JF23-0CC1 | 1 | UN | 1 | 20 | D | D | N | N | 85015230 | 1 |  | 74 | KG | 3772.01 | 3772.01 | MC05 | MC05 | SIMOTICS M Compact induction motor 1500rpm, 11 kW 70 Nm, 28.5A, 340V 1750rpm, 12.5kW 68Nm, 28.5A, 380 V 2000rpm, 14kW 67Nm, 27.5A, 426V water cooling Degree of protection IP65 INCREMENT. ENCODER HTL 2048 S/R (ENCODER HTL2048S/R) with TEMPERAT. SENSOR KTY84-130 Design IM B35 (IM V15, (IM V35) PLAIN SHAFT WITHOUT FITTED KEY; BEARING: STANDARD WITH FIXED BEARING, VIBRATION SEVERITY GRADE: S/A, SHAFT AND FLANGE ACCURACY: R TERMINAL BOX (ABOVE) CABLE ENTRY ON THE ND-END SIGNAL CONNECTION LEFT | - | 0 | 0
1PH8105-1JF23-2BA1 |  | 1PH8105-1JF23-2BA1 | 1 | UN | 1 | 20 | D | D | N | N | 85015230 | 1 |  | 74 | KG | 3641.99 | 3641.99 | MC05 | MC05 | SIMOTICS M Compact induction motor 1500rpm, 11 kW 70 Nm, 28.5A, 340V 1750rpm, 12.5kW 68Nm, 28.5A, 380 V 2000rpm, 14kW 67Nm, 27.5A, 426V water cooling Degree of protection IP65 INCREMENT. ENCODER HTL 2048 S/R (ENCODER HTL2048S/R) with TEMPERAT. SENSOR KTY84-130 Design IM B35 (IM V15, (IM V35) SHAFT WITH FITTED KEY HALF-KEY BALANCING BEARING: STANDARD WITH FIXED BEARING, VIBRATION SEVERITY GRADE: R/A, SHAFT AND FLANGE ACCURACY: R TERMINAL BOX (ABOVE) CABLE ENTRY ON THE RIGHT SIGNAL CONNECTION D-END | - | 0 | 0
1PH8105-1JF23-2BB1 |  | 1PH8105-1JF23-2BB1 | 1 | UN | 1 | 20 | D | D | N | N | 85015230 | 1 |  | 74 | KG | 3641.99 | 3641.99 | MC05 | MC05 | SIMOTICS M Compact induction motor 1500rpm, 11 kW 70 Nm, 28.5A, 340V 1750rpm, 12.5kW 68Nm, 28.5A, 380 V 2000rpm, 14kW 67Nm, 27.5A, 426V water cooling Degree of protection IP65 INCREMENT. ENCODER HTL 2048 S/R (ENCODER HTL2048S/R) with TEMPERAT. SENSOR KTY84-130 Design IM B35 (IM V15, (IM V35) SHAFT WITH FITTED KEY HALF-KEY BALANCING BEARING: STANDARD WITH FIXED BEARING, VIBRATION SEVERITY GRADE: R/A, SHAFT AND FLANGE ACCURACY: R TERMINAL BOX (ABOVE) CABLE ENTRY ON THE LEFT SIGNAL CONNECTION D-END | - | 0 | 0
1PH8105-1JF23-2BC1 |  | 1PH8105-1JF23-2BC1 | 1 | UN | 1 | 20 | D | D | N | N | 85015230 | 1 |  | 74 | KG | 3641.99 | 3641.99 | MC05 | MC05 | SIMOTICS M Compact induction motor 1500rpm, 11 kW 70 Nm, 28.5A, 340V 1750rpm, 12.5kW 68Nm, 28.5A, 380 V 2000rpm, 14kW 67Nm, 27.5A, 426V water cooling Degree of protection IP65 INCREMENT. ENCODER HTL 2048 S/R (ENCODER HTL2048S/R) with TEMPERAT. SENSOR KTY84-130 Design IM B35 (IM V15, (IM V35) SHAFT WITH FITTED KEY HALF-KEY BALANCING BEARING: STANDARD WITH FIXED BEARING, VIBRATION SEVERITY GRADE: R/A, SHAFT AND FLANGE ACCURACY: R TERMINAL BOX (ABOVE) CABLE ENTRY ON THE ND-END SIGNAL CONNECTION LEFT | - | 0 | 0
1PH8105-1JF23-2CA1 |  | 1PH8105-1JF23-2CA1 | 1 | UN | 1 | 20 | D | D | N | N | 85015230 | 1 |  | 74 | KG | 3772.01 | 3772.01 | MC05 | MC05 | SIMOTICS M Compact induction motor 1500rpm, 11 kW 70 Nm, 28.5A, 340V 1750rpm, 12.5kW 68Nm, 28.5A, 380 V 2000rpm, 14kW 67Nm, 27.5A, 426V water cooling Degree of protection IP65 INCREMENT. ENCODER HTL 2048 S/R (ENCODER HTL2048S/R) with TEMPERAT. SENSOR KTY84-130 Design IM B35 (IM V15, (IM V35) SHAFT WITH FITTED KEY HALF-KEY BALANCING BEARING: STANDARD WITH FIXED BEARING, VIBRATION SEVERITY GRADE: S/A, SHAFT AND FLANGE ACCURACY: R TERMINAL BOX (ABOVE) CABLE ENTRY ON THE RIGHT SIGNAL CONNECTION D-END | - | 0 | 0
1PH8105-1JF23-2CB1 |  | 1PH8105-1JF23-2CB1 | 1 | UN | 1 | 20 | D | D | N | N | 85015230 | 1 |  | 74 | KG | 3772.01 | 3772.01 | MC05 | MC05 | SIMOTICS M Compact induction motor 1500rpm, 11 kW 70 Nm, 28.5A, 340V 1750rpm, 12.5kW 68Nm, 28.5A, 380 V 2000rpm, 14kW 67Nm, 27.5A, 426V water cooling Degree of protection IP65 INCREMENT. ENCODER HTL 2048 S/R (ENCODER HTL2048S/R) with TEMPERAT. SENSOR KTY84-130 Design IM B35 (IM V15, (IM V35) SHAFT WITH FITTED KEY HALF-KEY BALANCING BEARING: STANDARD WITH FIXED BEARING, VIBRATION SEVERITY GRADE: S/A, SHAFT AND FLANGE ACCURACY: R TERMINAL BOX (ABOVE) CABLE ENTRY ON THE LEFT SIGNAL CONNECTION D-END | - | 0 | 0
1PH8105-1JF23-2CC1 |  | 1PH8105-1JF23-2CC1 | 1 | UN | 1 | 20 | D | D | N | N | 85015230 | 1 |  | 74 | KG | 3772.01 | 3772.01 | MC05 | MC05 | SIMOTICS M Compact induction motor 1500rpm, 11 kW 70 Nm, 28.5A, 340V 1750rpm, 12.5kW 68Nm, 28.5A, 380 V 2000rpm, 14kW 67Nm, 27.5A, 426V water cooling Degree of protection IP65 INCREMENT. ENCODER HTL 2048 S/R (ENCODER HTL2048S/R) with TEMPERAT. SENSOR KTY84-130 Design IM B35 (IM V15, (IM V35) SHAFT WITH FITTED KEY HALF-KEY BALANCING BEARING: STANDARD WITH FIXED BEARING, VIBRATION SEVERITY GRADE: S/A, SHAFT AND FLANGE ACCURACY: R TERMINAL BOX (ABOVE) CABLE ENTRY ON THE ND-END SIGNAL CONNECTION LEFT | - | 0 | 0
1PH8105-1LZ22-3MA1 | K4A | 1PH8105-1LZ22-3MA1K4A | 1 | UN | 1 | 20 | D | D | N | N | 85015230 | 1 |  | 74 | KG | 6109.98 | 6109.98 | MC05 | MC05 | SIMOTICS M Compact induction motor 1500rpm, 11 kW 70 Nm, 28.5A, 340 V without Drive-CLiQ interface Motor customer-spec. | - | 0 | 0
1PH8105-1MF00-2BC1 |  | 1PH8105-1MF00-2BC1 | 1 | UN | 1 | 20 | D | D | N | N | 85015230 | 1 |  | 65 | KG | 2942.77 | 2942.77 | MC05 | MC05 | SIMOTICS M Compact induction motor 1500rpm, 7.0 kW 45Nm, 17.5A, 348V 1750rpm, 8.0kW 44Nm, 17.5A, 400 V 2000rpm, 9.0kW 43Nm, 17.0A, 453V forced ventilation; direction of air flow DE--> NDE; Degree of protection IP55 Incremental encoder SIN/COS 1 VPP 2048 S/R with C and D track (encoder IC2048S/R) with temperature sensor KTY 84-130 DESIGN IM B3 (IM V5, IM V6) SHAFT WITH FITTED KEY HALF-KEY BALANCING BEARING: STANDARD WITH FIXED BEARING, VIBRATION SEVERITY GRADE: R/A, SHAFT AND FLANGE ACCURACY: R TERMINAL BOX (ABOVE) CABLE ENTRY ON THE ND-END SIGNAL CONNECTION LEFT | - | 0 | 0
1PH8105-1MF03-2BC1 |  | 1PH8105-1MF03-2BC1 | 1 | UN | 1 | 20 | D | D | N | N | 85015230 | 1 |  | 65 | KG | 3231.78 | 3231.78 | MC05 | MC05 | SIMOTICS M Compact induction motor 1500rpm, 7.0 kW 45Nm, 17.5A, 348V 1750rpm, 8.0kW 44Nm, 17.5A, 400 V 2000rpm, 9.0kW 43Nm, 17.0A, 453V forced ventilation; direction of air flow DE--> NDE; Degree of protection IP55 Incremental encoder SIN/COS 1 VPP 2048 S/R with C and D track (encoder IC2048S/R) with temperature sensor KTY 84-130 Design IM B35 (IM V15, (IM V35) SHAFT WITH FITTED KEY HALF-KEY BALANCING BEARING: STANDARD WITH FIXED BEARING, VIBRATION SEVERITY GRADE: R/A, SHAFT AND FLANGE ACCURACY: R TERMINAL BOX (ABOVE) CABLE ENTRY ON THE ND-END SIGNAL CONNECTION LEFT | - | 0 | 0
1PH8105-1MF13-2BA1 |  | 1PH8105-1MF13-2BA1 | 1 | UN | 1 | 20 | D | D | N | N | 85015230 | 1 |  | 65 | KG | 3231.78 | 3231.78 | MC05 | MC05 | SIMOTICS M Compact induction motor 1500rpm, 7kW, 45Nm, 17.5A, 348V 1750rpm, 8kW, 44Nm, 17.5A, 400 V 2000rpm, 9kW, 43Nm, 17A, 453V forced ventilation; direction of air flow NDE--> DE; Degree of protection IP55 Incremental encoder SIN/COS 1 VPP 2048 S/R with C and D track (encoder IC2048S/R) with temperature sensor KTY 84-130 Design IM B35 (IM V15, (IM V35) SHAFT WITH FITTED KEY HALF-KEY BALANCING BEARING: STANDARD WITH FIXED BEARING, VIBRATION SEVERITY GRADE: R/A, SHAFT AND FLANGE ACCURACY: R TERMINAL BOX (ABOVE) CABLE ENTRY ON THE RIGHT SIGNAL CONNECTION D-END | - | 0 | 0
1PH8105-1SS00-0LA1 |  | 1PH8105-1SS00-0LA1 | 1 | UN | 1 | 20 | D | D | N | N | 85015230 | 1 |  | 65 | KG | 4630.88 | 4630.88 | MC05 | MC05 | SIMOTICS M Compact induction motor Y2000RPM, 10.0kW 48Nm, 23A, 366V D5000RPM, 9.3kW 18Nm, 24A, 398V Y1500RPM, 7.5 kW 48Nm, 23A, 285V forced ventilation; direction of air flow DE--> NDE; Degree of protection IP55 Incremental encoder 19-bit Without commutation position (encoder IN19DQ) with DRIVE-CLiQ interface DESIGN IM B3 (IM V5, IM V6) PLAIN SHAFT WITHOUT FITTED KEY; BEARING: PERFORMANCE, VIBRATION SEVERITY GRADE SPECIAL/B; SHAFT A. FLANGE ACCURACY GR. SPECIAL TERMINAL BOX (ABOVE) CABLE ENTRY ON THE RIGHT SIGNAL CONNECTION D-END | - | 0 | 0
1PH8105-1SZ22-3MA1-Z | K4AY84 | 1PH8105-1SZ22-3MA1-ZK4AY84 | 1 | UN | 1 | 20 | D | D | N | N | 85015230 | 1 |  | 76.5 | KG | 6442.68 | 6442.68 | MC05 | MC05 | SIMOTICS M Compact induction motor 1500rpm, 11 kW 70 Nm, 28.5A, 340 V Motor customer-spec. Electrical version Y84: Customer specifications on rating plate SPECIAL MOTOR | - | 0 | 0
1PH8105-1VZ22-3MA1 | K4A | 1PH8105-1VZ22-3MA1K4A | 1 | UN | 1 | 20 | D | D | N | N | 85015230 | 1 |  | 74 | KG | 6442.88 | 6442.88 | MC05 | MC05 | SIMOTICS M Compact induction motor 1500rpm, 11 kW 70 Nm, 28.5A, 340 V Motor customer-spec. | - | 0 | 0
1PH8105-3DF02-0AA1-Z | U65 | 1PH8105-3DF02-0AA1-ZU65 | 1 | UN | 1 | 20 | D | D | N | N | 85015230 | 1 |  | 86 | KG | 5423.49 | 5423.49 | MC05 | MC05 | SIMOTICS M Compact induction motor 1500rpm, 7.0 kW 45Nm, 17.5A, 348V 1750rpm, 8.0kW 44Nm, 17.5A, 400 V 2000rpm, 9.0kW 43Nm, 17.0A, 453V forced ventilation; direction of air flow DE--> NDE; Degree of protection IP55 Incremental encoder 22-bit with commutation position (encoder IC22DQ) with DRIVE-CLiQ interface DESIGN IM B5 (IMV 1,IM V3) PLAIN SHAFT WITHOUT FITTED KEY; BEARING: STANDARD VIBRATION SEVERITY GRADE A; SHAFT A.FLANGE ACCURACY GR.N TERMINAL BOX (ABOVE) CABLE ENTRY ON THE RIGHT SIGNAL CONNECTION D-END U65: HOLDING BRAKE DC 24 V | - | 0 | 0
1PH8105-3DF03-2AA1-Z | U65 | 1PH8105-3DF03-2AA1-ZU65 | 1 | UN | 1 | 20 | D | D | N | N | 85015230 | 1 |  | 86 | KG | 5582.45 | 5582.45 | MC05 | MC05 | SIMOTICS M Compact induction motor 1500rpm, 7.0 kW 45Nm, 17.5A, 348V 1750rpm, 8.0kW 44Nm, 17.5A, 400 V 2000rpm, 9.0kW 43Nm, 17.0A, 453V forced ventilation; direction of air flow DE--> NDE; Degree of protection IP55 Incremental encoder 22-bit with commutation position (encoder IC22DQ) with DRIVE-CLiQ interface Design IM B35 (IM V15, (IM V35) SHAFT WITH FITTED KEY HALF-KEY BALANCING BEARING: STANDARD VIBRATION SEVERITY GRADE A; SHAFT A.FLANGE ACCURACY GR.N TERMINAL BOX (ABOVE) CABLE ENTRY ON THE RIGHT SIGNAL CONNECTION D-END U65: HOLDING BRAKE DC 24 V | - | 0 | 0
1PH8105-3DF13-0AA1-Z | U65 | 1PH8105-3DF13-0AA1-ZU65 | 1 | UN | 1 | 20 | D | D | N | N | 85015230 | 1 |  | 86 | KG | 5582.45 | 5582.45 | MC05 | MC05 | SIMOTICS M Compact induction motor 1500rpm, 7kW, 45Nm, 17.5A, 348V 1750rpm, 8kW, 44Nm, 17.5A, 400 V 2000rpm, 9kW, 43Nm, 17A, 453V forced ventilation; direction of air flow NDE--> DE; Degree of protection IP55 Incremental encoder 22-bit with commutation position (encoder IC22DQ) with DRIVE-CLiQ interface Design IM B35 (IM V15, (IM V35) PLAIN SHAFT WITHOUT FITTED KEY; BEARING: STANDARD VIBRATION SEVERITY GRADE A; SHAFT A.FLANGE ACCURACY GR.N TERMINAL BOX (ABOVE) CABLE ENTRY ON THE RIGHT SIGNAL CONNECTION D-END U65: HOLDING BRAKE DC 24 V | - | 0 | 0
1PH8105-3DF13-2AA1-Z | K23U60 | 1PH8105-3DF13-2AA1-ZK23U60 | 1 | UN | 1 | 20 | D | D | N | N | 85015230 | 1 |  | 86 | KG | 5405.98 | 5405.98 | MC05 | MC05 | SIMOTICS M Compact induction motor 1500rpm, 7kW, 45Nm, 17.5A, 348V 1750rpm, 8kW, 44Nm, 17.5A, 400 V 2000rpm, 9kW, 43Nm, 17A, 453V forced ventilation; direction of air flow NDE--> DE; Degree of protection IP55 Incremental encoder 22-bit with commutation position (encoder IC22DQ) with DRIVE-CLiQ interface Design IM B35 (IM V15, (IM V35) SHAFT WITH FITTED KEY HALF-KEY BALANCING BEARING: STANDARD VIBRATION SEVERITY GRADE A; SHAFT A.FLANGE ACCURACY GR.N TERMINAL BOX (ABOVE) CABLE ENTRY ON THE RIGHT SIGNAL CONNECTION D-END K23: SPECIAL PAINTING WORLDWIDE U60: HOLDING BRAKE 230 V | - | 0 | 0
1PH8105-3FF02-2AA1-Z | U60 | 1PH8105-3FF02-2AA1-ZU60 | 1 | UN | 1 | 20 | D | D | N | N | 85015230 | 1 |  | 86 | KG | 5767.23 | 5767.23 | MC05 | MC05 | SIMOTICS M Compact induction motor 1500rpm, 7.0 kW 45Nm, 17.5A, 348V 1750rpm, 8.0kW 44Nm, 17.5A, 400 V 2000rpm, 9.0kW 43Nm, 17.0A, 453V forced ventilation; direction of air flow DE--> NDE; Degree of protection IP55 Absolute encoder 22-bit Single-turn and 12-bit multi-turn (encoder AM22DQ) with DRIVE-CLiQ interface DESIGN IM B5 (IMV 1,IM V3) SHAFT WITH FITTED KEY HALF-KEY BALANCING BEARING: STANDARD VIBRATION SEVERITY GRADE A; SHAFT A.FLANGE ACCURACY GR.N TERMINAL BOX (ABOVE) CABLE ENTRY ON THE RIGHT SIGNAL CONNECTION D-END U60: HOLDING BRAKE 230 V | - | 0 | 0
1PH8105-3FF03-0AA1-Z | U60 | 1PH8105-3FF03-0AA1-ZU60 | 1 | UN | 1 | 20 | D | D | N | N | 85015230 | 1 |  | 86 | KG | 5926.19 | 5926.19 | MC05 | MC05 | SIMOTICS M Compact induction motor 1500rpm, 7.0 kW 45Nm, 17.5A, 348V 1750rpm, 8.0kW 44Nm, 17.5A, 400 V 2000rpm, 9.0kW 43Nm, 17.0A, 453V forced ventilation; direction of air flow DE--> NDE; Degree of protection IP55 Absolute encoder 22-bit Single-turn and 12-bit multi-turn (encoder AM22DQ) with DRIVE-CLiQ interface Design IM B35 (IM V15, (IM V35) PLAIN SHAFT WITHOUT FITTED KEY; BEARING: STANDARD VIBRATION SEVERITY GRADE A; SHAFT A.FLANGE ACCURACY GR.N TERMINAL BOX (ABOVE) CABLE ENTRY ON THE RIGHT SIGNAL CONNECTION D-END U60: HOLDING BRAKE 230 V | - | 0 | 0
1PH8105-3HF12-2AA1-Z | A12U62 | 1PH8105-3HF12-2AA1-ZA12U62 | 1 | UN | 1 | 20 | D | D | N | N | 85015230 | 1 |  | 86 | KG | 4734.62 | 4734.62 | MC05 | MC05 | SIMOTICS M Compact induction motor 1500rpm, 7kW, 45Nm, 17.5A, 348V 1750rpm, 8kW, 44Nm, 17.5A, 400 V 2000rpm, 9kW, 43Nm, 17A, 453V forced ventilation; direction of air flow NDE--> DE; Degree of protection IP55 Incremental encoder HTL 1024 S/R (encoder HTL1024S/R) With temperature sensor KTY 84-130 DESIGN IM B5 (IMV 1,IM V3) SHAFT WITH FITTED KEY HALF-KEY BALANCING BEARING: STANDARD VIBRATION SEVERITY GRADE A; SHAFT A.FLANGE ACCURACY GR.N TERMINAL BOX (ABOVE) CABLE ENTRY ON THE RIGHT SIGNAL CONNECTION D-END A12: PROTECT. BY PTC THERMISTOR WARNING AND SWITCHOFF U62: HOLDING BRAKE 230 V WITH MANUAL AIR LEVER | - | 0 | 0
1PH8105-3HF12-2AA1-Z | U62 | 1PH8105-3HF12-2AA1-ZU62 | 1 | UN | 1 | 20 | D | D | N | N | 85015230 | 1 |  | 86 | KG | 4590.13 | 4590.13 | MC05 | MC05 | SIMOTICS M Compact induction motor 1500rpm, 7kW, 45Nm, 17.5A, 348V 1750rpm, 8kW, 44Nm, 17.5A, 400 V 2000rpm, 9kW, 43Nm, 17A, 453V forced ventilation; direction of air flow NDE--> DE; Degree of protection IP55 Incremental encoder HTL 1024 S/R (encoder HTL1024S/R) With temperature sensor KTY 84-130 DESIGN IM B5 (IMV 1,IM V3) SHAFT WITH FITTED KEY HALF-KEY BALANCING BEARING: STANDARD VIBRATION SEVERITY GRADE A; SHAFT A.FLANGE ACCURACY GR.N TERMINAL BOX (ABOVE) CABLE ENTRY ON THE RIGHT SIGNAL CONNECTION D-END U62: HOLDING BRAKE 230 V WITH MANUAL AIR LEVER | - | 0 | 0
1PH8105-3MF12-2AB1-Z | U65 | 1PH8105-3MF12-2AB1-ZU65 | 1 | UN | 1 | 20 | D | D | N | N | 85015230 | 1 |  | 86 | KG | 4973 | 4973 | MC05 | MC05 | SIMOTICS M Compact induction motor 1500rpm, 7kW, 45Nm, 17.5A, 348V 1750rpm, 8kW, 44Nm, 17.5A, 400 V 2000rpm, 9kW, 43Nm, 17A, 453V forced ventilation; direction of air flow NDE--> DE; Degree of protection IP55 Incremental encoder SIN/COS 1 VPP 2048 S/R with C and D track (encoder IC2048S/R) with temperature sensor KTY 84-130 DESIGN IM B5 (IMV 1,IM V3) SHAFT WITH FITTED KEY HALF-KEY BALANCING BEARING: STANDARD VIBRATION SEVERITY GRADE A; SHAFT A.FLANGE ACCURACY GR.N TERMINAL BOX (ABOVE) CABLE ENTRY ON THE LEFT SIGNAL CONNECTION D-END U65: HOLDING BRAKE DC 24 V | - | 0 | 0
1PH8107-1AB00-1CA1 |  | 1PH8107-1AB00-1CA1 | 1 | UN | 1 | 20 | D | D | N | N | 85015230 | 1 |  | 73 | KG | 2681.84 | 2681.84 | MC05 | MC05 | SIMOTICS M Compact induction motor 400rpm, 2.5kW, 60Nm, 8.8A, 290V 500rpm, 3.2kW, 61Nm, 8.8A, 345V 600rpm, 3.8kW, 60Nm, 8.8A, 406V forced ventilation; direction of air flow DE--> NDE; Degree of protection IP55 Without encoder: With temperature sensor KTY 84-130 DESIGN IM B3 (IM V5, IM V6) SHAFT WITH FITTED KEY FULL-KEY BALANCING BEARING: STANDARD WITH FIXED BEARING, VIBRATION SEVERITY GRADE: S/A, SHAFT AND FLANGE ACCURACY: R TERMINAL BOX (ABOVE) CABLE ENTRY ON THE RIGHT SIGNAL CONNECTION D-END | - | 0 | 0
1PH8107-1AD00-0BC1 |  | 1PH8107-1AD00-0BC1 | 1 | UN | 1 | 20 | D | D | N | N | 85015230 | 1 |  | 73 | KG | 2551.82 | 2551.82 | MC05 | MC05 | SIMOTICS M Compact induction motor 1000rpm, 6.3kW 60Nm, 17.5A, 307V 1150rpm, 7.2kW 60Nm, 17.5A, 348V 1350rpm, 8.0kW 57Nm, 17A, 400 V forced ventilation; direction of air flow DE--> NDE; Degree of protection IP55 Without encoder: With temperature sensor KTY 84-130 DESIGN IM B3 (IM V5, IM V6) PLAIN SHAFT WITHOUT FITTED KEY; BEARING: STANDARD WITH FIXED BEARING, VIBRATION SEVERITY GRADE: R/A, SHAFT AND FLANGE ACCURACY: R TERMINAL BOX (ABOVE) CABLE ENTRY ON THE ND-END SIGNAL CONNECTION LEFT | - | 0 | 0
1PH8107-1AD10-0BA1 |  | 1PH8107-1AD10-0BA1 | 1 | UN | 1 | 20 | D | D | N | N | 85015230 | 1 |  | 73 | KG | 2551.82 | 2551.82 | MC05 | MC05 | SIMOTICS M Compact induction motor 1000rpm, 6.3kW 60Nm, 17.5A, 307V 1150rpm, 7.2kW 60Nm, 17.5A, 348V 1350rpm, 8kW 57Nm, 17A, 400 V forced ventilation; direction of air flow NDE--> DE; Degree of protection IP55 Without encoder: With temperature sensor KTY 84-130 DESIGN IM B3 (IM V5, IM V6) PLAIN SHAFT WITHOUT FITTED KEY; BEARING: STANDARD WITH FIXED BEARING, VIBRATION SEVERITY GRADE: R/A, SHAFT AND FLANGE ACCURACY: R TERMINAL BOX (ABOVE) CABLE ENTRY ON THE RIGHT SIGNAL CONNECTION D-END | - | 0 | 0
1PH8107-1AD10-0BB1 |  | 1PH8107-1AD10-0BB1 | 1 | UN | 1 | 20 | D | D | N | N | 85015230 | 1 |  | 73 | KG | 2551.82 | 2551.82 | MC05 | MC05 | SIMOTICS M Compact induction motor 1000rpm, 6.3kW 60Nm, 17.5A, 307V 1150rpm, 7.2kW 60Nm, 17.5A, 348V 1350rpm, 8kW 57Nm, 17A, 400 V forced ventilation; direction of air flow NDE--> DE; Degree of protection IP55 Without encoder: With temperature sensor KTY 84-130 DESIGN IM B3 (IM V5, IM V6) PLAIN SHAFT WITHOUT FITTED KEY; BEARING: STANDARD WITH FIXED BEARING, VIBRATION SEVERITY GRADE: R/A, SHAFT AND FLANGE ACCURACY: R TERMINAL BOX (ABOVE) CABLE ENTRY ON THE LEFT SIGNAL CONNECTION D-END | - | 0 | 0
1PH8107-1AD10-0BC1 |  | 1PH8107-1AD10-0BC1 | 1 | UN | 1 | 20 | D | D | N | N | 85015230 | 1 |  | 73 | KG | 2551.82 | 2551.82 | MC05 | MC05 | SIMOTICS M Compact induction motor 1000rpm, 6.3kW 60Nm, 17.5A, 307V 1150rpm, 7.2kW 60Nm, 17.5A, 348V 1350rpm, 8kW 57Nm, 17A, 400 V forced ventilation; direction of air flow NDE--> DE; Degree of protection IP55 Without encoder: With temperature sensor KTY 84-130 DESIGN IM B3 (IM V5, IM V6) PLAIN SHAFT WITHOUT FITTED KEY; BEARING: STANDARD WITH FIXED BEARING, VIBRATION SEVERITY GRADE: R/A, SHAFT AND FLANGE ACCURACY: R TERMINAL BOX (ABOVE) CABLE ENTRY ON THE ND-END SIGNAL CONNECTION LEFT | - | 0 | 0
1PH8107-1AD10-0CA1 |  | 1PH8107-1AD10-0CA1 | 1 | UN | 1 | 20 | D | D | N | N | 85015230 | 1 |  | 73 | KG | 2681.84 | 2681.84 | MC05 | MC05 | SIMOTICS M Compact induction motor 1000rpm, 6.3kW 60Nm, 17.5A, 307V 1150rpm, 7.2kW 60Nm, 17.5A, 348V 1350rpm, 8kW 57Nm, 17A, 400 V forced ventilation; direction of air flow NDE--> DE; Degree of protection IP55 Without encoder: With temperature sensor KTY 84-130 DESIGN IM B3 (IM V5, IM V6) PLAIN SHAFT WITHOUT FITTED KEY; BEARING: STANDARD WITH FIXED BEARING, VIBRATION SEVERITY GRADE: S/A, SHAFT AND FLANGE ACCURACY: R TERMINAL BOX (ABOVE) CABLE ENTRY ON THE RIGHT SIGNAL CONNECTION D-END | - | 0 | 0
1PH8107-1AD10-0CB1 |  | 1PH8107-1AD10-0CB1 | 1 | UN | 1 | 20 | D | D | N | N | 85015230 | 1 |  | 73 | KG | 2681.84 | 2681.84 | MC05 | MC05 | SIMOTICS M Compact induction motor 1000rpm, 6.3kW 60Nm, 17.5A, 307V 1150rpm, 7.2kW 60Nm, 17.5A, 348V 1350rpm, 8kW 57Nm, 17A, 400 V forced ventilation; direction of air flow NDE--> DE; Degree of protection IP55 Without encoder: With temperature sensor KTY 84-130 DESIGN IM B3 (IM V5, IM V6) PLAIN SHAFT WITHOUT FITTED KEY; BEARING: STANDARD WITH FIXED BEARING, VIBRATION SEVERITY GRADE: S/A, SHAFT AND FLANGE ACCURACY: R TERMINAL BOX (ABOVE) CABLE ENTRY ON THE LEFT SIGNAL CONNECTION D-END | - | 0 | 0
1PH8107-1AD10-0CC1 |  | 1PH8107-1AD10-0CC1 | 1 | UN | 1 | 20 | D | D | N | N | 85015230 | 1 |  | 73 | KG | 2681.84 | 2681.84 | MC05 | MC05 | SIMOTICS M Compact induction motor 1000rpm, 6.3kW 60Nm, 17.5A, 307V 1150rpm, 7.2kW 60Nm, 17.5A, 348V 1350rpm, 8kW 57Nm, 17A, 400 V forced ventilation; direction of air flow NDE--> DE; Degree of protection IP55 Without encoder: With temperature sensor KTY 84-130 DESIGN IM B3 (IM V5, IM V6) PLAIN SHAFT WITHOUT FITTED KEY; BEARING: STANDARD WITH FIXED BEARING, VIBRATION SEVERITY GRADE: S/A, SHAFT AND FLANGE ACCURACY: R TERMINAL BOX (ABOVE) CABLE ENTRY ON THE ND-END SIGNAL CONNECTION LEFT | - | 0 | 0
1PH8107-1AD10-2BA1 |  | 1PH8107-1AD10-2BA1 | 1 | UN | 1 | 20 | D | D | N | N | 85015230 | 1 |  | 73 | KG | 2551.82 | 2551.82 | MC05 | MC05 | SIMOTICS M Compact induction motor 1000rpm, 6.3kW 60Nm, 17.5A, 307V 1150rpm, 7.2kW 60Nm, 17.5A, 348V 1350rpm, 8kW 57Nm, 17A, 400 V forced ventilation; direction of air flow NDE--> DE; Degree of protection IP55 Without encoder: With temperature sensor KTY 84-130 DESIGN IM B3 (IM V5, IM V6) SHAFT WITH FITTED KEY HALF-KEY BALANCING BEARING: STANDARD WITH FIXED BEARING, VIBRATION SEVERITY GRADE: R/A, SHAFT AND FLANGE ACCURACY: R TERMINAL BOX (ABOVE) CABLE ENTRY ON THE RIGHT SIGNAL CONNECTION D-END | - | 0 | 0
1PH8107-1AD10-2BB1 |  | 1PH8107-1AD10-2BB1 | 1 | UN | 1 | 20 | D | D | N | N | 85015230 | 1 |  | 73 | KG | 2551.82 | 2551.82 | MC05 | MC05 | SIMOTICS M Compact induction motor 1000rpm, 6.3kW 60Nm, 17.5A, 307V 1150rpm, 7.2kW 60Nm, 17.5A, 348V 1350rpm, 8kW 57Nm, 17A, 400 V forced ventilation; direction of air flow NDE--> DE; Degree of protection IP55 Without encoder: With temperature sensor KTY 84-130 DESIGN IM B3 (IM V5, IM V6) SHAFT WITH FITTED KEY HALF-KEY BALANCING BEARING: STANDARD WITH FIXED BEARING, VIBRATION SEVERITY GRADE: R/A, SHAFT AND FLANGE ACCURACY: R TERMINAL BOX (ABOVE) CABLE ENTRY ON THE LEFT SIGNAL CONNECTION D-END | - | 0 | 0
1PH8107-1AD10-2BC1 |  | 1PH8107-1AD10-2BC1 | 1 | UN | 1 | 20 | D | D | N | N | 85015230 | 1 |  | 73 | KG | 2551.82 | 2551.82 | MC05 | MC05 | SIMOTICS M Compact induction motor 1000rpm, 6.3kW 60Nm, 17.5A, 307V 1150rpm, 7.2kW 60Nm, 17.5A, 348V 1350rpm, 8kW 57Nm, 17A, 400 V forced ventilation; direction of air flow NDE--> DE; Degree of protection IP55 Without encoder: With temperature sensor KTY 84-130 DESIGN IM B3 (IM V5, IM V6) SHAFT WITH FITTED KEY HALF-KEY BALANCING BEARING: STANDARD WITH FIXED BEARING, VIBRATION SEVERITY GRADE: R/A, SHAFT AND FLANGE ACCURACY: R TERMINAL BOX (ABOVE) CABLE ENTRY ON THE ND-END SIGNAL CONNECTION LEFT | - | 0 | 0
1PH8107-1AD10-2CA1 |  | 1PH8107-1AD10-2CA1 | 1 | UN | 1 | 20 | D | D | N | N | 85015230 | 1 |  | 73 | KG | 2681.84 | 2681.84 | MC05 | MC05 | SIMOTICS M Compact induction motor 1000rpm, 6.3kW 60Nm, 17.5A, 307V 1150rpm, 7.2kW 60Nm, 17.5A, 348V 1350rpm, 8kW 57Nm, 17A, 400 V forced ventilation; direction of air flow NDE--> DE; Degree of protection IP55 Without encoder: With temperature sensor KTY 84-130 DESIGN IM B3 (IM V5, IM V6) SHAFT WITH FITTED KEY HALF-KEY BALANCING BEARING: STANDARD WITH FIXED BEARING, VIBRATION SEVERITY GRADE: S/A, SHAFT AND FLANGE ACCURACY: R TERMINAL BOX (ABOVE) CABLE ENTRY ON THE RIGHT SIGNAL CONNECTION D-END | - | 0 | 0
1PH8107-1AD10-2CB1 |  | 1PH8107-1AD10-2CB1 | 1 | UN | 1 | 20 | D | D | N | N | 85015230 | 1 |  | 73 | KG | 2681.84 | 2681.84 | MC05 | MC05 | SIMOTICS M Compact induction motor 1000rpm, 6.3kW 60Nm, 17.5A, 307V 1150rpm, 7.2kW 60Nm, 17.5A, 348V 1350rpm, 8kW 57Nm, 17A, 400 V forced ventilation; direction of air flow NDE--> DE; Degree of protection IP55 Without encoder: With temperature sensor KTY 84-130 DESIGN IM B3 (IM V5, IM V6) SHAFT WITH FITTED KEY HALF-KEY BALANCING BEARING: STANDARD WITH FIXED BEARING, VIBRATION SEVERITY GRADE: S/A, SHAFT AND FLANGE ACCURACY: R TERMINAL BOX (ABOVE) CABLE ENTRY ON THE LEFT SIGNAL CONNECTION D-END | - | 0 | 0
1PH8107-1AD10-2CC1 |  | 1PH8107-1AD10-2CC1 | 1 | UN | 1 | 20 | D | D | N | N | 85015230 | 1 |  | 73 | KG | 2681.84 | 2681.84 | MC05 | MC05 | SIMOTICS M Compact induction motor 1000rpm, 6.3kW 60Nm, 17.5A, 307V 1150rpm, 7.2kW 60Nm, 17.5A, 348V 1350rpm, 8kW 57Nm, 17A, 400 V forced ventilation; direction of air flow NDE--> DE; Degree of protection IP55 Without encoder: With temperature sensor KTY 84-130 DESIGN IM B3 (IM V5, IM V6) SHAFT WITH FITTED KEY HALF-KEY BALANCING BEARING: STANDARD WITH FIXED BEARING, VIBRATION SEVERITY GRADE: S/A, SHAFT AND FLANGE ACCURACY: R TERMINAL BOX (ABOVE) CABLE ENTRY ON THE ND-END SIGNAL CONNECTION LEFT | - | 0 | 0
1PH8107-1AD12-0BA1 |  | 1PH8107-1AD12-0BA1 | 1 | UN | 1 | 20 | D | D | N | N | 85015230 | 1 |  | 73 | KG | 2681.87 | 2681.87 | MC05 | MC05 | SIMOTICS M Compact induction motor 1000rpm, 6.3kW 60Nm, 17.5A, 307V 1150rpm, 7.2kW 60Nm, 17.5A, 348V 1350rpm, 8kW 57Nm, 17A, 400 V forced ventilation; direction of air flow NDE--> DE; Degree of protection IP55 Without encoder: With temperature sensor KTY 84-130 DESIGN IM B5 (IMV 1,IM V3) PLAIN SHAFT WITHOUT FITTED KEY; BEARING: STANDARD WITH FIXED BEARING, VIBRATION SEVERITY GRADE: R/A, SHAFT AND FLANGE ACCURACY: R TERMINAL BOX (ABOVE) CABLE ENTRY ON THE RIGHT SIGNAL CONNECTION D-END | - | 0 | 0
1PH8107-1AD12-0BB1 |  | 1PH8107-1AD12-0BB1 | 1 | UN | 1 | 20 | D | D | N | N | 85015230 | 1 |  | 73 | KG | 2681.87 | 2681.87 | MC05 | MC05 | SIMOTICS M Compact induction motor 1000rpm, 6.3kW 60Nm, 17.5A, 307V 1150rpm, 7.2kW 60Nm, 17.5A, 348V 1350rpm, 8kW 57Nm, 17A, 400 V forced ventilation; direction of air flow NDE--> DE; Degree of protection IP55 Without encoder: With temperature sensor KTY 84-130 DESIGN IM B5 (IMV 1,IM V3) PLAIN SHAFT WITHOUT FITTED KEY; BEARING: STANDARD WITH FIXED BEARING, VIBRATION SEVERITY GRADE: R/A, SHAFT AND FLANGE ACCURACY: R TERMINAL BOX (ABOVE) CABLE ENTRY ON THE LEFT SIGNAL CONNECTION D-END | - | 0 | 0
1PH8107-1AD12-0BC1 |  | 1PH8107-1AD12-0BC1 | 1 | UN | 1 | 20 | D | D | N | N | 85015230 | 1 |  | 73 | KG | 2681.87 | 2681.87 | MC05 | MC05 | SIMOTICS M Compact induction motor 1000rpm, 6.3kW 60Nm, 17.5A, 307V 1150rpm, 7.2kW 60Nm, 17.5A, 348V 1350rpm, 8kW 57Nm, 17A, 400 V forced ventilation; direction of air flow NDE--> DE; Degree of protection IP55 Without encoder: With temperature sensor KTY 84-130 DESIGN IM B5 (IMV 1,IM V3) PLAIN SHAFT WITHOUT FITTED KEY; BEARING: STANDARD WITH FIXED BEARING, VIBRATION SEVERITY GRADE: R/A, SHAFT AND FLANGE ACCURACY: R TERMINAL BOX (ABOVE) CABLE ENTRY ON THE ND-END SIGNAL CONNECTION LEFT | - | 0 | 0
1PH8107-1AD12-0CA1 |  | 1PH8107-1AD12-0CA1 | 1 | UN | 1 | 20 | D | D | N | N | 85015230 | 1 |  | 73 | KG | 2811.89 | 2811.89 | MC05 | MC05 | SIMOTICS M Compact induction motor 1000rpm, 6.3kW 60Nm, 17.5A, 307V 1150rpm, 7.2kW 60Nm, 17.5A, 348V 1350rpm, 8kW 57Nm, 17A, 400 V forced ventilation; direction of air flow NDE--> DE; Degree of protection IP55 Without encoder: With temperature sensor KTY 84-130 DESIGN IM B5 (IMV 1,IM V3) PLAIN SHAFT WITHOUT FITTED KEY; BEARING: STANDARD WITH FIXED BEARING, VIBRATION SEVERITY GRADE: S/A, SHAFT AND FLANGE ACCURACY: R TERMINAL BOX (ABOVE) CABLE ENTRY ON THE RIGHT SIGNAL CONNECTION D-END | - | 0 | 0
1PH8107-1AD12-0CB1 |  | 1PH8107-1AD12-0CB1 | 1 | UN | 1 | 20 | D | D | N | N | 85015230 | 1 |  | 73 | KG | 2811.89 | 2811.89 | MC05 | MC05 | SIMOTICS M Compact induction motor 1000rpm, 6.3kW 60Nm, 17.5A, 307V 1150rpm, 7.2kW 60Nm, 17.5A, 348V 1350rpm, 8kW 57Nm, 17A, 400 V forced ventilation; direction of air flow NDE--> DE; Degree of protection IP55 Without encoder: With temperature sensor KTY 84-130 DESIGN IM B5 (IMV 1,IM V3) PLAIN SHAFT WITHOUT FITTED KEY; BEARING: STANDARD WITH FIXED BEARING, VIBRATION SEVERITY GRADE: S/A, SHAFT AND FLANGE ACCURACY: R TERMINAL BOX (ABOVE) CABLE ENTRY ON THE LEFT SIGNAL CONNECTION D-END | - | 0 | 0
1PH8107-1AD12-0CC1 |  | 1PH8107-1AD12-0CC1 | 1 | UN | 1 | 20 | D | D | N | N | 85015230 | 1 |  | 73 | KG | 2811.89 | 2811.89 | MC05 | MC05 | SIMOTICS M Compact induction motor 1000rpm, 6.3kW 60Nm, 17.5A, 307V 1150rpm, 7.2kW 60Nm, 17.5A, 348V 1350rpm, 8kW 57Nm, 17A, 400 V forced ventilation; direction of air flow NDE--> DE; Degree of protection IP55 Without encoder: With temperature sensor KTY 84-130 DESIGN IM B5 (IMV 1,IM V3) PLAIN SHAFT WITHOUT FITTED KEY; BEARING: STANDARD WITH FIXED BEARING, VIBRATION SEVERITY GRADE: S/A, SHAFT AND FLANGE ACCURACY: R TERMINAL BOX (ABOVE) CABLE ENTRY ON THE ND-END SIGNAL CONNECTION LEFT | - | 0 | 0
1PH8107-1AD12-2BA1 |  | 1PH8107-1AD12-2BA1 | 1 | UN | 1 | 20 | D | D | N | N | 85015230 | 1 |  | 73 | KG | 2681.87 | 2681.87 | MC05 | MC05 | SIMOTICS M Compact induction motor 1000rpm, 6.3kW 60Nm, 17.5A, 307V 1150rpm, 7.2kW 60Nm, 17.5A, 348V 1350rpm, 8kW 57Nm, 17A, 400 V forced ventilation; direction of air flow NDE--> DE; Degree of protection IP55 Without encoder: With temperature sensor KTY 84-130 DESIGN IM B5 (IMV 1,IM V3) SHAFT WITH FITTED KEY HALF-KEY BALANCING BEARING: STANDARD WITH FIXED BEARING, VIBRATION SEVERITY GRADE: R/A, SHAFT AND FLANGE ACCURACY: R TERMINAL BOX (ABOVE) CABLE ENTRY ON THE RIGHT SIGNAL CONNECTION D-END | - | 0 | 0
1PH8107-1AD12-2BB1 |  | 1PH8107-1AD12-2BB1 | 1 | UN | 1 | 20 | D | D | N | N | 85015230 | 1 |  | 73 | KG | 2681.87 | 2681.87 | MC05 | MC05 | SIMOTICS M Compact induction motor 1000rpm, 6.3kW 60Nm, 17.5A, 307V 1150rpm, 7.2kW 60Nm, 17.5A, 348V 1350rpm, 8kW 57Nm, 17A, 400 V forced ventilation; direction of air flow NDE--> DE; Degree of protection IP55 Without encoder: With temperature sensor KTY 84-130 DESIGN IM B5 (IMV 1,IM V3) SHAFT WITH FITTED KEY HALF-KEY BALANCING BEARING: STANDARD WITH FIXED BEARING, VIBRATION SEVERITY GRADE: R/A, SHAFT AND FLANGE ACCURACY: R TERMINAL BOX (ABOVE) CABLE ENTRY ON THE LEFT SIGNAL CONNECTION D-END | - | 0 | 0
1PH8107-1AD12-2BC1 |  | 1PH8107-1AD12-2BC1 | 1 | UN | 1 | 20 | D | D | N | N | 85015230 | 1 |  | 73 | KG | 2681.87 | 2681.87 | MC05 | MC05 | SIMOTICS M Compact induction motor 1000rpm, 6.3kW 60Nm, 17.5A, 307V 1150rpm, 7.2kW 60Nm, 17.5A, 348V 1350rpm, 8kW 57Nm, 17A, 400 V forced ventilation; direction of air flow NDE--> DE; Degree of protection IP55 Without encoder: With temperature sensor KTY 84-130 DESIGN IM B5 (IMV 1,IM V3) SHAFT WITH FITTED KEY HALF-KEY BALANCING BEARING: STANDARD WITH FIXED BEARING, VIBRATION SEVERITY GRADE: R/A, SHAFT AND FLANGE ACCURACY: R TERMINAL BOX (ABOVE) CABLE ENTRY ON THE ND-END SIGNAL CONNECTION LEFT | - | 0 | 0
1PH8107-1AD12-2CA1 |  | 1PH8107-1AD12-2CA1 | 1 | UN | 1 | 20 | D | D | N | N | 85015230 | 1 |  | 73 | KG | 2811.89 | 2811.89 | MC05 | MC05 | SIMOTICS M Compact induction motor 1000rpm, 6.3kW 60Nm, 17.5A, 307V 1150rpm, 7.2kW 60Nm, 17.5A, 348V 1350rpm, 8kW 57Nm, 17A, 400 V forced ventilation; direction of air flow NDE--> DE; Degree of protection IP55 Without encoder: With temperature sensor KTY 84-130 DESIGN IM B5 (IMV 1,IM V3) SHAFT WITH FITTED KEY HALF-KEY BALANCING BEARING: STANDARD WITH FIXED BEARING, VIBRATION SEVERITY GRADE: S/A, SHAFT AND FLANGE ACCURACY: R TERMINAL BOX (ABOVE) CABLE ENTRY ON THE RIGHT SIGNAL CONNECTION D-END | - | 0 | 0
1PH8107-1AD12-2CB1 |  | 1PH8107-1AD12-2CB1 | 1 | UN | 1 | 20 | D | D | N | N | 85015230 | 1 |  | 73 | KG | 2811.89 | 2811.89 | MC05 | MC05 | SIMOTICS M Compact induction motor 1000rpm, 6.3kW 60Nm, 17.5A, 307V 1150rpm, 7.2kW 60Nm, 17.5A, 348V 1350rpm, 8kW 57Nm, 17A, 400 V forced ventilation; direction of air flow NDE--> DE; Degree of protection IP55 Without encoder: With temperature sensor KTY 84-130 DESIGN IM B5 (IMV 1,IM V3) SHAFT WITH FITTED KEY HALF-KEY BALANCING BEARING: STANDARD WITH FIXED BEARING, VIBRATION SEVERITY GRADE: S/A, SHAFT AND FLANGE ACCURACY: R TERMINAL BOX (ABOVE) CABLE ENTRY ON THE LEFT SIGNAL CONNECTION D-END | - | 0 | 0
1PH8107-1AD12-2CC1 |  | 1PH8107-1AD12-2CC1 | 1 | UN | 1 | 20 | D | D | N | N | 85015230 | 1 |  | 73 | KG | 2811.89 | 2811.89 | MC05 | MC05 | SIMOTICS M Compact induction motor 1000rpm, 6.3kW 60Nm, 17.5A, 307V 1150rpm, 7.2kW 60Nm, 17.5A, 348V 1350rpm, 8kW 57Nm, 17A, 400 V forced ventilation; direction of air flow NDE--> DE; Degree of protection IP55 Without encoder: With temperature sensor KTY 84-130 DESIGN IM B5 (IMV 1,IM V3) SHAFT WITH FITTED KEY HALF-KEY BALANCING BEARING: STANDARD WITH FIXED BEARING, VIBRATION SEVERITY GRADE: S/A, SHAFT AND FLANGE ACCURACY: R TERMINAL BOX (ABOVE) CABLE ENTRY ON THE ND-END SIGNAL CONNECTION LEFT | - | 0 | 0
1PH8107-1AD13-0BA1 |  | 1PH8107-1AD13-0BA1 | 1 | UN | 1 | 20 | D | D | N | N | 85015230 | 1 |  | 73 | KG | 2840.83 | 2840.83 | MC05 | MC05 | SIMOTICS M Compact induction motor 1000rpm, 6.3kW 60Nm, 17.5A, 307V 1150rpm, 7.2kW 60Nm, 17.5A, 348V 1350rpm, 8kW 57Nm, 17A, 400 V forced ventilation; direction of air flow NDE--> DE; Degree of protection IP55 Without encoder: With temperature sensor KTY 84-130 Design IM B35 (IM V15, (IM V35) PLAIN SHAFT WITHOUT FITTED KEY; BEARING: STANDARD WITH FIXED BEARING, VIBRATION SEVERITY GRADE: R/A, SHAFT AND FLANGE ACCURACY: R TERMINAL BOX (ABOVE) CABLE ENTRY ON THE RIGHT SIGNAL CONNECTION D-END | - | 0 | 0
1PH8107-1AD13-0BB1 |  | 1PH8107-1AD13-0BB1 | 1 | UN | 1 | 20 | D | D | N | N | 85015230 | 1 |  | 73 | KG | 2840.83 | 2840.83 | MC05 | MC05 | SIMOTICS M Compact induction motor 1000rpm, 6.3kW 60Nm, 17.5A, 307V 1150rpm, 7.2kW 60Nm, 17.5A, 348V 1350rpm, 8kW 57Nm, 17A, 400 V forced ventilation; direction of air flow NDE--> DE; Degree of protection IP55 Without encoder: With temperature sensor KTY 84-130 Design IM B35 (IM V15, (IM V35) PLAIN SHAFT WITHOUT FITTED KEY; BEARING: STANDARD WITH FIXED BEARING, VIBRATION SEVERITY GRADE: R/A, SHAFT AND FLANGE ACCURACY: R TERMINAL BOX (ABOVE) CABLE ENTRY ON THE LEFT SIGNAL CONNECTION D-END | - | 0 | 0
1PH8107-1AD13-0BC1 |  | 1PH8107-1AD13-0BC1 | 1 | UN | 1 | 20 | D | D | N | N | 85015230 | 1 |  | 73 | KG | 2840.83 | 2840.83 | MC05 | MC05 | SIMOTICS M Compact induction motor 1000rpm, 6.3kW 60Nm, 17.5A, 307V 1150rpm, 7.2kW 60Nm, 17.5A, 348V 1350rpm, 8kW 57Nm, 17A, 400 V forced ventilation; direction of air flow NDE--> DE; Degree of protection IP55 Without encoder: With temperature sensor KTY 84-130 Design IM B35 (IM V15, (IM V35) PLAIN SHAFT WITHOUT FITTED KEY; BEARING: STANDARD WITH FIXED BEARING, VIBRATION SEVERITY GRADE: R/A, SHAFT AND FLANGE ACCURACY: R TERMINAL BOX (ABOVE) CABLE ENTRY ON THE ND-END SIGNAL CONNECTION LEFT | - | 0 | 0
1PH8107-1AD13-0CA1 |  | 1PH8107-1AD13-0CA1 | 1 | UN | 1 | 20 | D | D | N | N | 85015230 | 1 |  | 73 | KG | 2970.85 | 2970.85 | MC05 | MC05 | SIMOTICS M Compact induction motor 1000rpm, 6.3kW 60Nm, 17.5A, 307V 1150rpm, 7.2kW 60Nm, 17.5A, 348V 1350rpm, 8kW 57Nm, 17A, 400 V forced ventilation; direction of air flow NDE--> DE; Degree of protection IP55 Without encoder: With temperature sensor KTY 84-130 Design IM B35 (IM V15, (IM V35) PLAIN SHAFT WITHOUT FITTED KEY; BEARING: STANDARD WITH FIXED BEARING, VIBRATION SEVERITY GRADE: S/A, SHAFT AND FLANGE ACCURACY: R TERMINAL BOX (ABOVE) CABLE ENTRY ON THE RIGHT SIGNAL CONNECTION D-END | - | 0 | 0
1PH8107-1AD13-0CB1 |  | 1PH8107-1AD13-0CB1 | 1 | UN | 1 | 20 | D | D | N | N | 85015230 | 1 |  | 73 | KG | 2970.85 | 2970.85 | MC05 | MC05 | SIMOTICS M Compact induction motor 1000rpm, 6.3kW 60Nm, 17.5A, 307V 1150rpm, 7.2kW 60Nm, 17.5A, 348V 1350rpm, 8kW 57Nm, 17A, 400 V forced ventilation; direction of air flow NDE--> DE; Degree of protection IP55 Without encoder: With temperature sensor KTY 84-130 Design IM B35 (IM V15, (IM V35) PLAIN SHAFT WITHOUT FITTED KEY; BEARING: STANDARD WITH FIXED BEARING, VIBRATION SEVERITY GRADE: S/A, SHAFT AND FLANGE ACCURACY: R TERMINAL BOX (ABOVE) CABLE ENTRY ON THE LEFT SIGNAL CONNECTION D-END | - | 0 | 0
1PH8107-1AD13-0CC1 |  | 1PH8107-1AD13-0CC1 | 1 | UN | 1 | 20 | D | D | N | N | 85015230 | 1 |  | 73 | KG | 2970.85 | 2970.85 | MC05 | MC05 | SIMOTICS M Compact induction motor 1000rpm, 6.3kW 60Nm, 17.5A, 307V 1150rpm, 7.2kW 60Nm, 17.5A, 348V 1350rpm, 8kW 57Nm, 17A, 400 V forced ventilation; direction of air flow NDE--> DE; Degree of protection IP55 Without encoder: With temperature sensor KTY 84-130 Design IM B35 (IM V15, (IM V35) PLAIN SHAFT WITHOUT FITTED KEY; BEARING: STANDARD WITH FIXED BEARING, VIBRATION SEVERITY GRADE: S/A, SHAFT AND FLANGE ACCURACY: R TERMINAL BOX (ABOVE) CABLE ENTRY ON THE ND-END SIGNAL CONNECTION LEFT | - | 0 | 0
1PH8107-1AD13-2BA1 |  | 1PH8107-1AD13-2BA1 | 1 | UN | 1 | 20 | D | D | N | N | 85015230 | 1 |  | 73 | KG | 2840.83 | 2840.83 | MC05 | MC05 | SIMOTICS M Compact induction motor 1000rpm, 6.3kW 60Nm, 17.5A, 307V 1150rpm, 7.2kW 60Nm, 17.5A, 348V 1350rpm, 8kW 57Nm, 17A, 400 V forced ventilation; direction of air flow NDE--> DE; Degree of protection IP55 Without encoder: With temperature sensor KTY 84-130 Design IM B35 (IM V15, (IM V35) SHAFT WITH FITTED KEY HALF-KEY BALANCING BEARING: STANDARD WITH FIXED BEARING, VIBRATION SEVERITY GRADE: R/A, SHAFT AND FLANGE ACCURACY: R TERMINAL BOX (ABOVE) CABLE ENTRY ON THE RIGHT SIGNAL CONNECTION D-END | - | 0 | 0
1PH8107-1AD13-2BB1 |  | 1PH8107-1AD13-2BB1 | 1 | UN | 1 | 20 | D | D | N | N | 85015230 | 1 |  | 73 | KG | 2840.83 | 2840.83 | MC05 | MC05 | SIMOTICS M Compact induction motor 1000rpm, 6.3kW 60Nm, 17.5A, 307V 1150rpm, 7.2kW 60Nm, 17.5A, 348V 1350rpm, 8kW 57Nm, 17A, 400 V forced ventilation; direction of air flow NDE--> DE; Degree of protection IP55 Without encoder: With temperature sensor KTY 84-130 Design IM B35 (IM V15, (IM V35) SHAFT WITH FITTED KEY HALF-KEY BALANCING BEARING: STANDARD WITH FIXED BEARING, VIBRATION SEVERITY GRADE: R/A, SHAFT AND FLANGE ACCURACY: R TERMINAL BOX (ABOVE) CABLE ENTRY ON THE LEFT SIGNAL CONNECTION D-END | - | 0 | 0
1PH8107-1AD13-2BC1 |  | 1PH8107-1AD13-2BC1 | 1 | UN | 1 | 20 | D | D | N | N | 85015230 | 1 |  | 73 | KG | 2840.83 | 2840.83 | MC05 | MC05 | SIMOTICS M Compact induction motor 1000rpm, 6.3kW 60Nm, 17.5A, 307V 1150rpm, 7.2kW 60Nm, 17.5A, 348V 1350rpm, 8kW 57Nm, 17A, 400 V forced ventilation; direction of air flow NDE--> DE; Degree of protection IP55 Without encoder: With temperature sensor KTY 84-130 Design IM B35 (IM V15, (IM V35) SHAFT WITH FITTED KEY HALF-KEY BALANCING BEARING: STANDARD WITH FIXED BEARING, VIBRATION SEVERITY GRADE: R/A, SHAFT AND FLANGE ACCURACY: R TERMINAL BOX (ABOVE) CABLE ENTRY ON THE ND-END SIGNAL CONNECTION LEFT | - | 0 | 0
1PH8107-1AD13-2CA1 |  | 1PH8107-1AD13-2CA1 | 1 | UN | 1 | 20 | D | D | N | N | 85015230 | 1 |  | 73 | KG | 2970.85 | 2970.85 | MC05 | MC05 | SIMOTICS M Compact induction motor 1000rpm, 6.3kW 60Nm, 17.5A, 307V 1150rpm, 7.2kW 60Nm, 17.5A, 348V 1350rpm, 8kW 57Nm, 17A, 400 V forced ventilation; direction of air flow NDE--> DE; Degree of protection IP55 Without encoder: With temperature sensor KTY 84-130 Design IM B35 (IM V15, (IM V35) SHAFT WITH FITTED KEY HALF-KEY BALANCING BEARING: STANDARD WITH FIXED BEARING, VIBRATION SEVERITY GRADE: S/A, SHAFT AND FLANGE ACCURACY: R TERMINAL BOX (ABOVE) CABLE ENTRY ON THE RIGHT SIGNAL CONNECTION D-END | - | 0 | 0
1PH8107-1AD13-2CB1 |  | 1PH8107-1AD13-2CB1 | 1 | UN | 1 | 20 | D | D | N | N | 85015230 | 1 |  | 73 | KG | 2970.85 | 2970.85 | MC05 | MC05 | SIMOTICS M Compact induction motor 1000rpm, 6.3kW 60Nm, 17.5A, 307V 1150rpm, 7.2kW 60Nm, 17.5A, 348V 1350rpm, 8kW 57Nm, 17A, 400 V forced ventilation; direction of air flow NDE--> DE; Degree of protection IP55 Without encoder: With temperature sensor KTY 84-130 Design IM B35 (IM V15, (IM V35) SHAFT WITH FITTED KEY HALF-KEY BALANCING BEARING: STANDARD WITH FIXED BEARING, VIBRATION SEVERITY GRADE: S/A, SHAFT AND FLANGE ACCURACY: R TERMINAL BOX (ABOVE) CABLE ENTRY ON THE LEFT SIGNAL CONNECTION D-END | - | 0 | 0
1PH8107-1AD13-2CC1 |  | 1PH8107-1AD13-2CC1 | 1 | UN | 1 | 20 | D | D | N | N | 85015230 | 1 |  | 73 | KG | 2970.85 | 2970.85 | MC05 | MC05 | SIMOTICS M Compact induction motor 1000rpm, 6.3kW 60Nm, 17.5A, 307V 1150rpm, 7.2kW 60Nm, 17.5A, 348V 1350rpm, 8kW 57Nm, 17A, 400 V forced ventilation; direction of air flow NDE--> DE; Degree of protection IP55 Without encoder: With temperature sensor KTY 84-130 Design IM B35 (IM V15, (IM V35) SHAFT WITH FITTED KEY HALF-KEY BALANCING BEARING: STANDARD WITH FIXED BEARING, VIBRATION SEVERITY GRADE: S/A, SHAFT AND FLANGE ACCURACY: R TERMINAL BOX (ABOVE) CABLE ENTRY ON THE ND-END SIGNAL CONNECTION LEFT | - | 0 | 0
1PH8107-1AF00-1BA2 |  | 1PH8107-1AF00-1BA2 | 1 | UN | 1 | 20 | D | D | N | N | 85015230 | 1 |  | 73 | KG | 2549.27 | 2549.27 | MC05 | MC05 | SIMOTICS M Compact asynchronous motor 1500 rpm, 9.0 kW, 57 Nm, 23.5 A, 330 V 1750 rpm, 10.0 kW, 55 Nm, 22 A, 380 V 2000 rpm, 11 kW, 53 Nm, 21.5 A, 428 V Forced ventilation; Direction of air flow DE --> NDE; Degree of protection IP55 Without encoder With temperature sensor Pt1000 DESIGN IM B3 (IM V5, IM V6) SHAFT WITH FITTED KEY FULL-KEY BALANCING BEARING: STANDARD WITH FIXED BEARING, VIBRATION SEVERITY GRADE: R/A, SHAFT AND FLANGE ACCURACY: R TERMINAL BOX (ABOVE) CABLE ENTRY ON THE RIGHT SIGNAL CONNECTION D-END | - | 0 | 0
1PH8107-1AF03-1BA1 |  | 1PH8107-1AF03-1BA1 | 1 | UN | 1 | 20 | D | D | N | N | 85015230 | 1 |  | 73 | KG | 2840.83 | 2840.83 | MC05 | MC05 | SIMOTICS M Compact induction motor 1500rpm, 9.0kW 57Nm, 23.5A, 330V 1750rpm, 10.0kW 55Nm, 22A, 380 V 2000rpm, 11 kW 53Nm, 21.5A, 428V forced ventilation; direction of air flow DE--> NDE; Degree of protection IP55 Without encoder: With temperature sensor KTY 84-130 Design IM B35 (IM V15, (IM V35) SHAFT WITH FITTED KEY FULL-KEY BALANCING BEARING: STANDARD WITH FIXED BEARING, VIBRATION SEVERITY GRADE: R/A, SHAFT AND FLANGE ACCURACY: R TERMINAL BOX (ABOVE) CABLE ENTRY ON THE RIGHT SIGNAL CONNECTION D-END | - | 0 | 0
1PH8107-1AF10-0BA1 |  | 1PH8107-1AF10-0BA1 | 1 | UN | 1 | 20 | D | D | N | N | 85015230 | 1 |  | 73 | KG | 2551.82 | 2551.82 | MC05 | MC05 | SIMOTICS M Compact induction motor 1500rpm, 9kW 57Nm, 23.5A, 330V 1750rpm, 10 kW 55Nm, 22A, 380 V 2000rpm, 11 kW 53Nm, 21.5A, 428V forced ventilation; direction of air flow NDE--> DE; Degree of protection IP55 Without encoder: With temperature sensor KTY 84-130 DESIGN IM B3 (IM V5, IM V6) PLAIN SHAFT WITHOUT FITTED KEY; BEARING: STANDARD WITH FIXED BEARING, VIBRATION SEVERITY GRADE: R/A, SHAFT AND FLANGE ACCURACY: R TERMINAL BOX (ABOVE) CABLE ENTRY ON THE RIGHT SIGNAL CONNECTION D-END | - | 0 | 0
1PH8107-1AF10-0BB1 |  | 1PH8107-1AF10-0BB1 | 1 | UN | 1 | 20 | D | D | N | N | 85015230 | 1 |  | 73 | KG | 2551.82 | 2551.82 | MC05 | MC05 | SIMOTICS M Compact induction motor 1500rpm, 9kW 57Nm, 23.5A, 330V 1750rpm, 10 kW 55Nm, 22A, 380 V 2000rpm, 11 kW 53Nm, 21.5A, 428V forced ventilation; direction of air flow NDE--> DE; Degree of protection IP55 Without encoder: With temperature sensor KTY 84-130 DESIGN IM B3 (IM V5, IM V6) PLAIN SHAFT WITHOUT FITTED KEY; BEARING: STANDARD WITH FIXED BEARING, VIBRATION SEVERITY GRADE: R/A, SHAFT AND FLANGE ACCURACY: R TERMINAL BOX (ABOVE) CABLE ENTRY ON THE LEFT SIGNAL CONNECTION D-END | - | 0 | 0
1PH8107-1AF10-0BC1 |  | 1PH8107-1AF10-0BC1 | 1 | UN | 1 | 20 | D | D | N | N | 85015230 | 1 |  | 73 | KG | 2551.82 | 2551.82 | MC05 | MC05 | SIMOTICS M Compact induction motor 1500rpm, 9kW 57Nm, 23.5A, 330V 1750rpm, 10 kW 55Nm, 22A, 380 V 2000rpm, 11 kW 53Nm, 21.5A, 428V forced ventilation; direction of air flow NDE--> DE; Degree of protection IP55 Without encoder: With temperature sensor KTY 84-130 DESIGN IM B3 (IM V5, IM V6) PLAIN SHAFT WITHOUT FITTED KEY; BEARING: STANDARD WITH FIXED BEARING, VIBRATION SEVERITY GRADE: R/A, SHAFT AND FLANGE ACCURACY: R TERMINAL BOX (ABOVE) CABLE ENTRY ON THE ND-END SIGNAL CONNECTION LEFT | - | 0 | 0
1PH8107-1AF10-0CA1 |  | 1PH8107-1AF10-0CA1 | 1 | UN | 1 | 20 | D | D | N | N | 85015230 | 1 |  | 73 | KG | 2681.84 | 2681.84 | MC05 | MC05 | SIMOTICS M Compact induction motor 1500rpm, 9kW 57Nm, 23.5A, 330V 1750rpm, 10 kW 55Nm, 22A, 380 V 2000rpm, 11 kW 53Nm, 21.5A, 428V forced ventilation; direction of air flow NDE--> DE; Degree of protection IP55 Without encoder: With temperature sensor KTY 84-130 DESIGN IM B3 (IM V5, IM V6) PLAIN SHAFT WITHOUT FITTED KEY; BEARING: STANDARD WITH FIXED BEARING, VIBRATION SEVERITY GRADE: S/A, SHAFT AND FLANGE ACCURACY: R TERMINAL BOX (ABOVE) CABLE ENTRY ON THE RIGHT SIGNAL CONNECTION D-END | - | 0 | 0
1PH8107-1AF10-0CB1 |  | 1PH8107-1AF10-0CB1 | 1 | UN | 1 | 20 | D | D | N | N | 85015230 | 1 |  | 73 | KG | 2681.84 | 2681.84 | MC05 | MC05 | SIMOTICS M Compact induction motor 1500rpm, 9kW 57Nm, 23.5A, 330V 1750rpm, 10 kW 55Nm, 22A, 380 V 2000rpm, 11 kW 53Nm, 21.5A, 428V forced ventilation; direction of air flow NDE--> DE; Degree of protection IP55 Without encoder: With temperature sensor KTY 84-130 DESIGN IM B3 (IM V5, IM V6) PLAIN SHAFT WITHOUT FITTED KEY; BEARING: STANDARD WITH FIXED BEARING, VIBRATION SEVERITY GRADE: S/A, SHAFT AND FLANGE ACCURACY: R TERMINAL BOX (ABOVE) CABLE ENTRY ON THE LEFT SIGNAL CONNECTION D-END | - | 0 | 0
1PH8107-1AF10-0CC1 |  | 1PH8107-1AF10-0CC1 | 1 | UN | 1 | 20 | D | D | N | N | 85015230 | 1 |  | 73 | KG | 2681.84 | 2681.84 | MC05 | MC05 | SIMOTICS M Compact induction motor 1500rpm, 9kW 57Nm, 23.5A, 330V 1750rpm, 10 kW 55Nm, 22A, 380 V 2000rpm, 11 kW 53Nm, 21.5A, 428V forced ventilation; direction of air flow NDE--> DE; Degree of protection IP55 Without encoder: With temperature sensor KTY 84-130 DESIGN IM B3 (IM V5, IM V6) PLAIN SHAFT WITHOUT FITTED KEY; BEARING: STANDARD WITH FIXED BEARING, VIBRATION SEVERITY GRADE: S/A, SHAFT AND FLANGE ACCURACY: R TERMINAL BOX (ABOVE) CABLE ENTRY ON THE ND-END SIGNAL CONNECTION LEFT | - | 0 | 0
1PH8107-1AF10-2BA1 |  | 1PH8107-1AF10-2BA1 | 1 | UN | 1 | 20 | D | D | N | N | 85015230 | 1 |  | 73 | KG | 2551.82 | 2551.82 | MC05 | MC05 | SIMOTICS M Compact induction motor 1500rpm, 9kW 57Nm, 23.5A, 330V 1750rpm, 10 kW 55Nm, 22A, 380 V 2000rpm, 11 kW 53Nm, 21.5A, 428V forced ventilation; direction of air flow NDE--> DE; Degree of protection IP55 Without encoder: With temperature sensor KTY 84-130 DESIGN IM B3 (IM V5, IM V6) SHAFT WITH FITTED KEY HALF-KEY BALANCING BEARING: STANDARD WITH FIXED BEARING, VIBRATION SEVERITY GRADE: R/A, SHAFT AND FLANGE ACCURACY: R TERMINAL BOX (ABOVE) CABLE ENTRY ON THE RIGHT SIGNAL CONNECTION D-END | - | 0 | 0
1PH8107-1AF10-2BB1 |  | 1PH8107-1AF10-2BB1 | 1 | UN | 1 | 20 | D | D | N | N | 85015230 | 1 |  | 73 | KG | 2551.82 | 2551.82 | MC05 | MC05 | SIMOTICS M Compact induction motor 1500rpm, 9kW 57Nm, 23.5A, 330V 1750rpm, 10 kW 55Nm, 22A, 380 V 2000rpm, 11 kW 53Nm, 21.5A, 428V forced ventilation; direction of air flow NDE--> DE; Degree of protection IP55 Without encoder: With temperature sensor KTY 84-130 DESIGN IM B3 (IM V5, IM V6) SHAFT WITH FITTED KEY HALF-KEY BALANCING BEARING: STANDARD WITH FIXED BEARING, VIBRATION SEVERITY GRADE: R/A, SHAFT AND FLANGE ACCURACY: R TERMINAL BOX (ABOVE) CABLE ENTRY ON THE LEFT SIGNAL CONNECTION D-END | - | 0 | 0
1PH8107-1AF10-2BC1 |  | 1PH8107-1AF10-2BC1 | 1 | UN | 1 | 20 | D | D | N | N | 85015230 | 1 |  | 73 | KG | 2551.82 | 2551.82 | MC05 | MC05 | SIMOTICS M Compact induction motor 1500rpm, 9kW 57Nm, 23.5A, 330V 1750rpm, 10 kW 55Nm, 22A, 380 V 2000rpm, 11 kW 53Nm, 21.5A, 428V forced ventilation; direction of air flow NDE--> DE; Degree of protection IP55 Without encoder: With temperature sensor KTY 84-130 DESIGN IM B3 (IM V5, IM V6) SHAFT WITH FITTED KEY HALF-KEY BALANCING BEARING: STANDARD WITH FIXED BEARING, VIBRATION SEVERITY GRADE: R/A, SHAFT AND FLANGE ACCURACY: R TERMINAL BOX (ABOVE) CABLE ENTRY ON THE ND-END SIGNAL CONNECTION LEFT | - | 0 | 0
1PH8107-1AF10-2CA1 |  | 1PH8107-1AF10-2CA1 | 1 | UN | 1 | 20 | D | D | N | N | 85015230 | 1 |  | 73 | KG | 2681.84 | 2681.84 | MC05 | MC05 | SIMOTICS M Compact induction motor 1500rpm, 9kW 57Nm, 23.5A, 330V 1750rpm, 10 kW 55Nm, 22A, 380 V 2000rpm, 11 kW 53Nm, 21.5A, 428V forced ventilation; direction of air flow NDE--> DE; Degree of protection IP55 Without encoder: With temperature sensor KTY 84-130 DESIGN IM B3 (IM V5, IM V6) SHAFT WITH FITTED KEY HALF-KEY BALANCING BEARING: STANDARD WITH FIXED BEARING, VIBRATION SEVERITY GRADE: S/A, SHAFT AND FLANGE ACCURACY: R TERMINAL BOX (ABOVE) CABLE ENTRY ON THE RIGHT SIGNAL CONNECTION D-END | - | 0 | 0
1PH8107-1AF10-2CB1 |  | 1PH8107-1AF10-2CB1 | 1 | UN | 1 | 20 | D | D | N | N | 85015230 | 1 |  | 73 | KG | 2681.84 | 2681.84 | MC05 | MC05 | SIMOTICS M Compact induction motor 1500rpm, 9kW 57Nm, 23.5A, 330V 1750rpm, 10 kW 55Nm, 22A, 380 V 2000rpm, 11 kW 53Nm, 21.5A, 428V forced ventilation; direction of air flow NDE--> DE; Degree of protection IP55 Without encoder: With temperature sensor KTY 84-130 DESIGN IM B3 (IM V5, IM V6) SHAFT WITH FITTED KEY HALF-KEY BALANCING BEARING: STANDARD WITH FIXED BEARING, VIBRATION SEVERITY GRADE: S/A, SHAFT AND FLANGE ACCURACY: R TERMINAL BOX (ABOVE) CABLE ENTRY ON THE LEFT SIGNAL CONNECTION D-END | - | 0 | 0
1PH8107-1AF10-2CC1 |  | 1PH8107-1AF10-2CC1 | 1 | UN | 1 | 20 | D | D | N | N | 85015230 | 1 |  | 73 | KG | 2681.84 | 2681.84 | MC05 | MC05 | SIMOTICS M Compact induction motor 1500rpm, 9kW 57Nm, 23.5A, 330V 1750rpm, 10 kW 55Nm, 22A, 380 V 2000rpm, 11 kW 53Nm, 21.5A, 428V forced ventilation; direction of air flow NDE--> DE; Degree of protection IP55 Without encoder: With temperature sensor KTY 84-130 DESIGN IM B3 (IM V5, IM V6) SHAFT WITH FITTED KEY HALF-KEY BALANCING BEARING: STANDARD WITH FIXED BEARING, VIBRATION SEVERITY GRADE: S/A, SHAFT AND FLANGE ACCURACY: R TERMINAL BOX (ABOVE) CABLE ENTRY ON THE ND-END SIGNAL CONNECTION LEFT | - | 0 | 0
1PH8107-1AF12-0BA1 |  | 1PH8107-1AF12-0BA1 | 1 | UN | 1 | 20 | D | D | N | N | 85015230 | 1 |  | 73 | KG | 2681.87 | 2681.87 | MC05 | MC05 | SIMOTICS M Compact induction motor 1500rpm, 9kW 57Nm, 23.5A, 330V 1750rpm, 10 kW 55Nm, 22A, 380 V 2000rpm, 11 kW 53Nm, 21.5A, 428V forced ventilation; direction of air flow NDE--> DE; Degree of protection IP55 Without encoder: With temperature sensor KTY 84-130 DESIGN IM B5 (IMV 1,IM V3) PLAIN SHAFT WITHOUT FITTED KEY; BEARING: STANDARD WITH FIXED BEARING, VIBRATION SEVERITY GRADE: R/A, SHAFT AND FLANGE ACCURACY: R TERMINAL BOX (ABOVE) CABLE ENTRY ON THE RIGHT SIGNAL CONNECTION D-END | - | 0 | 0
1PH8107-1AF12-0BB1 |  | 1PH8107-1AF12-0BB1 | 1 | UN | 1 | 20 | D | D | N | N | 85015230 | 1 |  | 73 | KG | 2681.87 | 2681.87 | MC05 | MC05 | SIMOTICS M Compact induction motor 1500rpm, 9kW 57Nm, 23.5A, 330V 1750rpm, 10 kW 55Nm, 22A, 380 V 2000rpm, 11 kW 53Nm, 21.5A, 428V forced ventilation; direction of air flow NDE--> DE; Degree of protection IP55 Without encoder: With temperature sensor KTY 84-130 DESIGN IM B5 (IMV 1,IM V3) PLAIN SHAFT WITHOUT FITTED KEY; BEARING: STANDARD WITH FIXED BEARING, VIBRATION SEVERITY GRADE: R/A, SHAFT AND FLANGE ACCURACY: R TERMINAL BOX (ABOVE) CABLE ENTRY ON THE LEFT SIGNAL CONNECTION D-END | - | 0 | 0
1PH8107-1AF12-0BC1 |  | 1PH8107-1AF12-0BC1 | 1 | UN | 1 | 20 | D | D | N | N | 85015230 | 1 |  | 73 | KG | 2681.87 | 2681.87 | MC05 | MC05 | SIMOTICS M Compact induction motor 1500rpm, 9kW 57Nm, 23.5A, 330V 1750rpm, 10 kW 55Nm, 22A, 380 V 2000rpm, 11 kW 53Nm, 21.5A, 428V forced ventilation; direction of air flow NDE--> DE; Degree of protection IP55 Without encoder: With temperature sensor KTY 84-130 DESIGN IM B5 (IMV 1,IM V3) PLAIN SHAFT WITHOUT FITTED KEY; BEARING: STANDARD WITH FIXED BEARING, VIBRATION SEVERITY GRADE: R/A, SHAFT AND FLANGE ACCURACY: R TERMINAL BOX (ABOVE) CABLE ENTRY ON THE ND-END SIGNAL CONNECTION LEFT | - | 0 | 0
1PH8107-1AF12-0CA1 |  | 1PH8107-1AF12-0CA1 | 1 | UN | 1 | 20 | D | D | N | N | 85015230 | 1 |  | 73 | KG | 2811.89 | 2811.89 | MC05 | MC05 | SIMOTICS M Compact induction motor 1500rpm, 9kW 57Nm, 23.5A, 330V 1750rpm, 10 kW 55Nm, 22A, 380 V 2000rpm, 11 kW 53Nm, 21.5A, 428V forced ventilation; direction of air flow NDE--> DE; Degree of protection IP55 Without encoder: With temperature sensor KTY 84-130 DESIGN IM B5 (IMV 1,IM V3) PLAIN SHAFT WITHOUT FITTED KEY; BEARING: STANDARD WITH FIXED BEARING, VIBRATION SEVERITY GRADE: S/A, SHAFT AND FLANGE ACCURACY: R TERMINAL BOX (ABOVE) CABLE ENTRY ON THE RIGHT SIGNAL CONNECTION D-END | - | 0 | 0
1PH8107-1AF12-0CB1 |  | 1PH8107-1AF12-0CB1 | 1 | UN | 1 | 20 | D | D | N | N | 85015230 | 1 |  | 73 | KG | 2811.89 | 2811.89 | MC05 | MC05 | SIMOTICS M Compact induction motor 1500rpm, 9kW 57Nm, 23.5A, 330V 1750rpm, 10 kW 55Nm, 22A, 380 V 2000rpm, 11 kW 53Nm, 21.5A, 428V forced ventilation; direction of air flow NDE--> DE; Degree of protection IP55 Without encoder: With temperature sensor KTY 84-130 DESIGN IM B5 (IMV 1,IM V3) PLAIN SHAFT WITHOUT FITTED KEY; BEARING: STANDARD WITH FIXED BEARING, VIBRATION SEVERITY GRADE: S/A, SHAFT AND FLANGE ACCURACY: R TERMINAL BOX (ABOVE) CABLE ENTRY ON THE LEFT SIGNAL CONNECTION D-END | - | 0 | 0
1PH8107-1AF12-0CC1 |  | 1PH8107-1AF12-0CC1 | 1 | UN | 1 | 20 | D | D | N | N | 85015230 | 1 |  | 73 | KG | 2811.89 | 2811.89 | MC05 | MC05 | SIMOTICS M Compact induction motor 1500rpm, 9kW 57Nm, 23.5A, 330V 1750rpm, 10 kW 55Nm, 22A, 380 V 2000rpm, 11 kW 53Nm, 21.5A, 428V forced ventilation; direction of air flow NDE--> DE; Degree of protection IP55 Without encoder: With temperature sensor KTY 84-130 DESIGN IM B5 (IMV 1,IM V3) PLAIN SHAFT WITHOUT FITTED KEY; BEARING: STANDARD WITH FIXED BEARING, VIBRATION SEVERITY GRADE: S/A, SHAFT AND FLANGE ACCURACY: R TERMINAL BOX (ABOVE) CABLE ENTRY ON THE ND-END SIGNAL CONNECTION LEFT | - | 0 | 0
1PH8107-1AF12-2BA1 |  | 1PH8107-1AF12-2BA1 | 1 | UN | 1 | 20 | D | D | N | N | 85015230 | 1 |  | 73 | KG | 2681.87 | 2681.87 | MC05 | MC05 | SIMOTICS M Compact induction motor 1500rpm, 9kW 57Nm, 23.5A, 330V 1750rpm, 10 kW 55Nm, 22A, 380 V 2000rpm, 11 kW 53Nm, 21.5A, 428V forced ventilation; direction of air flow NDE--> DE; Degree of protection IP55 Without encoder: With temperature sensor KTY 84-130 DESIGN IM B5 (IMV 1,IM V3) SHAFT WITH FITTED KEY HALF-KEY BALANCING BEARING: STANDARD WITH FIXED BEARING, VIBRATION SEVERITY GRADE: R/A, SHAFT AND FLANGE ACCURACY: R TERMINAL BOX (ABOVE) CABLE ENTRY ON THE RIGHT SIGNAL CONNECTION D-END | - | 0 | 0
1PH8107-1AF12-2BB1 |  | 1PH8107-1AF12-2BB1 | 1 | UN | 1 | 20 | D | D | N | N | 85015230 | 1 |  | 73 | KG | 2681.87 | 2681.87 | MC05 | MC05 | SIMOTICS M Compact induction motor 1500rpm, 9kW 57Nm, 23.5A, 330V 1750rpm, 10 kW 55Nm, 22A, 380 V 2000rpm, 11 kW 53Nm, 21.5A, 428V forced ventilation; direction of air flow NDE--> DE; Degree of protection IP55 Without encoder: With temperature sensor KTY 84-130 DESIGN IM B5 (IMV 1,IM V3) SHAFT WITH FITTED KEY HALF-KEY BALANCING BEARING: STANDARD WITH FIXED BEARING, VIBRATION SEVERITY GRADE: R/A, SHAFT AND FLANGE ACCURACY: R TERMINAL BOX (ABOVE) CABLE ENTRY ON THE LEFT SIGNAL CONNECTION D-END | - | 0 | 0
1PH8107-1AF12-2BC1 |  | 1PH8107-1AF12-2BC1 | 1 | UN | 1 | 20 | D | D | N | N | 85015230 | 1 |  | 73 | KG | 2681.87 | 2681.87 | MC05 | MC05 | SIMOTICS M Compact induction motor 1500rpm, 9kW 57Nm, 23.5A, 330V 1750rpm, 10 kW 55Nm, 22A, 380 V 2000rpm, 11 kW 53Nm, 21.5A, 428V forced ventilation; direction of air flow NDE--> DE; Degree of protection IP55 Without encoder: With temperature sensor KTY 84-130 DESIGN IM B5 (IMV 1,IM V3) SHAFT WITH FITTED KEY HALF-KEY BALANCING BEARING: STANDARD WITH FIXED BEARING, VIBRATION SEVERITY GRADE: R/A, SHAFT AND FLANGE ACCURACY: R TERMINAL BOX (ABOVE) CABLE ENTRY ON THE ND-END SIGNAL CONNECTION LEFT | - | 0 | 0
1PH8107-1AF12-2CA1 |  | 1PH8107-1AF12-2CA1 | 1 | UN | 1 | 20 | D | D | N | N | 85015230 | 1 |  | 73 | KG | 2811.89 | 2811.89 | MC05 | MC05 | SIMOTICS M Compact induction motor 1500rpm, 9kW 57Nm, 23.5A, 330V 1750rpm, 10 kW 55Nm, 22A, 380 V 2000rpm, 11 kW 53Nm, 21.5A, 428V forced ventilation; direction of air flow NDE--> DE; Degree of protection IP55 Without encoder: With temperature sensor KTY 84-130 DESIGN IM B5 (IMV 1,IM V3) SHAFT WITH FITTED KEY HALF-KEY BALANCING BEARING: STANDARD WITH FIXED BEARING, VIBRATION SEVERITY GRADE: S/A, SHAFT AND FLANGE ACCURACY: R TERMINAL BOX (ABOVE) CABLE ENTRY ON THE RIGHT SIGNAL CONNECTION D-END | - | 0 | 0
1PH8107-1AF12-2CB1 |  | 1PH8107-1AF12-2CB1 | 1 | UN | 1 | 20 | D | D | N | N | 85015230 | 1 |  | 73 | KG | 2811.89 | 2811.89 | MC05 | MC05 | SIMOTICS M Compact induction motor 1500rpm, 9kW 57Nm, 23.5A, 330V 1750rpm, 10 kW 55Nm, 22A, 380 V 2000rpm, 11 kW 53Nm, 21.5A, 428V forced ventilation; direction of air flow NDE--> DE; Degree of protection IP55 Without encoder: With temperature sensor KTY 84-130 DESIGN IM B5 (IMV 1,IM V3) SHAFT WITH FITTED KEY HALF-KEY BALANCING BEARING: STANDARD WITH FIXED BEARING, VIBRATION SEVERITY GRADE: S/A, SHAFT AND FLANGE ACCURACY: R TERMINAL BOX (ABOVE) CABLE ENTRY ON THE LEFT SIGNAL CONNECTION D-END | - | 0 | 0
1PH8107-1AF12-2CC1 |  | 1PH8107-1AF12-2CC1 | 1 | UN | 1 | 20 | D | D | N | N | 85015230 | 1 |  | 73 | KG | 2811.89 | 2811.89 | MC05 | MC05 | SIMOTICS M Compact induction motor 1500rpm, 9kW 57Nm, 23.5A, 330V 1750rpm, 10 kW 55Nm, 22A, 380 V 2000rpm, 11 kW 53Nm, 21.5A, 428V forced ventilation; direction of air flow NDE--> DE; Degree of protection IP55 Without encoder: With temperature sensor KTY 84-130 DESIGN IM B5 (IMV 1,IM V3) SHAFT WITH FITTED KEY HALF-KEY BALANCING BEARING: STANDARD WITH FIXED BEARING, VIBRATION SEVERITY GRADE: S/A, SHAFT AND FLANGE ACCURACY: R TERMINAL BOX (ABOVE) CABLE ENTRY ON THE ND-END SIGNAL CONNECTION LEFT | - | 0 | 0
1PH8107-1AF13-0BA1 |  | 1PH8107-1AF13-0BA1 | 1 | UN | 1 | 20 | D | D | N | N | 85015230 | 1 |  | 73 | KG | 2840.83 | 2840.83 | MC05 | MC05 | SIMOTICS M Compact induction motor 1500rpm, 9kW 57Nm, 23.5A, 330V 1750rpm, 10 kW 55Nm, 22A, 380 V 2000rpm, 11 kW 53Nm, 21.5A, 428V forced ventilation; direction of air flow NDE--> DE; Degree of protection IP55 Without encoder: With temperature sensor KTY 84-130 Design IM B35 (IM V15, (IM V35) PLAIN SHAFT WITHOUT FITTED KEY; BEARING: STANDARD WITH FIXED BEARING, VIBRATION SEVERITY GRADE: R/A, SHAFT AND FLANGE ACCURACY: R TERMINAL BOX (ABOVE) CABLE ENTRY ON THE RIGHT SIGNAL CONNECTION D-END | - | 0 | 0
1PH8107-1AF13-0BB1 |  | 1PH8107-1AF13-0BB1 | 1 | UN | 1 | 20 | D | D | N | N | 85015230 | 1 |  | 73 | KG | 2840.83 | 2840.83 | MC05 | MC05 | SIMOTICS M Compact induction motor 1500rpm, 9kW 57Nm, 23.5A, 330V 1750rpm, 10 kW 55Nm, 22A, 380 V 2000rpm, 11 kW 53Nm, 21.5A, 428V forced ventilation; direction of air flow NDE--> DE; Degree of protection IP55 Without encoder: With temperature sensor KTY 84-130 Design IM B35 (IM V15, (IM V35) PLAIN SHAFT WITHOUT FITTED KEY; BEARING: STANDARD WITH FIXED BEARING, VIBRATION SEVERITY GRADE: R/A, SHAFT AND FLANGE ACCURACY: R TERMINAL BOX (ABOVE) CABLE ENTRY ON THE LEFT SIGNAL CONNECTION D-END | - | 0 | 0
1PH8107-1AF13-0BC1 |  | 1PH8107-1AF13-0BC1 | 1 | UN | 1 | 20 | D | D | N | N | 85015230 | 1 |  | 73 | KG | 2840.83 | 2840.83 | MC05 | MC05 | SIMOTICS M Compact induction motor 1500rpm, 9kW 57Nm, 23.5A, 330V 1750rpm, 10 kW 55Nm, 22A, 380 V 2000rpm, 11 kW 53Nm, 21.5A, 428V forced ventilation; direction of air flow NDE--> DE; Degree of protection IP55 Without encoder: With temperature sensor KTY 84-130 Design IM B35 (IM V15, (IM V35) PLAIN SHAFT WITHOUT FITTED KEY; BEARING: STANDARD WITH FIXED BEARING, VIBRATION SEVERITY GRADE: R/A, SHAFT AND FLANGE ACCURACY: R TERMINAL BOX (ABOVE) CABLE ENTRY ON THE ND-END SIGNAL CONNECTION LEFT | - | 0 | 0
1PH8107-1AF13-0CA1 |  | 1PH8107-1AF13-0CA1 | 1 | UN | 1 | 20 | D | D | N | N | 85015230 | 1 |  | 73 | KG | 2970.85 | 2970.85 | MC05 | MC05 | SIMOTICS M Compact induction motor 1500rpm, 9kW 57Nm, 23.5A, 330V 1750rpm, 10 kW 55Nm, 22A, 380 V 2000rpm, 11 kW 53Nm, 21.5A, 428V forced ventilation; direction of air flow NDE--> DE; Degree of protection IP55 Without encoder: With temperature sensor KTY 84-130 Design IM B35 (IM V15, (IM V35) PLAIN SHAFT WITHOUT FITTED KEY; BEARING: STANDARD WITH FIXED BEARING, VIBRATION SEVERITY GRADE: S/A, SHAFT AND FLANGE ACCURACY: R TERMINAL BOX (ABOVE) CABLE ENTRY ON THE RIGHT SIGNAL CONNECTION D-END | - | 0 | 0
1PH8107-1AF13-0CB1 |  | 1PH8107-1AF13-0CB1 | 1 | UN | 1 | 20 | D | D | N | N | 85015230 | 1 |  | 73 | KG | 2970.85 | 2970.85 | MC05 | MC05 | SIMOTICS M Compact induction motor 1500rpm, 9kW 57Nm, 23.5A, 330V 1750rpm, 10 kW 55Nm, 22A, 380 V 2000rpm, 11 kW 53Nm, 21.5A, 428V forced ventilation; direction of air flow NDE--> DE; Degree of protection IP55 Without encoder: With temperature sensor KTY 84-130 Design IM B35 (IM V15, (IM V35) PLAIN SHAFT WITHOUT FITTED KEY; BEARING: STANDARD WITH FIXED BEARING, VIBRATION SEVERITY GRADE: S/A, SHAFT AND FLANGE ACCURACY: R TERMINAL BOX (ABOVE) CABLE ENTRY ON THE LEFT SIGNAL CONNECTION D-END | - | 0 | 0
1PH8107-1AF13-0CC1 |  | 1PH8107-1AF13-0CC1 | 1 | UN | 1 | 20 | D | D | N | N | 85015230 | 1 |  | 73 | KG | 2970.85 | 2970.85 | MC05 | MC05 | SIMOTICS M Compact induction motor 1500rpm, 9kW 57Nm, 23.5A, 330V 1750rpm, 10 kW 55Nm, 22A, 380 V 2000rpm, 11 kW 53Nm, 21.5A, 428V forced ventilation; direction of air flow NDE--> DE; Degree of protection IP55 Without encoder: With temperature sensor KTY 84-130 Design IM B35 (IM V15, (IM V35) PLAIN SHAFT WITHOUT FITTED KEY; BEARING: STANDARD WITH FIXED BEARING, VIBRATION SEVERITY GRADE: S/A, SHAFT AND FLANGE ACCURACY: R TERMINAL BOX (ABOVE) CABLE ENTRY ON THE ND-END SIGNAL CONNECTION LEFT | - | 0 | 0
1PH8107-1AF13-2BA1 |  | 1PH8107-1AF13-2BA1 | 1 | UN | 1 | 20 | D | D | N | N | 85015230 | 1 |  | 73 | KG | 2840.83 | 2840.83 | MC05 | MC05 | SIMOTICS M Compact induction motor 1500rpm, 9kW 57Nm, 23.5A, 330V 1750rpm, 10 kW 55Nm, 22A, 380 V 2000rpm, 11 kW 53Nm, 21.5A, 428V forced ventilation; direction of air flow NDE--> DE; Degree of protection IP55 Without encoder: With temperature sensor KTY 84-130 Design IM B35 (IM V15, (IM V35) SHAFT WITH FITTED KEY HALF-KEY BALANCING BEARING: STANDARD WITH FIXED BEARING, VIBRATION SEVERITY GRADE: R/A, SHAFT AND FLANGE ACCURACY: R TERMINAL BOX (ABOVE) CABLE ENTRY ON THE RIGHT SIGNAL CONNECTION D-END | - | 0 | 0
1PH8107-1AF13-2BB1 |  | 1PH8107-1AF13-2BB1 | 1 | UN | 1 | 20 | D | D | N | N | 85015230 | 1 |  | 73 | KG | 2840.83 | 2840.83 | MC05 | MC05 | SIMOTICS M Compact induction motor 1500rpm, 9kW 57Nm, 23.5A, 330V 1750rpm, 10 kW 55Nm, 22A, 380 V 2000rpm, 11 kW 53Nm, 21.5A, 428V forced ventilation; direction of air flow NDE--> DE; Degree of protection IP55 Without encoder: With temperature sensor KTY 84-130 Design IM B35 (IM V15, (IM V35) SHAFT WITH FITTED KEY HALF-KEY BALANCING BEARING: STANDARD WITH FIXED BEARING, VIBRATION SEVERITY GRADE: R/A, SHAFT AND FLANGE ACCURACY: R TERMINAL BOX (ABOVE) CABLE ENTRY ON THE LEFT SIGNAL CONNECTION D-END | - | 0 | 0
1PH8107-1AF13-2BC1 |  | 1PH8107-1AF13-2BC1 | 1 | UN | 1 | 20 | D | D | N | N | 85015230 | 1 |  | 73 | KG | 2840.83 | 2840.83 | MC05 | MC05 | SIMOTICS M Compact induction motor 1500rpm, 9kW 57Nm, 23.5A, 330V 1750rpm, 10 kW 55Nm, 22A, 380 V 2000rpm, 11 kW 53Nm, 21.5A, 428V forced ventilation; direction of air flow NDE--> DE; Degree of protection IP55 Without encoder: With temperature sensor KTY 84-130 Design IM B35 (IM V15, (IM V35) SHAFT WITH FITTED KEY HALF-KEY BALANCING BEARING: STANDARD WITH FIXED BEARING, VIBRATION SEVERITY GRADE: R/A, SHAFT AND FLANGE ACCURACY: R TERMINAL BOX (ABOVE) CABLE ENTRY ON THE ND-END SIGNAL CONNECTION LEFT | - | 0 | 0
1PH8107-1AF13-2CA1 |  | 1PH8107-1AF13-2CA1 | 1 | UN | 1 | 20 | D | D | N | N | 85015230 | 1 |  | 73 | KG | 2970.85 | 2970.85 | MC05 | MC05 | SIMOTICS M Compact induction motor 1500rpm, 9kW 57Nm, 23.5A, 330V 1750rpm, 10 kW 55Nm, 22A, 380 V 2000rpm, 11 kW 53Nm, 21.5A, 428V forced ventilation; direction of air flow NDE--> DE; Degree of protection IP55 Without encoder: With temperature sensor KTY 84-130 Design IM B35 (IM V15, (IM V35) SHAFT WITH FITTED KEY HALF-KEY BALANCING BEARING: STANDARD WITH FIXED BEARING, VIBRATION SEVERITY GRADE: S/A, SHAFT AND FLANGE ACCURACY: R TERMINAL BOX (ABOVE) CABLE ENTRY ON THE RIGHT SIGNAL CONNECTION D-END | - | 0 | 0
1PH8107-1AF13-2CB1 |  | 1PH8107-1AF13-2CB1 | 1 | UN | 1 | 20 | D | D | N | N | 85015230 | 1 |  | 73 | KG | 2970.85 | 2970.85 | MC05 | MC05 | SIMOTICS M Compact induction motor 1500rpm, 9kW 57Nm, 23.5A, 330V 1750rpm, 10 kW 55Nm, 22A, 380 V 2000rpm, 11 kW 53Nm, 21.5A, 428V forced ventilation; direction of air flow NDE--> DE; Degree of protection IP55 Without encoder: With temperature sensor KTY 84-130 Design IM B35 (IM V15, (IM V35) SHAFT WITH FITTED KEY HALF-KEY BALANCING BEARING: STANDARD WITH FIXED BEARING, VIBRATION SEVERITY GRADE: S/A, SHAFT AND FLANGE ACCURACY: R TERMINAL BOX (ABOVE) CABLE ENTRY ON THE LEFT SIGNAL CONNECTION D-END | - | 0 | 0
1PH8107-1AF13-2CC1 |  | 1PH8107-1AF13-2CC1 | 1 | UN | 1 | 20 | D | D | N | N | 85015230 | 1 |  | 73 | KG | 2970.85 | 2970.85 | MC05 | MC05 | SIMOTICS M Compact induction motor 1500rpm, 9kW 57Nm, 23.5A, 330V 1750rpm, 10 kW 55Nm, 22A, 380 V 2000rpm, 11 kW 53Nm, 21.5A, 428V forced ventilation; direction of air flow NDE--> DE; Degree of protection IP55 Without encoder: With temperature sensor KTY 84-130 Design IM B35 (IM V15, (IM V35) SHAFT WITH FITTED KEY HALF-KEY BALANCING BEARING: STANDARD WITH FIXED BEARING, VIBRATION SEVERITY GRADE: S/A, SHAFT AND FLANGE ACCURACY: R TERMINAL BOX (ABOVE) CABLE ENTRY ON THE ND-END SIGNAL CONNECTION LEFT | - | 0 | 0
1PH8107-1AF20-0BA1 |  | 1PH8107-1AF20-0BA1 | 1 | UN | 1 | 35 | X | D | N | N | 85015230 | 1 |  | 83 | KG | 3039.97 | 3039.97 | MC05 | MC05 | SIMOTICS M Compact induction motor 1500rpm, 14kW 89Nm, 43.4A, 277V 1750rpm, 15.5kW 85Nm, 42A, 314V 2000rpm, 18kW 86Nm, 42.6A, 363V water cooling Degree of protection IP65 Without encoder: With temperature sensor KTY 84-130 DESIGN IM B3 (IM V5, IM V6) PLAIN SHAFT WITHOUT FITTED KEY; BEARING: STANDARD WITH FIXED BEARING, VIBRATION SEVERITY GRADE: R/A, SHAFT AND FLANGE ACCURACY: R TERMINAL BOX (ABOVE) CABLE ENTRY ON THE RIGHT SIGNAL CONNECTION D-END | - | 0 | 0
1PH8107-1AF20-0BB1 |  | 1PH8107-1AF20-0BB1 | 1 | UN | 1 | 35 | X | D | N | N | 85015230 | 1 |  | 83 | KG | 3039.97 | 3039.97 | MC05 | MC05 | SIMOTICS M Compact induction motor 1500rpm, 14kW 89Nm, 43.4A, 277V 1750rpm, 15.5kW 85Nm, 42A, 314V 2000rpm, 18kW 86Nm, 42.6A, 363V water cooling Degree of protection IP65 Without encoder: With temperature sensor KTY 84-130 DESIGN IM B3 (IM V5, IM V6) PLAIN SHAFT WITHOUT FITTED KEY; BEARING: STANDARD WITH FIXED BEARING, VIBRATION SEVERITY GRADE: R/A, SHAFT AND FLANGE ACCURACY: R TERMINAL BOX (ABOVE) CABLE ENTRY ON THE LEFT SIGNAL CONNECTION D-END | - | 0 | 0
1PH8107-1AF20-0BC1 |  | 1PH8107-1AF20-0BC1 | 1 | UN | 1 | 35 | X | D | N | N | 85015230 | 1 |  | 83 | KG | 3039.97 | 3039.97 | MC05 | MC05 | SIMOTICS M Compact induction motor 1500rpm, 14kW 89Nm, 43.4A, 277V 1750rpm, 15.5kW 85Nm, 42A, 314V 2000rpm, 18kW 86Nm, 42.6A, 363V water cooling Degree of protection IP65 Without encoder: With temperature sensor KTY 84-130 DESIGN IM B3 (IM V5, IM V6) PLAIN SHAFT WITHOUT FITTED KEY; BEARING: STANDARD WITH FIXED BEARING, VIBRATION SEVERITY GRADE: R/A, SHAFT AND FLANGE ACCURACY: R TERMINAL BOX (ABOVE) CABLE ENTRY ON THE ND-END SIGNAL CONNECTION LEFT | - | 0 | 0
1PH8107-1AF20-0CA1 |  | 1PH8107-1AF20-0CA1 | 1 | UN | 1 | 35 | X | D | N | N | 85015230 | 1 |  | 83 | KG | 3169.99 | 3169.99 | MC05 | MC05 | SIMOTICS M Compact induction motor 1500rpm, 14kW 89Nm, 43.4A, 277V 1750rpm, 15.5kW 85Nm, 42A, 314V 2000rpm, 18kW 86Nm, 42.6A, 363V water cooling Degree of protection IP65 Without encoder: With temperature sensor KTY 84-130 DESIGN IM B3 (IM V5, IM V6) PLAIN SHAFT WITHOUT FITTED KEY; BEARING: STANDARD WITH FIXED BEARING, VIBRATION SEVERITY GRADE: S/A, SHAFT AND FLANGE ACCURACY: R TERMINAL BOX (ABOVE) CABLE ENTRY ON THE RIGHT SIGNAL CONNECTION D-END | - | 0 | 0
1PH8107-1AF20-0CB1 |  | 1PH8107-1AF20-0CB1 | 1 | UN | 1 | 35 | X | D | N | N | 85015230 | 1 |  | 83 | KG | 3169.99 | 3169.99 | MC05 | MC05 | SIMOTICS M Compact induction motor 1500rpm, 14kW 89Nm, 43.4A, 277V 1750rpm, 15.5kW 85Nm, 42A, 314V 2000rpm, 18kW 86Nm, 42.6A, 363V water cooling Degree of protection IP65 Without encoder: With temperature sensor KTY 84-130 DESIGN IM B3 (IM V5, IM V6) PLAIN SHAFT WITHOUT FITTED KEY; BEARING: STANDARD WITH FIXED BEARING, VIBRATION SEVERITY GRADE: S/A, SHAFT AND FLANGE ACCURACY: R TERMINAL BOX (ABOVE) CABLE ENTRY ON THE LEFT SIGNAL CONNECTION D-END | - | 0 | 0
1PH8107-1AF20-0CC1 |  | 1PH8107-1AF20-0CC1 | 1 | UN | 1 | 35 | X | D | N | N | 85015230 | 1 |  | 83 | KG | 3169.99 | 3169.99 | MC05 | MC05 | SIMOTICS M Compact induction motor 1500rpm, 14kW 89Nm, 43.4A, 277V 1750rpm, 15.5kW 85Nm, 42A, 314V 2000rpm, 18kW 86Nm, 42.6A, 363V water cooling Degree of protection IP65 Without encoder: With temperature sensor KTY 84-130 DESIGN IM B3 (IM V5, IM V6) PLAIN SHAFT WITHOUT FITTED KEY; BEARING: STANDARD WITH FIXED BEARING, VIBRATION SEVERITY GRADE: S/A, SHAFT AND FLANGE ACCURACY: R TERMINAL BOX (ABOVE) CABLE ENTRY ON THE ND-END SIGNAL CONNECTION LEFT | - | 0 | 0
1PH8107-1AF20-2BA1 |  | 1PH8107-1AF20-2BA1 | 1 | UN | 1 | 35 | X | D | N | N | 85015230 | 1 |  | 83 | KG | 3039.97 | 3039.97 | MC05 | MC05 | SIMOTICS M Compact induction motor 1500rpm, 14kW 89Nm, 43.4A, 277V 1750rpm, 15.5kW 85Nm, 42A, 314V 2000rpm, 18kW 86Nm, 42.6A, 363V water cooling Degree of protection IP65 Without encoder: With temperature sensor KTY 84-130 DESIGN IM B3 (IM V5, IM V6) SHAFT WITH FITTED KEY HALF-KEY BALANCING BEARING: STANDARD WITH FIXED BEARING, VIBRATION SEVERITY GRADE: R/A, SHAFT AND FLANGE ACCURACY: R TERMINAL BOX (ABOVE) CABLE ENTRY ON THE RIGHT SIGNAL CONNECTION D-END | - | 0 | 0
1PH8107-1AF20-2BB1 |  | 1PH8107-1AF20-2BB1 | 1 | UN | 1 | 35 | X | D | N | N | 85015230 | 1 |  | 83 | KG | 3039.97 | 3039.97 | MC05 | MC05 | SIMOTICS M Compact induction motor 1500rpm, 14kW 89Nm, 43.4A, 277V 1750rpm, 15.5kW 85Nm, 42A, 314V 2000rpm, 18kW 86Nm, 42.6A, 363V water cooling Degree of protection IP65 Without encoder: With temperature sensor KTY 84-130 DESIGN IM B3 (IM V5, IM V6) SHAFT WITH FITTED KEY HALF-KEY BALANCING BEARING: STANDARD WITH FIXED BEARING, VIBRATION SEVERITY GRADE: R/A, SHAFT AND FLANGE ACCURACY: R TERMINAL BOX (ABOVE) CABLE ENTRY ON THE LEFT SIGNAL CONNECTION D-END | - | 0 | 0
1PH8107-1AF20-2BC1 |  | 1PH8107-1AF20-2BC1 | 1 | UN | 1 | 35 | X | D | N | N | 85015230 | 1 |  | 83 | KG | 3039.97 | 3039.97 | MC05 | MC05 | SIMOTICS M Compact induction motor 1500rpm, 14kW 89Nm, 43.4A, 277V 1750rpm, 15.5kW 85Nm, 42A, 314V 2000rpm, 18kW 86Nm, 42.6A, 363V water cooling Degree of protection IP65 Without encoder: With temperature sensor KTY 84-130 DESIGN IM B3 (IM V5, IM V6) SHAFT WITH FITTED KEY HALF-KEY BALANCING BEARING: STANDARD WITH FIXED BEARING, VIBRATION SEVERITY GRADE: R/A, SHAFT AND FLANGE ACCURACY: R TERMINAL BOX (ABOVE) CABLE ENTRY ON THE ND-END SIGNAL CONNECTION LEFT | - | 0 | 0
1PH8107-1AF20-2CA1 |  | 1PH8107-1AF20-2CA1 | 1 | UN | 1 | 35 | X | D | N | N | 85015230 | 1 |  | 83 | KG | 3169.99 | 3169.99 | MC05 | MC05 | SIMOTICS M Compact induction motor 1500rpm, 14kW 89Nm, 43.4A, 277V 1750rpm, 15.5kW 85Nm, 42A, 314V 2000rpm, 18kW 86Nm, 42.6A, 363V water cooling Degree of protection IP65 Without encoder: With temperature sensor KTY 84-130 DESIGN IM B3 (IM V5, IM V6) SHAFT WITH FITTED KEY HALF-KEY BALANCING BEARING: STANDARD WITH FIXED BEARING, VIBRATION SEVERITY GRADE: S/A, SHAFT AND FLANGE ACCURACY: R TERMINAL BOX (ABOVE) CABLE ENTRY ON THE RIGHT SIGNAL CONNECTION D-END | - | 0 | 0
1PH8107-1AF20-2CB1 |  | 1PH8107-1AF20-2CB1 | 1 | UN | 1 | 35 | X | D | N | N | 85015230 | 1 |  | 83 | KG | 3169.99 | 3169.99 | MC05 | MC05 | SIMOTICS M Compact induction motor 1500rpm, 14kW 89Nm, 43.4A, 277V 1750rpm, 15.5kW 85Nm, 42A, 314V 2000rpm, 18kW 86Nm, 42.6A, 363V water cooling Degree of protection IP65 Without encoder: With temperature sensor KTY 84-130 DESIGN IM B3 (IM V5, IM V6) SHAFT WITH FITTED KEY HALF-KEY BALANCING BEARING: STANDARD WITH FIXED BEARING, VIBRATION SEVERITY GRADE: S/A, SHAFT AND FLANGE ACCURACY: R TERMINAL BOX (ABOVE) CABLE ENTRY ON THE LEFT SIGNAL CONNECTION D-END | - | 0 | 0
1PH8107-1AF20-2CC1 |  | 1PH8107-1AF20-2CC1 | 1 | UN | 1 | 35 | X | D | N | N | 85015230 | 1 |  | 83 | KG | 3169.99 | 3169.99 | MC05 | MC05 | SIMOTICS M Compact induction motor 1500rpm, 14kW 89Nm, 43.4A, 277V 1750rpm, 15.5kW 85Nm, 42A, 314V 2000rpm, 18kW 86Nm, 42.6A, 363V water cooling Degree of protection IP65 Without encoder: With temperature sensor KTY 84-130 DESIGN IM B3 (IM V5, IM V6) SHAFT WITH FITTED KEY HALF-KEY BALANCING BEARING: STANDARD WITH FIXED BEARING, VIBRATION SEVERITY GRADE: S/A, SHAFT AND FLANGE ACCURACY: R TERMINAL BOX (ABOVE) CABLE ENTRY ON THE ND-END SIGNAL CONNECTION LEFT | - | 0 | 0
1PH8107-1AF22-0BA1 |  | 1PH8107-1AF22-0BA1 | 1 | UN | 1 | 35 | X | D | N | N | 85015230 | 1 |  | 83 | KG | 3170.02 | 3170.02 | MC05 | MC05 | SIMOTICS M Compact induction motor 1500rpm, 14kW 89Nm, 43.4A, 277V 1750rpm, 15.5kW 85Nm, 42A, 314V 2000rpm, 18kW 86Nm, 42.6A, 363V water cooling Degree of protection IP65 Without encoder: With temperature sensor KTY 84-130 DESIGN IM B5 (IMV 1,IM V3) PLAIN SHAFT WITHOUT FITTED KEY; BEARING: STANDARD WITH FIXED BEARING, VIBRATION SEVERITY GRADE: R/A, SHAFT AND FLANGE ACCURACY: R TERMINAL BOX (ABOVE) CABLE ENTRY ON THE RIGHT SIGNAL CONNECTION D-END | - | 0 | 0
1PH8107-1AF22-0BB1 |  | 1PH8107-1AF22-0BB1 | 1 | UN | 1 | 35 | X | D | N | N | 85015230 | 1 |  | 83 | KG | 3170.02 | 3170.02 | MC05 | MC05 | SIMOTICS M Compact induction motor 1500rpm, 14kW 89Nm, 43.4A, 277V 1750rpm, 15.5kW 85Nm, 42A, 314V 2000rpm, 18kW 86Nm, 42.6A, 363V water cooling Degree of protection IP65 Without encoder: With temperature sensor KTY 84-130 DESIGN IM B5 (IMV 1,IM V3) PLAIN SHAFT WITHOUT FITTED KEY; BEARING: STANDARD WITH FIXED BEARING, VIBRATION SEVERITY GRADE: R/A, SHAFT AND FLANGE ACCURACY: R TERMINAL BOX (ABOVE) CABLE ENTRY ON THE LEFT SIGNAL CONNECTION D-END | - | 0 | 0
1PH8107-1AF22-0BC1 |  | 1PH8107-1AF22-0BC1 | 1 | UN | 1 | 35 | X | D | N | N | 85015230 | 1 |  | 83 | KG | 3170.02 | 3170.02 | MC05 | MC05 | SIMOTICS M Compact induction motor 1500rpm, 14kW 89Nm, 43.4A, 277V 1750rpm, 15.5kW 85Nm, 42A, 314V 2000rpm, 18kW 86Nm, 42.6A, 363V water cooling Degree of protection IP65 Without encoder: With temperature sensor KTY 84-130 DESIGN IM B5 (IMV 1,IM V3) PLAIN SHAFT WITHOUT FITTED KEY; BEARING: STANDARD WITH FIXED BEARING, VIBRATION SEVERITY GRADE: R/A, SHAFT AND FLANGE ACCURACY: R TERMINAL BOX (ABOVE) CABLE ENTRY ON THE ND-END SIGNAL CONNECTION LEFT | - | 0 | 0
1PH8107-1AF22-0CA1 |  | 1PH8107-1AF22-0CA1 | 1 | UN | 1 | 35 | X | D | N | N | 85015230 | 1 |  | 83 | KG | 3300.04 | 3300.04 | MC05 | MC05 | SIMOTICS M Compact induction motor 1500rpm, 14kW 89Nm, 43.4A, 277V 1750rpm, 15.5kW 85Nm, 42A, 314V 2000rpm, 18kW 86Nm, 42.6A, 363V water cooling Degree of protection IP65 Without encoder: With temperature sensor KTY 84-130 DESIGN IM B5 (IMV 1,IM V3) PLAIN SHAFT WITHOUT FITTED KEY; BEARING: STANDARD WITH FIXED BEARING, VIBRATION SEVERITY GRADE: S/A, SHAFT AND FLANGE ACCURACY: R TERMINAL BOX (ABOVE) CABLE ENTRY ON THE RIGHT SIGNAL CONNECTION D-END | - | 0 | 0
1PH8107-1AF22-0CB1 |  | 1PH8107-1AF22-0CB1 | 1 | UN | 1 | 35 | X | D | N | N | 85015230 | 1 |  | 83 | KG | 3300.04 | 3300.04 | MC05 | MC05 | SIMOTICS M Compact induction motor 1500rpm, 14kW 89Nm, 43.4A, 277V 1750rpm, 15.5kW 85Nm, 42A, 314V 2000rpm, 18kW 86Nm, 42.6A, 363V water cooling Degree of protection IP65 Without encoder: With temperature sensor KTY 84-130 DESIGN IM B5 (IMV 1,IM V3) PLAIN SHAFT WITHOUT FITTED KEY; BEARING: STANDARD WITH FIXED BEARING, VIBRATION SEVERITY GRADE: S/A, SHAFT AND FLANGE ACCURACY: R TERMINAL BOX (ABOVE) CABLE ENTRY ON THE LEFT SIGNAL CONNECTION D-END | - | 0 | 0
1PH8107-1AF22-0CC1 |  | 1PH8107-1AF22-0CC1 | 1 | UN | 1 | 35 | X | D | N | N | 85015230 | 1 |  | 83 | KG | 3300.04 | 3300.04 | MC05 | MC05 | SIMOTICS M Compact induction motor 1500rpm, 14kW 89Nm, 43.4A, 277V 1750rpm, 15.5kW 85Nm, 42A, 314V 2000rpm, 18kW 86Nm, 42.6A, 363V water cooling Degree of protection IP65 Without encoder: With temperature sensor KTY 84-130 DESIGN IM B5 (IMV 1,IM V3) PLAIN SHAFT WITHOUT FITTED KEY; BEARING: STANDARD WITH FIXED BEARING, VIBRATION SEVERITY GRADE: S/A, SHAFT AND FLANGE ACCURACY: R TERMINAL BOX (ABOVE) CABLE ENTRY ON THE ND-END SIGNAL CONNECTION LEFT | - | 0 | 0
1PH8107-1AF22-2BA1 |  | 1PH8107-1AF22-2BA1 | 1 | UN | 1 | 35 | X | D | N | N | 85015230 | 1 |  | 83 | KG | 3170.02 | 3170.02 | MC05 | MC05 | SIMOTICS M Compact induction motor 1500rpm, 14kW 89Nm, 43.4A, 277V 1750rpm, 15.5kW 85Nm, 42A, 314V 2000rpm, 18kW 86Nm, 42.6A, 363V water cooling Degree of protection IP65 Without encoder: With temperature sensor KTY 84-130 DESIGN IM B5 (IMV 1,IM V3) SHAFT WITH FITTED KEY HALF-KEY BALANCING BEARING: STANDARD WITH FIXED BEARING, VIBRATION SEVERITY GRADE: R/A, SHAFT AND FLANGE ACCURACY: R TERMINAL BOX (ABOVE) CABLE ENTRY ON THE RIGHT SIGNAL CONNECTION D-END | - | 0 | 0
1PH8107-1AF22-2BB1 |  | 1PH8107-1AF22-2BB1 | 1 | UN | 1 | 35 | X | D | N | N | 85015230 | 1 |  | 83 | KG | 3170.02 | 3170.02 | MC05 | MC05 | SIMOTICS M Compact induction motor 1500rpm, 14kW 89Nm, 43.4A, 277V 1750rpm, 15.5kW 85Nm, 42A, 314V 2000rpm, 18kW 86Nm, 42.6A, 363V water cooling Degree of protection IP65 Without encoder: With temperature sensor KTY 84-130 DESIGN IM B5 (IMV 1,IM V3) SHAFT WITH FITTED KEY HALF-KEY BALANCING BEARING: STANDARD WITH FIXED BEARING, VIBRATION SEVERITY GRADE: R/A, SHAFT AND FLANGE ACCURACY: R TERMINAL BOX (ABOVE) CABLE ENTRY ON THE LEFT SIGNAL CONNECTION D-END | - | 0 | 0
1PH8107-1AF22-2BC1 |  | 1PH8107-1AF22-2BC1 | 1 | UN | 1 | 35 | X | D | N | N | 85015230 | 1 |  | 83 | KG | 3170.02 | 3170.02 | MC05 | MC05 | SIMOTICS M Compact induction motor 1500rpm, 14kW 89Nm, 43.4A, 277V 1750rpm, 15.5kW 85Nm, 42A, 314V 2000rpm, 18kW 86Nm, 42.6A, 363V water cooling Degree of protection IP65 Without encoder: With temperature sensor KTY 84-130 DESIGN IM B5 (IMV 1,IM V3) SHAFT WITH FITTED KEY HALF-KEY BALANCING BEARING: STANDARD WITH FIXED BEARING, VIBRATION SEVERITY GRADE: R/A, SHAFT AND FLANGE ACCURACY: R TERMINAL BOX (ABOVE) CABLE ENTRY ON THE ND-END SIGNAL CONNECTION LEFT | - | 0 | 0
1PH8107-1AF22-2CA1 |  | 1PH8107-1AF22-2CA1 | 1 | UN | 1 | 35 | X | D | N | N | 85015230 | 1 |  | 83 | KG | 3300.04 | 3300.04 | MC05 | MC05 | SIMOTICS M Compact induction motor 1500rpm, 14kW 89Nm, 43.4A, 277V 1750rpm, 15.5kW 85Nm, 42A, 314V 2000rpm, 18kW 86Nm, 42.6A, 363V water cooling Degree of protection IP65 Without encoder: With temperature sensor KTY 84-130 DESIGN IM B5 (IMV 1,IM V3) SHAFT WITH FITTED KEY HALF-KEY BALANCING BEARING: STANDARD WITH FIXED BEARING, VIBRATION SEVERITY GRADE: S/A, SHAFT AND FLANGE ACCURACY: R TERMINAL BOX (ABOVE) CABLE ENTRY ON THE RIGHT SIGNAL CONNECTION D-END | - | 0 | 0
1PH8107-1AF22-2CB1 |  | 1PH8107-1AF22-2CB1 | 1 | UN | 1 | 35 | X | D | N | N | 85015230 | 1 |  | 83 | KG | 3300.04 | 3300.04 | MC05 | MC05 | SIMOTICS M Compact induction motor 1500rpm, 14kW 89Nm, 43.4A, 277V 1750rpm, 15.5kW 85Nm, 42A, 314V 2000rpm, 18kW 86Nm, 42.6A, 363V water cooling Degree of protection IP65 Without encoder: With temperature sensor KTY 84-130 DESIGN IM B5 (IMV 1,IM V3) SHAFT WITH FITTED KEY HALF-KEY BALANCING BEARING: STANDARD WITH FIXED BEARING, VIBRATION SEVERITY GRADE: S/A, SHAFT AND FLANGE ACCURACY: R TERMINAL BOX (ABOVE) CABLE ENTRY ON THE LEFT SIGNAL CONNECTION D-END | - | 0 | 0
1PH8107-1AF22-2CC1 |  | 1PH8107-1AF22-2CC1 | 1 | UN | 1 | 35 | X | D | N | N | 85015230 | 1 |  | 83 | KG | 3300.04 | 3300.04 | MC05 | MC05 | SIMOTICS M Compact induction motor 1500rpm, 14kW 89Nm, 43.4A, 277V 1750rpm, 15.5kW 85Nm, 42A, 314V 2000rpm, 18kW 86Nm, 42.6A, 363V water cooling Degree of protection IP65 Without encoder: With temperature sensor KTY 84-130 DESIGN IM B5 (IMV 1,IM V3) SHAFT WITH FITTED KEY HALF-KEY BALANCING BEARING: STANDARD WITH FIXED BEARING, VIBRATION SEVERITY GRADE: S/A, SHAFT AND FLANGE ACCURACY: R TERMINAL BOX (ABOVE) CABLE ENTRY ON THE ND-END SIGNAL CONNECTION LEFT | - | 0 | 0
1PH8107-1AF23-0BA1 |  | 1PH8107-1AF23-0BA1 | 1 | UN | 1 | 35 | X | D | N | N | 85015230 | 1 |  | 83 | KG | 3328.98 | 3328.98 | MC05 | MC05 | SIMOTICS M Compact induction motor 1500rpm, 14kW 89Nm, 43.4A, 277V 1750rpm, 15.5kW 85Nm, 42A, 314V 2000rpm, 18kW 86Nm, 42.6A, 363V water cooling Degree of protection IP65 Without encoder: With temperature sensor KTY 84-130 Design IM B35 (IM V15, (IM V35) PLAIN SHAFT WITHOUT FITTED KEY; BEARING: STANDARD WITH FIXED BEARING, VIBRATION SEVERITY GRADE: R/A, SHAFT AND FLANGE ACCURACY: R TERMINAL BOX (ABOVE) CABLE ENTRY ON THE RIGHT SIGNAL CONNECTION D-END | - | 0 | 0
1PH8107-1AF23-0BB1 |  | 1PH8107-1AF23-0BB1 | 1 | UN | 1 | 35 | X | D | N | N | 85015230 | 1 |  | 83 | KG | 3328.98 | 3328.98 | MC05 | MC05 | SIMOTICS M Compact induction motor 1500rpm, 14kW 89Nm, 43.4A, 277V 1750rpm, 15.5kW 85Nm, 42A, 314V 2000rpm, 18kW 86Nm, 42.6A, 363V water cooling Degree of protection IP65 Without encoder: With temperature sensor KTY 84-130 Design IM B35 (IM V15, (IM V35) PLAIN SHAFT WITHOUT FITTED KEY; BEARING: STANDARD WITH FIXED BEARING, VIBRATION SEVERITY GRADE: R/A, SHAFT AND FLANGE ACCURACY: R TERMINAL BOX (ABOVE) CABLE ENTRY ON THE LEFT SIGNAL CONNECTION D-END | - | 0 | 0
1PH8107-1AF23-0BC1 |  | 1PH8107-1AF23-0BC1 | 1 | UN | 1 | 35 | X | D | N | N | 85015230 | 1 |  | 83 | KG | 3328.98 | 3328.98 | MC05 | MC05 | SIMOTICS M Compact induction motor 1500rpm, 14kW 89Nm, 43.4A, 277V 1750rpm, 15.5kW 85Nm, 42A, 314V 2000rpm, 18kW 86Nm, 42.6A, 363V water cooling Degree of protection IP65 Without encoder: With temperature sensor KTY 84-130 Design IM B35 (IM V15, (IM V35) PLAIN SHAFT WITHOUT FITTED KEY; BEARING: STANDARD WITH FIXED BEARING, VIBRATION SEVERITY GRADE: R/A, SHAFT AND FLANGE ACCURACY: R TERMINAL BOX (ABOVE) CABLE ENTRY ON THE ND-END SIGNAL CONNECTION LEFT | - | 0 | 0
1PH8107-1AF23-0CA1 |  | 1PH8107-1AF23-0CA1 | 1 | UN | 1 | 35 | X | D | N | N | 85015230 | 1 |  | 83 | KG | 3459 | 3459 | MC05 | MC05 | SIMOTICS M Compact induction motor 1500rpm, 14kW 89Nm, 43.4A, 277V 1750rpm, 15.5kW 85Nm, 42A, 314V 2000rpm, 18kW 86Nm, 42.6A, 363V water cooling Degree of protection IP65 Without encoder: With temperature sensor KTY 84-130 Design IM B35 (IM V15, (IM V35) PLAIN SHAFT WITHOUT FITTED KEY; BEARING: STANDARD WITH FIXED BEARING, VIBRATION SEVERITY GRADE: S/A, SHAFT AND FLANGE ACCURACY: R TERMINAL BOX (ABOVE) CABLE ENTRY ON THE RIGHT SIGNAL CONNECTION D-END | - | 0 | 0
1PH8107-1AF23-0CB1 |  | 1PH8107-1AF23-0CB1 | 1 | UN | 1 | 35 | X | D | N | N | 85015230 | 1 |  | 83 | KG | 3459 | 3459 | MC05 | MC05 | SIMOTICS M Compact induction motor 1500rpm, 14kW 89Nm, 43.4A, 277V 1750rpm, 15.5kW 85Nm, 42A, 314V 2000rpm, 18kW 86Nm, 42.6A, 363V water cooling Degree of protection IP65 Without encoder: With temperature sensor KTY 84-130 Design IM B35 (IM V15, (IM V35) PLAIN SHAFT WITHOUT FITTED KEY; BEARING: STANDARD WITH FIXED BEARING, VIBRATION SEVERITY GRADE: S/A, SHAFT AND FLANGE ACCURACY: R TERMINAL BOX (ABOVE) CABLE ENTRY ON THE LEFT SIGNAL CONNECTION D-END | - | 0 | 0
1PH8107-1AF23-0CC1 |  | 1PH8107-1AF23-0CC1 | 1 | UN | 1 | 35 | X | D | N | N | 85015230 | 1 |  | 83 | KG | 3459 | 3459 | MC05 | MC05 | SIMOTICS M Compact induction motor 1500rpm, 14kW 89Nm, 43.4A, 277V 1750rpm, 15.5kW 85Nm, 42A, 314V 2000rpm, 18kW 86Nm, 42.6A, 363V water cooling Degree of protection IP65 Without encoder: With temperature sensor KTY 84-130 Design IM B35 (IM V15, (IM V35) PLAIN SHAFT WITHOUT FITTED KEY; BEARING: STANDARD WITH FIXED BEARING, VIBRATION SEVERITY GRADE: S/A, SHAFT AND FLANGE ACCURACY: R TERMINAL BOX (ABOVE) CABLE ENTRY ON THE ND-END SIGNAL CONNECTION LEFT | - | 0 | 0
1PH8107-1AF23-1BA1 |  | 1PH8107-1AF23-1BA1 | 1 | UN | 1 | 35 | X | D | N | N | 85015230 | 1 |  | 83 | KG | 3328.98 | 3328.98 | MC05 | MC05 | SIMOTICS M Compact induction motor 1500rpm, 14kW 89Nm, 43.4A, 277V 1750rpm, 15.5kW 85Nm, 42A, 314V 2000rpm, 18kW 86Nm, 42.6A, 363V water cooling Degree of protection IP65 Without encoder: With temperature sensor KTY 84-130 Design IM B35 (IM V15, (IM V35) SHAFT WITH FITTED KEY FULL-KEY BALANCING BEARING: STANDARD WITH FIXED BEARING, VIBRATION SEVERITY GRADE: R/A, SHAFT AND FLANGE ACCURACY: R TERMINAL BOX (ABOVE) CABLE ENTRY ON THE RIGHT SIGNAL CONNECTION D-END | - | 0 | 0
1PH8107-1AF23-2BA1 |  | 1PH8107-1AF23-2BA1 | 1 | UN | 1 | 35 | X | D | N | N | 85015230 | 1 |  | 83 | KG | 3328.98 | 3328.98 | MC05 | MC05 | SIMOTICS M Compact induction motor 1500rpm, 14kW 89Nm, 43.4A, 277V 1750rpm, 15.5kW 85Nm, 42A, 314V 2000rpm, 18kW 86Nm, 42.6A, 363V water cooling Degree of protection IP65 Without encoder: With temperature sensor KTY 84-130 Design IM B35 (IM V15, (IM V35) SHAFT WITH FITTED KEY HALF-KEY BALANCING BEARING: STANDARD WITH FIXED BEARING, VIBRATION SEVERITY GRADE: R/A, SHAFT AND FLANGE ACCURACY: R TERMINAL BOX (ABOVE) CABLE ENTRY ON THE RIGHT SIGNAL CONNECTION D-END | - | 0 | 0
1PH8107-1AF23-2BB1 |  | 1PH8107-1AF23-2BB1 | 1 | UN | 1 | 35 | X | D | N | N | 85015230 | 1 |  | 83 | KG | 3328.98 | 3328.98 | MC05 | MC05 | SIMOTICS M Compact induction motor 1500rpm, 14kW 89Nm, 43.4A, 277V 1750rpm, 15.5kW 85Nm, 42A, 314V 2000rpm, 18kW 86Nm, 42.6A, 363V water cooling Degree of protection IP65 Without encoder: With temperature sensor KTY 84-130 Design IM B35 (IM V15, (IM V35) SHAFT WITH FITTED KEY HALF-KEY BALANCING BEARING: STANDARD WITH FIXED BEARING, VIBRATION SEVERITY GRADE: R/A, SHAFT AND FLANGE ACCURACY: R TERMINAL BOX (ABOVE) CABLE ENTRY ON THE LEFT SIGNAL CONNECTION D-END | - | 0 | 0
1PH8107-1AF23-2BC1 |  | 1PH8107-1AF23-2BC1 | 1 | UN | 1 | 35 | X | D | N | N | 85015230 | 1 |  | 83 | KG | 3328.98 | 3328.98 | MC05 | MC05 | SIMOTICS M Compact induction motor 1500rpm, 14kW 89Nm, 43.4A, 277V 1750rpm, 15.5kW 85Nm, 42A, 314V 2000rpm, 18kW 86Nm, 42.6A, 363V water cooling Degree of protection IP65 Without encoder: With temperature sensor KTY 84-130 Design IM B35 (IM V15, (IM V35) SHAFT WITH FITTED KEY HALF-KEY BALANCING BEARING: STANDARD WITH FIXED BEARING, VIBRATION SEVERITY GRADE: R/A, SHAFT AND FLANGE ACCURACY: R TERMINAL BOX (ABOVE) CABLE ENTRY ON THE ND-END SIGNAL CONNECTION LEFT | - | 0 | 0
1PH8107-1AF23-2CA1 |  | 1PH8107-1AF23-2CA1 | 1 | UN | 1 | 35 | X | D | N | N | 85015230 | 1 |  | 83 | KG | 3459 | 3459 | MC05 | MC05 | SIMOTICS M Compact induction motor 1500rpm, 14kW 89Nm, 43.4A, 277V 1750rpm, 15.5kW 85Nm, 42A, 314V 2000rpm, 18kW 86Nm, 42.6A, 363V water cooling Degree of protection IP65 Without encoder: With temperature sensor KTY 84-130 Design IM B35 (IM V15, (IM V35) SHAFT WITH FITTED KEY HALF-KEY BALANCING BEARING: STANDARD WITH FIXED BEARING, VIBRATION SEVERITY GRADE: S/A, SHAFT AND FLANGE ACCURACY: R TERMINAL BOX (ABOVE) CABLE ENTRY ON THE RIGHT SIGNAL CONNECTION D-END | - | 0 | 0
1PH8107-1AF23-2CB1 |  | 1PH8107-1AF23-2CB1 | 1 | UN | 1 | 35 | X | D | N | N | 85015230 | 1 |  | 83 | KG | 3459 | 3459 | MC05 | MC05 | SIMOTICS M Compact induction motor 1500rpm, 14kW 89Nm, 43.4A, 277V 1750rpm, 15.5kW 85Nm, 42A, 314V 2000rpm, 18kW 86Nm, 42.6A, 363V water cooling Degree of protection IP65 Without encoder: With temperature sensor KTY 84-130 Design IM B35 (IM V15, (IM V35) SHAFT WITH FITTED KEY HALF-KEY BALANCING BEARING: STANDARD WITH FIXED BEARING, VIBRATION SEVERITY GRADE: S/A, SHAFT AND FLANGE ACCURACY: R TERMINAL BOX (ABOVE) CABLE ENTRY ON THE LEFT SIGNAL CONNECTION D-END | - | 0 | 0
1PH8107-1AF23-2CC1 |  | 1PH8107-1AF23-2CC1 | 1 | UN | 1 | 35 | X | D | N | N | 85015230 | 1 |  | 83 | KG | 3459 | 3459 | MC05 | MC05 | SIMOTICS M Compact induction motor 1500rpm, 14kW 89Nm, 43.4A, 277V 1750rpm, 15.5kW 85Nm, 42A, 314V 2000rpm, 18kW 86Nm, 42.6A, 363V water cooling Degree of protection IP65 Without encoder: With temperature sensor KTY 84-130 Design IM B35 (IM V15, (IM V35) SHAFT WITH FITTED KEY HALF-KEY BALANCING BEARING: STANDARD WITH FIXED BEARING, VIBRATION SEVERITY GRADE: S/A, SHAFT AND FLANGE ACCURACY: R TERMINAL BOX (ABOVE) CABLE ENTRY ON THE ND-END SIGNAL CONNECTION LEFT | - | 0 | 0
1PH8107-1AG02-1BZ1-Z | A12A76Q1BV04W92 | 1PH8107-1AG02-1BZ1-ZA12A76Q1BV04W92 | 1 | UN | 1 | 20 | D | D | N | N | 85015230 | 1 |  | 73 | KG | 3470.79 | 3470.79 | MC05 | MC05 | SIMOTICS M Compact induction motor 2000rpm, 10.5kW, 50Nm 26 A, 355V; 2300rpm, 12kW 50Nm, 26 A, 406V; 2650rpm, 13kW, 47Nm, 24A, 460 V Forced ventilation; direction of air flow DE--> NDE; Degree of protection IP55 Motor customer-spec. Offer number SMR-09-2011 A76: 2 additional temperature sensors Pt100 V04: Hardened shaft extension A12: PTC thermistor for warning and shutdown W92: Fan decoupled and mounted Q1B: special connection system Terminal box Dimension drawing 510.21810.01 | - | 0 | 7
1PH8107-1AG02-1BZ1-Z | A12A76Q1BV04W92X23 | 1PH8107-1AG02-1BZ1-ZA12A76Q1BV04W92X23 | 1 | UN | 1 | 20 | D | D | N | N | 85015230 | 1 |  | 73 | KG | 3745.3 | 3745.3 | MC05 | MC05 | SIMOTICS M Compact induction motor 2000rpm, 10.5kW, 50Nm 26 A, 355V; 2300rpm, 12kW 50Nm, 26 A, 406V; 2650rpm, 13kW 47Nm, 24A, 460 V forced ventilation; A76: 2 additional temperature sensors Pt100 V04: Hardened shaft extension A12: PTC thermistor for warning and shutdown W92: Fan decoupled and mounted Q1B: Special connection system Terminal box; dimension drawing 510.21810.01; X23: Paint finish RAL 5005(signal blue) Motor customer-spec. Analog SMR-09-2011 | - | 0 | 7
1PH8107-1CF02-3LZ1-Z | Q1EQ51 | 1PH8107-1CF02-3LZ1-ZQ1EQ51 | 1 | UN | 1 | 20 | D | D | N | N | 85015230 | 1 |  | 75.5 | KG | 6010.5 | 6010.5 | MC05 | MC05 | SIMOTICS M Compact induction motor 1500rpm, 9.0kW 57Nm, 23.5A, 330V 1750rpm, 10.0kW 55Nm, 22A, 380 V 2000rpm, 11 kW 53Nm, 21.5A, 428V forced ventilation; direction of air flow DE--> NDE; Degree of protection IP55 Motor customer-spec. Quotation number SMR-36-2013 Q1E: Special connection with connector Q51: Special finishing NDE enclosure | - | 0 | 0
1PH8107-1CS02-3LC1-Z | Y67 | 1PH8107-1CS02-3LC1-ZY67 | 1 | UN | 1 | 20 | D | D | N | N | 85015230 | 1 |  | 75.5 | KG | 5957.72 | 5957.72 | MC05 | MC05 | SIMOTICS M Compact induction motor Y2000RPM, 11 kW 53Nm, 26.7A, 368V D5000RPM, 11 kW 21Nm, 28A, 410V Y1500RPM, 8.5kW 54Nm, 27A, 275V forced ventilation; direction of air flow DE--> NDE; Motor customer-spec. Quotation number SMR-109-2013 Y67: Flange finishing OE | - | 0 | 0
1PH8107-1CS02-3LZ1-Z | Q1FQ51 | 1PH8107-1CS02-3LZ1-ZQ1FQ51 | 1 | UN | 1 | 20 | D | D | N | N | 85015230 | 1 |  | 75.5 | KG | 5653.18 | 5653.18 | MC05 | MC05 | SIMOTICS M Compact induction motor Y2000RPM, 11kW, 53Nm, 26.7A 368V; D5000RPM, 11kW, 21Nm 28A, 410V; Y1500RPM, 8.5kW 54Nm, 27A, 275V; forced ven- tilation; direction of air flow DE--> NDE; Degree of protection IP55; Incremental enc. SIN/COS 1VPP; 256 S/R without C and D track; (encoder IN256S/R) Type: GEL2444K; Type of construction IM B5 (IM V1, IM V3) Smooth hollow shaft Bearing version: Performance Vibration severity: Special/B; Shaft and flange pre- cision: Special; terminal box (top) Customer-specific motor acc. to SMR-91-2014 Q1F: Special connection system Terminal box rotated by 180Â°(*) | - | 0 | 7
1PH8107-1CS02-3MZ1-Z | Q1HY64Y84 | 1PH8107-1CS02-3MZ1-ZQ1HY64Y84 | 1 | UN | 1 | 20 | D | D | N | N | 85015230 | 1 |  | 75 | KG | 5961.08 | 5961.08 | MC05 | MC05 | SIMOTICS M Compact induction motor Y2000RPM, 11kW, 53Nm, 26.7A, 368V D5000RPM, 11kW, 21Nm, 28A, 410V Forced ventilation Incremental encoder sin/cos 1 Vpp Smooth hollow shaft; Bearing version: High Performance; Terminal box (top) cable entry on the right Signal connection DE Q1H: Special connection system Terminal box of AH80 with special cover Y64: Prepared for Rotating distributor with flange dimension Y84: Customer specifications on rating plate Motor customer-spec. SMR-113-2014 | - | 0 | 0
1PH8107-1CS02-3MZ1-Z | Q2CY64Y84 | 1PH8107-1CS02-3MZ1-ZQ2CY64Y84 | 1 | UN | 1 | 20 | D | D | N | N | 85015230 | 1 |  | 75.5 | KG | 6009.26 | 6009.26 | MC05 | MC05 | SIMOTICS M Compact induction motor Y2000RPM, 11kW, 53Nm, 26.7A, 368V D5000RPM, 11kW, 21Nm, 28A, 410V forced ventilation; direction of air flow DE--> NDE; Degree of protection IP55 Incremental encoder sin/cos 1 Vpp Smooth hollow shaft; Bearing version: High Performance; S terminal box (top) Q2C: Terminal box rotated by 180Â° cable outlet left Signal cable NDE face-end Y64: Prepared for rotary distributor with flange dimension 114H6 Y84: Customer specifications on rating plate customer-spec. Motor SMR-36-2015 | - | 0 | 0
1PH8107-1CZ22-3MC1-Z | K4CQ51V07Y66 | 1PH8107-1CZ22-3MC1-ZK4CQ51V07Y66 | 1 | UN | 1 | 35 | X | D | N | N | 85015230 | 1 |  | 85.5 | KG | 6879.91 | 6879.91 | MC05 | MC05 | SIMOTICS M Compact induction motor 4000rpm, 14.5 kW, 35 Nm, 30 A water cooling Degree of protection IP65 Motor customer-spec. Offer No.: SMR-99-2013 K4C: Customer-specific winding V07: Abnormal shaft extension Y66: Flange finishing NDE Q51: Special design (IMB5 with two milled-off lifting eyes) | - | 0 | 7
1PH8107-1CZ22-3MC1-Z | K4CQ51V14Y66 | 1PH8107-1CZ22-3MC1-ZK4CQ51V14Y66 | 1 | UN | 1 | 35 | X | D | N | N | 85015230 | 1 |  | 85.5 | KG | 6903.5 | 6903.5 | MC05 | MC05 | SIMOTICS M Compact induction motor 4000rpm, 14.5 kW, 35 Nm, 30 A water cooling Degree of protection IP65 Motor customer-spec. Offer No.: SMR-21-2014 K4C: Customer-specific winding V14: Abnormal shaft extension Y66: Flange finishing NDE Q51: Special design | - | 0 | 7
1PH8107-1CZ24-3MC1-Z | K4CQ51 | 1PH8107-1CZ24-3MC1-ZK4CQ51 | 1 | UN | 1 | 35 | X | D | N | N | 85015230 | 1 |  | 85 | KG | 6487.56 | 6487.56 | MC05 | MC05 | SIMOTICS M Compact induction motor Y1300RPM, 11.5 kW, 84 Nm, 29.0 A D4000RPM: 14.5 kW, 35 Nm, 30.0 A water cooling Degree of protection IP65 Design IM B14 with M12 thread in flange K4C: Customer-specific winding Q51: Special finishing NDE enclosure customer-specific motor analog SMR-21-2014 | - | 0 | 0
1PH8107-1CZ24-3MC1-Z | K4CQ51V14Y66 | 1PH8107-1CZ24-3MC1-ZK4CQ51V14Y66 | 1 | UN | 1 | 35 | X | D | N | N | 85015230 | 1 |  | 85.5 | KG | 6906.62 | 6906.62 | MC05 | MC05 | SIMOTICS M Compact induction motor Y1300RPM, 11.5 kW, 84 Nm, 29.0 A D4000RPM: 14.5 kW, 35 Nm, 30.0 A water cooling Degree of protection IP65 Design IM B14 with M12 thread in flange K4C: Customer-specific winding Q51: Special finishing NDE enclosure V14: Abnormal shaft extension Y66: Flange finishing NDE Motor customer-spec. according to SMR-21-2014 | - | 0 | 7
1PH8107-1DB00-0CA1 |  | 1PH8107-1DB00-0CA1 | 1 | UN | 1 | 20 | D | D | N | N | 85015230 | 1 |  | 73 | KG | 3617.61 | 3617.61 | MC05 | MC05 | SIMOTICS M Compact induction motor 400rpm, 2.5kW, 60Nm, 8.8A, 290V 500rpm, 3.2kW, 61Nm, 8.8A, 345V 600rpm, 3.8kW, 60Nm, 8.8A, 406V forced ventilation; direction of air flow DE--> NDE; Degree of protection IP55 Incremental encoder 22-bit with commutation position (encoder IC22DQ) with DRIVE-CLiQ interface DESIGN IM B3 (IM V5, IM V6) PLAIN SHAFT WITHOUT FITTED KEY; BEARING: STANDARD WITH FIXED BEARING, VIBRATION SEVERITY GRADE: S/A, SHAFT AND FLANGE ACCURACY: R TERMINAL BOX (ABOVE) CABLE ENTRY ON THE RIGHT SIGNAL CONNECTION D-END | - | 0 | 0
1PH8107-1DD00-0BA1 |  | 1PH8107-1DD00-0BA1 | 1 | UN | 1 | 20 | D | D | N | N | 85015230 | 1 |  | 73 | KG | 3487.59 | 3487.59 | MC05 | MC05 | SIMOTICS M Compact induction motor 1000rpm, 6.3kW 60Nm, 17.5A, 307V 1150rpm, 7.2kW 60Nm, 17.5A, 348V 1350rpm, 8.0kW 57Nm, 17A, 400 V forced ventilation; direction of air flow DE--> NDE; Degree of protection IP55 Incremental encoder 22-bit with commutation position (encoder IC22DQ) with DRIVE-CLiQ interface DESIGN IM B3 (IM V5, IM V6) PLAIN SHAFT WITHOUT FITTED KEY; BEARING: STANDARD WITH FIXED BEARING, VIBRATION SEVERITY GRADE: R/A, SHAFT AND FLANGE ACCURACY: R TERMINAL BOX (ABOVE) CABLE ENTRY ON THE RIGHT SIGNAL CONNECTION D-END | - | 0 | 0
1PH8107-1DD00-2BA1 |  | 1PH8107-1DD00-2BA1 | 1 | UN | 1 | 20 | D | D | N | N | 85015230 | 1 |  | 73 | KG | 3487.59 | 3487.59 | MC05 | MC05 | SIMOTICS M Compact induction motor 1000rpm, 6.3kW 60Nm, 17.5A, 307V 1150rpm, 7.2kW 60Nm, 17.5A, 348V 1350rpm, 8.0kW 57Nm, 17A, 400 V forced ventilation; direction of air flow DE--> NDE; Degree of protection IP55 Incremental encoder 22-bit with commutation position (encoder IC22DQ) with DRIVE-CLiQ interface DESIGN IM B3 (IM V5, IM V6) SHAFT WITH FITTED KEY HALF-KEY BALANCING BEARING: STANDARD WITH FIXED BEARING, VIBRATION SEVERITY GRADE: R/A, SHAFT AND FLANGE ACCURACY: R TERMINAL BOX (ABOVE) CABLE ENTRY ON THE RIGHT SIGNAL CONNECTION D-END | - | 0 | 0
1PH8107-1DD02-0CE1-Z | P80 | 1PH8107-1DD02-0CE1-ZP80 | 1 | UN | 1 | 20 | D | D | N | N | 85015230 | 1 |  | 73 | KG | 3747.66 | 3747.66 | MC05 | MC05 | SIMOTICS M Compact induction motor 1000rpm, 6.3kW, 60Nm, 17.5A 307V; 1150rpm, 7.2kW, 60Nm 17.5A, 348V; 1350rpm, 8.0kW 57Nm, 17A, 400 V forced ventilation; direction of air flow DE-> NDE; Degree of protection IP55 Incremental encoder 22-bit with commutation position Type of construction IM B5 (IMV 1, IM V3) Smooth shaft without feather key; Bearing version: Standard with fixed bearing, Vibration severity: S/A Shaft and flange precision: R Power connector top Cable entry on the right Signal connection DE P80: Customer-spec. packaging Customer-specific motor GROB | - | 0 | 7
1PH8107-1DD03-1HC1-Z | K24 | 1PH8107-1DD03-1HC1-ZK24 | 1 | UN | 1 | 20 | D | D | N | N | 85015230 | 1 |  | 73 | KG | 3803.43 | 3803.43 | MC05 | MC05 | SIMOTICS M Compact induction motor 1000rpm, 6.3kW 60Nm, 17.5A, 307V 1150rpm, 7.2kW 60Nm, 17.5A, 348V 1350rpm, 8.0kW 57Nm, 17A, 400 V forced ventilation; direction of air flow DE--> NDE; Degree of protection IP55 Incremental encoder 22-bit with commutation position (encoder IC22DQ) with DRIVE-CLiQ interface Design IM B35 (IM V15, (IM V35) SHAFT WITH FITTED KEY FULL-KEY BALANCING BEARING: STANDARD, VIBRATION SEVERITY GRADE: S/A, SHAFT AND FLANGE ACCURACY: R TERMINAL BOX (ABOVE) CABLE ENTRY ON THE ND-END SIGNAL CONNECTION LEFT K24: PRIMING (PALE GREEN) | - | 0 | 0
1PH8107-1DD10-1BA1 |  | 1PH8107-1DD10-1BA1 | 1 | UN | 1 | 20 | D | D | N | N | 85015230 | 1 |  | 73 | KG | 3487.59 | 3487.59 | MC05 | MC05 | SIMOTICS M Compact induction motor 1000rpm, 6.3kW 60Nm, 17.5A, 307V 1150rpm, 7.2kW 60Nm, 17.5A, 348V 1350rpm, 8kW 57Nm, 17A, 400 V forced ventilation; direction of air flow NDE--> DE; Degree of protection IP55 Incremental encoder 22-bit with commutation position (encoder IC22DQ) with DRIVE-CLiQ interface DESIGN IM B3 (IM V5, IM V6) SHAFT WITH FITTED KEY FULL-KEY BALANCING BEARING: STANDARD WITH FIXED BEARING, VIBRATION SEVERITY GRADE: R/A, SHAFT AND FLANGE ACCURACY: R TERMINAL BOX (ABOVE) CABLE ENTRY ON THE RIGHT SIGNAL CONNECTION D-END | - | 0 | 0
1PH8107-1DD12-2LC1 |  | 1PH8107-1DD12-2LC1 | 1 | UN | 1 | 20 | D | D | N | N | 85015230 | 1 |  | 73 | KG | 3959.37 | 3959.37 | MC05 | MC05 | SIMOTICS M Compact induction motor 1000rpm, 6.3kW 60Nm, 17.5A, 307V 1150rpm, 7.2kW 60Nm, 17.5A, 348V 1350rpm, 8kW 57Nm, 17A, 400 V forced ventilation; direction of air flow NDE--> DE; Degree of protection IP55 Incremental encoder 22-bit with commutation position (encoder IC22DQ) with DRIVE-CLiQ interface DESIGN IM B5 (IMV 1,IM V3) SHAFT WITH FITTED KEY HALF-KEY BALANCING BEARING: PERFORMANCE, VIBRATION SEVERITY GRADE SPECIAL/B; SHAFT A. FLANGE ACCURACY GR. SPECIAL TERMINAL BOX (ABOVE) CABLE ENTRY ON THE ND-END SIGNAL CONNECTION LEFT | - | 0 | 0
1PH8107-1DF00-0CC1 |  | 1PH8107-1DF00-0CC1 | 1 | UN | 1 | 20 | D | D | N | N | 85015230 | 1 |  | 73 | KG | 3617.61 | 3617.61 | MC05 | MC05 | SIMOTICS M Compact induction motor 1500rpm, 9.0kW 57Nm, 23.5A, 330V 1750rpm, 10.0kW 55Nm, 22A, 380 V 2000rpm, 11 kW 53Nm, 21.5A, 428V forced ventilation; direction of air flow DE--> NDE; Degree of protection IP55 Incremental encoder 22-bit with commutation position (encoder IC22DQ) with DRIVE-CLiQ interface DESIGN IM B3 (IM V5, IM V6) PLAIN SHAFT WITHOUT FITTED KEY; BEARING: STANDARD WITH FIXED BEARING, VIBRATION SEVERITY GRADE: S/A, SHAFT AND FLANGE ACCURACY: R TERMINAL BOX (ABOVE) CABLE ENTRY ON THE ND-END SIGNAL CONNECTION LEFT | - | 0 | 0
1PH8107-1DF00-0LA1 |  | 1PH8107-1DF00-0LA1 | 1 | UN | 1 | 20 | D | D | N | N | 85015230 | 1 |  | 73 | KG | 3829.32 | 3829.32 | MC05 | MC05 | SIMOTICS M Compact induction motor 1500rpm, 9.0kW 57Nm, 23.5A, 330V 1750rpm, 10.0kW 55Nm, 22A, 380 V 2000rpm, 11 kW 53Nm, 21.5A, 428V forced ventilation; direction of air flow DE--> NDE; Degree of protection IP55 Incremental encoder 22-bit with commutation position (encoder IC22DQ) with DRIVE-CLiQ interface DESIGN IM B3 (IM V5, IM V6) PLAIN SHAFT WITHOUT FITTED KEY; BEARING: PERFORMANCE, VIBRATION SEVERITY GRADE SPECIAL/B; SHAFT A. FLANGE ACCURACY GR. SPECIAL TERMINAL BOX (ABOVE) CABLE ENTRY ON THE RIGHT SIGNAL CONNECTION D-END | - | 0 | 0
1PH8107-1DF00-1BG1 |  | 1PH8107-1DF00-1BG1 | 1 | UN | 1 | 20 | D | D | N | N | 85015230 | 1 |  | 73 | KG | 3487.59 | 3487.59 | MC05 | MC05 | SIMOTICS M Compact induction motor 1500rpm, 9.0kW 57Nm, 23.5A, 330V 1750rpm, 10.0kW 55Nm, 22A, 380 V 2000rpm, 11 kW 53Nm, 21.5A, 428V forced ventilation; direction of air flow DE--> NDE; Degree of protection IP55 Incremental encoder 22-bit with commutation position (encoder IC22DQ) with DRIVE-CLiQ interface DESIGN IM B3 (IM V5, IM V6) SHAFT WITH FITTED KEY FULL-KEY BALANCING BEARING: STANDARD WITH FIXED BEARING, VIBRATION SEVERITY GRADE: R/A, SHAFT AND FLANGE ACCURACY: R POWER CONNECTOR (ABOVE) CABLE ENTRY ON THE ND-END SIGNAL CONNECTION LEFT | - | 0 | 0
1PH8107-1DF00-2BA1 |  | 1PH8107-1DF00-2BA1 | 1 | UN | 1 | 20 | D | D | N | N | 85015230 | 1 |  | 73 | KG | 3487.59 | 3487.59 | MC05 | MC05 | SIMOTICS M Compact induction motor 1500rpm, 9.0kW 57Nm, 23.5A, 330V 1750rpm, 10.0kW 55Nm, 22A, 380 V 2000rpm, 11 kW 53Nm, 21.5A, 428V forced ventilation; direction of air flow DE--> NDE; Degree of protection IP55 Incremental encoder 22-bit with commutation position (encoder IC22DQ) with DRIVE-CLiQ interface DESIGN IM B3 (IM V5, IM V6) SHAFT WITH FITTED KEY HALF-KEY BALANCING BEARING: STANDARD WITH FIXED BEARING, VIBRATION SEVERITY GRADE: R/A, SHAFT AND FLANGE ACCURACY: R TERMINAL BOX (ABOVE) CABLE ENTRY ON THE RIGHT SIGNAL CONNECTION D-END | - | 0 | 0
1PH8107-1DF02-0CE1 |  | 1PH8107-1DF02-0CE1 | 1 | UN | 1 | 20 | D | D | N | N | 85015230 | 1 |  | 73 | KG | 3747.66 | 3747.66 | MC05 | MC05 | SIMOTICS M Compact induction motor 1500rpm, 9.0kW 57Nm, 23.5A, 330V 1750rpm, 10.0kW 55Nm, 22A, 380 V 2000rpm, 11 kW 53Nm, 21.5A, 428V forced ventilation; direction of air flow DE--> NDE; Degree of protection IP55 Incremental encoder 22-bit with commutation position (encoder IC22DQ) with DRIVE-CLiQ interface DESIGN IM B5 (IMV 1,IM V3) PLAIN SHAFT WITHOUT FITTED KEY; BEARING: STANDARD WITH FIXED BEARING, VIBRATION SEVERITY GRADE: S/A, SHAFT AND FLANGE ACCURACY: R POWER CONNECTOR (ABOVE) CABLE ENTRY ON THE RIGHT SIGNAL CONNECTION D-END | - | 0 | 0
1PH8107-1DF02-1HA1 |  | 1PH8107-1DF02-1HA1 | 1 | UN | 1 | 20 | D | D | N | N | 85015230 | 1 |  | 73 | KG | 3557.78 | 3557.78 | MC05 | MC05 | SIMOTICS M Compact induction motor 1500rpm, 9.0kW 57Nm, 23.5A, 330V 1750rpm, 10.0kW 55Nm, 22A, 380 V 2000rpm, 11 kW 53Nm, 21.5A, 428V forced ventilation; direction of air flow DE--> NDE; Degree of protection IP55 Incremental encoder 22-bit with commutation position (encoder IC22DQ) with DRIVE-CLiQ interface DESIGN IM B5 (IMV 1,IM V3) SHAFT WITH FITTED KEY FULL-KEY BALANCING BEARING: STANDARD, VIBRATION SEVERITY GRADE: S/A, SHAFT AND FLANGE ACCURACY: R TERMINAL BOX (ABOVE) CABLE ENTRY ON THE RIGHT SIGNAL CONNECTION D-END | - | 0 | 0
1PH8107-1DF02-2BA1 |  | 1PH8107-1DF02-2BA1 | 1 | UN | 1 | 20 | D | D | N | N | 85015230 | 1 |  | 73 | KG | 3617.64 | 3617.64 | MC05 | MC05 | SIMOTICS M Compact induction motor 1500rpm, 9.0kW 57Nm, 23.5A, 330V 1750rpm, 10.0kW 55Nm, 22A, 380 V 2000rpm, 11 kW 53Nm, 21.5A, 428V forced ventilation; direction of air flow DE--> NDE; Degree of protection IP55 Incremental encoder 22-bit with commutation position (encoder IC22DQ) with DRIVE-CLiQ interface DESIGN IM B5 (IMV 1,IM V3) SHAFT WITH FITTED KEY HALF-KEY BALANCING BEARING: STANDARD WITH FIXED BEARING, VIBRATION SEVERITY GRADE: R/A, SHAFT AND FLANGE ACCURACY: R TERMINAL BOX (ABOVE) CABLE ENTRY ON THE RIGHT SIGNAL CONNECTION D-END | - | 0 | 0
1PH8107-1DF03-0BG1 |  | 1PH8107-1DF03-0BG1 | 1 | UN | 1 | 20 | D | D | N | N | 85015230 | 1 |  | 73 | KG | 3776.6 | 3776.6 | MC05 | MC05 | SIMOTICS M Compact induction motor 1500rpm, 9.0kW 57Nm, 23.5A, 330V 1750rpm, 10.0kW 55Nm, 22A, 380 V 2000rpm, 11 kW 53Nm, 21.5A, 428V forced ventilation; direction of air flow DE--> NDE; Degree of protection IP55 Incremental encoder 22-bit with commutation position (encoder IC22DQ) with DRIVE-CLiQ interface Design IM B35 (IM V15, (IM V35) PLAIN SHAFT WITHOUT FITTED KEY; BEARING: STANDARD WITH FIXED BEARING, VIBRATION SEVERITY GRADE: R/A, SHAFT AND FLANGE ACCURACY: R POWER CONNECTOR (ABOVE) CABLE ENTRY ON THE ND-END SIGNAL CONNECTION LEFT | - | 0 | 0
1PH8107-1DF10-1BA1 |  | 1PH8107-1DF10-1BA1 | 1 | UN | 1 | 20 | D | D | N | N | 85015230 | 1 |  | 73 | KG | 3487.59 | 3487.59 | MC05 | MC05 | SIMOTICS M Compact induction motor 1500rpm, 9kW 57Nm, 23.5A, 330V 1750rpm, 10 kW 55Nm, 22A, 380 V 2000rpm, 11 kW 53Nm, 21.5A, 428V forced ventilation; direction of air flow NDE--> DE; Degree of protection IP55 Incremental encoder 22-bit with commutation position (encoder IC22DQ) with DRIVE-CLiQ interface DESIGN IM B3 (IM V5, IM V6) SHAFT WITH FITTED KEY FULL-KEY BALANCING BEARING: STANDARD WITH FIXED BEARING, VIBRATION SEVERITY GRADE: R/A, SHAFT AND FLANGE ACCURACY: R TERMINAL BOX (ABOVE) CABLE ENTRY ON THE RIGHT SIGNAL CONNECTION D-END | - | 0 | 0
1PH8107-1DF12-1BE1 |  | 1PH8107-1DF12-1BE1 | 1 | UN | 1 | 20 | D | D | N | N | 85015230 | 1 |  | 73 | KG | 3617.64 | 3617.64 | MC05 | MC05 | SIMOTICS M Compact induction motor 1500rpm, 9kW 57Nm, 23.5A, 330V 1750rpm, 10 kW 55Nm, 22A, 380 V 2000rpm, 11 kW 53Nm, 21.5A, 428V forced ventilation; direction of air flow NDE--> DE; Degree of protection IP55 Incremental encoder 22-bit with commutation position (encoder IC22DQ) with DRIVE-CLiQ interface DESIGN IM B5 (IMV 1,IM V3) SHAFT WITH FITTED KEY FULL-KEY BALANCING BEARING: STANDARD WITH FIXED BEARING, VIBRATION SEVERITY GRADE: R/A, SHAFT AND FLANGE ACCURACY: R POWER CONNECTOR (ABOVE) CABLE ENTRY ON THE RIGHT SIGNAL CONNECTION D-END | - | 0 | 0
1PH8107-1DF22-1BC1 |  | 1PH8107-1DF22-1BC1 | 1 | UN | 1 | 35 | X | D | N | N | 85015230 | 1 |  | 83 | KG | 4105.79 | 4105.79 | MC05 | MC05 | SIMOTICS M Compact induction motor 1500rpm, 14kW 89Nm, 43.4A, 277V 1750rpm, 15.5kW 85Nm, 42A, 314V 2000rpm, 18kW 86Nm, 42.6A, 363V water cooling Degree of protection IP65 Incremental encoder 22-bit with commutation position (encoder IC22DQ) with DRIVE-CLiQ interface DESIGN IM B5 (IMV 1,IM V3) SHAFT WITH FITTED KEY FULL-KEY BALANCING BEARING: STANDARD WITH FIXED BEARING, VIBRATION SEVERITY GRADE: R/A, SHAFT AND FLANGE ACCURACY: R TERMINAL BOX (ABOVE) CABLE ENTRY ON THE ND-END SIGNAL CONNECTION LEFT | - | 0 | 0
1PH8107-1DG03-0GG1 |  | 1PH8107-1DG03-0GG1 | 1 | UN | 1 | 20 | D | D | N | N | 85015230 | 1 |  | 73 | KG | 3586.69 | 3586.69 | MC05 | MC05 | SIMOTICS M Compact induction motor 2000rpm, 10.5kW 50Nm, 26 A, 355V 2300rpm, 12kW 50Nm, 26 A, 406V 2650rpm, 13kW 47Nm, 24A, 460 V forced ventilation; direction of air flow DE--> NDE; Degree of protection IP55 Incremental encoder 22-bit with commutation position (encoder IC22DQ) with DRIVE-CLiQ interface Design IM B35 (IM V15, (IM V35) PLAIN SHAFT WITHOUT FITTED KEY; BEARING: STANDARD, VIBRATION SEVERITY GRADE: R/A, SHAFT AND FLANGE ACCURACY: R POWER CONNECTOR (ABOVE) CABLE ENTRY ON THE ND-END SIGNAL CONNECTION LEFT | - | 0 | 0
1PH8107-1DS03-0BA1 |  | 1PH8107-1DS03-0BA1 | 1 | UN | 1 | 20 | D | D | N | N | 85015230 | 1 |  | 73 | KG | 3776.6 | 3776.6 | MC05 | MC05 | SIMOTICS M Compact induction motor Y2000RPM, 11 kW 53Nm, 26.7A, 368V D5000RPM, 11 kW 21Nm, 28A, 410V Y1500RPM, 8.5kW 54Nm, 27A, 275V forced ventilation; direction of air flow DE--> NDE; Degree of protection IP55 Incremental encoder 22-bit with commutation position (encoder IC22DQ) with DRIVE-CLiQ interface Design IM B35 (IM V15, (IM V35) PLAIN SHAFT WITHOUT FITTED KEY; BEARING: STANDARD WITH FIXED BEARING, VIBRATION SEVERITY GRADE: R/A, SHAFT AND FLANGE ACCURACY: R TERMINAL BOX (ABOVE) CABLE ENTRY ON THE RIGHT SIGNAL CONNECTION D-END | - | 0 | 0
1PH8107-1EF23-0CA1-Z | K18 | 1PH8107-1EF23-0CA1-ZK18 | 1 | UN | 1 | 35 | X | D | N | N | 85015230 | 1 |  | 83 | KG | 4736.48 | 4736.48 | MC05 | MC05 | SIMOTICS M Compact induction motor 1500rpm, 14kW 89Nm, 43.4A, 277V 1750rpm, 15.5kW 85Nm, 42A, 314V 2000rpm, 18kW 86Nm, 42.6A, 363V water cooling Degree of protection IP65 ABSOLUTE ENCODER ENDAT 2048 S/R (ENCODER AM2048S/R) with TEMPERAT. SENSOR KTY84-130 Design IM B35 (IM V15, (IM V35) PLAIN SHAFT WITHOUT FITTED KEY; BEARING: STANDARD WITH FIXED BEARING, VIBRATION SEVERITY GRADE: S/A, SHAFT AND FLANGE ACCURACY: R TERMINAL BOX (ABOVE) CABLE ENTRY ON THE RIGHT SIGNAL CONNECTION D-END K18: RADIAL SHAFT SEAL RING DRIVE END | - | 0 | 0
1PH8107-1ES12-0GC2 |  | 1PH8107-1ES12-0GC2 | 1 | UN | 1 | 20 | D | D | N | N | 85015230 | 1 |  | 73 | KG | 3572.22 | 3572.22 | MC05 | MC05 | SIMOTICS M Compact asynchronous motor Y2000 rpm, 11 kW, 53 Nm, 26.7 A, 368 V D5000 rpm, 11 kW, 21 Nm, 28 A, 410 V Y1500 rpm, 8.5 kW, 54 Nm, 27 A, 275 V Forced ventilation; Direction of air flow NDE --> DE; Degree of protection IP55 ABSOLUTE ENCODER ENDAT 2048 S/R (ENCODER AM2048S/R) with TEMPERATURE SENSOR PT1000 DESIGN IM B5 (IMV 1,IM V3) PLAIN SHAFT WITHOUT FITTED KEY; BEARING: STANDARD, VIBRATION SEVERITY GRADE: R/A, SHAFT AND FLANGE ACCURACY: R TERMINAL BOX (ABOVE) CABLE ENTRY ON THE ND-END SIGNAL CONNECTION LEFT | - | 0 | 0
1PH8107-1FD03-1QG1 |  | 1PH8107-1FD03-1QG1 | 1 | UN | 1 | 20 | D | D | N | N | 85015230 | 1 |  | 73 | KG | 4618.39 | 4618.39 | MC05 | MC05 | SIMOTICS M Compact induction motor 1000rpm, 6.3kW 60Nm, 17.5A, 307V 1150rpm, 7.2kW 60Nm, 17.5A, 348V 1350rpm, 8.0kW 57Nm, 17A, 400 V forced ventilation; direction of air flow DE--> NDE; Degree of protection IP55 Absolute encoder 22-bit Single-turn and 12-bit multi-turn (encoder AM22DQ) with DRIVE-CLiQ interface Design IM B35 (IM V15, (IM V35) SHAFT WITH FITTED KEY FULL-KEY BALANCING BEARING: ADVANCED LIFETIME VIBRATION SEVERITY S/A SHAFT A. FLANGE ACCURACY GR. R POWER CONNECTOR (ABOVE) CABLE ENTRY ON THE ND-END SIGNAL CONNECTION LEFT | - | 0 | 0
1PH8107-1FD12-0BA1 |  | 1PH8107-1FD12-0BA1 | 1 | UN | 1 | 20 | D | D | N | N | 85015230 | 1 |  | 73 | KG | 4224.54 | 4224.54 | MC05 | MC05 | SIMOTICS M Compact induction motor 1000rpm, 6.3kW 60Nm, 17.5A, 307V 1150rpm, 7.2kW 60Nm, 17.5A, 348V 1350rpm, 8kW 57Nm, 17A, 400 V forced ventilation; direction of air flow NDE--> DE; Degree of protection IP55 Absolute encoder 22-bit Single-turn and 12-bit multi-turn (encoder AM22DQ) with DRIVE-CLiQ interface DESIGN IM B5 (IMV 1,IM V3) PLAIN SHAFT WITHOUT FITTED KEY; BEARING: STANDARD WITH FIXED BEARING, VIBRATION SEVERITY GRADE: R/A, SHAFT AND FLANGE ACCURACY: R TERMINAL BOX (ABOVE) CABLE ENTRY ON THE RIGHT SIGNAL CONNECTION D-END | - | 0 | 0
1PH8107-1FD12-0BB1 |  | 1PH8107-1FD12-0BB1 | 1 | UN | 1 | 20 | D | D | N | N | 85015230 | 1 |  | 73 | KG | 4224.54 | 4224.54 | MC05 | MC05 | SIMOTICS M Compact induction motor 1000rpm, 6.3kW 60Nm, 17.5A, 307V 1150rpm, 7.2kW 60Nm, 17.5A, 348V 1350rpm, 8kW 57Nm, 17A, 400 V forced ventilation; direction of air flow NDE--> DE; Degree of protection IP55 Absolute encoder 22-bit Single-turn and 12-bit multi-turn (encoder AM22DQ) with DRIVE-CLiQ interface DESIGN IM B5 (IMV 1,IM V3) PLAIN SHAFT WITHOUT FITTED KEY; BEARING: STANDARD WITH FIXED BEARING, VIBRATION SEVERITY GRADE: R/A, SHAFT AND FLANGE ACCURACY: R TERMINAL BOX (ABOVE) CABLE ENTRY ON THE LEFT SIGNAL CONNECTION D-END | - | 0 | 0
1PH8107-1FD12-1BB1 |  | 1PH8107-1FD12-1BB1 | 1 | UN | 1 | 20 | D | D | N | N | 85015230 | 1 |  | 73 | KG | 4224.54 | 4224.54 | MC05 | MC05 | SIMOTICS M Compact induction motor 1000rpm, 6.3kW 60Nm, 17.5A, 307V 1150rpm, 7.2kW 60Nm, 17.5A, 348V 1350rpm, 8kW 57Nm, 17A, 400 V forced ventilation; direction of air flow NDE--> DE; Degree of protection IP55 Absolute encoder 22-bit Single-turn and 12-bit multi-turn (encoder AM22DQ) with DRIVE-CLiQ interface DESIGN IM B5 (IMV 1,IM V3) SHAFT WITH FITTED KEY FULL-KEY BALANCING BEARING: STANDARD WITH FIXED BEARING, VIBRATION SEVERITY GRADE: R/A, SHAFT AND FLANGE ACCURACY: R TERMINAL BOX (ABOVE) CABLE ENTRY ON THE LEFT SIGNAL CONNECTION D-END | - | 0 | 0
1PH8107-1FF02-0BB1 |  | 1PH8107-1FF02-0BB1 | 1 | UN | 1 | 20 | D | D | N | N | 85015230 | 1 |  | 73 | KG | 4224.54 | 4224.54 | MC05 | MC05 | SIMOTICS M Compact induction motor 1500rpm, 9.0kW 57Nm, 23.5A, 330V 1750rpm, 10.0kW 55Nm, 22A, 380 V 2000rpm, 11 kW 53Nm, 21.5A, 428V forced ventilation; direction of air flow DE--> NDE; Degree of protection IP55 Absolute encoder 22-bit Single-turn and 12-bit multi-turn (encoder AM22DQ) with DRIVE-CLiQ interface DESIGN IM B5 (IMV 1,IM V3) PLAIN SHAFT WITHOUT FITTED KEY; BEARING: STANDARD WITH FIXED BEARING, VIBRATION SEVERITY GRADE: R/A, SHAFT AND FLANGE ACCURACY: R TERMINAL BOX (ABOVE) CABLE ENTRY ON THE LEFT SIGNAL CONNECTION D-END | - | 0 | 0
1PH8107-1FF10-1BA1 |  | 1PH8107-1FF10-1BA1 | 1 | UN | 1 | 20 | D | D | N | N | 85015230 | 1 |  | 73 | KG | 4094.49 | 4094.49 | MC05 | MC05 | SIMOTICS M Compact induction motor 1500rpm, 9kW 57Nm, 23.5A, 330V 1750rpm, 10 kW 55Nm, 22A, 380 V 2000rpm, 11 kW 53Nm, 21.5A, 428V forced ventilation; direction of air flow NDE--> DE; Degree of protection IP55 Absolute encoder 22-bit Single-turn and 12-bit multi-turn (encoder AM22DQ) with DRIVE-CLiQ interface DESIGN IM B3 (IM V5, IM V6) SHAFT WITH FITTED KEY FULL-KEY BALANCING BEARING: STANDARD WITH FIXED BEARING, VIBRATION SEVERITY GRADE: R/A, SHAFT AND FLANGE ACCURACY: R TERMINAL BOX (ABOVE) CABLE ENTRY ON THE RIGHT SIGNAL CONNECTION D-END | - | 0 | 0
1PH8107-1FF12-1BB1 |  | 1PH8107-1FF12-1BB1 | 1 | UN | 1 | 20 | D | D | N | N | 85015230 | 1 |  | 73 | KG | 4224.54 | 4224.54 | MC05 | MC05 | SIMOTICS M Compact induction motor 1500rpm, 9kW 57Nm, 23.5A, 330V 1750rpm, 10 kW 55Nm, 22A, 380 V 2000rpm, 11 kW 53Nm, 21.5A, 428V forced ventilation; direction of air flow NDE--> DE; Degree of protection IP55 Absolute encoder 22-bit Single-turn and 12-bit multi-turn (encoder AM22DQ) with DRIVE-CLiQ interface DESIGN IM B5 (IMV 1,IM V3) SHAFT WITH FITTED KEY FULL-KEY BALANCING BEARING: STANDARD WITH FIXED BEARING, VIBRATION SEVERITY GRADE: R/A, SHAFT AND FLANGE ACCURACY: R TERMINAL BOX (ABOVE) CABLE ENTRY ON THE LEFT SIGNAL CONNECTION D-END | - | 0 | 0
1PH8107-1FF22-0CZ1-Z | K18Q1CQ31 | 1PH8107-1FF22-0CZ1-ZK18Q1CQ31 | 1 | UN | 1 | 35 | X | D | N | N | 85015230 | 1 |  | 83 | KG | 5062.31 | 5062.31 | MC05 | MC05 | SIMOTICS M Compact induction motor 1500rpm, 14kW 89Nm, 43.4A, 277V 1750rpm, 15.5kW 85Nm, 42A, 314V 2000rpm, 18kW 86Nm, 42.6A, 363V Water cooling; degree of protection IP65 Motor customer-spec. Offer number SMR-69-2011 Q31: Metal rating plate instead of adhesive label K18: Radial shaft seal DE Q1C: special connection system Terminal box | - | 0 | 7
1PH8107-1FS00-0BA1 |  | 1PH8107-1FS00-0BA1 | 1 | UN | 1 | 20 | D | D | N | N | 85015230 | 1 |  | 73 | KG | 4094.49 | 4094.49 | MC05 | MC05 | SIMOTICS M Compact induction motor Y2000RPM, 11 kW 53Nm, 26.7A, 368V D5000RPM, 11 kW 21Nm, 28A, 410V Y1500RPM, 8.5kW 54Nm, 27A, 275V forced ventilation; direction of air flow DE--> NDE; Degree of protection IP55 Absolute encoder 22-bit Single-turn and 12-bit multi-turn (encoder AM22DQ) with DRIVE-CLiQ interface DESIGN IM B3 (IM V5, IM V6) PLAIN SHAFT WITHOUT FITTED KEY; BEARING: STANDARD WITH FIXED BEARING, VIBRATION SEVERITY GRADE: R/A, SHAFT AND FLANGE ACCURACY: R TERMINAL BOX (ABOVE) CABLE ENTRY ON THE RIGHT SIGNAL CONNECTION D-END | - | 0 | 0
1PH8107-1FZ22-0CZ1-Z | K4BQ1CQ31 | 1PH8107-1FZ22-0CZ1-ZK4BQ1CQ31 | 1 | UN | 1 | 35 | X | D | N | N | 85015230 | 1 |  | 83 | KG | 4942.4 | 4942.4 | MC05 | MC05 | SIMOTICS M Compact induction motor 4200rpm, 27.5kW, 63 Nm, 52.5A Water cooling degree of protection IP65 Motor customer-spec. Offer number SMR-129-2011 Q31: Metal rating plate instead of adhesive label K4B: Customer-specific winding Q1C: special connection system Terminal box | - | 0 | 7
1PH8107-1HD03-2GA1 |  | 1PH8107-1HD03-2GA1 | 1 | UN | 1 | 20 | D | D | N | N | 85015230 | 1 |  | 73 | KG | 2915.2 | 2915.2 | MC05 | MC05 | SIMOTICS M Compact induction motor 1000rpm, 6.3kW 60Nm, 17.5A, 307V 1150rpm, 7.2kW 60Nm, 17.5A, 348V 1350rpm, 8.0kW 57Nm, 17A, 400 V forced ventilation; direction of air flow DE--> NDE; Degree of protection IP55 INCREMENT. ENCODER HTL 1024 S/R (ENCODER HTL1024S/R) with TEMPERAT. SENSOR KTY84-130 Design IM B35 (IM V15, (IM V35) SHAFT WITH FITTED KEY HALF-KEY BALANCING BEARING: STANDARD, VIBRATION SEVERITY GRADE: R/A, SHAFT AND FLANGE ACCURACY: R TERMINAL BOX (ABOVE) CABLE ENTRY ON THE RIGHT SIGNAL CONNECTION D-END | - | 0 | 0
1PH8107-1HD03-2GB1 |  | 1PH8107-1HD03-2GB1 | 1 | UN | 1 | 20 | D | D | N | N | 85015230 | 1 |  | 73 | KG | 2915.2 | 2915.2 | MC05 | MC05 | SIMOTICS M Compact induction motor 1000rpm, 6.3kW 60Nm, 17.5A, 307V 1150rpm, 7.2kW 60Nm, 17.5A, 348V 1350rpm, 8.0kW 57Nm, 17A, 400 V forced ventilation; direction of air flow DE--> NDE; Degree of protection IP55 INCREMENT. ENCODER HTL 1024 S/R (ENCODER HTL1024S/R) with TEMPERAT. SENSOR KTY84-130 Design IM B35 (IM V15, (IM V35) SHAFT WITH FITTED KEY HALF-KEY BALANCING BEARING: STANDARD, VIBRATION SEVERITY GRADE: R/A, SHAFT AND FLANGE ACCURACY: R TERMINAL BOX (ABOVE) CABLE ENTRY ON THE LEFT SIGNAL CONNECTION D-END | - | 0 | 0
1PH8107-1HD03-2GB1-Z | K18K23 | 1PH8107-1HD03-2GB1-ZK18K23 | 1 | UN | 1 | 20 | D | D | N | N | 85015230 | 1 |  | 73 | KG | 3175.3 | 3175.3 | MC05 | MC05 | SIMOTICS M Compact induction motor 1000rpm, 6.3kW 60Nm, 17.5A, 307V 1150rpm, 7.2kW 60Nm, 17.5A, 348V 1350rpm, 8.0kW 57Nm, 17A, 400 V forced ventilation; direction of air flow DE--> NDE; Degree of protection IP55 INCREMENT. ENCODER HTL 1024 S/R (ENCODER HTL1024S/R) with TEMPERAT. SENSOR KTY84-130 Design IM B35 (IM V15, (IM V35) SHAFT WITH FITTED KEY HALF-KEY BALANCING BEARING: STANDARD, VIBRATION SEVERITY GRADE: R/A, SHAFT AND FLANGE ACCURACY: R TERMINAL BOX (ABOVE) CABLE ENTRY ON THE LEFT SIGNAL CONNECTION D-END K18: RADIAL SHAFT SEAL RING DRIVE END K23: SPECIAL PAINTING WORLDWIDE | - | 0 | 0
1PH8107-1HD10-0BA1 |  | 1PH8107-1HD10-0BA1 | 1 | UN | 1 | 20 | D | D | N | N | 85015230 | 1 |  | 73 | KG | 2816.1 | 2816.1 | MC05 | MC05 | SIMOTICS M Compact induction motor 1000rpm, 6.3kW 60Nm, 17.5A, 307V 1150rpm, 7.2kW 60Nm, 17.5A, 348V 1350rpm, 8kW 57Nm, 17A, 400 V forced ventilation; direction of air flow NDE--> DE; Degree of protection IP55 INCREMENT. ENCODER HTL 1024 S/R (ENCODER HTL1024S/R) with TEMPERAT. SENSOR KTY84-130 DESIGN IM B3 (IM V5, IM V6) PLAIN SHAFT WITHOUT FITTED KEY; BEARING: STANDARD WITH FIXED BEARING, VIBRATION SEVERITY GRADE: R/A, SHAFT AND FLANGE ACCURACY: R TERMINAL BOX (ABOVE) CABLE ENTRY ON THE RIGHT SIGNAL CONNECTION D-END | - | 0 | 0
1PH8107-1HD10-0BB1 |  | 1PH8107-1HD10-0BB1 | 1 | UN | 1 | 20 | D | D | N | N | 85015230 | 1 |  | 73 | KG | 2816.1 | 2816.1 | MC05 | MC05 | SIMOTICS M Compact induction motor 1000rpm, 6.3kW 60Nm, 17.5A, 307V 1150rpm, 7.2kW 60Nm, 17.5A, 348V 1350rpm, 8kW 57Nm, 17A, 400 V forced ventilation; direction of air flow NDE--> DE; Degree of protection IP55 INCREMENT. ENCODER HTL 1024 S/R (ENCODER HTL1024S/R) with TEMPERAT. SENSOR KTY84-130 DESIGN IM B3 (IM V5, IM V6) PLAIN SHAFT WITHOUT FITTED KEY; BEARING: STANDARD WITH FIXED BEARING, VIBRATION SEVERITY GRADE: R/A, SHAFT AND FLANGE ACCURACY: R TERMINAL BOX (ABOVE) CABLE ENTRY ON THE LEFT SIGNAL CONNECTION D-END | - | 0 | 0
1PH8107-1HD10-0BC1 |  | 1PH8107-1HD10-0BC1 | 1 | UN | 1 | 20 | D | D | N | N | 85015230 | 1 |  | 73 | KG | 2816.1 | 2816.1 | MC05 | MC05 | SIMOTICS M Compact induction motor 1000rpm, 6.3kW 60Nm, 17.5A, 307V 1150rpm, 7.2kW 60Nm, 17.5A, 348V 1350rpm, 8kW 57Nm, 17A, 400 V forced ventilation; direction of air flow NDE--> DE; Degree of protection IP55 INCREMENT. ENCODER HTL 1024 S/R (ENCODER HTL1024S/R) with TEMPERAT. SENSOR KTY84-130 DESIGN IM B3 (IM V5, IM V6) PLAIN SHAFT WITHOUT FITTED KEY; BEARING: STANDARD WITH FIXED BEARING, VIBRATION SEVERITY GRADE: R/A, SHAFT AND FLANGE ACCURACY: R TERMINAL BOX (ABOVE) CABLE ENTRY ON THE ND-END SIGNAL CONNECTION LEFT | - | 0 | 0
1PH8107-1HD10-0CA1 |  | 1PH8107-1HD10-0CA1 | 1 | UN | 1 | 20 | D | D | N | N | 85015230 | 1 |  | 73 | KG | 2946.12 | 2946.12 | MC05 | MC05 | SIMOTICS M Compact induction motor 1000rpm, 6.3kW 60Nm, 17.5A, 307V 1150rpm, 7.2kW 60Nm, 17.5A, 348V 1350rpm, 8kW 57Nm, 17A, 400 V forced ventilation; direction of air flow NDE--> DE; Degree of protection IP55 INCREMENT. ENCODER HTL 1024 S/R (ENCODER HTL1024S/R) with TEMPERAT. SENSOR KTY84-130 DESIGN IM B3 (IM V5, IM V6) PLAIN SHAFT WITHOUT FITTED KEY; BEARING: STANDARD WITH FIXED BEARING, VIBRATION SEVERITY GRADE: S/A, SHAFT AND FLANGE ACCURACY: R TERMINAL BOX (ABOVE) CABLE ENTRY ON THE RIGHT SIGNAL CONNECTION D-END | - | 0 | 0
1PH8107-1HD10-0CB1 |  | 1PH8107-1HD10-0CB1 | 1 | UN | 1 | 20 | D | D | N | N | 85015230 | 1 |  | 73 | KG | 2946.12 | 2946.12 | MC05 | MC05 | SIMOTICS M Compact induction motor 1000rpm, 6.3kW 60Nm, 17.5A, 307V 1150rpm, 7.2kW 60Nm, 17.5A, 348V 1350rpm, 8kW 57Nm, 17A, 400 V forced ventilation; direction of air flow NDE--> DE; Degree of protection IP55 INCREMENT. ENCODER HTL 1024 S/R (ENCODER HTL1024S/R) with TEMPERAT. SENSOR KTY84-130 DESIGN IM B3 (IM V5, IM V6) PLAIN SHAFT WITHOUT FITTED KEY; BEARING: STANDARD WITH FIXED BEARING, VIBRATION SEVERITY GRADE: S/A, SHAFT AND FLANGE ACCURACY: R TERMINAL BOX (ABOVE) CABLE ENTRY ON THE LEFT SIGNAL CONNECTION D-END | - | 0 | 0
1PH8107-1HD10-0CC1 |  | 1PH8107-1HD10-0CC1 | 1 | UN | 1 | 20 | D | D | N | N | 85015230 | 1 |  | 73 | KG | 2946.12 | 2946.12 | MC05 | MC05 | SIMOTICS M Compact induction motor 1000rpm, 6.3kW 60Nm, 17.5A, 307V 1150rpm, 7.2kW 60Nm, 17.5A, 348V 1350rpm, 8kW 57Nm, 17A, 400 V forced ventilation; direction of air flow NDE--> DE; Degree of protection IP55 INCREMENT. ENCODER HTL 1024 S/R (ENCODER HTL1024S/R) with TEMPERAT. SENSOR KTY84-130 DESIGN IM B3 (IM V5, IM V6) PLAIN SHAFT WITHOUT FITTED KEY; BEARING: STANDARD WITH FIXED BEARING, VIBRATION SEVERITY GRADE: S/A, SHAFT AND FLANGE ACCURACY: R TERMINAL BOX (ABOVE) CABLE ENTRY ON THE ND-END SIGNAL CONNECTION LEFT | - | 0 | 0
1PH8107-1HD10-2BA1 |  | 1PH8107-1HD10-2BA1 | 1 | UN | 1 | 20 | D | D | N | N | 85015230 | 1 |  | 73 | KG | 2816.1 | 2816.1 | MC05 | MC05 | SIMOTICS M Compact induction motor 1000rpm, 6.3kW 60Nm, 17.5A, 307V 1150rpm, 7.2kW 60Nm, 17.5A, 348V 1350rpm, 8kW 57Nm, 17A, 400 V forced ventilation; direction of air flow NDE--> DE; Degree of protection IP55 INCREMENT. ENCODER HTL 1024 S/R (ENCODER HTL1024S/R) with TEMPERAT. SENSOR KTY84-130 DESIGN IM B3 (IM V5, IM V6) SHAFT WITH FITTED KEY HALF-KEY BALANCING BEARING: STANDARD WITH FIXED BEARING, VIBRATION SEVERITY GRADE: R/A, SHAFT AND FLANGE ACCURACY: R TERMINAL BOX (ABOVE) CABLE ENTRY ON THE RIGHT SIGNAL CONNECTION D-END | - | 0 | 0
1PH8107-1HD10-2BB1 |  | 1PH8107-1HD10-2BB1 | 1 | UN | 1 | 20 | D | D | N | N | 85015230 | 1 |  | 73 | KG | 2816.1 | 2816.1 | MC05 | MC05 | SIMOTICS M Compact induction motor 1000rpm, 6.3kW 60Nm, 17.5A, 307V 1150rpm, 7.2kW 60Nm, 17.5A, 348V 1350rpm, 8kW 57Nm, 17A, 400 V forced ventilation; direction of air flow NDE--> DE; Degree of protection IP55 INCREMENT. ENCODER HTL 1024 S/R (ENCODER HTL1024S/R) with TEMPERAT. SENSOR KTY84-130 DESIGN IM B3 (IM V5, IM V6) SHAFT WITH FITTED KEY HALF-KEY BALANCING BEARING: STANDARD WITH FIXED BEARING, VIBRATION SEVERITY GRADE: R/A, SHAFT AND FLANGE ACCURACY: R TERMINAL BOX (ABOVE) CABLE ENTRY ON THE LEFT SIGNAL CONNECTION D-END | - | 0 | 0
1PH8107-1HD10-2BC1 |  | 1PH8107-1HD10-2BC1 | 1 | UN | 1 | 20 | D | D | N | N | 85015230 | 1 |  | 73 | KG | 2816.1 | 2816.1 | MC05 | MC05 | SIMOTICS M Compact induction motor 1000rpm, 6.3kW 60Nm, 17.5A, 307V 1150rpm, 7.2kW 60Nm, 17.5A, 348V 1350rpm, 8kW 57Nm, 17A, 400 V forced ventilation; direction of air flow NDE--> DE; Degree of protection IP55 INCREMENT. ENCODER HTL 1024 S/R (ENCODER HTL1024S/R) with TEMPERAT. SENSOR KTY84-130 DESIGN IM B3 (IM V5, IM V6) SHAFT WITH FITTED KEY HALF-KEY BALANCING BEARING: STANDARD WITH FIXED BEARING, VIBRATION SEVERITY GRADE: R/A, SHAFT AND FLANGE ACCURACY: R TERMINAL BOX (ABOVE) CABLE ENTRY ON THE ND-END SIGNAL CONNECTION LEFT | - | 0 | 0
1PH8107-1HD10-2CA1 |  | 1PH8107-1HD10-2CA1 | 1 | UN | 1 | 20 | D | D | N | N | 85015230 | 1 |  | 73 | KG | 2946.12 | 2946.12 | MC05 | MC05 | SIMOTICS M Compact induction motor 1000rpm, 6.3kW 60Nm, 17.5A, 307V 1150rpm, 7.2kW 60Nm, 17.5A, 348V 1350rpm, 8kW 57Nm, 17A, 400 V forced ventilation; direction of air flow NDE--> DE; Degree of protection IP55 INCREMENT. ENCODER HTL 1024 S/R (ENCODER HTL1024S/R) with TEMPERAT. SENSOR KTY84-130 DESIGN IM B3 (IM V5, IM V6) SHAFT WITH FITTED KEY HALF-KEY BALANCING BEARING: STANDARD WITH FIXED BEARING, VIBRATION SEVERITY GRADE: S/A, SHAFT AND FLANGE ACCURACY: R TERMINAL BOX (ABOVE) CABLE ENTRY ON THE RIGHT SIGNAL CONNECTION D-END | - | 0 | 0
1PH8107-1HD10-2CB1 |  | 1PH8107-1HD10-2CB1 | 1 | UN | 1 | 20 | D | D | N | N | 85015230 | 1 |  | 73 | KG | 2946.12 | 2946.12 | MC05 | MC05 | SIMOTICS M Compact induction motor 1000rpm, 6.3kW 60Nm, 17.5A, 307V 1150rpm, 7.2kW 60Nm, 17.5A, 348V 1350rpm, 8kW 57Nm, 17A, 400 V forced ventilation; direction of air flow NDE--> DE; Degree of protection IP55 INCREMENT. ENCODER HTL 1024 S/R (ENCODER HTL1024S/R) with TEMPERAT. SENSOR KTY84-130 DESIGN IM B3 (IM V5, IM V6) SHAFT WITH FITTED KEY HALF-KEY BALANCING BEARING: STANDARD WITH FIXED BEARING, VIBRATION SEVERITY GRADE: S/A, SHAFT AND FLANGE ACCURACY: R TERMINAL BOX (ABOVE) CABLE ENTRY ON THE LEFT SIGNAL CONNECTION D-END | - | 0 | 0
1PH8107-1HD10-2CC1 |  | 1PH8107-1HD10-2CC1 | 1 | UN | 1 | 20 | D | D | N | N | 85015230 | 1 |  | 73 | KG | 2946.12 | 2946.12 | MC05 | MC05 | SIMOTICS M Compact induction motor 1000rpm, 6.3kW 60Nm, 17.5A, 307V 1150rpm, 7.2kW 60Nm, 17.5A, 348V 1350rpm, 8kW 57Nm, 17A, 400 V forced ventilation; direction of air flow NDE--> DE; Degree of protection IP55 INCREMENT. ENCODER HTL 1024 S/R (ENCODER HTL1024S/R) with TEMPERAT. SENSOR KTY84-130 DESIGN IM B3 (IM V5, IM V6) SHAFT WITH FITTED KEY HALF-KEY BALANCING BEARING: STANDARD WITH FIXED BEARING, VIBRATION SEVERITY GRADE: S/A, SHAFT AND FLANGE ACCURACY: R TERMINAL BOX (ABOVE) CABLE ENTRY ON THE ND-END SIGNAL CONNECTION LEFT | - | 0 | 0
1PH8107-1HD12-0BA1 |  | 1PH8107-1HD12-0BA1 | 1 | UN | 1 | 20 | D | D | N | N | 85015230 | 1 |  | 73 | KG | 2946.15 | 2946.15 | MC05 | MC05 | SIMOTICS M Compact induction motor 1000rpm, 6.3kW 60Nm, 17.5A, 307V 1150rpm, 7.2kW 60Nm, 17.5A, 348V 1350rpm, 8kW 57Nm, 17A, 400 V forced ventilation; direction of air flow NDE--> DE; Degree of protection IP55 INCREMENT. ENCODER HTL 1024 S/R (ENCODER HTL1024S/R) with TEMPERAT. SENSOR KTY84-130 DESIGN IM B5 (IMV 1,IM V3) PLAIN SHAFT WITHOUT FITTED KEY; BEARING: STANDARD WITH FIXED BEARING, VIBRATION SEVERITY GRADE: R/A, SHAFT AND FLANGE ACCURACY: R TERMINAL BOX (ABOVE) CABLE ENTRY ON THE RIGHT SIGNAL CONNECTION D-END | - | 0 | 0
1PH8107-1HD12-0BB1 |  | 1PH8107-1HD12-0BB1 | 1 | UN | 1 | 20 | D | D | N | N | 85015230 | 1 |  | 73 | KG | 2946.15 | 2946.15 | MC05 | MC05 | SIMOTICS M Compact induction motor 1000rpm, 6.3kW 60Nm, 17.5A, 307V 1150rpm, 7.2kW 60Nm, 17.5A, 348V 1350rpm, 8kW 57Nm, 17A, 400 V forced ventilation; direction of air flow NDE--> DE; Degree of protection IP55 INCREMENT. ENCODER HTL 1024 S/R (ENCODER HTL1024S/R) with TEMPERAT. SENSOR KTY84-130 DESIGN IM B5 (IMV 1,IM V3) PLAIN SHAFT WITHOUT FITTED KEY; BEARING: STANDARD WITH FIXED BEARING, VIBRATION SEVERITY GRADE: R/A, SHAFT AND FLANGE ACCURACY: R TERMINAL BOX (ABOVE) CABLE ENTRY ON THE LEFT SIGNAL CONNECTION D-END | - | 0 | 0
1PH8107-1HD12-0BC1 |  | 1PH8107-1HD12-0BC1 | 1 | UN | 1 | 20 | D | D | N | N | 85015230 | 1 |  | 73 | KG | 2946.15 | 2946.15 | MC05 | MC05 | SIMOTICS M Compact induction motor 1000rpm, 6.3kW 60Nm, 17.5A, 307V 1150rpm, 7.2kW 60Nm, 17.5A, 348V 1350rpm, 8kW 57Nm, 17A, 400 V forced ventilation; direction of air flow NDE--> DE; Degree of protection IP55 INCREMENT. ENCODER HTL 1024 S/R (ENCODER HTL1024S/R) with TEMPERAT. SENSOR KTY84-130 DESIGN IM B5 (IMV 1,IM V3) PLAIN SHAFT WITHOUT FITTED KEY; BEARING: STANDARD WITH FIXED BEARING, VIBRATION SEVERITY GRADE: R/A, SHAFT AND FLANGE ACCURACY: R TERMINAL BOX (ABOVE) CABLE ENTRY ON THE ND-END SIGNAL CONNECTION LEFT | - | 0 | 0
1PH8107-1HD12-0CA1 |  | 1PH8107-1HD12-0CA1 | 1 | UN | 1 | 20 | D | D | N | N | 85015230 | 1 |  | 73 | KG | 3076.17 | 3076.17 | MC05 | MC05 | SIMOTICS M Compact induction motor 1000rpm, 6.3kW 60Nm, 17.5A, 307V 1150rpm, 7.2kW 60Nm, 17.5A, 348V 1350rpm, 8kW 57Nm, 17A, 400 V forced ventilation; direction of air flow NDE--> DE; Degree of protection IP55 INCREMENT. ENCODER HTL 1024 S/R (ENCODER HTL1024S/R) with TEMPERAT. SENSOR KTY84-130 DESIGN IM B5 (IMV 1,IM V3) PLAIN SHAFT WITHOUT FITTED KEY; BEARING: STANDARD WITH FIXED BEARING, VIBRATION SEVERITY GRADE: S/A, SHAFT AND FLANGE ACCURACY: R TERMINAL BOX (ABOVE) CABLE ENTRY ON THE RIGHT SIGNAL CONNECTION D-END | - | 0 | 0
1PH8107-1HD12-0CB1 |  | 1PH8107-1HD12-0CB1 | 1 | UN | 1 | 20 | D | D | N | N | 85015230 | 1 |  | 73 | KG | 3076.17 | 3076.17 | MC05 | MC05 | SIMOTICS M Compact induction motor 1000rpm, 6.3kW 60Nm, 17.5A, 307V 1150rpm, 7.2kW 60Nm, 17.5A, 348V 1350rpm, 8kW 57Nm, 17A, 400 V forced ventilation; direction of air flow NDE--> DE; Degree of protection IP55 INCREMENT. ENCODER HTL 1024 S/R (ENCODER HTL1024S/R) with TEMPERAT. SENSOR KTY84-130 DESIGN IM B5 (IMV 1,IM V3) PLAIN SHAFT WITHOUT FITTED KEY; BEARING: STANDARD WITH FIXED BEARING, VIBRATION SEVERITY GRADE: S/A, SHAFT AND FLANGE ACCURACY: R TERMINAL BOX (ABOVE) CABLE ENTRY ON THE LEFT SIGNAL CONNECTION D-END | - | 0 | 0
1PH8107-1HD12-0CC1 |  | 1PH8107-1HD12-0CC1 | 1 | UN | 1 | 20 | D | D | N | N | 85015230 | 1 |  | 73 | KG | 3076.17 | 3076.17 | MC05 | MC05 | SIMOTICS M Compact induction motor 1000rpm, 6.3kW 60Nm, 17.5A, 307V 1150rpm, 7.2kW 60Nm, 17.5A, 348V 1350rpm, 8kW 57Nm, 17A, 400 V forced ventilation; direction of air flow NDE--> DE; Degree of protection IP55 INCREMENT. ENCODER HTL 1024 S/R (ENCODER HTL1024S/R) with TEMPERAT. SENSOR KTY84-130 DESIGN IM B5 (IMV 1,IM V3) PLAIN SHAFT WITHOUT FITTED KEY; BEARING: STANDARD WITH FIXED BEARING, VIBRATION SEVERITY GRADE: S/A, SHAFT AND FLANGE ACCURACY: R TERMINAL BOX (ABOVE) CABLE ENTRY ON THE ND-END SIGNAL CONNECTION LEFT | - | 0 | 0
1PH8107-1HD12-2BA1 |  | 1PH8107-1HD12-2BA1 | 1 | UN | 1 | 20 | D | D | N | N | 85015230 | 1 |  | 73 | KG | 2946.15 | 2946.15 | MC05 | MC05 | SIMOTICS M Compact induction motor 1000rpm, 6.3kW 60Nm, 17.5A, 307V 1150rpm, 7.2kW 60Nm, 17.5A, 348V 1350rpm, 8kW 57Nm, 17A, 400 V forced ventilation; direction of air flow NDE--> DE; Degree of protection IP55 INCREMENT. ENCODER HTL 1024 S/R (ENCODER HTL1024S/R) with TEMPERAT. SENSOR KTY84-130 DESIGN IM B5 (IMV 1,IM V3) SHAFT WITH FITTED KEY HALF-KEY BALANCING BEARING: STANDARD WITH FIXED BEARING, VIBRATION SEVERITY GRADE: R/A, SHAFT AND FLANGE ACCURACY: R TERMINAL BOX (ABOVE) CABLE ENTRY ON THE RIGHT SIGNAL CONNECTION D-END | - | 0 | 0
1PH8107-1HD12-2BB1 |  | 1PH8107-1HD12-2BB1 | 1 | UN | 1 | 20 | D | D | N | N | 85015230 | 1 |  | 73 | KG | 2946.15 | 2946.15 | MC05 | MC05 | SIMOTICS M Compact induction motor 1000rpm, 6.3kW 60Nm, 17.5A, 307V 1150rpm, 7.2kW 60Nm, 17.5A, 348V 1350rpm, 8kW 57Nm, 17A, 400 V forced ventilation; direction of air flow NDE--> DE; Degree of protection IP55 INCREMENT. ENCODER HTL 1024 S/R (ENCODER HTL1024S/R) with TEMPERAT. SENSOR KTY84-130 DESIGN IM B5 (IMV 1,IM V3) SHAFT WITH FITTED KEY HALF-KEY BALANCING BEARING: STANDARD WITH FIXED BEARING, VIBRATION SEVERITY GRADE: R/A, SHAFT AND FLANGE ACCURACY: R TERMINAL BOX (ABOVE) CABLE ENTRY ON THE LEFT SIGNAL CONNECTION D-END | - | 0 | 0
1PH8107-1HD12-2BC1 |  | 1PH8107-1HD12-2BC1 | 1 | UN | 1 | 20 | D | D | N | N | 85015230 | 1 |  | 73 | KG | 2946.15 | 2946.15 | MC05 | MC05 | SIMOTICS M Compact induction motor 1000rpm, 6.3kW 60Nm, 17.5A, 307V 1150rpm, 7.2kW 60Nm, 17.5A, 348V 1350rpm, 8kW 57Nm, 17A, 400 V forced ventilation; direction of air flow NDE--> DE; Degree of protection IP55 INCREMENT. ENCODER HTL 1024 S/R (ENCODER HTL1024S/R) with TEMPERAT. SENSOR KTY84-130 DESIGN IM B5 (IMV 1,IM V3) SHAFT WITH FITTED KEY HALF-KEY BALANCING BEARING: STANDARD WITH FIXED BEARING, VIBRATION SEVERITY GRADE: R/A, SHAFT AND FLANGE ACCURACY: R TERMINAL BOX (ABOVE) CABLE ENTRY ON THE ND-END SIGNAL CONNECTION LEFT | - | 0 | 0
1PH8107-1HD12-2CA1 |  | 1PH8107-1HD12-2CA1 | 1 | UN | 1 | 20 | D | D | N | N | 85015230 | 1 |  | 73 | KG | 3076.17 | 3076.17 | MC05 | MC05 | SIMOTICS M Compact induction motor 1000rpm, 6.3kW 60Nm, 17.5A, 307V 1150rpm, 7.2kW 60Nm, 17.5A, 348V 1350rpm, 8kW 57Nm, 17A, 400 V forced ventilation; direction of air flow NDE--> DE; Degree of protection IP55 INCREMENT. ENCODER HTL 1024 S/R (ENCODER HTL1024S/R) with TEMPERAT. SENSOR KTY84-130 DESIGN IM B5 (IMV 1,IM V3) SHAFT WITH FITTED KEY HALF-KEY BALANCING BEARING: STANDARD WITH FIXED BEARING, VIBRATION SEVERITY GRADE: S/A, SHAFT AND FLANGE ACCURACY: R TERMINAL BOX (ABOVE) CABLE ENTRY ON THE RIGHT SIGNAL CONNECTION D-END | - | 0 | 0
1PH8107-1HD12-2CB1 |  | 1PH8107-1HD12-2CB1 | 1 | UN | 1 | 20 | D | D | N | N | 85015230 | 1 |  | 73 | KG | 3076.17 | 3076.17 | MC05 | MC05 | SIMOTICS M Compact induction motor 1000rpm, 6.3kW 60Nm, 17.5A, 307V 1150rpm, 7.2kW 60Nm, 17.5A, 348V 1350rpm, 8kW 57Nm, 17A, 400 V forced ventilation; direction of air flow NDE--> DE; Degree of protection IP55 INCREMENT. ENCODER HTL 1024 S/R (ENCODER HTL1024S/R) with TEMPERAT. SENSOR KTY84-130 DESIGN IM B5 (IMV 1,IM V3) SHAFT WITH FITTED KEY HALF-KEY BALANCING BEARING: STANDARD WITH FIXED BEARING, VIBRATION SEVERITY GRADE: S/A, SHAFT AND FLANGE ACCURACY: R TERMINAL BOX (ABOVE) CABLE ENTRY ON THE LEFT SIGNAL CONNECTION D-END | - | 0 | 0
1PH8107-1HD12-2CC1 |  | 1PH8107-1HD12-2CC1 | 1 | UN | 1 | 20 | D | D | N | N | 85015230 | 1 |  | 73 | KG | 3076.17 | 3076.17 | MC05 | MC05 | SIMOTICS M Compact induction motor 1000rpm, 6.3kW 60Nm, 17.5A, 307V 1150rpm, 7.2kW 60Nm, 17.5A, 348V 1350rpm, 8kW 57Nm, 17A, 400 V forced ventilation; direction of air flow NDE--> DE; Degree of protection IP55 INCREMENT. ENCODER HTL 1024 S/R (ENCODER HTL1024S/R) with TEMPERAT. SENSOR KTY84-130 DESIGN IM B5 (IMV 1,IM V3) SHAFT WITH FITTED KEY HALF-KEY BALANCING BEARING: STANDARD WITH FIXED BEARING, VIBRATION SEVERITY GRADE: S/A, SHAFT AND FLANGE ACCURACY: R TERMINAL BOX (ABOVE) CABLE ENTRY ON THE ND-END SIGNAL CONNECTION LEFT | - | 0 | 0
1PH8107-1HD13-0BA1 |  | 1PH8107-1HD13-0BA1 | 1 | UN | 1 | 20 | D | D | N | N | 85015230 | 1 |  | 73 | KG | 3105.11 | 3105.11 | MC05 | MC05 | SIMOTICS M Compact induction motor 1000rpm, 6.3kW 60Nm, 17.5A, 307V 1150rpm, 7.2kW 60Nm, 17.5A, 348V 1350rpm, 8kW 57Nm, 17A, 400 V forced ventilation; direction of air flow NDE--> DE; Degree of protection IP55 INCREMENT. ENCODER HTL 1024 S/R (ENCODER HTL1024S/R) with TEMPERAT. SENSOR KTY84-130 Design IM B35 (IM V15, (IM V35) PLAIN SHAFT WITHOUT FITTED KEY; BEARING: STANDARD WITH FIXED BEARING, VIBRATION SEVERITY GRADE: R/A, SHAFT AND FLANGE ACCURACY: R TERMINAL BOX (ABOVE) CABLE ENTRY ON THE RIGHT SIGNAL CONNECTION D-END | - | 0 | 0
1PH8107-1HD13-0BB1 |  | 1PH8107-1HD13-0BB1 | 1 | UN | 1 | 20 | D | D | N | N | 85015230 | 1 |  | 73 | KG | 3105.11 | 3105.11 | MC05 | MC05 | SIMOTICS M Compact induction motor 1000rpm, 6.3kW 60Nm, 17.5A, 307V 1150rpm, 7.2kW 60Nm, 17.5A, 348V 1350rpm, 8kW 57Nm, 17A, 400 V forced ventilation; direction of air flow NDE--> DE; Degree of protection IP55 INCREMENT. ENCODER HTL 1024 S/R (ENCODER HTL1024S/R) with TEMPERAT. SENSOR KTY84-130 Design IM B35 (IM V15, (IM V35) PLAIN SHAFT WITHOUT FITTED KEY; BEARING: STANDARD WITH FIXED BEARING, VIBRATION SEVERITY GRADE: R/A, SHAFT AND FLANGE ACCURACY: R TERMINAL BOX (ABOVE) CABLE ENTRY ON THE LEFT SIGNAL CONNECTION D-END | - | 0 | 0
1PH8107-1HD13-0BC1 |  | 1PH8107-1HD13-0BC1 | 1 | UN | 1 | 20 | D | D | N | N | 85015230 | 1 |  | 73 | KG | 3105.11 | 3105.11 | MC05 | MC05 | SIMOTICS M Compact induction motor 1000rpm, 6.3kW 60Nm, 17.5A, 307V 1150rpm, 7.2kW 60Nm, 17.5A, 348V 1350rpm, 8kW 57Nm, 17A, 400 V forced ventilation; direction of air flow NDE--> DE; Degree of protection IP55 INCREMENT. ENCODER HTL 1024 S/R (ENCODER HTL1024S/R) with TEMPERAT. SENSOR KTY84-130 Design IM B35 (IM V15, (IM V35) PLAIN SHAFT WITHOUT FITTED KEY; BEARING: STANDARD WITH FIXED BEARING, VIBRATION SEVERITY GRADE: R/A, SHAFT AND FLANGE ACCURACY: R TERMINAL BOX (ABOVE) CABLE ENTRY ON THE ND-END SIGNAL CONNECTION LEFT | - | 0 | 0
1PH8107-1HD13-0CA1 |  | 1PH8107-1HD13-0CA1 | 1 | UN | 1 | 20 | D | D | N | N | 85015230 | 1 |  | 73 | KG | 3235.13 | 3235.13 | MC05 | MC05 | SIMOTICS M Compact induction motor 1000rpm, 6.3kW 60Nm, 17.5A, 307V 1150rpm, 7.2kW 60Nm, 17.5A, 348V 1350rpm, 8kW 57Nm, 17A, 400 V forced ventilation; direction of air flow NDE--> DE; Degree of protection IP55 INCREMENT. ENCODER HTL 1024 S/R (ENCODER HTL1024S/R) with TEMPERAT. SENSOR KTY84-130 Design IM B35 (IM V15, (IM V35) PLAIN SHAFT WITHOUT FITTED KEY; BEARING: STANDARD WITH FIXED BEARING, VIBRATION SEVERITY GRADE: S/A, SHAFT AND FLANGE ACCURACY: R TERMINAL BOX (ABOVE) CABLE ENTRY ON THE RIGHT SIGNAL CONNECTION D-END | - | 0 | 0
1PH8107-1HD13-0CB1 |  | 1PH8107-1HD13-0CB1 | 1 | UN | 1 | 20 | D | D | N | N | 85015230 | 1 |  | 73 | KG | 3235.13 | 3235.13 | MC05 | MC05 | SIMOTICS M Compact induction motor 1000rpm, 6.3kW 60Nm, 17.5A, 307V 1150rpm, 7.2kW 60Nm, 17.5A, 348V 1350rpm, 8kW 57Nm, 17A, 400 V forced ventilation; direction of air flow NDE--> DE; Degree of protection IP55 INCREMENT. ENCODER HTL 1024 S/R (ENCODER HTL1024S/R) with TEMPERAT. SENSOR KTY84-130 Design IM B35 (IM V15, (IM V35) PLAIN SHAFT WITHOUT FITTED KEY; BEARING: STANDARD WITH FIXED BEARING, VIBRATION SEVERITY GRADE: S/A, SHAFT AND FLANGE ACCURACY: R TERMINAL BOX (ABOVE) CABLE ENTRY ON THE LEFT SIGNAL CONNECTION D-END | - | 0 | 0
1PH8107-1HD13-0CC1 |  | 1PH8107-1HD13-0CC1 | 1 | UN | 1 | 20 | D | D | N | N | 85015230 | 1 |  | 73 | KG | 3235.13 | 3235.13 | MC05 | MC05 | SIMOTICS M Compact induction motor 1000rpm, 6.3kW 60Nm, 17.5A, 307V 1150rpm, 7.2kW 60Nm, 17.5A, 348V 1350rpm, 8kW 57Nm, 17A, 400 V forced ventilation; direction of air flow NDE--> DE; Degree of protection IP55 INCREMENT. ENCODER HTL 1024 S/R (ENCODER HTL1024S/R) with TEMPERAT. SENSOR KTY84-130 Design IM B35 (IM V15, (IM V35) PLAIN SHAFT WITHOUT FITTED KEY; BEARING: STANDARD WITH FIXED BEARING, VIBRATION SEVERITY GRADE: S/A, SHAFT AND FLANGE ACCURACY: R TERMINAL BOX (ABOVE) CABLE ENTRY ON THE ND-END SIGNAL CONNECTION LEFT | - | 0 | 0
1PH8107-1HD13-2BA1 |  | 1PH8107-1HD13-2BA1 | 1 | UN | 1 | 20 | D | D | N | N | 85015230 | 1 |  | 73 | KG | 3105.11 | 3105.11 | MC05 | MC05 | SIMOTICS M Compact induction motor 1000rpm, 6.3kW 60Nm, 17.5A, 307V 1150rpm, 7.2kW 60Nm, 17.5A, 348V 1350rpm, 8kW 57Nm, 17A, 400 V forced ventilation; direction of air flow NDE--> DE; Degree of protection IP55 INCREMENT. ENCODER HTL 1024 S/R (ENCODER HTL1024S/R) with TEMPERAT. SENSOR KTY84-130 Design IM B35 (IM V15, (IM V35) SHAFT WITH FITTED KEY HALF-KEY BALANCING BEARING: STANDARD WITH FIXED BEARING, VIBRATION SEVERITY GRADE: R/A, SHAFT AND FLANGE ACCURACY: R TERMINAL BOX (ABOVE) CABLE ENTRY ON THE RIGHT SIGNAL CONNECTION D-END | - | 0 | 0
1PH8107-1HD13-2BB1 |  | 1PH8107-1HD13-2BB1 | 1 | UN | 1 | 20 | D | D | N | N | 85015230 | 1 |  | 73 | KG | 3105.11 | 3105.11 | MC05 | MC05 | SIMOTICS M Compact induction motor 1000rpm, 6.3kW 60Nm, 17.5A, 307V 1150rpm, 7.2kW 60Nm, 17.5A, 348V 1350rpm, 8kW 57Nm, 17A, 400 V forced ventilation; direction of air flow NDE--> DE; Degree of protection IP55 INCREMENT. ENCODER HTL 1024 S/R (ENCODER HTL1024S/R) with TEMPERAT. SENSOR KTY84-130 Design IM B35 (IM V15, (IM V35) SHAFT WITH FITTED KEY HALF-KEY BALANCING BEARING: STANDARD WITH FIXED BEARING, VIBRATION SEVERITY GRADE: R/A, SHAFT AND FLANGE ACCURACY: R TERMINAL BOX (ABOVE) CABLE ENTRY ON THE LEFT SIGNAL CONNECTION D-END | - | 0 | 0
1PH8107-1HD13-2BC1 |  | 1PH8107-1HD13-2BC1 | 1 | UN | 1 | 20 | D | D | N | N | 85015230 | 1 |  | 73 | KG | 3105.11 | 3105.11 | MC05 | MC05 | SIMOTICS M Compact induction motor 1000rpm, 6.3kW 60Nm, 17.5A, 307V 1150rpm, 7.2kW 60Nm, 17.5A, 348V 1350rpm, 8kW 57Nm, 17A, 400 V forced ventilation; direction of air flow NDE--> DE; Degree of protection IP55 INCREMENT. ENCODER HTL 1024 S/R (ENCODER HTL1024S/R) with TEMPERAT. SENSOR KTY84-130 Design IM B35 (IM V15, (IM V35) SHAFT WITH FITTED KEY HALF-KEY BALANCING BEARING: STANDARD WITH FIXED BEARING, VIBRATION SEVERITY GRADE: R/A, SHAFT AND FLANGE ACCURACY: R TERMINAL BOX (ABOVE) CABLE ENTRY ON THE ND-END SIGNAL CONNECTION LEFT | - | 0 | 0
1PH8107-1HD13-2CA1 |  | 1PH8107-1HD13-2CA1 | 1 | UN | 1 | 20 | D | D | N | N | 85015230 | 1 |  | 73 | KG | 3235.13 | 3235.13 | MC05 | MC05 | SIMOTICS M Compact induction motor 1000rpm, 6.3kW 60Nm, 17.5A, 307V 1150rpm, 7.2kW 60Nm, 17.5A, 348V 1350rpm, 8kW 57Nm, 17A, 400 V forced ventilation; direction of air flow NDE--> DE; Degree of protection IP55 INCREMENT. ENCODER HTL 1024 S/R (ENCODER HTL1024S/R) with TEMPERAT. SENSOR KTY84-130 Design IM B35 (IM V15, (IM V35) SHAFT WITH FITTED KEY HALF-KEY BALANCING BEARING: STANDARD WITH FIXED BEARING, VIBRATION SEVERITY GRADE: S/A, SHAFT AND FLANGE ACCURACY: R TERMINAL BOX (ABOVE) CABLE ENTRY ON THE RIGHT SIGNAL CONNECTION D-END | - | 0 | 0
1PH8107-1HD13-2CB1 |  | 1PH8107-1HD13-2CB1 | 1 | UN | 1 | 20 | D | D | N | N | 85015230 | 1 |  | 73 | KG | 3235.13 | 3235.13 | MC05 | MC05 | SIMOTICS M Compact induction motor 1000rpm, 6.3kW 60Nm, 17.5A, 307V 1150rpm, 7.2kW 60Nm, 17.5A, 348V 1350rpm, 8kW 57Nm, 17A, 400 V forced ventilation; direction of air flow NDE--> DE; Degree of protection IP55 INCREMENT. ENCODER HTL 1024 S/R (ENCODER HTL1024S/R) with TEMPERAT. SENSOR KTY84-130 Design IM B35 (IM V15, (IM V35) SHAFT WITH FITTED KEY HALF-KEY BALANCING BEARING: STANDARD WITH FIXED BEARING, VIBRATION SEVERITY GRADE: S/A, SHAFT AND FLANGE ACCURACY: R TERMINAL BOX (ABOVE) CABLE ENTRY ON THE LEFT SIGNAL CONNECTION D-END | - | 0 | 0
1PH8107-1HD13-2CC1 |  | 1PH8107-1HD13-2CC1 | 1 | UN | 1 | 20 | D | D | N | N | 85015230 | 1 |  | 73 | KG | 3235.13 | 3235.13 | MC05 | MC05 | SIMOTICS M Compact induction motor 1000rpm, 6.3kW 60Nm, 17.5A, 307V 1150rpm, 7.2kW 60Nm, 17.5A, 348V 1350rpm, 8kW 57Nm, 17A, 400 V forced ventilation; direction of air flow NDE--> DE; Degree of protection IP55 INCREMENT. ENCODER HTL 1024 S/R (ENCODER HTL1024S/R) with TEMPERAT. SENSOR KTY84-130 Design IM B35 (IM V15, (IM V35) SHAFT WITH FITTED KEY HALF-KEY BALANCING BEARING: STANDARD WITH FIXED BEARING, VIBRATION SEVERITY GRADE: S/A, SHAFT AND FLANGE ACCURACY: R TERMINAL BOX (ABOVE) CABLE ENTRY ON THE ND-END SIGNAL CONNECTION LEFT | - | 0 | 0
1PH8107-1HF03-1BB1 |  | 1PH8107-1HF03-1BB1 | 1 | UN | 1 | 20 | D | D | N | N | 85015230 | 1 |  | 73 | KG | 3105.11 | 3105.11 | MC05 | MC05 | SIMOTICS M Compact induction motor 1500rpm, 9.0kW 57Nm, 23.5A, 330V 1750rpm, 10.0kW 55Nm, 22A, 380 V 2000rpm, 11 kW 53Nm, 21.5A, 428V forced ventilation; direction of air flow DE--> NDE; Degree of protection IP55 INCREMENT. ENCODER HTL 1024 S/R (ENCODER HTL1024S/R) with TEMPERAT. SENSOR KTY84-130 Design IM B35 (IM V15, (IM V35) SHAFT WITH FITTED KEY FULL-KEY BALANCING BEARING: STANDARD WITH FIXED BEARING, VIBRATION SEVERITY GRADE: R/A, SHAFT AND FLANGE ACCURACY: R TERMINAL BOX (ABOVE) CABLE ENTRY ON THE LEFT SIGNAL CONNECTION D-END | - | 0 | 0
1PH8107-1HF10-0BA1 |  | 1PH8107-1HF10-0BA1 | 1 | UN | 1 | 20 | D | D | N | N | 85015230 | 1 |  | 73 | KG | 2816.1 | 2816.1 | MC05 | MC05 | SIMOTICS M Compact induction motor 1500rpm, 9kW 57Nm, 23.5A, 330V 1750rpm, 10 kW 55Nm, 22A, 380 V 2000rpm, 11 kW 53Nm, 21.5A, 428V forced ventilation; direction of air flow NDE--> DE; Degree of protection IP55 INCREMENT. ENCODER HTL 1024 S/R (ENCODER HTL1024S/R) with TEMPERAT. SENSOR KTY84-130 DESIGN IM B3 (IM V5, IM V6) PLAIN SHAFT WITHOUT FITTED KEY; BEARING: STANDARD WITH FIXED BEARING, VIBRATION SEVERITY GRADE: R/A, SHAFT AND FLANGE ACCURACY: R TERMINAL BOX (ABOVE) CABLE ENTRY ON THE RIGHT SIGNAL CONNECTION D-END | - | 0 | 0
1PH8107-1HF10-0BB1 |  | 1PH8107-1HF10-0BB1 | 1 | UN | 1 | 20 | D | D | N | N | 85015230 | 1 |  | 73 | KG | 2816.1 | 2816.1 | MC05 | MC05 | SIMOTICS M Compact induction motor 1500rpm, 9kW 57Nm, 23.5A, 330V 1750rpm, 10 kW 55Nm, 22A, 380 V 2000rpm, 11 kW 53Nm, 21.5A, 428V forced ventilation; direction of air flow NDE--> DE; Degree of protection IP55 INCREMENT. ENCODER HTL 1024 S/R (ENCODER HTL1024S/R) with TEMPERAT. SENSOR KTY84-130 DESIGN IM B3 (IM V5, IM V6) PLAIN SHAFT WITHOUT FITTED KEY; BEARING: STANDARD WITH FIXED BEARING, VIBRATION SEVERITY GRADE: R/A, SHAFT AND FLANGE ACCURACY: R TERMINAL BOX (ABOVE) CABLE ENTRY ON THE LEFT SIGNAL CONNECTION D-END | - | 0 | 0
1PH8107-1HF10-0BC1 |  | 1PH8107-1HF10-0BC1 | 1 | UN | 1 | 20 | D | D | N | N | 85015230 | 1 |  | 73 | KG | 2816.1 | 2816.1 | MC05 | MC05 | SIMOTICS M Compact induction motor 1500rpm, 9kW 57Nm, 23.5A, 330V 1750rpm, 10 kW 55Nm, 22A, 380 V 2000rpm, 11 kW 53Nm, 21.5A, 428V forced ventilation; direction of air flow NDE--> DE; Degree of protection IP55 INCREMENT. ENCODER HTL 1024 S/R (ENCODER HTL1024S/R) with TEMPERAT. SENSOR KTY84-130 DESIGN IM B3 (IM V5, IM V6) PLAIN SHAFT WITHOUT FITTED KEY; BEARING: STANDARD WITH FIXED BEARING, VIBRATION SEVERITY GRADE: R/A, SHAFT AND FLANGE ACCURACY: R TERMINAL BOX (ABOVE) CABLE ENTRY ON THE ND-END SIGNAL CONNECTION LEFT | - | 0 | 0
1PH8107-1HF10-0CA1 |  | 1PH8107-1HF10-0CA1 | 1 | UN | 1 | 20 | D | D | N | N | 85015230 | 1 |  | 73 | KG | 2946.12 | 2946.12 | MC05 | MC05 | SIMOTICS M Compact induction motor 1500rpm, 9kW 57Nm, 23.5A, 330V 1750rpm, 10 kW 55Nm, 22A, 380 V 2000rpm, 11 kW 53Nm, 21.5A, 428V forced ventilation; direction of air flow NDE--> DE; Degree of protection IP55 INCREMENT. ENCODER HTL 1024 S/R (ENCODER HTL1024S/R) with TEMPERAT. SENSOR KTY84-130 DESIGN IM B3 (IM V5, IM V6) PLAIN SHAFT WITHOUT FITTED KEY; BEARING: STANDARD WITH FIXED BEARING, VIBRATION SEVERITY GRADE: S/A, SHAFT AND FLANGE ACCURACY: R TERMINAL BOX (ABOVE) CABLE ENTRY ON THE RIGHT SIGNAL CONNECTION D-END | - | 0 | 0
1PH8107-1HF10-0CB1 |  | 1PH8107-1HF10-0CB1 | 1 | UN | 1 | 20 | D | D | N | N | 85015230 | 1 |  | 73 | KG | 2946.12 | 2946.12 | MC05 | MC05 | SIMOTICS M Compact induction motor 1500rpm, 9kW 57Nm, 23.5A, 330V 1750rpm, 10 kW 55Nm, 22A, 380 V 2000rpm, 11 kW 53Nm, 21.5A, 428V forced ventilation; direction of air flow NDE--> DE; Degree of protection IP55 INCREMENT. ENCODER HTL 1024 S/R (ENCODER HTL1024S/R) with TEMPERAT. SENSOR KTY84-130 DESIGN IM B3 (IM V5, IM V6) PLAIN SHAFT WITHOUT FITTED KEY; BEARING: STANDARD WITH FIXED BEARING, VIBRATION SEVERITY GRADE: S/A, SHAFT AND FLANGE ACCURACY: R TERMINAL BOX (ABOVE) CABLE ENTRY ON THE LEFT SIGNAL CONNECTION D-END | - | 0 | 0
1PH8107-1HF10-0CC1 |  | 1PH8107-1HF10-0CC1 | 1 | UN | 1 | 20 | D | D | N | N | 85015230 | 1 |  | 73 | KG | 2946.12 | 2946.12 | MC05 | MC05 | SIMOTICS M Compact induction motor 1500rpm, 9kW 57Nm, 23.5A, 330V 1750rpm, 10 kW 55Nm, 22A, 380 V 2000rpm, 11 kW 53Nm, 21.5A, 428V forced ventilation; direction of air flow NDE--> DE; Degree of protection IP55 INCREMENT. ENCODER HTL 1024 S/R (ENCODER HTL1024S/R) with TEMPERAT. SENSOR KTY84-130 DESIGN IM B3 (IM V5, IM V6) PLAIN SHAFT WITHOUT FITTED KEY; BEARING: STANDARD WITH FIXED BEARING, VIBRATION SEVERITY GRADE: S/A, SHAFT AND FLANGE ACCURACY: R TERMINAL BOX (ABOVE) CABLE ENTRY ON THE ND-END SIGNAL CONNECTION LEFT | - | 0 | 0
1PH8107-1HF10-1BA1 |  | 1PH8107-1HF10-1BA1 | 1 | UN | 1 | 20 | D | D | N | N | 85015230 | 1 |  | 73 | KG | 2816.1 | 2816.1 | MC05 | MC05 | SIMOTICS M Compact induction motor 1500rpm, 9kW 57Nm, 23.5A, 330V 1750rpm, 10 kW 55Nm, 22A, 380 V 2000rpm, 11 kW 53Nm, 21.5A, 428V forced ventilation; direction of air flow NDE--> DE; Degree of protection IP55 INCREMENT. ENCODER HTL 1024 S/R (ENCODER HTL1024S/R) with TEMPERAT. SENSOR KTY84-130 DESIGN IM B3 (IM V5, IM V6) SHAFT WITH FITTED KEY FULL-KEY BALANCING BEARING: STANDARD WITH FIXED BEARING, VIBRATION SEVERITY GRADE: R/A, SHAFT AND FLANGE ACCURACY: R TERMINAL BOX (ABOVE) CABLE ENTRY ON THE RIGHT SIGNAL CONNECTION D-END | - | 0 | 0
1PH8107-1HF10-2BA1 |  | 1PH8107-1HF10-2BA1 | 1 | UN | 1 | 20 | D | D | N | N | 85015230 | 1 |  | 73 | KG | 2816.1 | 2816.1 | MC05 | MC05 | SIMOTICS M Compact induction motor 1500rpm, 9kW 57Nm, 23.5A, 330V 1750rpm, 10 kW 55Nm, 22A, 380 V 2000rpm, 11 kW 53Nm, 21.5A, 428V forced ventilation; direction of air flow NDE--> DE; Degree of protection IP55 INCREMENT. ENCODER HTL 1024 S/R (ENCODER HTL1024S/R) with TEMPERAT. SENSOR KTY84-130 DESIGN IM B3 (IM V5, IM V6) SHAFT WITH FITTED KEY HALF-KEY BALANCING BEARING: STANDARD WITH FIXED BEARING, VIBRATION SEVERITY GRADE: R/A, SHAFT AND FLANGE ACCURACY: R TERMINAL BOX (ABOVE) CABLE ENTRY ON THE RIGHT SIGNAL CONNECTION D-END | - | 0 | 0
1PH8107-1HF10-2BB1 |  | 1PH8107-1HF10-2BB1 | 1 | UN | 1 | 20 | D | D | N | N | 85015230 | 1 |  | 73 | KG | 2816.1 | 2816.1 | MC05 | MC05 | SIMOTICS M Compact induction motor 1500rpm, 9kW 57Nm, 23.5A, 330V 1750rpm, 10 kW 55Nm, 22A, 380 V 2000rpm, 11 kW 53Nm, 21.5A, 428V forced ventilation; direction of air flow NDE--> DE; Degree of protection IP55 INCREMENT. ENCODER HTL 1024 S/R (ENCODER HTL1024S/R) with TEMPERAT. SENSOR KTY84-130 DESIGN IM B3 (IM V5, IM V6) SHAFT WITH FITTED KEY HALF-KEY BALANCING BEARING: STANDARD WITH FIXED BEARING, VIBRATION SEVERITY GRADE: R/A, SHAFT AND FLANGE ACCURACY: R TERMINAL BOX (ABOVE) CABLE ENTRY ON THE LEFT SIGNAL CONNECTION D-END | - | 0 | 0
1PH8107-1HF10-2BC1 |  | 1PH8107-1HF10-2BC1 | 1 | UN | 1 | 20 | D | D | N | N | 85015230 | 1 |  | 73 | KG | 2816.1 | 2816.1 | MC05 | MC05 | SIMOTICS M Compact induction motor 1500rpm, 9kW 57Nm, 23.5A, 330V 1750rpm, 10 kW 55Nm, 22A, 380 V 2000rpm, 11 kW 53Nm, 21.5A, 428V forced ventilation; direction of air flow NDE--> DE; Degree of protection IP55 INCREMENT. ENCODER HTL 1024 S/R (ENCODER HTL1024S/R) with TEMPERAT. SENSOR KTY84-130 DESIGN IM B3 (IM V5, IM V6) SHAFT WITH FITTED KEY HALF-KEY BALANCING BEARING: STANDARD WITH FIXED BEARING, VIBRATION SEVERITY GRADE: R/A, SHAFT AND FLANGE ACCURACY: R TERMINAL BOX (ABOVE) CABLE ENTRY ON THE ND-END SIGNAL CONNECTION LEFT | - | 0 | 0
1PH8107-1HF10-2CA1 |  | 1PH8107-1HF10-2CA1 | 1 | UN | 1 | 20 | D | D | N | N | 85015230 | 1 |  | 73 | KG | 2946.12 | 2946.12 | MC05 | MC05 | SIMOTICS M Compact induction motor 1500rpm, 9kW 57Nm, 23.5A, 330V 1750rpm, 10 kW 55Nm, 22A, 380 V 2000rpm, 11 kW 53Nm, 21.5A, 428V forced ventilation; direction of air flow NDE--> DE; Degree of protection IP55 INCREMENT. ENCODER HTL 1024 S/R (ENCODER HTL1024S/R) with TEMPERAT. SENSOR KTY84-130 DESIGN IM B3 (IM V5, IM V6) SHAFT WITH FITTED KEY HALF-KEY BALANCING BEARING: STANDARD WITH FIXED BEARING, VIBRATION SEVERITY GRADE: S/A, SHAFT AND FLANGE ACCURACY: R TERMINAL BOX (ABOVE) CABLE ENTRY ON THE RIGHT SIGNAL CONNECTION D-END | - | 0 | 0
1PH8107-1HF10-2CB1 |  | 1PH8107-1HF10-2CB1 | 1 | UN | 1 | 20 | D | D | N | N | 85015230 | 1 |  | 73 | KG | 2946.12 | 2946.12 | MC05 | MC05 | SIMOTICS M Compact induction motor 1500rpm, 9kW 57Nm, 23.5A, 330V 1750rpm, 10 kW 55Nm, 22A, 380 V 2000rpm, 11 kW 53Nm, 21.5A, 428V forced ventilation; direction of air flow NDE--> DE; Degree of protection IP55 INCREMENT. ENCODER HTL 1024 S/R (ENCODER HTL1024S/R) with TEMPERAT. SENSOR KTY84-130 DESIGN IM B3 (IM V5, IM V6) SHAFT WITH FITTED KEY HALF-KEY BALANCING BEARING: STANDARD WITH FIXED BEARING, VIBRATION SEVERITY GRADE: S/A, SHAFT AND FLANGE ACCURACY: R TERMINAL BOX (ABOVE) CABLE ENTRY ON THE LEFT SIGNAL CONNECTION D-END | - | 0 | 0
1PH8107-1HF10-2CC1 |  | 1PH8107-1HF10-2CC1 | 1 | UN | 1 | 20 | D | D | N | N | 85015230 | 1 |  | 73 | KG | 2946.12 | 2946.12 | MC05 | MC05 | SIMOTICS M Compact induction motor 1500rpm, 9kW 57Nm, 23.5A, 330V 1750rpm, 10 kW 55Nm, 22A, 380 V 2000rpm, 11 kW 53Nm, 21.5A, 428V forced ventilation; direction of air flow NDE--> DE; Degree of protection IP55 INCREMENT. ENCODER HTL 1024 S/R (ENCODER HTL1024S/R) with TEMPERAT. SENSOR KTY84-130 DESIGN IM B3 (IM V5, IM V6) SHAFT WITH FITTED KEY HALF-KEY BALANCING BEARING: STANDARD WITH FIXED BEARING, VIBRATION SEVERITY GRADE: S/A, SHAFT AND FLANGE ACCURACY: R TERMINAL BOX (ABOVE) CABLE ENTRY ON THE ND-END SIGNAL CONNECTION LEFT | - | 0 | 0
1PH8107-1HF12-0BA1 |  | 1PH8107-1HF12-0BA1 | 1 | UN | 1 | 20 | D | D | N | N | 85015230 | 1 |  | 73 | KG | 2946.15 | 2946.15 | MC05 | MC05 | SIMOTICS M Compact induction motor 1500rpm, 9kW 57Nm, 23.5A, 330V 1750rpm, 10 kW 55Nm, 22A, 380 V 2000rpm, 11 kW 53Nm, 21.5A, 428V forced ventilation; direction of air flow NDE--> DE; Degree of protection IP55 INCREMENT. ENCODER HTL 1024 S/R (ENCODER HTL1024S/R) with TEMPERAT. SENSOR KTY84-130 DESIGN IM B5 (IMV 1,IM V3) PLAIN SHAFT WITHOUT FITTED KEY; BEARING: STANDARD WITH FIXED BEARING, VIBRATION SEVERITY GRADE: R/A, SHAFT AND FLANGE ACCURACY: R TERMINAL BOX (ABOVE) CABLE ENTRY ON THE RIGHT SIGNAL CONNECTION D-END | - | 0 | 0
1PH8107-1HF12-0BB1 |  | 1PH8107-1HF12-0BB1 | 1 | UN | 1 | 20 | D | D | N | N | 85015230 | 1 |  | 73 | KG | 2946.15 | 2946.15 | MC05 | MC05 | SIMOTICS M Compact induction motor 1500rpm, 9kW 57Nm, 23.5A, 330V 1750rpm, 10 kW 55Nm, 22A, 380 V 2000rpm, 11 kW 53Nm, 21.5A, 428V forced ventilation; direction of air flow NDE--> DE; Degree of protection IP55 INCREMENT. ENCODER HTL 1024 S/R (ENCODER HTL1024S/R) with TEMPERAT. SENSOR KTY84-130 DESIGN IM B5 (IMV 1,IM V3) PLAIN SHAFT WITHOUT FITTED KEY; BEARING: STANDARD WITH FIXED BEARING, VIBRATION SEVERITY GRADE: R/A, SHAFT AND FLANGE ACCURACY: R TERMINAL BOX (ABOVE) CABLE ENTRY ON THE LEFT SIGNAL CONNECTION D-END | - | 0 | 0
1PH8107-1HF12-0BC1 |  | 1PH8107-1HF12-0BC1 | 1 | UN | 1 | 20 | D | D | N | N | 85015230 | 1 |  | 73 | KG | 2946.15 | 2946.15 | MC05 | MC05 | SIMOTICS M Compact induction motor 1500rpm, 9kW 57Nm, 23.5A, 330V 1750rpm, 10 kW 55Nm, 22A, 380 V 2000rpm, 11 kW 53Nm, 21.5A, 428V forced ventilation; direction of air flow NDE--> DE; Degree of protection IP55 INCREMENT. ENCODER HTL 1024 S/R (ENCODER HTL1024S/R) with TEMPERAT. SENSOR KTY84-130 DESIGN IM B5 (IMV 1,IM V3) PLAIN SHAFT WITHOUT FITTED KEY; BEARING: STANDARD WITH FIXED BEARING, VIBRATION SEVERITY GRADE: R/A, SHAFT AND FLANGE ACCURACY: R TERMINAL BOX (ABOVE) CABLE ENTRY ON THE ND-END SIGNAL CONNECTION LEFT | - | 0 | 0
1PH8107-1HF12-0CA1 |  | 1PH8107-1HF12-0CA1 | 1 | UN | 1 | 20 | D | D | N | N | 85015230 | 1 |  | 73 | KG | 3076.17 | 3076.17 | MC05 | MC05 | SIMOTICS M Compact induction motor 1500rpm, 9kW 57Nm, 23.5A, 330V 1750rpm, 10 kW 55Nm, 22A, 380 V 2000rpm, 11 kW 53Nm, 21.5A, 428V forced ventilation; direction of air flow NDE--> DE; Degree of protection IP55 INCREMENT. ENCODER HTL 1024 S/R (ENCODER HTL1024S/R) with TEMPERAT. SENSOR KTY84-130 DESIGN IM B5 (IMV 1,IM V3) PLAIN SHAFT WITHOUT FITTED KEY; BEARING: STANDARD WITH FIXED BEARING, VIBRATION SEVERITY GRADE: S/A, SHAFT AND FLANGE ACCURACY: R TERMINAL BOX (ABOVE) CABLE ENTRY ON THE RIGHT SIGNAL CONNECTION D-END | - | 0 | 0
1PH8107-1HF12-0CB1 |  | 1PH8107-1HF12-0CB1 | 1 | UN | 1 | 20 | D | D | N | N | 85015230 | 1 |  | 73 | KG | 3076.17 | 3076.17 | MC05 | MC05 | SIMOTICS M Compact induction motor 1500rpm, 9kW 57Nm, 23.5A, 330V 1750rpm, 10 kW 55Nm, 22A, 380 V 2000rpm, 11 kW 53Nm, 21.5A, 428V forced ventilation; direction of air flow NDE--> DE; Degree of protection IP55 INCREMENT. ENCODER HTL 1024 S/R (ENCODER HTL1024S/R) with TEMPERAT. SENSOR KTY84-130 DESIGN IM B5 (IMV 1,IM V3) PLAIN SHAFT WITHOUT FITTED KEY; BEARING: STANDARD WITH FIXED BEARING, VIBRATION SEVERITY GRADE: S/A, SHAFT AND FLANGE ACCURACY: R TERMINAL BOX (ABOVE) CABLE ENTRY ON THE LEFT SIGNAL CONNECTION D-END | - | 0 | 0
1PH8107-1HF12-0CC1 |  | 1PH8107-1HF12-0CC1 | 1 | UN | 1 | 20 | D | D | N | N | 85015230 | 1 |  | 73 | KG | 3076.17 | 3076.17 | MC05 | MC05 | SIMOTICS M Compact induction motor 1500rpm, 9kW 57Nm, 23.5A, 330V 1750rpm, 10 kW 55Nm, 22A, 380 V 2000rpm, 11 kW 53Nm, 21.5A, 428V forced ventilation; direction of air flow NDE--> DE; Degree of protection IP55 INCREMENT. ENCODER HTL 1024 S/R (ENCODER HTL1024S/R) with TEMPERAT. SENSOR KTY84-130 DESIGN IM B5 (IMV 1,IM V3) PLAIN SHAFT WITHOUT FITTED KEY; BEARING: STANDARD WITH FIXED BEARING, VIBRATION SEVERITY GRADE: S/A, SHAFT AND FLANGE ACCURACY: R TERMINAL BOX (ABOVE) CABLE ENTRY ON THE ND-END SIGNAL CONNECTION LEFT | - | 0 | 0
1PH8107-1HF12-2BA1 |  | 1PH8107-1HF12-2BA1 | 1 | UN | 1 | 20 | D | D | N | N | 85015230 | 1 |  | 73 | KG | 2946.15 | 2946.15 | MC05 | MC05 | SIMOTICS M Compact induction motor 1500rpm, 9kW 57Nm, 23.5A, 330V 1750rpm, 10 kW 55Nm, 22A, 380 V 2000rpm, 11 kW 53Nm, 21.5A, 428V forced ventilation; direction of air flow NDE--> DE; Degree of protection IP55 INCREMENT. ENCODER HTL 1024 S/R (ENCODER HTL1024S/R) with TEMPERAT. SENSOR KTY84-130 DESIGN IM B5 (IMV 1,IM V3) SHAFT WITH FITTED KEY HALF-KEY BALANCING BEARING: STANDARD WITH FIXED BEARING, VIBRATION SEVERITY GRADE: R/A, SHAFT AND FLANGE ACCURACY: R TERMINAL BOX (ABOVE) CABLE ENTRY ON THE RIGHT SIGNAL CONNECTION D-END | - | 0 | 0
1PH8107-1HF12-2BB1 |  | 1PH8107-1HF12-2BB1 | 1 | UN | 1 | 20 | D | D | N | N | 85015230 | 1 |  | 73 | KG | 2946.15 | 2946.15 | MC05 | MC05 | SIMOTICS M Compact induction motor 1500rpm, 9kW 57Nm, 23.5A, 330V 1750rpm, 10 kW 55Nm, 22A, 380 V 2000rpm, 11 kW 53Nm, 21.5A, 428V forced ventilation; direction of air flow NDE--> DE; Degree of protection IP55 INCREMENT. ENCODER HTL 1024 S/R (ENCODER HTL1024S/R) with TEMPERAT. SENSOR KTY84-130 DESIGN IM B5 (IMV 1,IM V3) SHAFT WITH FITTED KEY HALF-KEY BALANCING BEARING: STANDARD WITH FIXED BEARING, VIBRATION SEVERITY GRADE: R/A, SHAFT AND FLANGE ACCURACY: R TERMINAL BOX (ABOVE) CABLE ENTRY ON THE LEFT SIGNAL CONNECTION D-END | - | 0 | 0
1PH8107-1HF12-2BC1 |  | 1PH8107-1HF12-2BC1 | 1 | UN | 1 | 20 | D | D | N | N | 85015230 | 1 |  | 73 | KG | 2946.15 | 2946.15 | MC05 | MC05 | SIMOTICS M Compact induction motor 1500rpm, 9kW 57Nm, 23.5A, 330V 1750rpm, 10 kW 55Nm, 22A, 380 V 2000rpm, 11 kW 53Nm, 21.5A, 428V forced ventilation; direction of air flow NDE--> DE; Degree of protection IP55 INCREMENT. ENCODER HTL 1024 S/R (ENCODER HTL1024S/R) with TEMPERAT. SENSOR KTY84-130 DESIGN IM B5 (IMV 1,IM V3) SHAFT WITH FITTED KEY HALF-KEY BALANCING BEARING: STANDARD WITH FIXED BEARING, VIBRATION SEVERITY GRADE: R/A, SHAFT AND FLANGE ACCURACY: R TERMINAL BOX (ABOVE) CABLE ENTRY ON THE ND-END SIGNAL CONNECTION LEFT | - | 0 | 0
1PH8107-1HF12-2CA1 |  | 1PH8107-1HF12-2CA1 | 1 | UN | 1 | 20 | D | D | N | N | 85015230 | 1 |  | 73 | KG | 3076.17 | 3076.17 | MC05 | MC05 | SIMOTICS M Compact induction motor 1500rpm, 9kW 57Nm, 23.5A, 330V 1750rpm, 10 kW 55Nm, 22A, 380 V 2000rpm, 11 kW 53Nm, 21.5A, 428V forced ventilation; direction of air flow NDE--> DE; Degree of protection IP55 INCREMENT. ENCODER HTL 1024 S/R (ENCODER HTL1024S/R) with TEMPERAT. SENSOR KTY84-130 DESIGN IM B5 (IMV 1,IM V3) SHAFT WITH FITTED KEY HALF-KEY BALANCING BEARING: STANDARD WITH FIXED BEARING, VIBRATION SEVERITY GRADE: S/A, SHAFT AND FLANGE ACCURACY: R TERMINAL BOX (ABOVE) CABLE ENTRY ON THE RIGHT SIGNAL CONNECTION D-END | - | 0 | 0
1PH8107-1HF12-2CB1 |  | 1PH8107-1HF12-2CB1 | 1 | UN | 1 | 20 | D | D | N | N | 85015230 | 1 |  | 73 | KG | 3076.17 | 3076.17 | MC05 | MC05 | SIMOTICS M Compact induction motor 1500rpm, 9kW 57Nm, 23.5A, 330V 1750rpm, 10 kW 55Nm, 22A, 380 V 2000rpm, 11 kW 53Nm, 21.5A, 428V forced ventilation; direction of air flow NDE--> DE; Degree of protection IP55 INCREMENT. ENCODER HTL 1024 S/R (ENCODER HTL1024S/R) with TEMPERAT. SENSOR KTY84-130 DESIGN IM B5 (IMV 1,IM V3) SHAFT WITH FITTED KEY HALF-KEY BALANCING BEARING: STANDARD WITH FIXED BEARING, VIBRATION SEVERITY GRADE: S/A, SHAFT AND FLANGE ACCURACY: R TERMINAL BOX (ABOVE) CABLE ENTRY ON THE LEFT SIGNAL CONNECTION D-END | - | 0 | 0
1PH8107-1HF12-2CC1 |  | 1PH8107-1HF12-2CC1 | 1 | UN | 1 | 20 | D | D | N | N | 85015230 | 1 |  | 73 | KG | 3076.17 | 3076.17 | MC05 | MC05 | SIMOTICS M Compact induction motor 1500rpm, 9kW 57Nm, 23.5A, 330V 1750rpm, 10 kW 55Nm, 22A, 380 V 2000rpm, 11 kW 53Nm, 21.5A, 428V forced ventilation; direction of air flow NDE--> DE; Degree of protection IP55 INCREMENT. ENCODER HTL 1024 S/R (ENCODER HTL1024S/R) with TEMPERAT. SENSOR KTY84-130 DESIGN IM B5 (IMV 1,IM V3) SHAFT WITH FITTED KEY HALF-KEY BALANCING BEARING: STANDARD WITH FIXED BEARING, VIBRATION SEVERITY GRADE: S/A, SHAFT AND FLANGE ACCURACY: R TERMINAL BOX (ABOVE) CABLE ENTRY ON THE ND-END SIGNAL CONNECTION LEFT | - | 0 | 0
1PH8107-1HF13-0BA1 |  | 1PH8107-1HF13-0BA1 | 1 | UN | 1 | 20 | D | D | N | N | 85015230 | 1 |  | 73 | KG | 3105.11 | 3105.11 | MC05 | MC05 | SIMOTICS M Compact induction motor 1500rpm, 9kW 57Nm, 23.5A, 330V 1750rpm, 10 kW 55Nm, 22A, 380 V 2000rpm, 11 kW 53Nm, 21.5A, 428V forced ventilation; direction of air flow NDE--> DE; Degree of protection IP55 INCREMENT. ENCODER HTL 1024 S/R (ENCODER HTL1024S/R) with TEMPERAT. SENSOR KTY84-130 Design IM B35 (IM V15, (IM V35) PLAIN SHAFT WITHOUT FITTED KEY; BEARING: STANDARD WITH FIXED BEARING, VIBRATION SEVERITY GRADE: R/A, SHAFT AND FLANGE ACCURACY: R TERMINAL BOX (ABOVE) CABLE ENTRY ON THE RIGHT SIGNAL CONNECTION D-END | - | 0 | 0
1PH8107-1HF13-0BB1 |  | 1PH8107-1HF13-0BB1 | 1 | UN | 1 | 20 | D | D | N | N | 85015230 | 1 |  | 73 | KG | 3105.11 | 3105.11 | MC05 | MC05 | SIMOTICS M Compact induction motor 1500rpm, 9kW 57Nm, 23.5A, 330V 1750rpm, 10 kW 55Nm, 22A, 380 V 2000rpm, 11 kW 53Nm, 21.5A, 428V forced ventilation; direction of air flow NDE--> DE; Degree of protection IP55 INCREMENT. ENCODER HTL 1024 S/R (ENCODER HTL1024S/R) with TEMPERAT. SENSOR KTY84-130 Design IM B35 (IM V15, (IM V35) PLAIN SHAFT WITHOUT FITTED KEY; BEARING: STANDARD WITH FIXED BEARING, VIBRATION SEVERITY GRADE: R/A, SHAFT AND FLANGE ACCURACY: R TERMINAL BOX (ABOVE) CABLE ENTRY ON THE LEFT SIGNAL CONNECTION D-END | - | 0 | 0
1PH8107-1HF13-0BC1 |  | 1PH8107-1HF13-0BC1 | 1 | UN | 1 | 20 | D | D | N | N | 85015230 | 1 |  | 73 | KG | 3105.11 | 3105.11 | MC05 | MC05 | SIMOTICS M Compact induction motor 1500rpm, 9kW 57Nm, 23.5A, 330V 1750rpm, 10 kW 55Nm, 22A, 380 V 2000rpm, 11 kW 53Nm, 21.5A, 428V forced ventilation; direction of air flow NDE--> DE; Degree of protection IP55 INCREMENT. ENCODER HTL 1024 S/R (ENCODER HTL1024S/R) with TEMPERAT. SENSOR KTY84-130 Design IM B35 (IM V15, (IM V35) PLAIN SHAFT WITHOUT FITTED KEY; BEARING: STANDARD WITH FIXED BEARING, VIBRATION SEVERITY GRADE: R/A, SHAFT AND FLANGE ACCURACY: R TERMINAL BOX (ABOVE) CABLE ENTRY ON THE ND-END SIGNAL CONNECTION LEFT | - | 0 | 0
1PH8107-1HF13-0CA1 |  | 1PH8107-1HF13-0CA1 | 1 | UN | 1 | 20 | D | D | N | N | 85015230 | 1 |  | 73 | KG | 3235.13 | 3235.13 | MC05 | MC05 | SIMOTICS M Compact induction motor 1500rpm, 9kW 57Nm, 23.5A, 330V 1750rpm, 10 kW 55Nm, 22A, 380 V 2000rpm, 11 kW 53Nm, 21.5A, 428V forced ventilation; direction of air flow NDE--> DE; Degree of protection IP55 INCREMENT. ENCODER HTL 1024 S/R (ENCODER HTL1024S/R) with TEMPERAT. SENSOR KTY84-130 Design IM B35 (IM V15, (IM V35) PLAIN SHAFT WITHOUT FITTED KEY; BEARING: STANDARD WITH FIXED BEARING, VIBRATION SEVERITY GRADE: S/A, SHAFT AND FLANGE ACCURACY: R TERMINAL BOX (ABOVE) CABLE ENTRY ON THE RIGHT SIGNAL CONNECTION D-END | - | 0 | 0
1PH8107-1HF13-0CB1 |  | 1PH8107-1HF13-0CB1 | 1 | UN | 1 | 20 | D | D | N | N | 85015230 | 1 |  | 73 | KG | 3235.13 | 3235.13 | MC05 | MC05 | SIMOTICS M Compact induction motor 1500rpm, 9kW 57Nm, 23.5A, 330V 1750rpm, 10 kW 55Nm, 22A, 380 V 2000rpm, 11 kW 53Nm, 21.5A, 428V forced ventilation; direction of air flow NDE--> DE; Degree of protection IP55 INCREMENT. ENCODER HTL 1024 S/R (ENCODER HTL1024S/R) with TEMPERAT. SENSOR KTY84-130 Design IM B35 (IM V15, (IM V35) PLAIN SHAFT WITHOUT FITTED KEY; BEARING: STANDARD WITH FIXED BEARING, VIBRATION SEVERITY GRADE: S/A, SHAFT AND FLANGE ACCURACY: R TERMINAL BOX (ABOVE) CABLE ENTRY ON THE LEFT SIGNAL CONNECTION D-END | - | 0 | 0
1PH8107-1HF13-0CC1 |  | 1PH8107-1HF13-0CC1 | 1 | UN | 1 | 20 | D | D | N | N | 85015230 | 1 |  | 73 | KG | 3235.13 | 3235.13 | MC05 | MC05 | SIMOTICS M Compact induction motor 1500rpm, 9kW 57Nm, 23.5A, 330V 1750rpm, 10 kW 55Nm, 22A, 380 V 2000rpm, 11 kW 53Nm, 21.5A, 428V forced ventilation; direction of air flow NDE--> DE; Degree of protection IP55 INCREMENT. ENCODER HTL 1024 S/R (ENCODER HTL1024S/R) with TEMPERAT. SENSOR KTY84-130 Design IM B35 (IM V15, (IM V35) PLAIN SHAFT WITHOUT FITTED KEY; BEARING: STANDARD WITH FIXED BEARING, VIBRATION SEVERITY GRADE: S/A, SHAFT AND FLANGE ACCURACY: R TERMINAL BOX (ABOVE) CABLE ENTRY ON THE ND-END SIGNAL CONNECTION LEFT | - | 0 | 0
1PH8107-1HF13-2BA1 |  | 1PH8107-1HF13-2BA1 | 1 | UN | 1 | 20 | D | D | N | N | 85015230 | 1 |  | 73 | KG | 3105.11 | 3105.11 | MC05 | MC05 | SIMOTICS M Compact induction motor 1500rpm, 9kW 57Nm, 23.5A, 330V 1750rpm, 10 kW 55Nm, 22A, 380 V 2000rpm, 11 kW 53Nm, 21.5A, 428V forced ventilation; direction of air flow NDE--> DE; Degree of protection IP55 INCREMENT. ENCODER HTL 1024 S/R (ENCODER HTL1024S/R) with TEMPERAT. SENSOR KTY84-130 Design IM B35 (IM V15, (IM V35) SHAFT WITH FITTED KEY HALF-KEY BALANCING BEARING: STANDARD WITH FIXED BEARING, VIBRATION SEVERITY GRADE: R/A, SHAFT AND FLANGE ACCURACY: R TERMINAL BOX (ABOVE) CABLE ENTRY ON THE RIGHT SIGNAL CONNECTION D-END | - | 0 | 0
1PH8107-1HF13-2BB1 |  | 1PH8107-1HF13-2BB1 | 1 | UN | 1 | 20 | D | D | N | N | 85015230 | 1 |  | 73 | KG | 3105.11 | 3105.11 | MC05 | MC05 | SIMOTICS M Compact induction motor 1500rpm, 9kW 57Nm, 23.5A, 330V 1750rpm, 10 kW 55Nm, 22A, 380 V 2000rpm, 11 kW 53Nm, 21.5A, 428V forced ventilation; direction of air flow NDE--> DE; Degree of protection IP55 INCREMENT. ENCODER HTL 1024 S/R (ENCODER HTL1024S/R) with TEMPERAT. SENSOR KTY84-130 Design IM B35 (IM V15, (IM V35) SHAFT WITH FITTED KEY HALF-KEY BALANCING BEARING: STANDARD WITH FIXED BEARING, VIBRATION SEVERITY GRADE: R/A, SHAFT AND FLANGE ACCURACY: R TERMINAL BOX (ABOVE) CABLE ENTRY ON THE LEFT SIGNAL CONNECTION D-END | - | 0 | 0
1PH8107-1HF13-2BC1 |  | 1PH8107-1HF13-2BC1 | 1 | UN | 1 | 20 | D | D | N | N | 85015230 | 1 |  | 73 | KG | 3105.11 | 3105.11 | MC05 | MC05 | SIMOTICS M Compact induction motor 1500rpm, 9kW 57Nm, 23.5A, 330V 1750rpm, 10 kW 55Nm, 22A, 380 V 2000rpm, 11 kW 53Nm, 21.5A, 428V forced ventilation; direction of air flow NDE--> DE; Degree of protection IP55 INCREMENT. ENCODER HTL 1024 S/R (ENCODER HTL1024S/R) with TEMPERAT. SENSOR KTY84-130 Design IM B35 (IM V15, (IM V35) SHAFT WITH FITTED KEY HALF-KEY BALANCING BEARING: STANDARD WITH FIXED BEARING, VIBRATION SEVERITY GRADE: R/A, SHAFT AND FLANGE ACCURACY: R TERMINAL BOX (ABOVE) CABLE ENTRY ON THE ND-END SIGNAL CONNECTION LEFT | - | 0 | 0
1PH8107-1HF13-2CA1 |  | 1PH8107-1HF13-2CA1 | 1 | UN | 1 | 20 | D | D | N | N | 85015230 | 1 |  | 73 | KG | 3235.13 | 3235.13 | MC05 | MC05 | SIMOTICS M Compact induction motor 1500rpm, 9kW 57Nm, 23.5A, 330V 1750rpm, 10 kW 55Nm, 22A, 380 V 2000rpm, 11 kW 53Nm, 21.5A, 428V forced ventilation; direction of air flow NDE--> DE; Degree of protection IP55 INCREMENT. ENCODER HTL 1024 S/R (ENCODER HTL1024S/R) with TEMPERAT. SENSOR KTY84-130 Design IM B35 (IM V15, (IM V35) SHAFT WITH FITTED KEY HALF-KEY BALANCING BEARING: STANDARD WITH FIXED BEARING, VIBRATION SEVERITY GRADE: S/A, SHAFT AND FLANGE ACCURACY: R TERMINAL BOX (ABOVE) CABLE ENTRY ON THE RIGHT SIGNAL CONNECTION D-END | - | 0 | 0
1PH8107-1HF13-2CB1 |  | 1PH8107-1HF13-2CB1 | 1 | UN | 1 | 20 | D | D | N | N | 85015230 | 1 |  | 73 | KG | 3235.13 | 3235.13 | MC05 | MC05 | SIMOTICS M Compact induction motor 1500rpm, 9kW 57Nm, 23.5A, 330V 1750rpm, 10 kW 55Nm, 22A, 380 V 2000rpm, 11 kW 53Nm, 21.5A, 428V forced ventilation; direction of air flow NDE--> DE; Degree of protection IP55 INCREMENT. ENCODER HTL 1024 S/R (ENCODER HTL1024S/R) with TEMPERAT. SENSOR KTY84-130 Design IM B35 (IM V15, (IM V35) SHAFT WITH FITTED KEY HALF-KEY BALANCING BEARING: STANDARD WITH FIXED BEARING, VIBRATION SEVERITY GRADE: S/A, SHAFT AND FLANGE ACCURACY: R TERMINAL BOX (ABOVE) CABLE ENTRY ON THE LEFT SIGNAL CONNECTION D-END | - | 0 | 0
1PH8107-1HF13-2CC1 |  | 1PH8107-1HF13-2CC1 | 1 | UN | 1 | 20 | D | D | N | N | 85015230 | 1 |  | 73 | KG | 3235.13 | 3235.13 | MC05 | MC05 | SIMOTICS M Compact induction motor 1500rpm, 9kW 57Nm, 23.5A, 330V 1750rpm, 10 kW 55Nm, 22A, 380 V 2000rpm, 11 kW 53Nm, 21.5A, 428V forced ventilation; direction of air flow NDE--> DE; Degree of protection IP55 INCREMENT. ENCODER HTL 1024 S/R (ENCODER HTL1024S/R) with TEMPERAT. SENSOR KTY84-130 Design IM B35 (IM V15, (IM V35) SHAFT WITH FITTED KEY HALF-KEY BALANCING BEARING: STANDARD WITH FIXED BEARING, VIBRATION SEVERITY GRADE: S/A, SHAFT AND FLANGE ACCURACY: R TERMINAL BOX (ABOVE) CABLE ENTRY ON THE ND-END SIGNAL CONNECTION LEFT | - | 0 | 0
1PH8107-1HF20-0BA1 |  | 1PH8107-1HF20-0BA1 | 1 | UN | 1 | 35 | X | D | N | N | 85015230 | 1 |  | 83 | KG | 3304.25 | 3304.25 | MC05 | MC05 | SIMOTICS M Compact induction motor 1500rpm, 14kW 89Nm, 43.4A, 277V 1750rpm, 15.5kW 85Nm, 42A, 314V 2000rpm, 18kW 86Nm, 42.6A, 363V water cooling Degree of protection IP65 INCREMENT. ENCODER HTL 1024 S/R (ENCODER HTL1024S/R) with TEMPERAT. SENSOR KTY84-130 DESIGN IM B3 (IM V5, IM V6) PLAIN SHAFT WITHOUT FITTED KEY; BEARING: STANDARD WITH FIXED BEARING, VIBRATION SEVERITY GRADE: R/A, SHAFT AND FLANGE ACCURACY: R TERMINAL BOX (ABOVE) CABLE ENTRY ON THE RIGHT SIGNAL CONNECTION D-END | - | 0 | 0
1PH8107-1HF20-0BB1 |  | 1PH8107-1HF20-0BB1 | 1 | UN | 1 | 35 | X | D | N | N | 85015230 | 1 |  | 83 | KG | 3304.25 | 3304.25 | MC05 | MC05 | SIMOTICS M Compact induction motor 1500rpm, 14kW 89Nm, 43.4A, 277V 1750rpm, 15.5kW 85Nm, 42A, 314V 2000rpm, 18kW 86Nm, 42.6A, 363V water cooling Degree of protection IP65 INCREMENT. ENCODER HTL 1024 S/R (ENCODER HTL1024S/R) with TEMPERAT. SENSOR KTY84-130 DESIGN IM B3 (IM V5, IM V6) PLAIN SHAFT WITHOUT FITTED KEY; BEARING: STANDARD WITH FIXED BEARING, VIBRATION SEVERITY GRADE: R/A, SHAFT AND FLANGE ACCURACY: R TERMINAL BOX (ABOVE) CABLE ENTRY ON THE LEFT SIGNAL CONNECTION D-END | - | 0 | 0
1PH8107-1HF20-0BC1 |  | 1PH8107-1HF20-0BC1 | 1 | UN | 1 | 35 | X | D | N | N | 85015230 | 1 |  | 83 | KG | 3304.25 | 3304.25 | MC05 | MC05 | SIMOTICS M Compact induction motor 1500rpm, 14kW 89Nm, 43.4A, 277V 1750rpm, 15.5kW 85Nm, 42A, 314V 2000rpm, 18kW 86Nm, 42.6A, 363V water cooling Degree of protection IP65 INCREMENT. ENCODER HTL 1024 S/R (ENCODER HTL1024S/R) with TEMPERAT. SENSOR KTY84-130 DESIGN IM B3 (IM V5, IM V6) PLAIN SHAFT WITHOUT FITTED KEY; BEARING: STANDARD WITH FIXED BEARING, VIBRATION SEVERITY GRADE: R/A, SHAFT AND FLANGE ACCURACY: R TERMINAL BOX (ABOVE) CABLE ENTRY ON THE ND-END SIGNAL CONNECTION LEFT | - | 0 | 0
1PH8107-1HF20-0CA1 |  | 1PH8107-1HF20-0CA1 | 1 | UN | 1 | 35 | X | D | N | N | 85015230 | 1 |  | 83 | KG | 3434.27 | 3434.27 | MC05 | MC05 | SIMOTICS M Compact induction motor 1500rpm, 14kW 89Nm, 43.4A, 277V 1750rpm, 15.5kW 85Nm, 42A, 314V 2000rpm, 18kW 86Nm, 42.6A, 363V water cooling Degree of protection IP65 INCREMENT. ENCODER HTL 1024 S/R (ENCODER HTL1024S/R) with TEMPERAT. SENSOR KTY84-130 DESIGN IM B3 (IM V5, IM V6) PLAIN SHAFT WITHOUT FITTED KEY; BEARING: STANDARD WITH FIXED BEARING, VIBRATION SEVERITY GRADE: S/A, SHAFT AND FLANGE ACCURACY: R TERMINAL BOX (ABOVE) CABLE ENTRY ON THE RIGHT SIGNAL CONNECTION D-END | - | 0 | 0
1PH8107-1HF20-0CB1 |  | 1PH8107-1HF20-0CB1 | 1 | UN | 1 | 35 | X | D | N | N | 85015230 | 1 |  | 83 | KG | 3434.27 | 3434.27 | MC05 | MC05 | SIMOTICS M Compact induction motor 1500rpm, 14kW 89Nm, 43.4A, 277V 1750rpm, 15.5kW 85Nm, 42A, 314V 2000rpm, 18kW 86Nm, 42.6A, 363V water cooling Degree of protection IP65 INCREMENT. ENCODER HTL 1024 S/R (ENCODER HTL1024S/R) with TEMPERAT. SENSOR KTY84-130 DESIGN IM B3 (IM V5, IM V6) PLAIN SHAFT WITHOUT FITTED KEY; BEARING: STANDARD WITH FIXED BEARING, VIBRATION SEVERITY GRADE: S/A, SHAFT AND FLANGE ACCURACY: R TERMINAL BOX (ABOVE) CABLE ENTRY ON THE LEFT SIGNAL CONNECTION D-END | - | 0 | 0
1PH8107-1HF20-0CC1 |  | 1PH8107-1HF20-0CC1 | 1 | UN | 1 | 35 | X | D | N | N | 85015230 | 1 |  | 83 | KG | 3434.27 | 3434.27 | MC05 | MC05 | SIMOTICS M Compact induction motor 1500rpm, 14kW 89Nm, 43.4A, 277V 1750rpm, 15.5kW 85Nm, 42A, 314V 2000rpm, 18kW 86Nm, 42.6A, 363V water cooling Degree of protection IP65 INCREMENT. ENCODER HTL 1024 S/R (ENCODER HTL1024S/R) with TEMPERAT. SENSOR KTY84-130 DESIGN IM B3 (IM V5, IM V6) PLAIN SHAFT WITHOUT FITTED KEY; BEARING: STANDARD WITH FIXED BEARING, VIBRATION SEVERITY GRADE: S/A, SHAFT AND FLANGE ACCURACY: R TERMINAL BOX (ABOVE) CABLE ENTRY ON THE ND-END SIGNAL CONNECTION LEFT | - | 0 | 0
1PH8107-1HF20-2BA1 |  | 1PH8107-1HF20-2BA1 | 1 | UN | 1 | 35 | X | D | N | N | 85015230 | 1 |  | 83 | KG | 3304.25 | 3304.25 | MC05 | MC05 | SIMOTICS M Compact induction motor 1500rpm, 14kW 89Nm, 43.4A, 277V 1750rpm, 15.5kW 85Nm, 42A, 314V 2000rpm, 18kW 86Nm, 42.6A, 363V water cooling Degree of protection IP65 INCREMENT. ENCODER HTL 1024 S/R (ENCODER HTL1024S/R) with TEMPERAT. SENSOR KTY84-130 DESIGN IM B3 (IM V5, IM V6) SHAFT WITH FITTED KEY HALF-KEY BALANCING BEARING: STANDARD WITH FIXED BEARING, VIBRATION SEVERITY GRADE: R/A, SHAFT AND FLANGE ACCURACY: R TERMINAL BOX (ABOVE) CABLE ENTRY ON THE RIGHT SIGNAL CONNECTION D-END | - | 0 | 0
1PH8107-1HF20-2BB1 |  | 1PH8107-1HF20-2BB1 | 1 | UN | 1 | 35 | X | D | N | N | 85015230 | 1 |  | 83 | KG | 3304.25 | 3304.25 | MC05 | MC05 | SIMOTICS M Compact induction motor 1500rpm, 14kW 89Nm, 43.4A, 277V 1750rpm, 15.5kW 85Nm, 42A, 314V 2000rpm, 18kW 86Nm, 42.6A, 363V water cooling Degree of protection IP65 INCREMENT. ENCODER HTL 1024 S/R (ENCODER HTL1024S/R) with TEMPERAT. SENSOR KTY84-130 DESIGN IM B3 (IM V5, IM V6) SHAFT WITH FITTED KEY HALF-KEY BALANCING BEARING: STANDARD WITH FIXED BEARING, VIBRATION SEVERITY GRADE: R/A, SHAFT AND FLANGE ACCURACY: R TERMINAL BOX (ABOVE) CABLE ENTRY ON THE LEFT SIGNAL CONNECTION D-END | - | 0 | 0
1PH8107-1HF20-2BC1 |  | 1PH8107-1HF20-2BC1 | 1 | UN | 1 | 35 | X | D | N | N | 85015230 | 1 |  | 83 | KG | 3304.25 | 3304.25 | MC05 | MC05 | SIMOTICS M Compact induction motor 1500rpm, 14kW 89Nm, 43.4A, 277V 1750rpm, 15.5kW 85Nm, 42A, 314V 2000rpm, 18kW 86Nm, 42.6A, 363V water cooling Degree of protection IP65 INCREMENT. ENCODER HTL 1024 S/R (ENCODER HTL1024S/R) with TEMPERAT. SENSOR KTY84-130 DESIGN IM B3 (IM V5, IM V6) SHAFT WITH FITTED KEY HALF-KEY BALANCING BEARING: STANDARD WITH FIXED BEARING, VIBRATION SEVERITY GRADE: R/A, SHAFT AND FLANGE ACCURACY: R TERMINAL BOX (ABOVE) CABLE ENTRY ON THE ND-END SIGNAL CONNECTION LEFT | - | 0 | 0
1PH8107-1HF20-2CA1 |  | 1PH8107-1HF20-2CA1 | 1 | UN | 1 | 35 | X | D | N | N | 85015230 | 1 |  | 83 | KG | 3434.27 | 3434.27 | MC05 | MC05 | SIMOTICS M Compact induction motor 1500rpm, 14kW 89Nm, 43.4A, 277V 1750rpm, 15.5kW 85Nm, 42A, 314V 2000rpm, 18kW 86Nm, 42.6A, 363V water cooling Degree of protection IP65 INCREMENT. ENCODER HTL 1024 S/R (ENCODER HTL1024S/R) with TEMPERAT. SENSOR KTY84-130 DESIGN IM B3 (IM V5, IM V6) SHAFT WITH FITTED KEY HALF-KEY BALANCING BEARING: STANDARD WITH FIXED BEARING, VIBRATION SEVERITY GRADE: S/A, SHAFT AND FLANGE ACCURACY: R TERMINAL BOX (ABOVE) CABLE ENTRY ON THE RIGHT SIGNAL CONNECTION D-END | - | 0 | 0
1PH8107-1HF20-2CB1 |  | 1PH8107-1HF20-2CB1 | 1 | UN | 1 | 35 | X | D | N | N | 85015230 | 1 |  | 83 | KG | 3434.27 | 3434.27 | MC05 | MC05 | SIMOTICS M Compact induction motor 1500rpm, 14kW 89Nm, 43.4A, 277V 1750rpm, 15.5kW 85Nm, 42A, 314V 2000rpm, 18kW 86Nm, 42.6A, 363V water cooling Degree of protection IP65 INCREMENT. ENCODER HTL 1024 S/R (ENCODER HTL1024S/R) with TEMPERAT. SENSOR KTY84-130 DESIGN IM B3 (IM V5, IM V6) SHAFT WITH FITTED KEY HALF-KEY BALANCING BEARING: STANDARD WITH FIXED BEARING, VIBRATION SEVERITY GRADE: S/A, SHAFT AND FLANGE ACCURACY: R TERMINAL BOX (ABOVE) CABLE ENTRY ON THE LEFT SIGNAL CONNECTION D-END | - | 0 | 0
1PH8107-1HF20-2CC1 |  | 1PH8107-1HF20-2CC1 | 1 | UN | 1 | 35 | X | D | N | N | 85015230 | 1 |  | 83 | KG | 3434.27 | 3434.27 | MC05 | MC05 | SIMOTICS M Compact induction motor 1500rpm, 14kW 89Nm, 43.4A, 277V 1750rpm, 15.5kW 85Nm, 42A, 314V 2000rpm, 18kW 86Nm, 42.6A, 363V water cooling Degree of protection IP65 INCREMENT. ENCODER HTL 1024 S/R (ENCODER HTL1024S/R) with TEMPERAT. SENSOR KTY84-130 DESIGN IM B3 (IM V5, IM V6) SHAFT WITH FITTED KEY HALF-KEY BALANCING BEARING: STANDARD WITH FIXED BEARING, VIBRATION SEVERITY GRADE: S/A, SHAFT AND FLANGE ACCURACY: R TERMINAL BOX (ABOVE) CABLE ENTRY ON THE ND-END SIGNAL CONNECTION LEFT | - | 0 | 0
1PH8107-1HF22-0BA1 |  | 1PH8107-1HF22-0BA1 | 1 | UN | 1 | 35 | X | D | N | N | 85015230 | 1 |  | 83 | KG | 3434.3 | 3434.3 | MC05 | MC05 | SIMOTICS M Compact induction motor 1500rpm, 14kW 89Nm, 43.4A, 277V 1750rpm, 15.5kW 85Nm, 42A, 314V 2000rpm, 18kW 86Nm, 42.6A, 363V water cooling Degree of protection IP65 INCREMENT. ENCODER HTL 1024 S/R (ENCODER HTL1024S/R) with TEMPERAT. SENSOR KTY84-130 DESIGN IM B5 (IMV 1,IM V3) PLAIN SHAFT WITHOUT FITTED KEY; BEARING: STANDARD WITH FIXED BEARING, VIBRATION SEVERITY GRADE: R/A, SHAFT AND FLANGE ACCURACY: R TERMINAL BOX (ABOVE) CABLE ENTRY ON THE RIGHT SIGNAL CONNECTION D-END | - | 0 | 0
1PH8107-1HF22-0BB1 |  | 1PH8107-1HF22-0BB1 | 1 | UN | 1 | 35 | X | D | N | N | 85015230 | 1 |  | 83 | KG | 3434.3 | 3434.3 | MC05 | MC05 | SIMOTICS M Compact induction motor 1500rpm, 14kW 89Nm, 43.4A, 277V 1750rpm, 15.5kW 85Nm, 42A, 314V 2000rpm, 18kW 86Nm, 42.6A, 363V water cooling Degree of protection IP65 INCREMENT. ENCODER HTL 1024 S/R (ENCODER HTL1024S/R) with TEMPERAT. SENSOR KTY84-130 DESIGN IM B5 (IMV 1,IM V3) PLAIN SHAFT WITHOUT FITTED KEY; BEARING: STANDARD WITH FIXED BEARING, VIBRATION SEVERITY GRADE: R/A, SHAFT AND FLANGE ACCURACY: R TERMINAL BOX (ABOVE) CABLE ENTRY ON THE LEFT SIGNAL CONNECTION D-END | - | 0 | 0
1PH8107-1HF22-0BC1 |  | 1PH8107-1HF22-0BC1 | 1 | UN | 1 | 35 | X | D | N | N | 85015230 | 1 |  | 83 | KG | 3434.3 | 3434.3 | MC05 | MC05 | SIMOTICS M Compact induction motor 1500rpm, 14kW 89Nm, 43.4A, 277V 1750rpm, 15.5kW 85Nm, 42A, 314V 2000rpm, 18kW 86Nm, 42.6A, 363V water cooling Degree of protection IP65 INCREMENT. ENCODER HTL 1024 S/R (ENCODER HTL1024S/R) with TEMPERAT. SENSOR KTY84-130 DESIGN IM B5 (IMV 1,IM V3) PLAIN SHAFT WITHOUT FITTED KEY; BEARING: STANDARD WITH FIXED BEARING, VIBRATION SEVERITY GRADE: R/A, SHAFT AND FLANGE ACCURACY: R TERMINAL BOX (ABOVE) CABLE ENTRY ON THE ND-END SIGNAL CONNECTION LEFT | - | 0 | 0
1PH8107-1HF22-0CA1 |  | 1PH8107-1HF22-0CA1 | 1 | UN | 1 | 35 | X | D | N | N | 85015230 | 1 |  | 83 | KG | 3564.32 | 3564.32 | MC05 | MC05 | SIMOTICS M Compact induction motor 1500rpm, 14kW 89Nm, 43.4A, 277V 1750rpm, 15.5kW 85Nm, 42A, 314V 2000rpm, 18kW 86Nm, 42.6A, 363V water cooling Degree of protection IP65 INCREMENT. ENCODER HTL 1024 S/R (ENCODER HTL1024S/R) with TEMPERAT. SENSOR KTY84-130 DESIGN IM B5 (IMV 1,IM V3) PLAIN SHAFT WITHOUT FITTED KEY; BEARING: STANDARD WITH FIXED BEARING, VIBRATION SEVERITY GRADE: S/A, SHAFT AND FLANGE ACCURACY: R TERMINAL BOX (ABOVE) CABLE ENTRY ON THE RIGHT SIGNAL CONNECTION D-END | - | 0 | 0
1PH8107-1HF22-0CB1 |  | 1PH8107-1HF22-0CB1 | 1 | UN | 1 | 35 | X | D | N | N | 85015230 | 1 |  | 83 | KG | 3564.32 | 3564.32 | MC05 | MC05 | SIMOTICS M Compact induction motor 1500rpm, 14kW 89Nm, 43.4A, 277V 1750rpm, 15.5kW 85Nm, 42A, 314V 2000rpm, 18kW 86Nm, 42.6A, 363V water cooling Degree of protection IP65 INCREMENT. ENCODER HTL 1024 S/R (ENCODER HTL1024S/R) with TEMPERAT. SENSOR KTY84-130 DESIGN IM B5 (IMV 1,IM V3) PLAIN SHAFT WITHOUT FITTED KEY; BEARING: STANDARD WITH FIXED BEARING, VIBRATION SEVERITY GRADE: S/A, SHAFT AND FLANGE ACCURACY: R TERMINAL BOX (ABOVE) CABLE ENTRY ON THE LEFT SIGNAL CONNECTION D-END | - | 0 | 0
1PH8107-1HF22-0CC1 |  | 1PH8107-1HF22-0CC1 | 1 | UN | 1 | 35 | X | D | N | N | 85015230 | 1 |  | 83 | KG | 3564.32 | 3564.32 | MC05 | MC05 | SIMOTICS M Compact induction motor 1500rpm, 14kW 89Nm, 43.4A, 277V 1750rpm, 15.5kW 85Nm, 42A, 314V 2000rpm, 18kW 86Nm, 42.6A, 363V water cooling Degree of protection IP65 INCREMENT. ENCODER HTL 1024 S/R (ENCODER HTL1024S/R) with TEMPERAT. SENSOR KTY84-130 DESIGN IM B5 (IMV 1,IM V3) PLAIN SHAFT WITHOUT FITTED KEY; BEARING: STANDARD WITH FIXED BEARING, VIBRATION SEVERITY GRADE: S/A, SHAFT AND FLANGE ACCURACY: R TERMINAL BOX (ABOVE) CABLE ENTRY ON THE ND-END SIGNAL CONNECTION LEFT | - | 0 | 0
1PH8107-1HF22-2BA1 |  | 1PH8107-1HF22-2BA1 | 1 | UN | 1 | 35 | X | D | N | N | 85015230 | 1 |  | 83 | KG | 3434.3 | 3434.3 | MC05 | MC05 | SIMOTICS M Compact induction motor 1500rpm, 14kW 89Nm, 43.4A, 277V 1750rpm, 15.5kW 85Nm, 42A, 314V 2000rpm, 18kW 86Nm, 42.6A, 363V water cooling Degree of protection IP65 INCREMENT. ENCODER HTL 1024 S/R (ENCODER HTL1024S/R) with TEMPERAT. SENSOR KTY84-130 DESIGN IM B5 (IMV 1,IM V3) SHAFT WITH FITTED KEY HALF-KEY BALANCING BEARING: STANDARD WITH FIXED BEARING, VIBRATION SEVERITY GRADE: R/A, SHAFT AND FLANGE ACCURACY: R TERMINAL BOX (ABOVE) CABLE ENTRY ON THE RIGHT SIGNAL CONNECTION D-END | - | 0 | 0
1PH8107-1HF22-2BB1 |  | 1PH8107-1HF22-2BB1 | 1 | UN | 1 | 35 | X | D | N | N | 85015230 | 1 |  | 83 | KG | 3434.3 | 3434.3 | MC05 | MC05 | SIMOTICS M Compact induction motor 1500rpm, 14kW 89Nm, 43.4A, 277V 1750rpm, 15.5kW 85Nm, 42A, 314V 2000rpm, 18kW 86Nm, 42.6A, 363V water cooling Degree of protection IP65 INCREMENT. ENCODER HTL 1024 S/R (ENCODER HTL1024S/R) with TEMPERAT. SENSOR KTY84-130 DESIGN IM B5 (IMV 1,IM V3) SHAFT WITH FITTED KEY HALF-KEY BALANCING BEARING: STANDARD WITH FIXED BEARING, VIBRATION SEVERITY GRADE: R/A, SHAFT AND FLANGE ACCURACY: R TERMINAL BOX (ABOVE) CABLE ENTRY ON THE LEFT SIGNAL CONNECTION D-END | - | 0 | 0
1PH8107-1HF22-2BC1 |  | 1PH8107-1HF22-2BC1 | 1 | UN | 1 | 35 | X | D | N | N | 85015230 | 1 |  | 83 | KG | 3434.3 | 3434.3 | MC05 | MC05 | SIMOTICS M Compact induction motor 1500rpm, 14kW 89Nm, 43.4A, 277V 1750rpm, 15.5kW 85Nm, 42A, 314V 2000rpm, 18kW 86Nm, 42.6A, 363V water cooling Degree of protection IP65 INCREMENT. ENCODER HTL 1024 S/R (ENCODER HTL1024S/R) with TEMPERAT. SENSOR KTY84-130 DESIGN IM B5 (IMV 1,IM V3) SHAFT WITH FITTED KEY HALF-KEY BALANCING BEARING: STANDARD WITH FIXED BEARING, VIBRATION SEVERITY GRADE: R/A, SHAFT AND FLANGE ACCURACY: R TERMINAL BOX (ABOVE) CABLE ENTRY ON THE ND-END SIGNAL CONNECTION LEFT | - | 0 | 0
1PH8107-1HF22-2CA1 |  | 1PH8107-1HF22-2CA1 | 1 | UN | 1 | 35 | X | D | N | N | 85015230 | 1 |  | 83 | KG | 3564.32 | 3564.32 | MC05 | MC05 | SIMOTICS M Compact induction motor 1500rpm, 14kW 89Nm, 43.4A, 277V 1750rpm, 15.5kW 85Nm, 42A, 314V 2000rpm, 18kW 86Nm, 42.6A, 363V water cooling Degree of protection IP65 INCREMENT. ENCODER HTL 1024 S/R (ENCODER HTL1024S/R) with TEMPERAT. SENSOR KTY84-130 DESIGN IM B5 (IMV 1,IM V3) SHAFT WITH FITTED KEY HALF-KEY BALANCING BEARING: STANDARD WITH FIXED BEARING, VIBRATION SEVERITY GRADE: S/A, SHAFT AND FLANGE ACCURACY: R TERMINAL BOX (ABOVE) CABLE ENTRY ON THE RIGHT SIGNAL CONNECTION D-END | - | 0 | 0
1PH8107-1HF22-2CB1 |  | 1PH8107-1HF22-2CB1 | 1 | UN | 1 | 35 | X | D | N | N | 85015230 | 1 |  | 83 | KG | 3564.32 | 3564.32 | MC05 | MC05 | SIMOTICS M Compact induction motor 1500rpm, 14kW 89Nm, 43.4A, 277V 1750rpm, 15.5kW 85Nm, 42A, 314V 2000rpm, 18kW 86Nm, 42.6A, 363V water cooling Degree of protection IP65 INCREMENT. ENCODER HTL 1024 S/R (ENCODER HTL1024S/R) with TEMPERAT. SENSOR KTY84-130 DESIGN IM B5 (IMV 1,IM V3) SHAFT WITH FITTED KEY HALF-KEY BALANCING BEARING: STANDARD WITH FIXED BEARING, VIBRATION SEVERITY GRADE: S/A, SHAFT AND FLANGE ACCURACY: R TERMINAL BOX (ABOVE) CABLE ENTRY ON THE LEFT SIGNAL CONNECTION D-END | - | 0 | 0
1PH8107-1HF22-2CC1 |  | 1PH8107-1HF22-2CC1 | 1 | UN | 1 | 35 | X | D | N | N | 85015230 | 1 |  | 83 | KG | 3564.32 | 3564.32 | MC05 | MC05 | SIMOTICS M Compact induction motor 1500rpm, 14kW 89Nm, 43.4A, 277V 1750rpm, 15.5kW 85Nm, 42A, 314V 2000rpm, 18kW 86Nm, 42.6A, 363V water cooling Degree of protection IP65 INCREMENT. ENCODER HTL 1024 S/R (ENCODER HTL1024S/R) with TEMPERAT. SENSOR KTY84-130 DESIGN IM B5 (IMV 1,IM V3) SHAFT WITH FITTED KEY HALF-KEY BALANCING BEARING: STANDARD WITH FIXED BEARING, VIBRATION SEVERITY GRADE: S/A, SHAFT AND FLANGE ACCURACY: R TERMINAL BOX (ABOVE) CABLE ENTRY ON THE ND-END SIGNAL CONNECTION LEFT | - | 0 | 0
1PH8107-1HF23-0BA1 |  | 1PH8107-1HF23-0BA1 | 1 | UN | 1 | 35 | X | D | N | N | 85015230 | 1 |  | 83 | KG | 3593.26 | 3593.26 | MC05 | MC05 | SIMOTICS M Compact induction motor 1500rpm, 14kW 89Nm, 43.4A, 277V 1750rpm, 15.5kW 85Nm, 42A, 314V 2000rpm, 18kW 86Nm, 42.6A, 363V water cooling Degree of protection IP65 INCREMENT. ENCODER HTL 1024 S/R (ENCODER HTL1024S/R) with TEMPERAT. SENSOR KTY84-130 Design IM B35 (IM V15, (IM V35) PLAIN SHAFT WITHOUT FITTED KEY; BEARING: STANDARD WITH FIXED BEARING, VIBRATION SEVERITY GRADE: R/A, SHAFT AND FLANGE ACCURACY: R TERMINAL BOX (ABOVE) CABLE ENTRY ON THE RIGHT SIGNAL CONNECTION D-END | - | 0 | 0
1PH8107-1HF23-0BB1 |  | 1PH8107-1HF23-0BB1 | 1 | UN | 1 | 35 | X | D | N | N | 85015230 | 1 |  | 83 | KG | 3593.26 | 3593.26 | MC05 | MC05 | SIMOTICS M Compact induction motor 1500rpm, 14kW 89Nm, 43.4A, 277V 1750rpm, 15.5kW 85Nm, 42A, 314V 2000rpm, 18kW 86Nm, 42.6A, 363V water cooling Degree of protection IP65 INCREMENT. ENCODER HTL 1024 S/R (ENCODER HTL1024S/R) with TEMPERAT. SENSOR KTY84-130 Design IM B35 (IM V15, (IM V35) PLAIN SHAFT WITHOUT FITTED KEY; BEARING: STANDARD WITH FIXED BEARING, VIBRATION SEVERITY GRADE: R/A, SHAFT AND FLANGE ACCURACY: R TERMINAL BOX (ABOVE) CABLE ENTRY ON THE LEFT SIGNAL CONNECTION D-END | - | 0 | 0
1PH8107-1HF23-0BC1 |  | 1PH8107-1HF23-0BC1 | 1 | UN | 1 | 35 | X | D | N | N | 85015230 | 1 |  | 83 | KG | 3593.26 | 3593.26 | MC05 | MC05 | SIMOTICS M Compact induction motor 1500rpm, 14kW 89Nm, 43.4A, 277V 1750rpm, 15.5kW 85Nm, 42A, 314V 2000rpm, 18kW 86Nm, 42.6A, 363V water cooling Degree of protection IP65 INCREMENT. ENCODER HTL 1024 S/R (ENCODER HTL1024S/R) with TEMPERAT. SENSOR KTY84-130 Design IM B35 (IM V15, (IM V35) PLAIN SHAFT WITHOUT FITTED KEY; BEARING: STANDARD WITH FIXED BEARING, VIBRATION SEVERITY GRADE: R/A, SHAFT AND FLANGE ACCURACY: R TERMINAL BOX (ABOVE) CABLE ENTRY ON THE ND-END SIGNAL CONNECTION LEFT | - | 0 | 0
1PH8107-1HF23-0CA1 |  | 1PH8107-1HF23-0CA1 | 1 | UN | 1 | 35 | X | D | N | N | 85015230 | 1 |  | 83 | KG | 3723.28 | 3723.28 | MC05 | MC05 | SIMOTICS M Compact induction motor 1500rpm, 14kW 89Nm, 43.4A, 277V 1750rpm, 15.5kW 85Nm, 42A, 314V 2000rpm, 18kW 86Nm, 42.6A, 363V water cooling Degree of protection IP65 INCREMENT. ENCODER HTL 1024 S/R (ENCODER HTL1024S/R) with TEMPERAT. SENSOR KTY84-130 Design IM B35 (IM V15, (IM V35) PLAIN SHAFT WITHOUT FITTED KEY; BEARING: STANDARD WITH FIXED BEARING, VIBRATION SEVERITY GRADE: S/A, SHAFT AND FLANGE ACCURACY: R TERMINAL BOX (ABOVE) CABLE ENTRY ON THE RIGHT SIGNAL CONNECTION D-END | - | 0 | 0
1PH8107-1HF23-0CB1 |  | 1PH8107-1HF23-0CB1 | 1 | UN | 1 | 35 | X | D | N | N | 85015230 | 1 |  | 83 | KG | 3723.28 | 3723.28 | MC05 | MC05 | SIMOTICS M Compact induction motor 1500rpm, 14kW 89Nm, 43.4A, 277V 1750rpm, 15.5kW 85Nm, 42A, 314V 2000rpm, 18kW 86Nm, 42.6A, 363V water cooling Degree of protection IP65 INCREMENT. ENCODER HTL 1024 S/R (ENCODER HTL1024S/R) with TEMPERAT. SENSOR KTY84-130 Design IM B35 (IM V15, (IM V35) PLAIN SHAFT WITHOUT FITTED KEY; BEARING: STANDARD WITH FIXED BEARING, VIBRATION SEVERITY GRADE: S/A, SHAFT AND FLANGE ACCURACY: R TERMINAL BOX (ABOVE) CABLE ENTRY ON THE LEFT SIGNAL CONNECTION D-END | - | 0 | 0
1PH8107-1HF23-0CC1 |  | 1PH8107-1HF23-0CC1 | 1 | UN | 1 | 35 | X | D | N | N | 85015230 | 1 |  | 83 | KG | 3723.28 | 3723.28 | MC05 | MC05 | SIMOTICS M Compact induction motor 1500rpm, 14kW 89Nm, 43.4A, 277V 1750rpm, 15.5kW 85Nm, 42A, 314V 2000rpm, 18kW 86Nm, 42.6A, 363V water cooling Degree of protection IP65 INCREMENT. ENCODER HTL 1024 S/R (ENCODER HTL1024S/R) with TEMPERAT. SENSOR KTY84-130 Design IM B35 (IM V15, (IM V35) PLAIN SHAFT WITHOUT FITTED KEY; BEARING: STANDARD WITH FIXED BEARING, VIBRATION SEVERITY GRADE: S/A, SHAFT AND FLANGE ACCURACY: R TERMINAL BOX (ABOVE) CABLE ENTRY ON THE ND-END SIGNAL CONNECTION LEFT | - | 0 | 0
1PH8107-1HF23-2BA1 |  | 1PH8107-1HF23-2BA1 | 1 | UN | 1 | 35 | X | D | N | N | 85015230 | 1 |  | 83 | KG | 3593.26 | 3593.26 | MC05 | MC05 | SIMOTICS M Compact induction motor 1500rpm, 14kW 89Nm, 43.4A, 277V 1750rpm, 15.5kW 85Nm, 42A, 314V 2000rpm, 18kW 86Nm, 42.6A, 363V water cooling Degree of protection IP65 INCREMENT. ENCODER HTL 1024 S/R (ENCODER HTL1024S/R) with TEMPERAT. SENSOR KTY84-130 Design IM B35 (IM V15, (IM V35) SHAFT WITH FITTED KEY HALF-KEY BALANCING BEARING: STANDARD WITH FIXED BEARING, VIBRATION SEVERITY GRADE: R/A, SHAFT AND FLANGE ACCURACY: R TERMINAL BOX (ABOVE) CABLE ENTRY ON THE RIGHT SIGNAL CONNECTION D-END | - | 0 | 0
1PH8107-1HF23-2BB1 |  | 1PH8107-1HF23-2BB1 | 1 | UN | 1 | 35 | X | D | N | N | 85015230 | 1 |  | 83 | KG | 3593.26 | 3593.26 | MC05 | MC05 | SIMOTICS M Compact induction motor 1500rpm, 14kW 89Nm, 43.4A, 277V 1750rpm, 15.5kW 85Nm, 42A, 314V 2000rpm, 18kW 86Nm, 42.6A, 363V water cooling Degree of protection IP65 INCREMENT. ENCODER HTL 1024 S/R (ENCODER HTL1024S/R) with TEMPERAT. SENSOR KTY84-130 Design IM B35 (IM V15, (IM V35) SHAFT WITH FITTED KEY HALF-KEY BALANCING BEARING: STANDARD WITH FIXED BEARING, VIBRATION SEVERITY GRADE: R/A, SHAFT AND FLANGE ACCURACY: R TERMINAL BOX (ABOVE) CABLE ENTRY ON THE LEFT SIGNAL CONNECTION D-END | - | 0 | 0
1PH8107-1HF23-2BC1 |  | 1PH8107-1HF23-2BC1 | 1 | UN | 1 | 35 | X | D | N | N | 85015230 | 1 |  | 83 | KG | 3593.26 | 3593.26 | MC05 | MC05 | SIMOTICS M Compact induction motor 1500rpm, 14kW 89Nm, 43.4A, 277V 1750rpm, 15.5kW 85Nm, 42A, 314V 2000rpm, 18kW 86Nm, 42.6A, 363V water cooling Degree of protection IP65 INCREMENT. ENCODER HTL 1024 S/R (ENCODER HTL1024S/R) with TEMPERAT. SENSOR KTY84-130 Design IM B35 (IM V15, (IM V35) SHAFT WITH FITTED KEY HALF-KEY BALANCING BEARING: STANDARD WITH FIXED BEARING, VIBRATION SEVERITY GRADE: R/A, SHAFT AND FLANGE ACCURACY: R TERMINAL BOX (ABOVE) CABLE ENTRY ON THE ND-END SIGNAL CONNECTION LEFT | - | 0 | 0
1PH8107-1HF23-2CA1 |  | 1PH8107-1HF23-2CA1 | 1 | UN | 1 | 35 | X | D | N | N | 85015230 | 1 |  | 83 | KG | 3723.28 | 3723.28 | MC05 | MC05 | SIMOTICS M Compact induction motor 1500rpm, 14kW 89Nm, 43.4A, 277V 1750rpm, 15.5kW 85Nm, 42A, 314V 2000rpm, 18kW 86Nm, 42.6A, 363V water cooling Degree of protection IP65 INCREMENT. ENCODER HTL 1024 S/R (ENCODER HTL1024S/R) with TEMPERAT. SENSOR KTY84-130 Design IM B35 (IM V15, (IM V35) SHAFT WITH FITTED KEY HALF-KEY BALANCING BEARING: STANDARD WITH FIXED BEARING, VIBRATION SEVERITY GRADE: S/A, SHAFT AND FLANGE ACCURACY: R TERMINAL BOX (ABOVE) CABLE ENTRY ON THE RIGHT SIGNAL CONNECTION D-END | - | 0 | 0
1PH8107-1HF23-2CB1 |  | 1PH8107-1HF23-2CB1 | 1 | UN | 1 | 35 | X | D | N | N | 85015230 | 1 |  | 83 | KG | 3723.28 | 3723.28 | MC05 | MC05 | SIMOTICS M Compact induction motor 1500rpm, 14kW 89Nm, 43.4A, 277V 1750rpm, 15.5kW 85Nm, 42A, 314V 2000rpm, 18kW 86Nm, 42.6A, 363V water cooling Degree of protection IP65 INCREMENT. ENCODER HTL 1024 S/R (ENCODER HTL1024S/R) with TEMPERAT. SENSOR KTY84-130 Design IM B35 (IM V15, (IM V35) SHAFT WITH FITTED KEY HALF-KEY BALANCING BEARING: STANDARD WITH FIXED BEARING, VIBRATION SEVERITY GRADE: S/A, SHAFT AND FLANGE ACCURACY: R TERMINAL BOX (ABOVE) CABLE ENTRY ON THE LEFT SIGNAL CONNECTION D-END | - | 0 | 0
1PH8107-1HF23-2CC1 |  | 1PH8107-1HF23-2CC1 | 1 | UN | 1 | 35 | X | D | N | N | 85015230 | 1 |  | 83 | KG | 3723.28 | 3723.28 | MC05 | MC05 | SIMOTICS M Compact induction motor 1500rpm, 14kW 89Nm, 43.4A, 277V 1750rpm, 15.5kW 85Nm, 42A, 314V 2000rpm, 18kW 86Nm, 42.6A, 363V water cooling Degree of protection IP65 INCREMENT. ENCODER HTL 1024 S/R (ENCODER HTL1024S/R) with TEMPERAT. SENSOR KTY84-130 Design IM B35 (IM V15, (IM V35) SHAFT WITH FITTED KEY HALF-KEY BALANCING BEARING: STANDARD WITH FIXED BEARING, VIBRATION SEVERITY GRADE: S/A, SHAFT AND FLANGE ACCURACY: R TERMINAL BOX (ABOVE) CABLE ENTRY ON THE ND-END SIGNAL CONNECTION LEFT | - | 0 | 0
1PH8107-1HG02-1BZ1-Z | A12A76Q1BR80V04W92 | 1PH8107-1HG02-1BZ1-ZA12A76Q1BR80V04W92 | 1 | UN | 1 | 20 | D | D | N | N | 85015230 | 1 |  | 73 | KG | 4421.8 | 4421.8 | MC05 | MC05 | SIMOTICS M Compact induction motor 2000rpm, 10.5kW, 50Nm, 26A 355V; 2300rpm, 12kW, 50Nm 26 A, 406V; 2650rpm, 13kW 47Nm, 24A, 460 V forced ventilation; direction of air flow DE--> NDE; Degree of protection IP55 Motor customer-spec. Offer number SMR-09-2011 A76: 2 additional temperature sensors Pt100 V04: Hardened shaft extension A12: PTC thermistor for warning and shutdown W92: Fan decoupled and mounted Q1B: special connection system terminal box R80: Encoder decoupled and mounted Dimension drawing 900.22211.01A | - | 0 | 7
1PH8107-1HG02-1BZ1-Z | A12A76Q1BR80V04W92X23 | 1PH8107-1HG02-1BZ1-ZA12A76Q1BR80V04W92X23 | 1 | UN | 1 | 20 | D | D | N | N | 85015230 | 1 |  | 73 | KG | 4696.33 | 4696.33 | MC05 | MC05 | SIMOTICS M Compact induction motor 2000rpm, 10.5kW, 50Nm, 26A 355V; 2300rpm, 12kW, 50Nm 26 A, 406V; 2650rpm, 13kW, 47Nm, 24A, 460 V forced ventilation; A76: 2 additional temperature sensors Pt100 V04: Hardened shaft extension A12: PTC thermistor for warning and shutdown W92: Fan decoupled and mounted Q1B: Special connection system terminal box R80: Encoder decoupled and mounted Dimension drawing 900.22211.01A X23: Paint finish in RAL 5005 (signal blue) analog SMR-09-2011 | - | 0 | 7
1PH8107-1HS00-0BA1 |  | 1PH8107-1HS00-0BA1 | 1 | UN | 1 | 20 | D | D | N | N | 85015230 | 1 |  | 73 | KG | 2816.1 | 2816.1 | MC05 | MC05 | SIMOTICS M Compact induction motor Y2000RPM, 11 kW 53Nm, 26.7A, 368V D5000RPM, 11 kW 21Nm, 28A, 410V Y1500RPM, 8.5kW 54Nm, 27A, 275V forced ventilation; direction of air flow DE--> NDE; Degree of protection IP55 INCREMENT. ENCODER HTL 1024 S/R (ENCODER HTL1024S/R) with TEMPERAT. SENSOR KTY84-130 DESIGN IM B3 (IM V5, IM V6) PLAIN SHAFT WITHOUT FITTED KEY; BEARING: STANDARD WITH FIXED BEARING, VIBRATION SEVERITY GRADE: R/A, SHAFT AND FLANGE ACCURACY: R TERMINAL BOX (ABOVE) CABLE ENTRY ON THE RIGHT SIGNAL CONNECTION D-END | - | 0 | 0
1PH8107-1HS02-1BD1 |  | 1PH8107-1HS02-1BD1 | 1 | UN | 1 | 20 | D | D | N | N | 85015230 | 1 |  | 73 | KG | 3036.47 | 3036.47 | MC05 | MC05 | SIMOTICS M Compact induction motor Y2000RPM, 11 kW 53Nm, 26.7A, 368V D5000RPM, 11 kW 21Nm, 28A, 410V Y1500RPM, 8.5kW 54Nm, 27A, 275V forced ventilation; direction of air flow DE--> NDE; Degree of protection IP55 INCREMENT. ENCODER HTL 1024 S/R (ENCODER HTL1024S/R) with TEMPERAT. SENSOR KTY84-130 DESIGN IM B5 (IMV 1,IM V3) SHAFT WITH FITTED KEY FULL-KEY BALANCING BEARING: STANDARD WITH FIXED BEARING, VIBRATION SEVERITY GRADE: R/A, SHAFT AND FLANGE ACCURACY: R TERMINAL BOX (ABOVE) CABLE ENTRY ON THE D-END SIGNAL CONNECTION LEFT | - | 0 | 0
1PH8107-1HS02-1BH1 |  | 1PH8107-1HS02-1BH1 | 1 | UN | 1 | 20 | D | D | N | N | 85015230 | 1 |  | 73 | KG | 2946.15 | 2946.15 | MC05 | MC05 | SIMOTICS M Compact induction motor Y2000RPM, 11 kW 53Nm, 26.7A, 368V D5000RPM, 11 kW 21Nm, 28A, 410V Y1500RPM, 8.5kW 54Nm, 27A, 275V forced ventilation; direction of air flow DE--> NDE; Degree of protection IP55 INCREMENT. ENCODER HTL 1024 S/R (ENCODER HTL1024S/R) with TEMPERAT. SENSOR KTY84-130 DESIGN IM B5 (IMV 1,IM V3) SHAFT WITH FITTED KEY FULL-KEY BALANCING BEARING: STANDARD WITH FIXED BEARING, VIBRATION SEVERITY GRADE: R/A, SHAFT AND FLANGE ACCURACY: R POWER CONNECTOR (ABOVE) CABLE ENTRY ON THE ND-END SIGNAL CONNECTION LEFT | - | 0 | 0
1PH8107-1JD10-0BA1 |  | 1PH8107-1JD10-0BA1 | 1 | UN | 1 | 20 | D | D | N | N | 85015230 | 1 |  | 73 | KG | 3096.03 | 3096.03 | MC05 | MC05 | SIMOTICS M Compact induction motor 1000rpm, 6.3kW 60Nm, 17.5A, 307V 1150rpm, 7.2kW 60Nm, 17.5A, 348V 1350rpm, 8kW 57Nm, 17A, 400 V forced ventilation; direction of air flow NDE--> DE; Degree of protection IP55 INCREMENT. ENCODER HTL 2048 S/R (ENCODER HTL2048S/R) with TEMPERAT. SENSOR KTY84-130 DESIGN IM B3 (IM V5, IM V6) PLAIN SHAFT WITHOUT FITTED KEY; BEARING: STANDARD WITH FIXED BEARING, VIBRATION SEVERITY GRADE: R/A, SHAFT AND FLANGE ACCURACY: R TERMINAL BOX (ABOVE) CABLE ENTRY ON THE RIGHT SIGNAL CONNECTION D-END | - | 0 | 0
1PH8107-1JD10-0BB1 |  | 1PH8107-1JD10-0BB1 | 1 | UN | 1 | 20 | D | D | N | N | 85015230 | 1 |  | 73 | KG | 3096.03 | 3096.03 | MC05 | MC05 | SIMOTICS M Compact induction motor 1000rpm, 6.3kW 60Nm, 17.5A, 307V 1150rpm, 7.2kW 60Nm, 17.5A, 348V 1350rpm, 8kW 57Nm, 17A, 400 V forced ventilation; direction of air flow NDE--> DE; Degree of protection IP55 INCREMENT. ENCODER HTL 2048 S/R (ENCODER HTL2048S/R) with TEMPERAT. SENSOR KTY84-130 DESIGN IM B3 (IM V5, IM V6) PLAIN SHAFT WITHOUT FITTED KEY; BEARING: STANDARD WITH FIXED BEARING, VIBRATION SEVERITY GRADE: R/A, SHAFT AND FLANGE ACCURACY: R TERMINAL BOX (ABOVE) CABLE ENTRY ON THE LEFT SIGNAL CONNECTION D-END | - | 0 | 0
1PH8107-1JD10-0BC1 |  | 1PH8107-1JD10-0BC1 | 1 | UN | 1 | 20 | D | D | N | N | 85015230 | 1 |  | 73 | KG | 3096.03 | 3096.03 | MC05 | MC05 | SIMOTICS M Compact induction motor 1000rpm, 6.3kW 60Nm, 17.5A, 307V 1150rpm, 7.2kW 60Nm, 17.5A, 348V 1350rpm, 8kW 57Nm, 17A, 400 V forced ventilation; direction of air flow NDE--> DE; Degree of protection IP55 INCREMENT. ENCODER HTL 2048 S/R (ENCODER HTL2048S/R) with TEMPERAT. SENSOR KTY84-130 DESIGN IM B3 (IM V5, IM V6) PLAIN SHAFT WITHOUT FITTED KEY; BEARING: STANDARD WITH FIXED BEARING, VIBRATION SEVERITY GRADE: R/A, SHAFT AND FLANGE ACCURACY: R TERMINAL BOX (ABOVE) CABLE ENTRY ON THE ND-END SIGNAL CONNECTION LEFT | - | 0 | 0
1PH8107-1JD10-0CA1 |  | 1PH8107-1JD10-0CA1 | 1 | UN | 1 | 20 | D | D | N | N | 85015230 | 1 |  | 73 | KG | 3226.05 | 3226.05 | MC05 | MC05 | SIMOTICS M Compact induction motor 1000rpm, 6.3kW 60Nm, 17.5A, 307V 1150rpm, 7.2kW 60Nm, 17.5A, 348V 1350rpm, 8kW 57Nm, 17A, 400 V forced ventilation; direction of air flow NDE--> DE; Degree of protection IP55 INCREMENT. ENCODER HTL 2048 S/R (ENCODER HTL2048S/R) with TEMPERAT. SENSOR KTY84-130 DESIGN IM B3 (IM V5, IM V6) PLAIN SHAFT WITHOUT FITTED KEY; BEARING: STANDARD WITH FIXED BEARING, VIBRATION SEVERITY GRADE: S/A, SHAFT AND FLANGE ACCURACY: R TERMINAL BOX (ABOVE) CABLE ENTRY ON THE RIGHT SIGNAL CONNECTION D-END | - | 0 | 0
1PH8107-1JD10-0CB1 |  | 1PH8107-1JD10-0CB1 | 1 | UN | 1 | 20 | D | D | N | N | 85015230 | 1 |  | 73 | KG | 3226.05 | 3226.05 | MC05 | MC05 | SIMOTICS M Compact induction motor 1000rpm, 6.3kW 60Nm, 17.5A, 307V 1150rpm, 7.2kW 60Nm, 17.5A, 348V 1350rpm, 8kW 57Nm, 17A, 400 V forced ventilation; direction of air flow NDE--> DE; Degree of protection IP55 INCREMENT. ENCODER HTL 2048 S/R (ENCODER HTL2048S/R) with TEMPERAT. SENSOR KTY84-130 DESIGN IM B3 (IM V5, IM V6) PLAIN SHAFT WITHOUT FITTED KEY; BEARING: STANDARD WITH FIXED BEARING, VIBRATION SEVERITY GRADE: S/A, SHAFT AND FLANGE ACCURACY: R TERMINAL BOX (ABOVE) CABLE ENTRY ON THE LEFT SIGNAL CONNECTION D-END | - | 0 | 0
1PH8107-1JD10-0CC1 |  | 1PH8107-1JD10-0CC1 | 1 | UN | 1 | 20 | D | D | N | N | 85015230 | 1 |  | 73 | KG | 3226.05 | 3226.05 | MC05 | MC05 | SIMOTICS M Compact induction motor 1000rpm, 6.3kW 60Nm, 17.5A, 307V 1150rpm, 7.2kW 60Nm, 17.5A, 348V 1350rpm, 8kW 57Nm, 17A, 400 V forced ventilation; direction of air flow NDE--> DE; Degree of protection IP55 INCREMENT. ENCODER HTL 2048 S/R (ENCODER HTL2048S/R) with TEMPERAT. SENSOR KTY84-130 DESIGN IM B3 (IM V5, IM V6) PLAIN SHAFT WITHOUT FITTED KEY; BEARING: STANDARD WITH FIXED BEARING, VIBRATION SEVERITY GRADE: S/A, SHAFT AND FLANGE ACCURACY: R TERMINAL BOX (ABOVE) CABLE ENTRY ON THE ND-END SIGNAL CONNECTION LEFT | - | 0 | 0
1PH8107-1JD10-2BA1 |  | 1PH8107-1JD10-2BA1 | 1 | UN | 1 | 20 | D | D | N | N | 85015230 | 1 |  | 73 | KG | 3096.03 | 3096.03 | MC05 | MC05 | SIMOTICS M Compact induction motor 1000rpm, 6.3kW 60Nm, 17.5A, 307V 1150rpm, 7.2kW 60Nm, 17.5A, 348V 1350rpm, 8kW 57Nm, 17A, 400 V forced ventilation; direction of air flow NDE--> DE; Degree of protection IP55 INCREMENT. ENCODER HTL 2048 S/R (ENCODER HTL2048S/R) with TEMPERAT. SENSOR KTY84-130 DESIGN IM B3 (IM V5, IM V6) SHAFT WITH FITTED KEY HALF-KEY BALANCING BEARING: STANDARD WITH FIXED BEARING, VIBRATION SEVERITY GRADE: R/A, SHAFT AND FLANGE ACCURACY: R TERMINAL BOX (ABOVE) CABLE ENTRY ON THE RIGHT SIGNAL CONNECTION D-END | - | 0 | 0
1PH8107-1JD10-2BB1 |  | 1PH8107-1JD10-2BB1 | 1 | UN | 1 | 20 | D | D | N | N | 85015230 | 1 |  | 73 | KG | 3096.03 | 3096.03 | MC05 | MC05 | SIMOTICS M Compact induction motor 1000rpm, 6.3kW 60Nm, 17.5A, 307V 1150rpm, 7.2kW 60Nm, 17.5A, 348V 1350rpm, 8kW 57Nm, 17A, 400 V forced ventilation; direction of air flow NDE--> DE; Degree of protection IP55 INCREMENT. ENCODER HTL 2048 S/R (ENCODER HTL2048S/R) with TEMPERAT. SENSOR KTY84-130 DESIGN IM B3 (IM V5, IM V6) SHAFT WITH FITTED KEY HALF-KEY BALANCING BEARING: STANDARD WITH FIXED BEARING, VIBRATION SEVERITY GRADE: R/A, SHAFT AND FLANGE ACCURACY: R TERMINAL BOX (ABOVE) CABLE ENTRY ON THE LEFT SIGNAL CONNECTION D-END | - | 0 | 0
1PH8107-1JD10-2BC1 |  | 1PH8107-1JD10-2BC1 | 1 | UN | 1 | 20 | D | D | N | N | 85015230 | 1 |  | 73 | KG | 3096.03 | 3096.03 | MC05 | MC05 | SIMOTICS M Compact induction motor 1000rpm, 6.3kW 60Nm, 17.5A, 307V 1150rpm, 7.2kW 60Nm, 17.5A, 348V 1350rpm, 8kW 57Nm, 17A, 400 V forced ventilation; direction of air flow NDE--> DE; Degree of protection IP55 INCREMENT. ENCODER HTL 2048 S/R (ENCODER HTL2048S/R) with TEMPERAT. SENSOR KTY84-130 DESIGN IM B3 (IM V5, IM V6) SHAFT WITH FITTED KEY HALF-KEY BALANCING BEARING: STANDARD WITH FIXED BEARING, VIBRATION SEVERITY GRADE: R/A, SHAFT AND FLANGE ACCURACY: R TERMINAL BOX (ABOVE) CABLE ENTRY ON THE ND-END SIGNAL CONNECTION LEFT | - | 0 | 0
1PH8107-1JD10-2CA1 |  | 1PH8107-1JD10-2CA1 | 1 | UN | 1 | 20 | D | D | N | N | 85015230 | 1 |  | 73 | KG | 3226.05 | 3226.05 | MC05 | MC05 | SIMOTICS M Compact induction motor 1000rpm, 6.3kW 60Nm, 17.5A, 307V 1150rpm, 7.2kW 60Nm, 17.5A, 348V 1350rpm, 8kW 57Nm, 17A, 400 V forced ventilation; direction of air flow NDE--> DE; Degree of protection IP55 INCREMENT. ENCODER HTL 2048 S/R (ENCODER HTL2048S/R) with TEMPERAT. SENSOR KTY84-130 DESIGN IM B3 (IM V5, IM V6) SHAFT WITH FITTED KEY HALF-KEY BALANCING BEARING: STANDARD WITH FIXED BEARING, VIBRATION SEVERITY GRADE: S/A, SHAFT AND FLANGE ACCURACY: R TERMINAL BOX (ABOVE) CABLE ENTRY ON THE RIGHT SIGNAL CONNECTION D-END | - | 0 | 0
1PH8107-1JD10-2CB1 |  | 1PH8107-1JD10-2CB1 | 1 | UN | 1 | 20 | D | D | N | N | 85015230 | 1 |  | 73 | KG | 3226.05 | 3226.05 | MC05 | MC05 | SIMOTICS M Compact induction motor 1000rpm, 6.3kW 60Nm, 17.5A, 307V 1150rpm, 7.2kW 60Nm, 17.5A, 348V 1350rpm, 8kW 57Nm, 17A, 400 V forced ventilation; direction of air flow NDE--> DE; Degree of protection IP55 INCREMENT. ENCODER HTL 2048 S/R (ENCODER HTL2048S/R) with TEMPERAT. SENSOR KTY84-130 DESIGN IM B3 (IM V5, IM V6) SHAFT WITH FITTED KEY HALF-KEY BALANCING BEARING: STANDARD WITH FIXED BEARING, VIBRATION SEVERITY GRADE: S/A, SHAFT AND FLANGE ACCURACY: R TERMINAL BOX (ABOVE) CABLE ENTRY ON THE LEFT SIGNAL CONNECTION D-END | - | 0 | 0
1PH8107-1JD10-2CC1 |  | 1PH8107-1JD10-2CC1 | 1 | UN | 1 | 20 | D | D | N | N | 85015230 | 1 |  | 73 | KG | 3226.05 | 3226.05 | MC05 | MC05 | SIMOTICS M Compact induction motor 1000rpm, 6.3kW 60Nm, 17.5A, 307V 1150rpm, 7.2kW 60Nm, 17.5A, 348V 1350rpm, 8kW 57Nm, 17A, 400 V forced ventilation; direction of air flow NDE--> DE; Degree of protection IP55 INCREMENT. ENCODER HTL 2048 S/R (ENCODER HTL2048S/R) with TEMPERAT. SENSOR KTY84-130 DESIGN IM B3 (IM V5, IM V6) SHAFT WITH FITTED KEY HALF-KEY BALANCING BEARING: STANDARD WITH FIXED BEARING, VIBRATION SEVERITY GRADE: S/A, SHAFT AND FLANGE ACCURACY: R TERMINAL BOX (ABOVE) CABLE ENTRY ON THE ND-END SIGNAL CONNECTION LEFT | - | 0 | 0
1PH8107-1JD12-0BA1 |  | 1PH8107-1JD12-0BA1 | 1 | UN | 1 | 20 | D | D | N | N | 85015230 | 1 |  | 73 | KG | 3226.08 | 3226.08 | MC05 | MC05 | SIMOTICS M Compact induction motor 1000rpm, 6.3kW 60Nm, 17.5A, 307V 1150rpm, 7.2kW 60Nm, 17.5A, 348V 1350rpm, 8kW 57Nm, 17A, 400 V forced ventilation; direction of air flow NDE--> DE; Degree of protection IP55 INCREMENT. ENCODER HTL 2048 S/R (ENCODER HTL2048S/R) with TEMPERAT. SENSOR KTY84-130 DESIGN IM B5 (IMV 1,IM V3) PLAIN SHAFT WITHOUT FITTED KEY; BEARING: STANDARD WITH FIXED BEARING, VIBRATION SEVERITY GRADE: R/A, SHAFT AND FLANGE ACCURACY: R TERMINAL BOX (ABOVE) CABLE ENTRY ON THE RIGHT SIGNAL CONNECTION D-END | - | 0 | 0
1PH8107-1JD12-0BB1 |  | 1PH8107-1JD12-0BB1 | 1 | UN | 1 | 20 | D | D | N | N | 85015230 | 1 |  | 73 | KG | 3226.08 | 3226.08 | MC05 | MC05 | SIMOTICS M Compact induction motor 1000rpm, 6.3kW 60Nm, 17.5A, 307V 1150rpm, 7.2kW 60Nm, 17.5A, 348V 1350rpm, 8kW 57Nm, 17A, 400 V forced ventilation; direction of air flow NDE--> DE; Degree of protection IP55 INCREMENT. ENCODER HTL 2048 S/R (ENCODER HTL2048S/R) with TEMPERAT. SENSOR KTY84-130 DESIGN IM B5 (IMV 1,IM V3) PLAIN SHAFT WITHOUT FITTED KEY; BEARING: STANDARD WITH FIXED BEARING, VIBRATION SEVERITY GRADE: R/A, SHAFT AND FLANGE ACCURACY: R TERMINAL BOX (ABOVE) CABLE ENTRY ON THE LEFT SIGNAL CONNECTION D-END | - | 0 | 0
1PH8107-1JD12-0BC1 |  | 1PH8107-1JD12-0BC1 | 1 | UN | 1 | 20 | D | D | N | N | 85015230 | 1 |  | 73 | KG | 3226.08 | 3226.08 | MC05 | MC05 | SIMOTICS M Compact induction motor 1000rpm, 6.3kW 60Nm, 17.5A, 307V 1150rpm, 7.2kW 60Nm, 17.5A, 348V 1350rpm, 8kW 57Nm, 17A, 400 V forced ventilation; direction of air flow NDE--> DE; Degree of protection IP55 INCREMENT. ENCODER HTL 2048 S/R (ENCODER HTL2048S/R) with TEMPERAT. SENSOR KTY84-130 DESIGN IM B5 (IMV 1,IM V3) PLAIN SHAFT WITHOUT FITTED KEY; BEARING: STANDARD WITH FIXED BEARING, VIBRATION SEVERITY GRADE: R/A, SHAFT AND FLANGE ACCURACY: R TERMINAL BOX (ABOVE) CABLE ENTRY ON THE ND-END SIGNAL CONNECTION LEFT | - | 0 | 0
1PH8107-1JD12-0CA1 |  | 1PH8107-1JD12-0CA1 | 1 | UN | 1 | 20 | D | D | N | N | 85015230 | 1 |  | 73 | KG | 3356.1 | 3356.1 | MC05 | MC05 | SIMOTICS M Compact induction motor 1000rpm, 6.3kW 60Nm, 17.5A, 307V 1150rpm, 7.2kW 60Nm, 17.5A, 348V 1350rpm, 8kW 57Nm, 17A, 400 V forced ventilation; direction of air flow NDE--> DE; Degree of protection IP55 INCREMENT. ENCODER HTL 2048 S/R (ENCODER HTL2048S/R) with TEMPERAT. SENSOR KTY84-130 DESIGN IM B5 (IMV 1,IM V3) PLAIN SHAFT WITHOUT FITTED KEY; BEARING: STANDARD WITH FIXED BEARING, VIBRATION SEVERITY GRADE: S/A, SHAFT AND FLANGE ACCURACY: R TERMINAL BOX (ABOVE) CABLE ENTRY ON THE RIGHT SIGNAL CONNECTION D-END | - | 0 | 0
1PH8107-1JD12-0CB1 |  | 1PH8107-1JD12-0CB1 | 1 | UN | 1 | 20 | D | D | N | N | 85015230 | 1 |  | 73 | KG | 3356.1 | 3356.1 | MC05 | MC05 | SIMOTICS M Compact induction motor 1000rpm, 6.3kW 60Nm, 17.5A, 307V 1150rpm, 7.2kW 60Nm, 17.5A, 348V 1350rpm, 8kW 57Nm, 17A, 400 V forced ventilation; direction of air flow NDE--> DE; Degree of protection IP55 INCREMENT. ENCODER HTL 2048 S/R (ENCODER HTL2048S/R) with TEMPERAT. SENSOR KTY84-130 DESIGN IM B5 (IMV 1,IM V3) PLAIN SHAFT WITHOUT FITTED KEY; BEARING: STANDARD WITH FIXED BEARING, VIBRATION SEVERITY GRADE: S/A, SHAFT AND FLANGE ACCURACY: R TERMINAL BOX (ABOVE) CABLE ENTRY ON THE LEFT SIGNAL CONNECTION D-END | - | 0 | 0
1PH8107-1JD12-0CC1 |  | 1PH8107-1JD12-0CC1 | 1 | UN | 1 | 20 | D | D | N | N | 85015230 | 1 |  | 73 | KG | 3356.1 | 3356.1 | MC05 | MC05 | SIMOTICS M Compact induction motor 1000rpm, 6.3kW 60Nm, 17.5A, 307V 1150rpm, 7.2kW 60Nm, 17.5A, 348V 1350rpm, 8kW 57Nm, 17A, 400 V forced ventilation; direction of air flow NDE--> DE; Degree of protection IP55 INCREMENT. ENCODER HTL 2048 S/R (ENCODER HTL2048S/R) with TEMPERAT. SENSOR KTY84-130 DESIGN IM B5 (IMV 1,IM V3) PLAIN SHAFT WITHOUT FITTED KEY; BEARING: STANDARD WITH FIXED BEARING, VIBRATION SEVERITY GRADE: S/A, SHAFT AND FLANGE ACCURACY: R TERMINAL BOX (ABOVE) CABLE ENTRY ON THE ND-END SIGNAL CONNECTION LEFT | - | 0 | 0
1PH8107-1JD12-2BA1 |  | 1PH8107-1JD12-2BA1 | 1 | UN | 1 | 20 | D | D | N | N | 85015230 | 1 |  | 73 | KG | 3226.08 | 3226.08 | MC05 | MC05 | SIMOTICS M Compact induction motor 1000rpm, 6.3kW 60Nm, 17.5A, 307V 1150rpm, 7.2kW 60Nm, 17.5A, 348V 1350rpm, 8kW 57Nm, 17A, 400 V forced ventilation; direction of air flow NDE--> DE; Degree of protection IP55 INCREMENT. ENCODER HTL 2048 S/R (ENCODER HTL2048S/R) with TEMPERAT. SENSOR KTY84-130 DESIGN IM B5 (IMV 1,IM V3) SHAFT WITH FITTED KEY HALF-KEY BALANCING BEARING: STANDARD WITH FIXED BEARING, VIBRATION SEVERITY GRADE: R/A, SHAFT AND FLANGE ACCURACY: R TERMINAL BOX (ABOVE) CABLE ENTRY ON THE RIGHT SIGNAL CONNECTION D-END | - | 0 | 0
1PH8107-1JD12-2BB1 |  | 1PH8107-1JD12-2BB1 | 1 | UN | 1 | 20 | D | D | N | N | 85015230 | 1 |  | 73 | KG | 3226.08 | 3226.08 | MC05 | MC05 | SIMOTICS M Compact induction motor 1000rpm, 6.3kW 60Nm, 17.5A, 307V 1150rpm, 7.2kW 60Nm, 17.5A, 348V 1350rpm, 8kW 57Nm, 17A, 400 V forced ventilation; direction of air flow NDE--> DE; Degree of protection IP55 INCREMENT. ENCODER HTL 2048 S/R (ENCODER HTL2048S/R) with TEMPERAT. SENSOR KTY84-130 DESIGN IM B5 (IMV 1,IM V3) SHAFT WITH FITTED KEY HALF-KEY BALANCING BEARING: STANDARD WITH FIXED BEARING, VIBRATION SEVERITY GRADE: R/A, SHAFT AND FLANGE ACCURACY: R TERMINAL BOX (ABOVE) CABLE ENTRY ON THE LEFT SIGNAL CONNECTION D-END | - | 0 | 0
1PH8107-1JD12-2BC1 |  | 1PH8107-1JD12-2BC1 | 1 | UN | 1 | 20 | D | D | N | N | 85015230 | 1 |  | 73 | KG | 3226.08 | 3226.08 | MC05 | MC05 | SIMOTICS M Compact induction motor 1000rpm, 6.3kW 60Nm, 17.5A, 307V 1150rpm, 7.2kW 60Nm, 17.5A, 348V 1350rpm, 8kW 57Nm, 17A, 400 V forced ventilation; direction of air flow NDE--> DE; Degree of protection IP55 INCREMENT. ENCODER HTL 2048 S/R (ENCODER HTL2048S/R) with TEMPERAT. SENSOR KTY84-130 DESIGN IM B5 (IMV 1,IM V3) SHAFT WITH FITTED KEY HALF-KEY BALANCING BEARING: STANDARD WITH FIXED BEARING, VIBRATION SEVERITY GRADE: R/A, SHAFT AND FLANGE ACCURACY: R TERMINAL BOX (ABOVE) CABLE ENTRY ON THE ND-END SIGNAL CONNECTION LEFT | - | 0 | 0
1PH8107-1JD12-2CA1 |  | 1PH8107-1JD12-2CA1 | 1 | UN | 1 | 20 | D | D | N | N | 85015230 | 1 |  | 73 | KG | 3356.1 | 3356.1 | MC05 | MC05 | SIMOTICS M Compact induction motor 1000rpm, 6.3kW 60Nm, 17.5A, 307V 1150rpm, 7.2kW 60Nm, 17.5A, 348V 1350rpm, 8kW 57Nm, 17A, 400 V forced ventilation; direction of air flow NDE--> DE; Degree of protection IP55 INCREMENT. ENCODER HTL 2048 S/R (ENCODER HTL2048S/R) with TEMPERAT. SENSOR KTY84-130 DESIGN IM B5 (IMV 1,IM V3) SHAFT WITH FITTED KEY HALF-KEY BALANCING BEARING: STANDARD WITH FIXED BEARING, VIBRATION SEVERITY GRADE: S/A, SHAFT AND FLANGE ACCURACY: R TERMINAL BOX (ABOVE) CABLE ENTRY ON THE RIGHT SIGNAL CONNECTION D-END | - | 0 | 0
1PH8107-1JD12-2CB1 |  | 1PH8107-1JD12-2CB1 | 1 | UN | 1 | 20 | D | D | N | N | 85015230 | 1 |  | 73 | KG | 3356.1 | 3356.1 | MC05 | MC05 | SIMOTICS M Compact induction motor 1000rpm, 6.3kW 60Nm, 17.5A, 307V 1150rpm, 7.2kW 60Nm, 17.5A, 348V 1350rpm, 8kW 57Nm, 17A, 400 V forced ventilation; direction of air flow NDE--> DE; Degree of protection IP55 INCREMENT. ENCODER HTL 2048 S/R (ENCODER HTL2048S/R) with TEMPERAT. SENSOR KTY84-130 DESIGN IM B5 (IMV 1,IM V3) SHAFT WITH FITTED KEY HALF-KEY BALANCING BEARING: STANDARD WITH FIXED BEARING, VIBRATION SEVERITY GRADE: S/A, SHAFT AND FLANGE ACCURACY: R TERMINAL BOX (ABOVE) CABLE ENTRY ON THE LEFT SIGNAL CONNECTION D-END | - | 0 | 0
1PH8107-1JD12-2CC1 |  | 1PH8107-1JD12-2CC1 | 1 | UN | 1 | 20 | D | D | N | N | 85015230 | 1 |  | 73 | KG | 3356.1 | 3356.1 | MC05 | MC05 | SIMOTICS M Compact induction motor 1000rpm, 6.3kW 60Nm, 17.5A, 307V 1150rpm, 7.2kW 60Nm, 17.5A, 348V 1350rpm, 8kW 57Nm, 17A, 400 V forced ventilation; direction of air flow NDE--> DE; Degree of protection IP55 INCREMENT. ENCODER HTL 2048 S/R (ENCODER HTL2048S/R) with TEMPERAT. SENSOR KTY84-130 DESIGN IM B5 (IMV 1,IM V3) SHAFT WITH FITTED KEY HALF-KEY BALANCING BEARING: STANDARD WITH FIXED BEARING, VIBRATION SEVERITY GRADE: S/A, SHAFT AND FLANGE ACCURACY: R TERMINAL BOX (ABOVE) CABLE ENTRY ON THE ND-END SIGNAL CONNECTION LEFT | - | 0 | 0
1PH8107-1JD13-0BA1 |  | 1PH8107-1JD13-0BA1 | 1 | UN | 1 | 20 | D | D | N | N | 85015230 | 1 |  | 73 | KG | 3385.04 | 3385.04 | MC05 | MC05 | SIMOTICS M Compact induction motor 1000rpm, 6.3kW 60Nm, 17.5A, 307V 1150rpm, 7.2kW 60Nm, 17.5A, 348V 1350rpm, 8kW 57Nm, 17A, 400 V forced ventilation; direction of air flow NDE--> DE; Degree of protection IP55 INCREMENT. ENCODER HTL 2048 S/R (ENCODER HTL2048S/R) with TEMPERAT. SENSOR KTY84-130 Design IM B35 (IM V15, (IM V35) PLAIN SHAFT WITHOUT FITTED KEY; BEARING: STANDARD WITH FIXED BEARING, VIBRATION SEVERITY GRADE: R/A, SHAFT AND FLANGE ACCURACY: R TERMINAL BOX (ABOVE) CABLE ENTRY ON THE RIGHT SIGNAL CONNECTION D-END | - | 0 | 0
1PH8107-1JD13-0BB1 |  | 1PH8107-1JD13-0BB1 | 1 | UN | 1 | 20 | D | D | N | N | 85015230 | 1 |  | 73 | KG | 3385.04 | 3385.04 | MC05 | MC05 | SIMOTICS M Compact induction motor 1000rpm, 6.3kW 60Nm, 17.5A, 307V 1150rpm, 7.2kW 60Nm, 17.5A, 348V 1350rpm, 8kW 57Nm, 17A, 400 V forced ventilation; direction of air flow NDE--> DE; Degree of protection IP55 INCREMENT. ENCODER HTL 2048 S/R (ENCODER HTL2048S/R) with TEMPERAT. SENSOR KTY84-130 Design IM B35 (IM V15, (IM V35) PLAIN SHAFT WITHOUT FITTED KEY; BEARING: STANDARD WITH FIXED BEARING, VIBRATION SEVERITY GRADE: R/A, SHAFT AND FLANGE ACCURACY: R TERMINAL BOX (ABOVE) CABLE ENTRY ON THE LEFT SIGNAL CONNECTION D-END | - | 0 | 0
1PH8107-1JD13-0BC1 |  | 1PH8107-1JD13-0BC1 | 1 | UN | 1 | 20 | D | D | N | N | 85015230 | 1 |  | 73 | KG | 3385.04 | 3385.04 | MC05 | MC05 | SIMOTICS M Compact induction motor 1000rpm, 6.3kW 60Nm, 17.5A, 307V 1150rpm, 7.2kW 60Nm, 17.5A, 348V 1350rpm, 8kW 57Nm, 17A, 400 V forced ventilation; direction of air flow NDE--> DE; Degree of protection IP55 INCREMENT. ENCODER HTL 2048 S/R (ENCODER HTL2048S/R) with TEMPERAT. SENSOR KTY84-130 Design IM B35 (IM V15, (IM V35) PLAIN SHAFT WITHOUT FITTED KEY; BEARING: STANDARD WITH FIXED BEARING, VIBRATION SEVERITY GRADE: R/A, SHAFT AND FLANGE ACCURACY: R TERMINAL BOX (ABOVE) CABLE ENTRY ON THE ND-END SIGNAL CONNECTION LEFT | - | 0 | 0
1PH8107-1JD13-0CA1 |  | 1PH8107-1JD13-0CA1 | 1 | UN | 1 | 20 | D | D | N | N | 85015230 | 1 |  | 73 | KG | 3515.06 | 3515.06 | MC05 | MC05 | SIMOTICS M Compact induction motor 1000rpm, 6.3kW 60Nm, 17.5A, 307V 1150rpm, 7.2kW 60Nm, 17.5A, 348V 1350rpm, 8kW 57Nm, 17A, 400 V forced ventilation; direction of air flow NDE--> DE; Degree of protection IP55 INCREMENT. ENCODER HTL 2048 S/R (ENCODER HTL2048S/R) with TEMPERAT. SENSOR KTY84-130 Design IM B35 (IM V15, (IM V35) PLAIN SHAFT WITHOUT FITTED KEY; BEARING: STANDARD WITH FIXED BEARING, VIBRATION SEVERITY GRADE: S/A, SHAFT AND FLANGE ACCURACY: R TERMINAL BOX (ABOVE) CABLE ENTRY ON THE RIGHT SIGNAL CONNECTION D-END | - | 0 | 0
1PH8107-1JD13-0CB1 |  | 1PH8107-1JD13-0CB1 | 1 | UN | 1 | 20 | D | D | N | N | 85015230 | 1 |  | 73 | KG | 3515.06 | 3515.06 | MC05 | MC05 | SIMOTICS M Compact induction motor 1000rpm, 6.3kW 60Nm, 17.5A, 307V 1150rpm, 7.2kW 60Nm, 17.5A, 348V 1350rpm, 8kW 57Nm, 17A, 400 V forced ventilation; direction of air flow NDE--> DE; Degree of protection IP55 INCREMENT. ENCODER HTL 2048 S/R (ENCODER HTL2048S/R) with TEMPERAT. SENSOR KTY84-130 Design IM B35 (IM V15, (IM V35) PLAIN SHAFT WITHOUT FITTED KEY; BEARING: STANDARD WITH FIXED BEARING, VIBRATION SEVERITY GRADE: S/A, SHAFT AND FLANGE ACCURACY: R TERMINAL BOX (ABOVE) CABLE ENTRY ON THE LEFT SIGNAL CONNECTION D-END | - | 0 | 0
1PH8107-1JD13-0CC1 |  | 1PH8107-1JD13-0CC1 | 1 | UN | 1 | 20 | D | D | N | N | 85015230 | 1 |  | 73 | KG | 3515.06 | 3515.06 | MC05 | MC05 | SIMOTICS M Compact induction motor 1000rpm, 6.3kW 60Nm, 17.5A, 307V 1150rpm, 7.2kW 60Nm, 17.5A, 348V 1350rpm, 8kW 57Nm, 17A, 400 V forced ventilation; direction of air flow NDE--> DE; Degree of protection IP55 INCREMENT. ENCODER HTL 2048 S/R (ENCODER HTL2048S/R) with TEMPERAT. SENSOR KTY84-130 Design IM B35 (IM V15, (IM V35) PLAIN SHAFT WITHOUT FITTED KEY; BEARING: STANDARD WITH FIXED BEARING, VIBRATION SEVERITY GRADE: S/A, SHAFT AND FLANGE ACCURACY: R TERMINAL BOX (ABOVE) CABLE ENTRY ON THE ND-END SIGNAL CONNECTION LEFT | - | 0 | 0
1PH8107-1JD13-2BA1 |  | 1PH8107-1JD13-2BA1 | 1 | UN | 1 | 20 | D | D | N | N | 85015230 | 1 |  | 73 | KG | 3385.04 | 3385.04 | MC05 | MC05 | SIMOTICS M Compact induction motor 1000rpm, 6.3kW 60Nm, 17.5A, 307V 1150rpm, 7.2kW 60Nm, 17.5A, 348V 1350rpm, 8kW 57Nm, 17A, 400 V forced ventilation; direction of air flow NDE--> DE; Degree of protection IP55 INCREMENT. ENCODER HTL 2048 S/R (ENCODER HTL2048S/R) with TEMPERAT. SENSOR KTY84-130 Design IM B35 (IM V15, (IM V35) SHAFT WITH FITTED KEY HALF-KEY BALANCING BEARING: STANDARD WITH FIXED BEARING, VIBRATION SEVERITY GRADE: R/A, SHAFT AND FLANGE ACCURACY: R TERMINAL BOX (ABOVE) CABLE ENTRY ON THE RIGHT SIGNAL CONNECTION D-END | - | 0 | 0
1PH8107-1JD13-2BB1 |  | 1PH8107-1JD13-2BB1 | 1 | UN | 1 | 20 | D | D | N | N | 85015230 | 1 |  | 73 | KG | 3385.04 | 3385.04 | MC05 | MC05 | SIMOTICS M Compact induction motor 1000rpm, 6.3kW 60Nm, 17.5A, 307V 1150rpm, 7.2kW 60Nm, 17.5A, 348V 1350rpm, 8kW 57Nm, 17A, 400 V forced ventilation; direction of air flow NDE--> DE; Degree of protection IP55 INCREMENT. ENCODER HTL 2048 S/R (ENCODER HTL2048S/R) with TEMPERAT. SENSOR KTY84-130 Design IM B35 (IM V15, (IM V35) SHAFT WITH FITTED KEY HALF-KEY BALANCING BEARING: STANDARD WITH FIXED BEARING, VIBRATION SEVERITY GRADE: R/A, SHAFT AND FLANGE ACCURACY: R TERMINAL BOX (ABOVE) CABLE ENTRY ON THE LEFT SIGNAL CONNECTION D-END | - | 0 | 0
1PH8107-1JD13-2BC1 |  | 1PH8107-1JD13-2BC1 | 1 | UN | 1 | 20 | D | D | N | N | 85015230 | 1 |  | 73 | KG | 3385.04 | 3385.04 | MC05 | MC05 | SIMOTICS M Compact induction motor 1000rpm, 6.3kW 60Nm, 17.5A, 307V 1150rpm, 7.2kW 60Nm, 17.5A, 348V 1350rpm, 8kW 57Nm, 17A, 400 V forced ventilation; direction of air flow NDE--> DE; Degree of protection IP55 INCREMENT. ENCODER HTL 2048 S/R (ENCODER HTL2048S/R) with TEMPERAT. SENSOR KTY84-130 Design IM B35 (IM V15, (IM V35) SHAFT WITH FITTED KEY HALF-KEY BALANCING BEARING: STANDARD WITH FIXED BEARING, VIBRATION SEVERITY GRADE: R/A, SHAFT AND FLANGE ACCURACY: R TERMINAL BOX (ABOVE) CABLE ENTRY ON THE ND-END SIGNAL CONNECTION LEFT | - | 0 | 0
1PH8107-1JD13-2CA1 |  | 1PH8107-1JD13-2CA1 | 1 | UN | 1 | 20 | D | D | N | N | 85015230 | 1 |  | 73 | KG | 3515.06 | 3515.06 | MC05 | MC05 | SIMOTICS M Compact induction motor 1000rpm, 6.3kW 60Nm, 17.5A, 307V 1150rpm, 7.2kW 60Nm, 17.5A, 348V 1350rpm, 8kW 57Nm, 17A, 400 V forced ventilation; direction of air flow NDE--> DE; Degree of protection IP55 INCREMENT. ENCODER HTL 2048 S/R (ENCODER HTL2048S/R) with TEMPERAT. SENSOR KTY84-130 Design IM B35 (IM V15, (IM V35) SHAFT WITH FITTED KEY HALF-KEY BALANCING BEARING: STANDARD WITH FIXED BEARING, VIBRATION SEVERITY GRADE: S/A, SHAFT AND FLANGE ACCURACY: R TERMINAL BOX (ABOVE) CABLE ENTRY ON THE RIGHT SIGNAL CONNECTION D-END | - | 0 | 0
1PH8107-1JD13-2CB1 |  | 1PH8107-1JD13-2CB1 | 1 | UN | 1 | 20 | D | D | N | N | 85015230 | 1 |  | 73 | KG | 3515.06 | 3515.06 | MC05 | MC05 | SIMOTICS M Compact induction motor 1000rpm, 6.3kW 60Nm, 17.5A, 307V 1150rpm, 7.2kW 60Nm, 17.5A, 348V 1350rpm, 8kW 57Nm, 17A, 400 V forced ventilation; direction of air flow NDE--> DE; Degree of protection IP55 INCREMENT. ENCODER HTL 2048 S/R (ENCODER HTL2048S/R) with TEMPERAT. SENSOR KTY84-130 Design IM B35 (IM V15, (IM V35) SHAFT WITH FITTED KEY HALF-KEY BALANCING BEARING: STANDARD WITH FIXED BEARING, VIBRATION SEVERITY GRADE: S/A, SHAFT AND FLANGE ACCURACY: R TERMINAL BOX (ABOVE) CABLE ENTRY ON THE LEFT SIGNAL CONNECTION D-END | - | 0 | 0
1PH8107-1JD13-2CC1 |  | 1PH8107-1JD13-2CC1 | 1 | UN | 1 | 20 | D | D | N | N | 85015230 | 1 |  | 73 | KG | 3515.06 | 3515.06 | MC05 | MC05 | SIMOTICS M Compact induction motor 1000rpm, 6.3kW 60Nm, 17.5A, 307V 1150rpm, 7.2kW 60Nm, 17.5A, 348V 1350rpm, 8kW 57Nm, 17A, 400 V forced ventilation; direction of air flow NDE--> DE; Degree of protection IP55 INCREMENT. ENCODER HTL 2048 S/R (ENCODER HTL2048S/R) with TEMPERAT. SENSOR KTY84-130 Design IM B35 (IM V15, (IM V35) SHAFT WITH FITTED KEY HALF-KEY BALANCING BEARING: STANDARD WITH FIXED BEARING, VIBRATION SEVERITY GRADE: S/A, SHAFT AND FLANGE ACCURACY: R TERMINAL BOX (ABOVE) CABLE ENTRY ON THE ND-END SIGNAL CONNECTION LEFT | - | 0 | 0
1PH8107-1JF02-2GA2 |  | 1PH8107-1JF02-2GA2 | 1 | UN | 1 | 20 | D | D | N | N | 85015230 | 1 |  | 73 | KG | 3023.14 | 3023.14 | MC05 | MC05 | SIMOTICS M Compact asynchronous motor 1500 rpm, 9.0 kW, 57 Nm, 23.5 A, 330 V 1750 rpm, 10.0 kW, 55 Nm, 22 A, 380 V 2000 rpm, 11 kW, 53 Nm, 21.5 A, 428 V Forced ventilation; Direction of air flow DE --> NDE; Degree of protection IP55 Incremental encoder HTL 2048 S/R (encoder HTL2048S/R) With temperature sensor Pt1000 DESIGN IM B5 (IMV 1,IM V3) SHAFT WITH FITTED KEY HALF-KEY BALANCING BEARING: STANDARD, VIBRATION SEVERITY GRADE: R/A, SHAFT AND FLANGE ACCURACY: R TERMINAL BOX (ABOVE) CABLE ENTRY ON THE RIGHT SIGNAL CONNECTION D-END | - | 0 | 0
1PH8107-1JF10-0BA1 |  | 1PH8107-1JF10-0BA1 | 1 | UN | 1 | 20 | D | D | N | N | 85015230 | 1 |  | 73 | KG | 3096.03 | 3096.03 | MC05 | MC05 | SIMOTICS M Compact induction motor 1500rpm, 9kW 57Nm, 23.5A, 330V 1750rpm, 10 kW 55Nm, 22A, 380 V 2000rpm, 11 kW 53Nm, 21.5A, 428V forced ventilation; direction of air flow NDE--> DE; Degree of protection IP55 INCREMENT. ENCODER HTL 2048 S/R (ENCODER HTL2048S/R) with TEMPERAT. SENSOR KTY84-130 DESIGN IM B3 (IM V5, IM V6) PLAIN SHAFT WITHOUT FITTED KEY; BEARING: STANDARD WITH FIXED BEARING, VIBRATION SEVERITY GRADE: R/A, SHAFT AND FLANGE ACCURACY: R TERMINAL BOX (ABOVE) CABLE ENTRY ON THE RIGHT SIGNAL CONNECTION D-END | - | 0 | 0
1PH8107-1JF10-0BB1 |  | 1PH8107-1JF10-0BB1 | 1 | UN | 1 | 20 | D | D | N | N | 85015230 | 1 |  | 73 | KG | 3096.03 | 3096.03 | MC05 | MC05 | SIMOTICS M Compact induction motor 1500rpm, 9kW 57Nm, 23.5A, 330V 1750rpm, 10 kW 55Nm, 22A, 380 V 2000rpm, 11 kW 53Nm, 21.5A, 428V forced ventilation; direction of air flow NDE--> DE; Degree of protection IP55 INCREMENT. ENCODER HTL 2048 S/R (ENCODER HTL2048S/R) with TEMPERAT. SENSOR KTY84-130 DESIGN IM B3 (IM V5, IM V6) PLAIN SHAFT WITHOUT FITTED KEY; BEARING: STANDARD WITH FIXED BEARING, VIBRATION SEVERITY GRADE: R/A, SHAFT AND FLANGE ACCURACY: R TERMINAL BOX (ABOVE) CABLE ENTRY ON THE LEFT SIGNAL CONNECTION D-END | - | 0 | 0
1PH8107-1JF10-0BC1 |  | 1PH8107-1JF10-0BC1 | 1 | UN | 1 | 20 | D | D | N | N | 85015230 | 1 |  | 73 | KG | 3096.03 | 3096.03 | MC05 | MC05 | SIMOTICS M Compact induction motor 1500rpm, 9kW 57Nm, 23.5A, 330V 1750rpm, 10 kW 55Nm, 22A, 380 V 2000rpm, 11 kW 53Nm, 21.5A, 428V forced ventilation; direction of air flow NDE--> DE; Degree of protection IP55 INCREMENT. ENCODER HTL 2048 S/R (ENCODER HTL2048S/R) with TEMPERAT. SENSOR KTY84-130 DESIGN IM B3 (IM V5, IM V6) PLAIN SHAFT WITHOUT FITTED KEY; BEARING: STANDARD WITH FIXED BEARING, VIBRATION SEVERITY GRADE: R/A, SHAFT AND FLANGE ACCURACY: R TERMINAL BOX (ABOVE) CABLE ENTRY ON THE ND-END SIGNAL CONNECTION LEFT | - | 0 | 0
1PH8107-1JF10-0CA1 |  | 1PH8107-1JF10-0CA1 | 1 | UN | 1 | 20 | D | D | N | N | 85015230 | 1 |  | 73 | KG | 3226.05 | 3226.05 | MC05 | MC05 | SIMOTICS M Compact induction motor 1500rpm, 9kW 57Nm, 23.5A, 330V 1750rpm, 10 kW 55Nm, 22A, 380 V 2000rpm, 11 kW 53Nm, 21.5A, 428V forced ventilation; direction of air flow NDE--> DE; Degree of protection IP55 INCREMENT. ENCODER HTL 2048 S/R (ENCODER HTL2048S/R) with TEMPERAT. SENSOR KTY84-130 DESIGN IM B3 (IM V5, IM V6) PLAIN SHAFT WITHOUT FITTED KEY; BEARING: STANDARD WITH FIXED BEARING, VIBRATION SEVERITY GRADE: S/A, SHAFT AND FLANGE ACCURACY: R TERMINAL BOX (ABOVE) CABLE ENTRY ON THE RIGHT SIGNAL CONNECTION D-END | - | 0 | 0
1PH8107-1JF10-0CB1 |  | 1PH8107-1JF10-0CB1 | 1 | UN | 1 | 20 | D | D | N | N | 85015230 | 1 |  | 73 | KG | 3226.05 | 3226.05 | MC05 | MC05 | SIMOTICS M Compact induction motor 1500rpm, 9kW 57Nm, 23.5A, 330V 1750rpm, 10 kW 55Nm, 22A, 380 V 2000rpm, 11 kW 53Nm, 21.5A, 428V forced ventilation; direction of air flow NDE--> DE; Degree of protection IP55 INCREMENT. ENCODER HTL 2048 S/R (ENCODER HTL2048S/R) with TEMPERAT. SENSOR KTY84-130 DESIGN IM B3 (IM V5, IM V6) PLAIN SHAFT WITHOUT FITTED KEY; BEARING: STANDARD WITH FIXED BEARING, VIBRATION SEVERITY GRADE: S/A, SHAFT AND FLANGE ACCURACY: R TERMINAL BOX (ABOVE) CABLE ENTRY ON THE LEFT SIGNAL CONNECTION D-END | - | 0 | 0
1PH8107-1JF10-0CC1 |  | 1PH8107-1JF10-0CC1 | 1 | UN | 1 | 20 | D | D | N | N | 85015230 | 1 |  | 73 | KG | 3226.05 | 3226.05 | MC05 | MC05 | SIMOTICS M Compact induction motor 1500rpm, 9kW 57Nm, 23.5A, 330V 1750rpm, 10 kW 55Nm, 22A, 380 V 2000rpm, 11 kW 53Nm, 21.5A, 428V forced ventilation; direction of air flow NDE--> DE; Degree of protection IP55 INCREMENT. ENCODER HTL 2048 S/R (ENCODER HTL2048S/R) with TEMPERAT. SENSOR KTY84-130 DESIGN IM B3 (IM V5, IM V6) PLAIN SHAFT WITHOUT FITTED KEY; BEARING: STANDARD WITH FIXED BEARING, VIBRATION SEVERITY GRADE: S/A, SHAFT AND FLANGE ACCURACY: R TERMINAL BOX (ABOVE) CABLE ENTRY ON THE ND-END SIGNAL CONNECTION LEFT | - | 0 | 0
1PH8107-1JF10-2BA1 |  | 1PH8107-1JF10-2BA1 | 1 | UN | 1 | 20 | D | D | N | N | 85015230 | 1 |  | 73 | KG | 3096.03 | 3096.03 | MC05 | MC05 | SIMOTICS M Compact induction motor 1500rpm, 9kW 57Nm, 23.5A, 330V 1750rpm, 10 kW 55Nm, 22A, 380 V 2000rpm, 11 kW 53Nm, 21.5A, 428V forced ventilation; direction of air flow NDE--> DE; Degree of protection IP55 INCREMENT. ENCODER HTL 2048 S/R (ENCODER HTL2048S/R) with TEMPERAT. SENSOR KTY84-130 DESIGN IM B3 (IM V5, IM V6) SHAFT WITH FITTED KEY HALF-KEY BALANCING BEARING: STANDARD WITH FIXED BEARING, VIBRATION SEVERITY GRADE: R/A, SHAFT AND FLANGE ACCURACY: R TERMINAL BOX (ABOVE) CABLE ENTRY ON THE RIGHT SIGNAL CONNECTION D-END | - | 0 | 0
1PH8107-1JF10-2BB1 |  | 1PH8107-1JF10-2BB1 | 1 | UN | 1 | 20 | D | D | N | N | 85015230 | 1 |  | 73 | KG | 3096.03 | 3096.03 | MC05 | MC05 | SIMOTICS M Compact induction motor 1500rpm, 9kW 57Nm, 23.5A, 330V 1750rpm, 10 kW 55Nm, 22A, 380 V 2000rpm, 11 kW 53Nm, 21.5A, 428V forced ventilation; direction of air flow NDE--> DE; Degree of protection IP55 INCREMENT. ENCODER HTL 2048 S/R (ENCODER HTL2048S/R) with TEMPERAT. SENSOR KTY84-130 DESIGN IM B3 (IM V5, IM V6) SHAFT WITH FITTED KEY HALF-KEY BALANCING BEARING: STANDARD WITH FIXED BEARING, VIBRATION SEVERITY GRADE: R/A, SHAFT AND FLANGE ACCURACY: R TERMINAL BOX (ABOVE) CABLE ENTRY ON THE LEFT SIGNAL CONNECTION D-END | - | 0 | 0
1PH8107-1JF10-2BC1 |  | 1PH8107-1JF10-2BC1 | 1 | UN | 1 | 20 | D | D | N | N | 85015230 | 1 |  | 73 | KG | 3096.03 | 3096.03 | MC05 | MC05 | SIMOTICS M Compact induction motor 1500rpm, 9kW 57Nm, 23.5A, 330V 1750rpm, 10 kW 55Nm, 22A, 380 V 2000rpm, 11 kW 53Nm, 21.5A, 428V forced ventilation; direction of air flow NDE--> DE; Degree of protection IP55 INCREMENT. ENCODER HTL 2048 S/R (ENCODER HTL2048S/R) with TEMPERAT. SENSOR KTY84-130 DESIGN IM B3 (IM V5, IM V6) SHAFT WITH FITTED KEY HALF-KEY BALANCING BEARING: STANDARD WITH FIXED BEARING, VIBRATION SEVERITY GRADE: R/A, SHAFT AND FLANGE ACCURACY: R TERMINAL BOX (ABOVE) CABLE ENTRY ON THE ND-END SIGNAL CONNECTION LEFT | - | 0 | 0
1PH8107-1JF10-2CA1 |  | 1PH8107-1JF10-2CA1 | 1 | UN | 1 | 20 | D | D | N | N | 85015230 | 1 |  | 73 | KG | 3226.05 | 3226.05 | MC05 | MC05 | SIMOTICS M Compact induction motor 1500rpm, 9kW 57Nm, 23.5A, 330V 1750rpm, 10 kW 55Nm, 22A, 380 V 2000rpm, 11 kW 53Nm, 21.5A, 428V forced ventilation; direction of air flow NDE--> DE; Degree of protection IP55 INCREMENT. ENCODER HTL 2048 S/R (ENCODER HTL2048S/R) with TEMPERAT. SENSOR KTY84-130 DESIGN IM B3 (IM V5, IM V6) SHAFT WITH FITTED KEY HALF-KEY BALANCING BEARING: STANDARD WITH FIXED BEARING, VIBRATION SEVERITY GRADE: S/A, SHAFT AND FLANGE ACCURACY: R TERMINAL BOX (ABOVE) CABLE ENTRY ON THE RIGHT SIGNAL CONNECTION D-END | - | 0 | 0
1PH8107-1JF10-2CB1 |  | 1PH8107-1JF10-2CB1 | 1 | UN | 1 | 20 | D | D | N | N | 85015230 | 1 |  | 73 | KG | 3226.05 | 3226.05 | MC05 | MC05 | SIMOTICS M Compact induction motor 1500rpm, 9kW 57Nm, 23.5A, 330V 1750rpm, 10 kW 55Nm, 22A, 380 V 2000rpm, 11 kW 53Nm, 21.5A, 428V forced ventilation; direction of air flow NDE--> DE; Degree of protection IP55 INCREMENT. ENCODER HTL 2048 S/R (ENCODER HTL2048S/R) with TEMPERAT. SENSOR KTY84-130 DESIGN IM B3 (IM V5, IM V6) SHAFT WITH FITTED KEY HALF-KEY BALANCING BEARING: STANDARD WITH FIXED BEARING, VIBRATION SEVERITY GRADE: S/A, SHAFT AND FLANGE ACCURACY: R TERMINAL BOX (ABOVE) CABLE ENTRY ON THE LEFT SIGNAL CONNECTION D-END | - | 0 | 0
1PH8107-1JF10-2CC1 |  | 1PH8107-1JF10-2CC1 | 1 | UN | 1 | 20 | D | D | N | N | 85015230 | 1 |  | 73 | KG | 3226.05 | 3226.05 | MC05 | MC05 | SIMOTICS M Compact induction motor 1500rpm, 9kW 57Nm, 23.5A, 330V 1750rpm, 10 kW 55Nm, 22A, 380 V 2000rpm, 11 kW 53Nm, 21.5A, 428V forced ventilation; direction of air flow NDE--> DE; Degree of protection IP55 INCREMENT. ENCODER HTL 2048 S/R (ENCODER HTL2048S/R) with TEMPERAT. SENSOR KTY84-130 DESIGN IM B3 (IM V5, IM V6) SHAFT WITH FITTED KEY HALF-KEY BALANCING BEARING: STANDARD WITH FIXED BEARING, VIBRATION SEVERITY GRADE: S/A, SHAFT AND FLANGE ACCURACY: R TERMINAL BOX (ABOVE) CABLE ENTRY ON THE ND-END SIGNAL CONNECTION LEFT | - | 0 | 0
1PH8107-1JF12-0BA1 |  | 1PH8107-1JF12-0BA1 | 1 | UN | 1 | 20 | D | D | N | N | 85015230 | 1 |  | 73 | KG | 3226.08 | 3226.08 | MC05 | MC05 | SIMOTICS M Compact induction motor 1500rpm, 9kW 57Nm, 23.5A, 330V 1750rpm, 10 kW 55Nm, 22A, 380 V 2000rpm, 11 kW 53Nm, 21.5A, 428V forced ventilation; direction of air flow NDE--> DE; Degree of protection IP55 INCREMENT. ENCODER HTL 2048 S/R (ENCODER HTL2048S/R) with TEMPERAT. SENSOR KTY84-130 DESIGN IM B5 (IMV 1,IM V3) PLAIN SHAFT WITHOUT FITTED KEY; BEARING: STANDARD WITH FIXED BEARING, VIBRATION SEVERITY GRADE: R/A, SHAFT AND FLANGE ACCURACY: R TERMINAL BOX (ABOVE) CABLE ENTRY ON THE RIGHT SIGNAL CONNECTION D-END | - | 0 | 0
1PH8107-1JF12-0BB1 |  | 1PH8107-1JF12-0BB1 | 1 | UN | 1 | 20 | D | D | N | N | 85015230 | 1 |  | 73 | KG | 3226.08 | 3226.08 | MC05 | MC05 | SIMOTICS M Compact induction motor 1500rpm, 9kW 57Nm, 23.5A, 330V 1750rpm, 10 kW 55Nm, 22A, 380 V 2000rpm, 11 kW 53Nm, 21.5A, 428V forced ventilation; direction of air flow NDE--> DE; Degree of protection IP55 INCREMENT. ENCODER HTL 2048 S/R (ENCODER HTL2048S/R) with TEMPERAT. SENSOR KTY84-130 DESIGN IM B5 (IMV 1,IM V3) PLAIN SHAFT WITHOUT FITTED KEY; BEARING: STANDARD WITH FIXED BEARING, VIBRATION SEVERITY GRADE: R/A, SHAFT AND FLANGE ACCURACY: R TERMINAL BOX (ABOVE) CABLE ENTRY ON THE LEFT SIGNAL CONNECTION D-END | - | 0 | 0
1PH8107-1JF12-0BC1 |  | 1PH8107-1JF12-0BC1 | 1 | UN | 1 | 20 | D | D | N | N | 85015230 | 1 |  | 73 | KG | 3226.08 | 3226.08 | MC05 | MC05 | SIMOTICS M Compact induction motor 1500rpm, 9kW 57Nm, 23.5A, 330V 1750rpm, 10 kW 55Nm, 22A, 380 V 2000rpm, 11 kW 53Nm, 21.5A, 428V forced ventilation; direction of air flow NDE--> DE; Degree of protection IP55 INCREMENT. ENCODER HTL 2048 S/R (ENCODER HTL2048S/R) with TEMPERAT. SENSOR KTY84-130 DESIGN IM B5 (IMV 1,IM V3) PLAIN SHAFT WITHOUT FITTED KEY; BEARING: STANDARD WITH FIXED BEARING, VIBRATION SEVERITY GRADE: R/A, SHAFT AND FLANGE ACCURACY: R TERMINAL BOX (ABOVE) CABLE ENTRY ON THE ND-END SIGNAL CONNECTION LEFT | - | 0 | 0
1PH8107-1JF12-0CA1 |  | 1PH8107-1JF12-0CA1 | 1 | UN | 1 | 20 | D | D | N | N | 85015230 | 1 |  | 73 | KG | 3356.1 | 3356.1 | MC05 | MC05 | SIMOTICS M Compact induction motor 1500rpm, 9kW 57Nm, 23.5A, 330V 1750rpm, 10 kW 55Nm, 22A, 380 V 2000rpm, 11 kW 53Nm, 21.5A, 428V forced ventilation; direction of air flow NDE--> DE; Degree of protection IP55 INCREMENT. ENCODER HTL 2048 S/R (ENCODER HTL2048S/R) with TEMPERAT. SENSOR KTY84-130 DESIGN IM B5 (IMV 1,IM V3) PLAIN SHAFT WITHOUT FITTED KEY; BEARING: STANDARD WITH FIXED BEARING, VIBRATION SEVERITY GRADE: S/A, SHAFT AND FLANGE ACCURACY: R TERMINAL BOX (ABOVE) CABLE ENTRY ON THE RIGHT SIGNAL CONNECTION D-END | - | 0 | 0
1PH8107-1JF12-0CB1 |  | 1PH8107-1JF12-0CB1 | 1 | UN | 1 | 20 | D | D | N | N | 85015230 | 1 |  | 73 | KG | 3356.1 | 3356.1 | MC05 | MC05 | SIMOTICS M Compact induction motor 1500rpm, 9kW 57Nm, 23.5A, 330V 1750rpm, 10 kW 55Nm, 22A, 380 V 2000rpm, 11 kW 53Nm, 21.5A, 428V forced ventilation; direction of air flow NDE--> DE; Degree of protection IP55 INCREMENT. ENCODER HTL 2048 S/R (ENCODER HTL2048S/R) with TEMPERAT. SENSOR KTY84-130 DESIGN IM B5 (IMV 1,IM V3) PLAIN SHAFT WITHOUT FITTED KEY; BEARING: STANDARD WITH FIXED BEARING, VIBRATION SEVERITY GRADE: S/A, SHAFT AND FLANGE ACCURACY: R TERMINAL BOX (ABOVE) CABLE ENTRY ON THE LEFT SIGNAL CONNECTION D-END | - | 0 | 0
1PH8107-1JF12-0CC1 |  | 1PH8107-1JF12-0CC1 | 1 | UN | 1 | 20 | D | D | N | N | 85015230 | 1 |  | 73 | KG | 3356.1 | 3356.1 | MC05 | MC05 | SIMOTICS M Compact induction motor 1500rpm, 9kW 57Nm, 23.5A, 330V 1750rpm, 10 kW 55Nm, 22A, 380 V 2000rpm, 11 kW 53Nm, 21.5A, 428V forced ventilation; direction of air flow NDE--> DE; Degree of protection IP55 INCREMENT. ENCODER HTL 2048 S/R (ENCODER HTL2048S/R) with TEMPERAT. SENSOR KTY84-130 DESIGN IM B5 (IMV 1,IM V3) PLAIN SHAFT WITHOUT FITTED KEY; BEARING: STANDARD WITH FIXED BEARING, VIBRATION SEVERITY GRADE: S/A, SHAFT AND FLANGE ACCURACY: R TERMINAL BOX (ABOVE) CABLE ENTRY ON THE ND-END SIGNAL CONNECTION LEFT | - | 0 | 0
1PH8107-1JF12-2BA1 |  | 1PH8107-1JF12-2BA1 | 1 | UN | 1 | 20 | D | D | N | N | 85015230 | 1 |  | 73 | KG | 3226.08 | 3226.08 | MC05 | MC05 | SIMOTICS M Compact induction motor 1500rpm, 9kW 57Nm, 23.5A, 330V 1750rpm, 10 kW 55Nm, 22A, 380 V 2000rpm, 11 kW 53Nm, 21.5A, 428V forced ventilation; direction of air flow NDE--> DE; Degree of protection IP55 INCREMENT. ENCODER HTL 2048 S/R (ENCODER HTL2048S/R) with TEMPERAT. SENSOR KTY84-130 DESIGN IM B5 (IMV 1,IM V3) SHAFT WITH FITTED KEY HALF-KEY BALANCING BEARING: STANDARD WITH FIXED BEARING, VIBRATION SEVERITY GRADE: R/A, SHAFT AND FLANGE ACCURACY: R TERMINAL BOX (ABOVE) CABLE ENTRY ON THE RIGHT SIGNAL CONNECTION D-END | - | 0 | 0
1PH8107-1JF12-2BB1 |  | 1PH8107-1JF12-2BB1 | 1 | UN | 1 | 20 | D | D | N | N | 85015230 | 1 |  | 73 | KG | 3226.08 | 3226.08 | MC05 | MC05 | SIMOTICS M Compact induction motor 1500rpm, 9kW 57Nm, 23.5A, 330V 1750rpm, 10 kW 55Nm, 22A, 380 V 2000rpm, 11 kW 53Nm, 21.5A, 428V forced ventilation; direction of air flow NDE--> DE; Degree of protection IP55 INCREMENT. ENCODER HTL 2048 S/R (ENCODER HTL2048S/R) with TEMPERAT. SENSOR KTY84-130 DESIGN IM B5 (IMV 1,IM V3) SHAFT WITH FITTED KEY HALF-KEY BALANCING BEARING: STANDARD WITH FIXED BEARING, VIBRATION SEVERITY GRADE: R/A, SHAFT AND FLANGE ACCURACY: R TERMINAL BOX (ABOVE) CABLE ENTRY ON THE LEFT SIGNAL CONNECTION D-END | - | 0 | 0
1PH8107-1JF12-2BC1 |  | 1PH8107-1JF12-2BC1 | 1 | UN | 1 | 20 | D | D | N | N | 85015230 | 1 |  | 73 | KG | 3226.08 | 3226.08 | MC05 | MC05 | SIMOTICS M Compact induction motor 1500rpm, 9kW 57Nm, 23.5A, 330V 1750rpm, 10 kW 55Nm, 22A, 380 V 2000rpm, 11 kW 53Nm, 21.5A, 428V forced ventilation; direction of air flow NDE--> DE; Degree of protection IP55 INCREMENT. ENCODER HTL 2048 S/R (ENCODER HTL2048S/R) with TEMPERAT. SENSOR KTY84-130 DESIGN IM B5 (IMV 1,IM V3) SHAFT WITH FITTED KEY HALF-KEY BALANCING BEARING: STANDARD WITH FIXED BEARING, VIBRATION SEVERITY GRADE: R/A, SHAFT AND FLANGE ACCURACY: R TERMINAL BOX (ABOVE) CABLE ENTRY ON THE ND-END SIGNAL CONNECTION LEFT | - | 0 | 0
1PH8107-1JF12-2CA1 |  | 1PH8107-1JF12-2CA1 | 1 | UN | 1 | 20 | D | D | N | N | 85015230 | 1 |  | 73 | KG | 3356.1 | 3356.1 | MC05 | MC05 | SIMOTICS M Compact induction motor 1500rpm, 9kW 57Nm, 23.5A, 330V 1750rpm, 10 kW 55Nm, 22A, 380 V 2000rpm, 11 kW 53Nm, 21.5A, 428V forced ventilation; direction of air flow NDE--> DE; Degree of protection IP55 INCREMENT. ENCODER HTL 2048 S/R (ENCODER HTL2048S/R) with TEMPERAT. SENSOR KTY84-130 DESIGN IM B5 (IMV 1,IM V3) SHAFT WITH FITTED KEY HALF-KEY BALANCING BEARING: STANDARD WITH FIXED BEARING, VIBRATION SEVERITY GRADE: S/A, SHAFT AND FLANGE ACCURACY: R TERMINAL BOX (ABOVE) CABLE ENTRY ON THE RIGHT SIGNAL CONNECTION D-END | - | 0 | 0
1PH8107-1JF12-2CB1 |  | 1PH8107-1JF12-2CB1 | 1 | UN | 1 | 20 | D | D | N | N | 85015230 | 1 |  | 73 | KG | 3356.1 | 3356.1 | MC05 | MC05 | SIMOTICS M Compact induction motor 1500rpm, 9kW 57Nm, 23.5A, 330V 1750rpm, 10 kW 55Nm, 22A, 380 V 2000rpm, 11 kW 53Nm, 21.5A, 428V forced ventilation; direction of air flow NDE--> DE; Degree of protection IP55 INCREMENT. ENCODER HTL 2048 S/R (ENCODER HTL2048S/R) with TEMPERAT. SENSOR KTY84-130 DESIGN IM B5 (IMV 1,IM V3) SHAFT WITH FITTED KEY HALF-KEY BALANCING BEARING: STANDARD WITH FIXED BEARING, VIBRATION SEVERITY GRADE: S/A, SHAFT AND FLANGE ACCURACY: R TERMINAL BOX (ABOVE) CABLE ENTRY ON THE LEFT SIGNAL CONNECTION D-END | - | 0 | 0
1PH8107-1JF12-2CC1 |  | 1PH8107-1JF12-2CC1 | 1 | UN | 1 | 20 | D | D | N | N | 85015230 | 1 |  | 73 | KG | 3356.1 | 3356.1 | MC05 | MC05 | SIMOTICS M Compact induction motor 1500rpm, 9kW 57Nm, 23.5A, 330V 1750rpm, 10 kW 55Nm, 22A, 380 V 2000rpm, 11 kW 53Nm, 21.5A, 428V forced ventilation; direction of air flow NDE--> DE; Degree of protection IP55 INCREMENT. ENCODER HTL 2048 S/R (ENCODER HTL2048S/R) with TEMPERAT. SENSOR KTY84-130 DESIGN IM B5 (IMV 1,IM V3) SHAFT WITH FITTED KEY HALF-KEY BALANCING BEARING: STANDARD WITH FIXED BEARING, VIBRATION SEVERITY GRADE: S/A, SHAFT AND FLANGE ACCURACY: R TERMINAL BOX (ABOVE) CABLE ENTRY ON THE ND-END SIGNAL CONNECTION LEFT | - | 0 | 0
1PH8107-1JF13-0BA1 |  | 1PH8107-1JF13-0BA1 | 1 | UN | 1 | 20 | D | D | N | N | 85015230 | 1 |  | 73 | KG | 3385.04 | 3385.04 | MC05 | MC05 | SIMOTICS M Compact induction motor 1500rpm, 9kW 57Nm, 23.5A, 330V 1750rpm, 10 kW 55Nm, 22A, 380 V 2000rpm, 11 kW 53Nm, 21.5A, 428V forced ventilation; direction of air flow NDE--> DE; Degree of protection IP55 INCREMENT. ENCODER HTL 2048 S/R (ENCODER HTL2048S/R) with TEMPERAT. SENSOR KTY84-130 Design IM B35 (IM V15, (IM V35) PLAIN SHAFT WITHOUT FITTED KEY; BEARING: STANDARD WITH FIXED BEARING, VIBRATION SEVERITY GRADE: R/A, SHAFT AND FLANGE ACCURACY: R TERMINAL BOX (ABOVE) CABLE ENTRY ON THE RIGHT SIGNAL CONNECTION D-END | - | 0 | 0
1PH8107-1JF13-0BB1 |  | 1PH8107-1JF13-0BB1 | 1 | UN | 1 | 20 | D | D | N | N | 85015230 | 1 |  | 73 | KG | 3385.04 | 3385.04 | MC05 | MC05 | SIMOTICS M Compact induction motor 1500rpm, 9kW 57Nm, 23.5A, 330V 1750rpm, 10 kW 55Nm, 22A, 380 V 2000rpm, 11 kW 53Nm, 21.5A, 428V forced ventilation; direction of air flow NDE--> DE; Degree of protection IP55 INCREMENT. ENCODER HTL 2048 S/R (ENCODER HTL2048S/R) with TEMPERAT. SENSOR KTY84-130 Design IM B35 (IM V15, (IM V35) PLAIN SHAFT WITHOUT FITTED KEY; BEARING: STANDARD WITH FIXED BEARING, VIBRATION SEVERITY GRADE: R/A, SHAFT AND FLANGE ACCURACY: R TERMINAL BOX (ABOVE) CABLE ENTRY ON THE LEFT SIGNAL CONNECTION D-END | - | 0 | 0
1PH8107-1JF13-0BC1 |  | 1PH8107-1JF13-0BC1 | 1 | UN | 1 | 20 | D | D | N | N | 85015230 | 1 |  | 73 | KG | 3385.04 | 3385.04 | MC05 | MC05 | SIMOTICS M Compact induction motor 1500rpm, 9kW 57Nm, 23.5A, 330V 1750rpm, 10 kW 55Nm, 22A, 380 V 2000rpm, 11 kW 53Nm, 21.5A, 428V forced ventilation; direction of air flow NDE--> DE; Degree of protection IP55 INCREMENT. ENCODER HTL 2048 S/R (ENCODER HTL2048S/R) with TEMPERAT. SENSOR KTY84-130 Design IM B35 (IM V15, (IM V35) PLAIN SHAFT WITHOUT FITTED KEY; BEARING: STANDARD WITH FIXED BEARING, VIBRATION SEVERITY GRADE: R/A, SHAFT AND FLANGE ACCURACY: R TERMINAL BOX (ABOVE) CABLE ENTRY ON THE ND-END SIGNAL CONNECTION LEFT | - | 0 | 0
1PH8107-1JF13-0CA1 |  | 1PH8107-1JF13-0CA1 | 1 | UN | 1 | 20 | D | D | N | N | 85015230 | 1 |  | 73 | KG | 3515.06 | 3515.06 | MC05 | MC05 | SIMOTICS M Compact induction motor 1500rpm, 9kW 57Nm, 23.5A, 330V 1750rpm, 10 kW 55Nm, 22A, 380 V 2000rpm, 11 kW 53Nm, 21.5A, 428V forced ventilation; direction of air flow NDE--> DE; Degree of protection IP55 INCREMENT. ENCODER HTL 2048 S/R (ENCODER HTL2048S/R) with TEMPERAT. SENSOR KTY84-130 Design IM B35 (IM V15, (IM V35) PLAIN SHAFT WITHOUT FITTED KEY; BEARING: STANDARD WITH FIXED BEARING, VIBRATION SEVERITY GRADE: S/A, SHAFT AND FLANGE ACCURACY: R TERMINAL BOX (ABOVE) CABLE ENTRY ON THE RIGHT SIGNAL CONNECTION D-END | - | 0 | 0
1PH8107-1JF13-0CB1 |  | 1PH8107-1JF13-0CB1 | 1 | UN | 1 | 20 | D | D | N | N | 85015230 | 1 |  | 73 | KG | 3515.06 | 3515.06 | MC05 | MC05 | SIMOTICS M Compact induction motor 1500rpm, 9kW 57Nm, 23.5A, 330V 1750rpm, 10 kW 55Nm, 22A, 380 V 2000rpm, 11 kW 53Nm, 21.5A, 428V forced ventilation; direction of air flow NDE--> DE; Degree of protection IP55 INCREMENT. ENCODER HTL 2048 S/R (ENCODER HTL2048S/R) with TEMPERAT. SENSOR KTY84-130 Design IM B35 (IM V15, (IM V35) PLAIN SHAFT WITHOUT FITTED KEY; BEARING: STANDARD WITH FIXED BEARING, VIBRATION SEVERITY GRADE: S/A, SHAFT AND FLANGE ACCURACY: R TERMINAL BOX (ABOVE) CABLE ENTRY ON THE LEFT SIGNAL CONNECTION D-END | - | 0 | 0
1PH8107-1JF13-0CC1 |  | 1PH8107-1JF13-0CC1 | 1 | UN | 1 | 20 | D | D | N | N | 85015230 | 1 |  | 73 | KG | 3515.06 | 3515.06 | MC05 | MC05 | SIMOTICS M Compact induction motor 1500rpm, 9kW 57Nm, 23.5A, 330V 1750rpm, 10 kW 55Nm, 22A, 380 V 2000rpm, 11 kW 53Nm, 21.5A, 428V forced ventilation; direction of air flow NDE--> DE; Degree of protection IP55 INCREMENT. ENCODER HTL 2048 S/R (ENCODER HTL2048S/R) with TEMPERAT. SENSOR KTY84-130 Design IM B35 (IM V15, (IM V35) PLAIN SHAFT WITHOUT FITTED KEY; BEARING: STANDARD WITH FIXED BEARING, VIBRATION SEVERITY GRADE: S/A, SHAFT AND FLANGE ACCURACY: R TERMINAL BOX (ABOVE) CABLE ENTRY ON THE ND-END SIGNAL CONNECTION LEFT | - | 0 | 0
1PH8107-1JF13-2BA1 |  | 1PH8107-1JF13-2BA1 | 1 | UN | 1 | 20 | D | D | N | N | 85015230 | 1 |  | 73 | KG | 3385.04 | 3385.04 | MC05 | MC05 | SIMOTICS M Compact induction motor 1500rpm, 9kW 57Nm, 23.5A, 330V 1750rpm, 10 kW 55Nm, 22A, 380 V 2000rpm, 11 kW 53Nm, 21.5A, 428V forced ventilation; direction of air flow NDE--> DE; Degree of protection IP55 INCREMENT. ENCODER HTL 2048 S/R (ENCODER HTL2048S/R) with TEMPERAT. SENSOR KTY84-130 Design IM B35 (IM V15, (IM V35) SHAFT WITH FITTED KEY HALF-KEY BALANCING BEARING: STANDARD WITH FIXED BEARING, VIBRATION SEVERITY GRADE: R/A, SHAFT AND FLANGE ACCURACY: R TERMINAL BOX (ABOVE) CABLE ENTRY ON THE RIGHT SIGNAL CONNECTION D-END | - | 0 | 0
1PH8107-1JF13-2BB1 |  | 1PH8107-1JF13-2BB1 | 1 | UN | 1 | 20 | D | D | N | N | 85015230 | 1 |  | 73 | KG | 3385.04 | 3385.04 | MC05 | MC05 | SIMOTICS M Compact induction motor 1500rpm, 9kW 57Nm, 23.5A, 330V 1750rpm, 10 kW 55Nm, 22A, 380 V 2000rpm, 11 kW 53Nm, 21.5A, 428V forced ventilation; direction of air flow NDE--> DE; Degree of protection IP55 INCREMENT. ENCODER HTL 2048 S/R (ENCODER HTL2048S/R) with TEMPERAT. SENSOR KTY84-130 Design IM B35 (IM V15, (IM V35) SHAFT WITH FITTED KEY HALF-KEY BALANCING BEARING: STANDARD WITH FIXED BEARING, VIBRATION SEVERITY GRADE: R/A, SHAFT AND FLANGE ACCURACY: R TERMINAL BOX (ABOVE) CABLE ENTRY ON THE LEFT SIGNAL CONNECTION D-END | - | 0 | 0
1PH8107-1JF13-2BC1 |  | 1PH8107-1JF13-2BC1 | 1 | UN | 1 | 20 | D | D | N | N | 85015230 | 1 |  | 73 | KG | 3385.04 | 3385.04 | MC05 | MC05 | SIMOTICS M Compact induction motor 1500rpm, 9kW 57Nm, 23.5A, 330V 1750rpm, 10 kW 55Nm, 22A, 380 V 2000rpm, 11 kW 53Nm, 21.5A, 428V forced ventilation; direction of air flow NDE--> DE; Degree of protection IP55 INCREMENT. ENCODER HTL 2048 S/R (ENCODER HTL2048S/R) with TEMPERAT. SENSOR KTY84-130 Design IM B35 (IM V15, (IM V35) SHAFT WITH FITTED KEY HALF-KEY BALANCING BEARING: STANDARD WITH FIXED BEARING, VIBRATION SEVERITY GRADE: R/A, SHAFT AND FLANGE ACCURACY: R TERMINAL BOX (ABOVE) CABLE ENTRY ON THE ND-END SIGNAL CONNECTION LEFT | - | 0 | 0
1PH8107-1JF13-2CA1 |  | 1PH8107-1JF13-2CA1 | 1 | UN | 1 | 20 | D | D | N | N | 85015230 | 1 |  | 73 | KG | 3515.06 | 3515.06 | MC05 | MC05 | SIMOTICS M Compact induction motor 1500rpm, 9kW 57Nm, 23.5A, 330V 1750rpm, 10 kW 55Nm, 22A, 380 V 2000rpm, 11 kW 53Nm, 21.5A, 428V forced ventilation; direction of air flow NDE--> DE; Degree of protection IP55 INCREMENT. ENCODER HTL 2048 S/R (ENCODER HTL2048S/R) with TEMPERAT. SENSOR KTY84-130 Design IM B35 (IM V15, (IM V35) SHAFT WITH FITTED KEY HALF-KEY BALANCING BEARING: STANDARD WITH FIXED BEARING, VIBRATION SEVERITY GRADE: S/A, SHAFT AND FLANGE ACCURACY: R TERMINAL BOX (ABOVE) CABLE ENTRY ON THE RIGHT SIGNAL CONNECTION D-END | - | 0 | 0
1PH8107-1JF13-2CB1 |  | 1PH8107-1JF13-2CB1 | 1 | UN | 1 | 20 | D | D | N | N | 85015230 | 1 |  | 73 | KG | 3515.06 | 3515.06 | MC05 | MC05 | SIMOTICS M Compact induction motor 1500rpm, 9kW 57Nm, 23.5A, 330V 1750rpm, 10 kW 55Nm, 22A, 380 V 2000rpm, 11 kW 53Nm, 21.5A, 428V forced ventilation; direction of air flow NDE--> DE; Degree of protection IP55 INCREMENT. ENCODER HTL 2048 S/R (ENCODER HTL2048S/R) with TEMPERAT. SENSOR KTY84-130 Design IM B35 (IM V15, (IM V35) SHAFT WITH FITTED KEY HALF-KEY BALANCING BEARING: STANDARD WITH FIXED BEARING, VIBRATION SEVERITY GRADE: S/A, SHAFT AND FLANGE ACCURACY: R TERMINAL BOX (ABOVE) CABLE ENTRY ON THE LEFT SIGNAL CONNECTION D-END | - | 0 | 0
1PH8107-1JF13-2CC1 |  | 1PH8107-1JF13-2CC1 | 1 | UN | 1 | 20 | D | D | N | N | 85015230 | 1 |  | 73 | KG | 3515.06 | 3515.06 | MC05 | MC05 | SIMOTICS M Compact induction motor 1500rpm, 9kW 57Nm, 23.5A, 330V 1750rpm, 10 kW 55Nm, 22A, 380 V 2000rpm, 11 kW 53Nm, 21.5A, 428V forced ventilation; direction of air flow NDE--> DE; Degree of protection IP55 INCREMENT. ENCODER HTL 2048 S/R (ENCODER HTL2048S/R) with TEMPERAT. SENSOR KTY84-130 Design IM B35 (IM V15, (IM V35) SHAFT WITH FITTED KEY HALF-KEY BALANCING BEARING: STANDARD WITH FIXED BEARING, VIBRATION SEVERITY GRADE: S/A, SHAFT AND FLANGE ACCURACY: R TERMINAL BOX (ABOVE) CABLE ENTRY ON THE ND-END SIGNAL CONNECTION LEFT | - | 0 | 0
1PH8107-1JF20-0BA1 |  | 1PH8107-1JF20-0BA1 | 1 | UN | 1 | 35 | X | D | N | N | 85015230 | 1 |  | 83 | KG | 3584.18 | 3584.18 | MC05 | MC05 | SIMOTICS M Compact induction motor 1500rpm, 14kW 89Nm, 43.4A, 277V 1750rpm, 15.5kW 85Nm, 42A, 314V 2000rpm, 18kW 86Nm, 42.6A, 363V water cooling Degree of protection IP65 INCREMENT. ENCODER HTL 2048 S/R (ENCODER HTL2048S/R) with TEMPERAT. SENSOR KTY84-130 DESIGN IM B3 (IM V5, IM V6) PLAIN SHAFT WITHOUT FITTED KEY; BEARING: STANDARD WITH FIXED BEARING, VIBRATION SEVERITY GRADE: R/A, SHAFT AND FLANGE ACCURACY: R TERMINAL BOX (ABOVE) CABLE ENTRY ON THE RIGHT SIGNAL CONNECTION D-END | - | 0 | 0
1PH8107-1JF20-0BB1 |  | 1PH8107-1JF20-0BB1 | 1 | UN | 1 | 35 | X | D | N | N | 85015230 | 1 |  | 83 | KG | 3584.18 | 3584.18 | MC05 | MC05 | SIMOTICS M Compact induction motor 1500rpm, 14kW 89Nm, 43.4A, 277V 1750rpm, 15.5kW 85Nm, 42A, 314V 2000rpm, 18kW 86Nm, 42.6A, 363V water cooling Degree of protection IP65 INCREMENT. ENCODER HTL 2048 S/R (ENCODER HTL2048S/R) with TEMPERAT. SENSOR KTY84-130 DESIGN IM B3 (IM V5, IM V6) PLAIN SHAFT WITHOUT FITTED KEY; BEARING: STANDARD WITH FIXED BEARING, VIBRATION SEVERITY GRADE: R/A, SHAFT AND FLANGE ACCURACY: R TERMINAL BOX (ABOVE) CABLE ENTRY ON THE LEFT SIGNAL CONNECTION D-END | - | 0 | 0
1PH8107-1JF20-0BC1 |  | 1PH8107-1JF20-0BC1 | 1 | UN | 1 | 35 | X | D | N | N | 85015230 | 1 |  | 83 | KG | 3584.18 | 3584.18 | MC05 | MC05 | SIMOTICS M Compact induction motor 1500rpm, 14kW 89Nm, 43.4A, 277V 1750rpm, 15.5kW 85Nm, 42A, 314V 2000rpm, 18kW 86Nm, 42.6A, 363V water cooling Degree of protection IP65 INCREMENT. ENCODER HTL 2048 S/R (ENCODER HTL2048S/R) with TEMPERAT. SENSOR KTY84-130 DESIGN IM B3 (IM V5, IM V6) PLAIN SHAFT WITHOUT FITTED KEY; BEARING: STANDARD WITH FIXED BEARING, VIBRATION SEVERITY GRADE: R/A, SHAFT AND FLANGE ACCURACY: R TERMINAL BOX (ABOVE) CABLE ENTRY ON THE ND-END SIGNAL CONNECTION LEFT | - | 0 | 0
1PH8107-1JF20-0CA1 |  | 1PH8107-1JF20-0CA1 | 1 | UN | 1 | 35 | X | D | N | N | 85015230 | 1 |  | 83 | KG | 3714.2 | 3714.2 | MC05 | MC05 | SIMOTICS M Compact induction motor 1500rpm, 14kW 89Nm, 43.4A, 277V 1750rpm, 15.5kW 85Nm, 42A, 314V 2000rpm, 18kW 86Nm, 42.6A, 363V water cooling Degree of protection IP65 INCREMENT. ENCODER HTL 2048 S/R (ENCODER HTL2048S/R) with TEMPERAT. SENSOR KTY84-130 DESIGN IM B3 (IM V5, IM V6) PLAIN SHAFT WITHOUT FITTED KEY; BEARING: STANDARD WITH FIXED BEARING, VIBRATION SEVERITY GRADE: S/A, SHAFT AND FLANGE ACCURACY: R TERMINAL BOX (ABOVE) CABLE ENTRY ON THE RIGHT SIGNAL CONNECTION D-END | - | 0 | 0
1PH8107-1JF20-0CB1 |  | 1PH8107-1JF20-0CB1 | 1 | UN | 1 | 35 | X | D | N | N | 85015230 | 1 |  | 83 | KG | 3714.2 | 3714.2 | MC05 | MC05 | SIMOTICS M Compact induction motor 1500rpm, 14kW 89Nm, 43.4A, 277V 1750rpm, 15.5kW 85Nm, 42A, 314V 2000rpm, 18kW 86Nm, 42.6A, 363V water cooling Degree of protection IP65 INCREMENT. ENCODER HTL 2048 S/R (ENCODER HTL2048S/R) with TEMPERAT. SENSOR KTY84-130 DESIGN IM B3 (IM V5, IM V6) PLAIN SHAFT WITHOUT FITTED KEY; BEARING: STANDARD WITH FIXED BEARING, VIBRATION SEVERITY GRADE: S/A, SHAFT AND FLANGE ACCURACY: R TERMINAL BOX (ABOVE) CABLE ENTRY ON THE LEFT SIGNAL CONNECTION D-END | - | 0 | 0
1PH8107-1JF20-0CC1 |  | 1PH8107-1JF20-0CC1 | 1 | UN | 1 | 35 | X | D | N | N | 85015230 | 1 |  | 83 | KG | 3714.2 | 3714.2 | MC05 | MC05 | SIMOTICS M Compact induction motor 1500rpm, 14kW 89Nm, 43.4A, 277V 1750rpm, 15.5kW 85Nm, 42A, 314V 2000rpm, 18kW 86Nm, 42.6A, 363V water cooling Degree of protection IP65 INCREMENT. ENCODER HTL 2048 S/R (ENCODER HTL2048S/R) with TEMPERAT. SENSOR KTY84-130 DESIGN IM B3 (IM V5, IM V6) PLAIN SHAFT WITHOUT FITTED KEY; BEARING: STANDARD WITH FIXED BEARING, VIBRATION SEVERITY GRADE: S/A, SHAFT AND FLANGE ACCURACY: R TERMINAL BOX (ABOVE) CABLE ENTRY ON THE ND-END SIGNAL CONNECTION LEFT | - | 0 | 0
1PH8107-1JF20-2BA1 |  | 1PH8107-1JF20-2BA1 | 1 | UN | 1 | 35 | X | D | N | N | 85015230 | 1 |  | 83 | KG | 3584.18 | 3584.18 | MC05 | MC05 | SIMOTICS M Compact induction motor 1500rpm, 14kW 89Nm, 43.4A, 277V 1750rpm, 15.5kW 85Nm, 42A, 314V 2000rpm, 18kW 86Nm, 42.6A, 363V water cooling Degree of protection IP65 INCREMENT. ENCODER HTL 2048 S/R (ENCODER HTL2048S/R) with TEMPERAT. SENSOR KTY84-130 DESIGN IM B3 (IM V5, IM V6) SHAFT WITH FITTED KEY HALF-KEY BALANCING BEARING: STANDARD WITH FIXED BEARING, VIBRATION SEVERITY GRADE: R/A, SHAFT AND FLANGE ACCURACY: R TERMINAL BOX (ABOVE) CABLE ENTRY ON THE RIGHT SIGNAL CONNECTION D-END | - | 0 | 0
1PH8107-1JF20-2BB1 |  | 1PH8107-1JF20-2BB1 | 1 | UN | 1 | 35 | X | D | N | N | 85015230 | 1 |  | 83 | KG | 3584.18 | 3584.18 | MC05 | MC05 | SIMOTICS M Compact induction motor 1500rpm, 14kW 89Nm, 43.4A, 277V 1750rpm, 15.5kW 85Nm, 42A, 314V 2000rpm, 18kW 86Nm, 42.6A, 363V water cooling Degree of protection IP65 INCREMENT. ENCODER HTL 2048 S/R (ENCODER HTL2048S/R) with TEMPERAT. SENSOR KTY84-130 DESIGN IM B3 (IM V5, IM V6) SHAFT WITH FITTED KEY HALF-KEY BALANCING BEARING: STANDARD WITH FIXED BEARING, VIBRATION SEVERITY GRADE: R/A, SHAFT AND FLANGE ACCURACY: R TERMINAL BOX (ABOVE) CABLE ENTRY ON THE LEFT SIGNAL CONNECTION D-END | - | 0 | 0
1PH8107-1JF20-2BC1 |  | 1PH8107-1JF20-2BC1 | 1 | UN | 1 | 35 | X | D | N | N | 85015230 | 1 |  | 83 | KG | 3584.18 | 3584.18 | MC05 | MC05 | SIMOTICS M Compact induction motor 1500rpm, 14kW 89Nm, 43.4A, 277V 1750rpm, 15.5kW 85Nm, 42A, 314V 2000rpm, 18kW 86Nm, 42.6A, 363V water cooling Degree of protection IP65 INCREMENT. ENCODER HTL 2048 S/R (ENCODER HTL2048S/R) with TEMPERAT. SENSOR KTY84-130 DESIGN IM B3 (IM V5, IM V6) SHAFT WITH FITTED KEY HALF-KEY BALANCING BEARING: STANDARD WITH FIXED BEARING, VIBRATION SEVERITY GRADE: R/A, SHAFT AND FLANGE ACCURACY: R TERMINAL BOX (ABOVE) CABLE ENTRY ON THE ND-END SIGNAL CONNECTION LEFT | - | 0 | 0
1PH8107-1JF20-2CA1 |  | 1PH8107-1JF20-2CA1 | 1 | UN | 1 | 35 | X | D | N | N | 85015230 | 1 |  | 83 | KG | 3714.2 | 3714.2 | MC05 | MC05 | SIMOTICS M Compact induction motor 1500rpm, 14kW 89Nm, 43.4A, 277V 1750rpm, 15.5kW 85Nm, 42A, 314V 2000rpm, 18kW 86Nm, 42.6A, 363V water cooling Degree of protection IP65 INCREMENT. ENCODER HTL 2048 S/R (ENCODER HTL2048S/R) with TEMPERAT. SENSOR KTY84-130 DESIGN IM B3 (IM V5, IM V6) SHAFT WITH FITTED KEY HALF-KEY BALANCING BEARING: STANDARD WITH FIXED BEARING, VIBRATION SEVERITY GRADE: S/A, SHAFT AND FLANGE ACCURACY: R TERMINAL BOX (ABOVE) CABLE ENTRY ON THE RIGHT SIGNAL CONNECTION D-END | - | 0 | 0
1PH8107-1JF20-2CB1 |  | 1PH8107-1JF20-2CB1 | 1 | UN | 1 | 35 | X | D | N | N | 85015230 | 1 |  | 83 | KG | 3714.2 | 3714.2 | MC05 | MC05 | SIMOTICS M Compact induction motor 1500rpm, 14kW 89Nm, 43.4A, 277V 1750rpm, 15.5kW 85Nm, 42A, 314V 2000rpm, 18kW 86Nm, 42.6A, 363V water cooling Degree of protection IP65 INCREMENT. ENCODER HTL 2048 S/R (ENCODER HTL2048S/R) with TEMPERAT. SENSOR KTY84-130 DESIGN IM B3 (IM V5, IM V6) SHAFT WITH FITTED KEY HALF-KEY BALANCING BEARING: STANDARD WITH FIXED BEARING, VIBRATION SEVERITY GRADE: S/A, SHAFT AND FLANGE ACCURACY: R TERMINAL BOX (ABOVE) CABLE ENTRY ON THE LEFT SIGNAL CONNECTION D-END | - | 0 | 0
1PH8107-1JF20-2CC1 |  | 1PH8107-1JF20-2CC1 | 1 | UN | 1 | 35 | X | D | N | N | 85015230 | 1 |  | 83 | KG | 3714.2 | 3714.2 | MC05 | MC05 | SIMOTICS M Compact induction motor 1500rpm, 14kW 89Nm, 43.4A, 277V 1750rpm, 15.5kW 85Nm, 42A, 314V 2000rpm, 18kW 86Nm, 42.6A, 363V water cooling Degree of protection IP65 INCREMENT. ENCODER HTL 2048 S/R (ENCODER HTL2048S/R) with TEMPERAT. SENSOR KTY84-130 DESIGN IM B3 (IM V5, IM V6) SHAFT WITH FITTED KEY HALF-KEY BALANCING BEARING: STANDARD WITH FIXED BEARING, VIBRATION SEVERITY GRADE: S/A, SHAFT AND FLANGE ACCURACY: R TERMINAL BOX (ABOVE) CABLE ENTRY ON THE ND-END SIGNAL CONNECTION LEFT | - | 0 | 0
1PH8107-1JF22-0BA1 |  | 1PH8107-1JF22-0BA1 | 1 | UN | 1 | 35 | X | D | N | N | 85015230 | 1 |  | 83 | KG | 3714.23 | 3714.23 | MC05 | MC05 | SIMOTICS M Compact induction motor 1500rpm, 14kW 89Nm, 43.4A, 277V 1750rpm, 15.5kW 85Nm, 42A, 314V 2000rpm, 18kW 86Nm, 42.6A, 363V water cooling Degree of protection IP65 INCREMENT. ENCODER HTL 2048 S/R (ENCODER HTL2048S/R) with TEMPERAT. SENSOR KTY84-130 DESIGN IM B5 (IMV 1,IM V3) PLAIN SHAFT WITHOUT FITTED KEY; BEARING: STANDARD WITH FIXED BEARING, VIBRATION SEVERITY GRADE: R/A, SHAFT AND FLANGE ACCURACY: R TERMINAL BOX (ABOVE) CABLE ENTRY ON THE RIGHT SIGNAL CONNECTION D-END | - | 0 | 0
1PH8107-1JF22-0BB1 |  | 1PH8107-1JF22-0BB1 | 1 | UN | 1 | 35 | X | D | N | N | 85015230 | 1 |  | 83 | KG | 3714.23 | 3714.23 | MC05 | MC05 | SIMOTICS M Compact induction motor 1500rpm, 14kW 89Nm, 43.4A, 277V 1750rpm, 15.5kW 85Nm, 42A, 314V 2000rpm, 18kW 86Nm, 42.6A, 363V water cooling Degree of protection IP65 INCREMENT. ENCODER HTL 2048 S/R (ENCODER HTL2048S/R) with TEMPERAT. SENSOR KTY84-130 DESIGN IM B5 (IMV 1,IM V3) PLAIN SHAFT WITHOUT FITTED KEY; BEARING: STANDARD WITH FIXED BEARING, VIBRATION SEVERITY GRADE: R/A, SHAFT AND FLANGE ACCURACY: R TERMINAL BOX (ABOVE) CABLE ENTRY ON THE LEFT SIGNAL CONNECTION D-END | - | 0 | 0
1PH8107-1JF22-0BC1 |  | 1PH8107-1JF22-0BC1 | 1 | UN | 1 | 35 | X | D | N | N | 85015230 | 1 |  | 83 | KG | 3714.23 | 3714.23 | MC05 | MC05 | SIMOTICS M Compact induction motor 1500rpm, 14kW 89Nm, 43.4A, 277V 1750rpm, 15.5kW 85Nm, 42A, 314V 2000rpm, 18kW 86Nm, 42.6A, 363V water cooling Degree of protection IP65 INCREMENT. ENCODER HTL 2048 S/R (ENCODER HTL2048S/R) with TEMPERAT. SENSOR KTY84-130 DESIGN IM B5 (IMV 1,IM V3) PLAIN SHAFT WITHOUT FITTED KEY; BEARING: STANDARD WITH FIXED BEARING, VIBRATION SEVERITY GRADE: R/A, SHAFT AND FLANGE ACCURACY: R TERMINAL BOX (ABOVE) CABLE ENTRY ON THE ND-END SIGNAL CONNECTION LEFT | - | 0 | 0
1PH8107-1JF22-0CA1 |  | 1PH8107-1JF22-0CA1 | 1 | UN | 1 | 35 | X | D | N | N | 85015230 | 1 |  | 83 | KG | 3844.25 | 3844.25 | MC05 | MC05 | SIMOTICS M Compact induction motor 1500rpm, 14kW 89Nm, 43.4A, 277V 1750rpm, 15.5kW 85Nm, 42A, 314V 2000rpm, 18kW 86Nm, 42.6A, 363V water cooling Degree of protection IP65 INCREMENT. ENCODER HTL 2048 S/R (ENCODER HTL2048S/R) with TEMPERAT. SENSOR KTY84-130 DESIGN IM B5 (IMV 1,IM V3) PLAIN SHAFT WITHOUT FITTED KEY; BEARING: STANDARD WITH FIXED BEARING, VIBRATION SEVERITY GRADE: S/A, SHAFT AND FLANGE ACCURACY: R TERMINAL BOX (ABOVE) CABLE ENTRY ON THE RIGHT SIGNAL CONNECTION D-END | - | 0 | 0
1PH8107-1JF22-0CB1 |  | 1PH8107-1JF22-0CB1 | 1 | UN | 1 | 35 | X | D | N | N | 85015230 | 1 |  | 83 | KG | 3844.25 | 3844.25 | MC05 | MC05 | SIMOTICS M Compact induction motor 1500rpm, 14kW 89Nm, 43.4A, 277V 1750rpm, 15.5kW 85Nm, 42A, 314V 2000rpm, 18kW 86Nm, 42.6A, 363V water cooling Degree of protection IP65 INCREMENT. ENCODER HTL 2048 S/R (ENCODER HTL2048S/R) with TEMPERAT. SENSOR KTY84-130 DESIGN IM B5 (IMV 1,IM V3) PLAIN SHAFT WITHOUT FITTED KEY; BEARING: STANDARD WITH FIXED BEARING, VIBRATION SEVERITY GRADE: S/A, SHAFT AND FLANGE ACCURACY: R TERMINAL BOX (ABOVE) CABLE ENTRY ON THE LEFT SIGNAL CONNECTION D-END | - | 0 | 0
1PH8107-1JF22-0CC1 |  | 1PH8107-1JF22-0CC1 | 1 | UN | 1 | 35 | X | D | N | N | 85015230 | 1 |  | 83 | KG | 3844.25 | 3844.25 | MC05 | MC05 | SIMOTICS M Compact induction motor 1500rpm, 14kW 89Nm, 43.4A, 277V 1750rpm, 15.5kW 85Nm, 42A, 314V 2000rpm, 18kW 86Nm, 42.6A, 363V water cooling Degree of protection IP65 INCREMENT. ENCODER HTL 2048 S/R (ENCODER HTL2048S/R) with TEMPERAT. SENSOR KTY84-130 DESIGN IM B5 (IMV 1,IM V3) PLAIN SHAFT WITHOUT FITTED KEY; BEARING: STANDARD WITH FIXED BEARING, VIBRATION SEVERITY GRADE: S/A, SHAFT AND FLANGE ACCURACY: R TERMINAL BOX (ABOVE) CABLE ENTRY ON THE ND-END SIGNAL CONNECTION LEFT | - | 0 | 0
1PH8107-1JF22-2BA1 |  | 1PH8107-1JF22-2BA1 | 1 | UN | 1 | 35 | X | D | N | N | 85015230 | 1 |  | 83 | KG | 3714.23 | 3714.23 | MC05 | MC05 | SIMOTICS M Compact induction motor 1500rpm, 14kW 89Nm, 43.4A, 277V 1750rpm, 15.5kW 85Nm, 42A, 314V 2000rpm, 18kW 86Nm, 42.6A, 363V water cooling Degree of protection IP65 INCREMENT. ENCODER HTL 2048 S/R (ENCODER HTL2048S/R) with TEMPERAT. SENSOR KTY84-130 DESIGN IM B5 (IMV 1,IM V3) SHAFT WITH FITTED KEY HALF-KEY BALANCING BEARING: STANDARD WITH FIXED BEARING, VIBRATION SEVERITY GRADE: R/A, SHAFT AND FLANGE ACCURACY: R TERMINAL BOX (ABOVE) CABLE ENTRY ON THE RIGHT SIGNAL CONNECTION D-END | - | 0 | 0
1PH8107-1JF22-2BB1 |  | 1PH8107-1JF22-2BB1 | 1 | UN | 1 | 35 | X | D | N | N | 85015230 | 1 |  | 83 | KG | 3714.23 | 3714.23 | MC05 | MC05 | SIMOTICS M Compact induction motor 1500rpm, 14kW 89Nm, 43.4A, 277V 1750rpm, 15.5kW 85Nm, 42A, 314V 2000rpm, 18kW 86Nm, 42.6A, 363V water cooling Degree of protection IP65 INCREMENT. ENCODER HTL 2048 S/R (ENCODER HTL2048S/R) with TEMPERAT. SENSOR KTY84-130 DESIGN IM B5 (IMV 1,IM V3) SHAFT WITH FITTED KEY HALF-KEY BALANCING BEARING: STANDARD WITH FIXED BEARING, VIBRATION SEVERITY GRADE: R/A, SHAFT AND FLANGE ACCURACY: R TERMINAL BOX (ABOVE) CABLE ENTRY ON THE LEFT SIGNAL CONNECTION D-END | - | 0 | 0
1PH8107-1JF22-2BC1 |  | 1PH8107-1JF22-2BC1 | 1 | UN | 1 | 35 | X | D | N | N | 85015230 | 1 |  | 83 | KG | 3714.23 | 3714.23 | MC05 | MC05 | SIMOTICS M Compact induction motor 1500rpm, 14kW 89Nm, 43.4A, 277V 1750rpm, 15.5kW 85Nm, 42A, 314V 2000rpm, 18kW 86Nm, 42.6A, 363V water cooling Degree of protection IP65 INCREMENT. ENCODER HTL 2048 S/R (ENCODER HTL2048S/R) with TEMPERAT. SENSOR KTY84-130 DESIGN IM B5 (IMV 1,IM V3) SHAFT WITH FITTED KEY HALF-KEY BALANCING BEARING: STANDARD WITH FIXED BEARING, VIBRATION SEVERITY GRADE: R/A, SHAFT AND FLANGE ACCURACY: R TERMINAL BOX (ABOVE) CABLE ENTRY ON THE ND-END SIGNAL CONNECTION LEFT | - | 0 | 0
1PH8107-1JF22-2CA1 |  | 1PH8107-1JF22-2CA1 | 1 | UN | 1 | 35 | X | D | N | N | 85015230 | 1 |  | 83 | KG | 3844.25 | 3844.25 | MC05 | MC05 | SIMOTICS M Compact induction motor 1500rpm, 14kW 89Nm, 43.4A, 277V 1750rpm, 15.5kW 85Nm, 42A, 314V 2000rpm, 18kW 86Nm, 42.6A, 363V water cooling Degree of protection IP65 INCREMENT. ENCODER HTL 2048 S/R (ENCODER HTL2048S/R) with TEMPERAT. SENSOR KTY84-130 DESIGN IM B5 (IMV 1,IM V3) SHAFT WITH FITTED KEY HALF-KEY BALANCING BEARING: STANDARD WITH FIXED BEARING, VIBRATION SEVERITY GRADE: S/A, SHAFT AND FLANGE ACCURACY: R TERMINAL BOX (ABOVE) CABLE ENTRY ON THE RIGHT SIGNAL CONNECTION D-END | - | 0 | 0
1PH8107-1JF22-2CB1 |  | 1PH8107-1JF22-2CB1 | 1 | UN | 1 | 35 | X | D | N | N | 85015230 | 1 |  | 83 | KG | 3844.25 | 3844.25 | MC05 | MC05 | SIMOTICS M Compact induction motor 1500rpm, 14kW 89Nm, 43.4A, 277V 1750rpm, 15.5kW 85Nm, 42A, 314V 2000rpm, 18kW 86Nm, 42.6A, 363V water cooling Degree of protection IP65 INCREMENT. ENCODER HTL 2048 S/R (ENCODER HTL2048S/R) with TEMPERAT. SENSOR KTY84-130 DESIGN IM B5 (IMV 1,IM V3) SHAFT WITH FITTED KEY HALF-KEY BALANCING BEARING: STANDARD WITH FIXED BEARING, VIBRATION SEVERITY GRADE: S/A, SHAFT AND FLANGE ACCURACY: R TERMINAL BOX (ABOVE) CABLE ENTRY ON THE LEFT SIGNAL CONNECTION D-END | - | 0 | 0
1PH8107-1JF22-2CC1 |  | 1PH8107-1JF22-2CC1 | 1 | UN | 1 | 35 | X | D | N | N | 85015230 | 1 |  | 83 | KG | 3844.25 | 3844.25 | MC05 | MC05 | SIMOTICS M Compact induction motor 1500rpm, 14kW 89Nm, 43.4A, 277V 1750rpm, 15.5kW 85Nm, 42A, 314V 2000rpm, 18kW 86Nm, 42.6A, 363V water cooling Degree of protection IP65 INCREMENT. ENCODER HTL 2048 S/R (ENCODER HTL2048S/R) with TEMPERAT. SENSOR KTY84-130 DESIGN IM B5 (IMV 1,IM V3) SHAFT WITH FITTED KEY HALF-KEY BALANCING BEARING: STANDARD WITH FIXED BEARING, VIBRATION SEVERITY GRADE: S/A, SHAFT AND FLANGE ACCURACY: R TERMINAL BOX (ABOVE) CABLE ENTRY ON THE ND-END SIGNAL CONNECTION LEFT | - | 0 | 0
1PH8107-1JF23-0BA1 |  | 1PH8107-1JF23-0BA1 | 1 | UN | 1 | 35 | X | D | N | N | 85015230 | 1 |  | 83 | KG | 3873.19 | 3873.19 | MC05 | MC05 | SIMOTICS M Compact induction motor 1500rpm, 14kW 89Nm, 43.4A, 277V 1750rpm, 15.5kW 85Nm, 42A, 314V 2000rpm, 18kW 86Nm, 42.6A, 363V water cooling Degree of protection IP65 INCREMENT. ENCODER HTL 2048 S/R (ENCODER HTL2048S/R) with TEMPERAT. SENSOR KTY84-130 Design IM B35 (IM V15, (IM V35) PLAIN SHAFT WITHOUT FITTED KEY; BEARING: STANDARD WITH FIXED BEARING, VIBRATION SEVERITY GRADE: R/A, SHAFT AND FLANGE ACCURACY: R TERMINAL BOX (ABOVE) CABLE ENTRY ON THE RIGHT SIGNAL CONNECTION D-END | - | 0 | 0
1PH8107-1JF23-0BB1 |  | 1PH8107-1JF23-0BB1 | 1 | UN | 1 | 35 | X | D | N | N | 85015230 | 1 |  | 83 | KG | 3873.19 | 3873.19 | MC05 | MC05 | SIMOTICS M Compact induction motor 1500rpm, 14kW 89Nm, 43.4A, 277V 1750rpm, 15.5kW 85Nm, 42A, 314V 2000rpm, 18kW 86Nm, 42.6A, 363V water cooling Degree of protection IP65 INCREMENT. ENCODER HTL 2048 S/R (ENCODER HTL2048S/R) with TEMPERAT. SENSOR KTY84-130 Design IM B35 (IM V15, (IM V35) PLAIN SHAFT WITHOUT FITTED KEY; BEARING: STANDARD WITH FIXED BEARING, VIBRATION SEVERITY GRADE: R/A, SHAFT AND FLANGE ACCURACY: R TERMINAL BOX (ABOVE) CABLE ENTRY ON THE LEFT SIGNAL CONNECTION D-END | - | 0 | 0
1PH8107-1JF23-0BC1 |  | 1PH8107-1JF23-0BC1 | 1 | UN | 1 | 35 | X | D | N | N | 85015230 | 1 |  | 83 | KG | 3873.19 | 3873.19 | MC05 | MC05 | SIMOTICS M Compact induction motor 1500rpm, 14kW 89Nm, 43.4A, 277V 1750rpm, 15.5kW 85Nm, 42A, 314V 2000rpm, 18kW 86Nm, 42.6A, 363V water cooling Degree of protection IP65 INCREMENT. ENCODER HTL 2048 S/R (ENCODER HTL2048S/R) with TEMPERAT. SENSOR KTY84-130 Design IM B35 (IM V15, (IM V35) PLAIN SHAFT WITHOUT FITTED KEY; BEARING: STANDARD WITH FIXED BEARING, VIBRATION SEVERITY GRADE: R/A, SHAFT AND FLANGE ACCURACY: R TERMINAL BOX (ABOVE) CABLE ENTRY ON THE ND-END SIGNAL CONNECTION LEFT | - | 0 | 0
1PH8107-1JF23-0CA1 |  | 1PH8107-1JF23-0CA1 | 1 | UN | 1 | 35 | X | D | N | N | 85015230 | 1 |  | 83 | KG | 4003.21 | 4003.21 | MC05 | MC05 | SIMOTICS M Compact induction motor 1500rpm, 14kW 89Nm, 43.4A, 277V 1750rpm, 15.5kW 85Nm, 42A, 314V 2000rpm, 18kW 86Nm, 42.6A, 363V water cooling Degree of protection IP65 INCREMENT. ENCODER HTL 2048 S/R (ENCODER HTL2048S/R) with TEMPERAT. SENSOR KTY84-130 Design IM B35 (IM V15, (IM V35) PLAIN SHAFT WITHOUT FITTED KEY; BEARING: STANDARD WITH FIXED BEARING, VIBRATION SEVERITY GRADE: S/A, SHAFT AND FLANGE ACCURACY: R TERMINAL BOX (ABOVE) CABLE ENTRY ON THE RIGHT SIGNAL CONNECTION D-END | - | 0 | 0
1PH8107-1JF23-0CB1 |  | 1PH8107-1JF23-0CB1 | 1 | UN | 1 | 35 | X | D | N | N | 85015230 | 1 |  | 83 | KG | 4003.21 | 4003.21 | MC05 | MC05 | SIMOTICS M Compact induction motor 1500rpm, 14kW 89Nm, 43.4A, 277V 1750rpm, 15.5kW 85Nm, 42A, 314V 2000rpm, 18kW 86Nm, 42.6A, 363V water cooling Degree of protection IP65 INCREMENT. ENCODER HTL 2048 S/R (ENCODER HTL2048S/R) with TEMPERAT. SENSOR KTY84-130 Design IM B35 (IM V15, (IM V35) PLAIN SHAFT WITHOUT FITTED KEY; BEARING: STANDARD WITH FIXED BEARING, VIBRATION SEVERITY GRADE: S/A, SHAFT AND FLANGE ACCURACY: R TERMINAL BOX (ABOVE) CABLE ENTRY ON THE LEFT SIGNAL CONNECTION D-END | - | 0 | 0
1PH8107-1JF23-0CC1 |  | 1PH8107-1JF23-0CC1 | 1 | UN | 1 | 35 | X | D | N | N | 85015230 | 1 |  | 83 | KG | 4003.21 | 4003.21 | MC05 | MC05 | SIMOTICS M Compact induction motor 1500rpm, 14kW 89Nm, 43.4A, 277V 1750rpm, 15.5kW 85Nm, 42A, 314V 2000rpm, 18kW 86Nm, 42.6A, 363V water cooling Degree of protection IP65 INCREMENT. ENCODER HTL 2048 S/R (ENCODER HTL2048S/R) with TEMPERAT. SENSOR KTY84-130 Design IM B35 (IM V15, (IM V35) PLAIN SHAFT WITHOUT FITTED KEY; BEARING: STANDARD WITH FIXED BEARING, VIBRATION SEVERITY GRADE: S/A, SHAFT AND FLANGE ACCURACY: R TERMINAL BOX (ABOVE) CABLE ENTRY ON THE ND-END SIGNAL CONNECTION LEFT | - | 0 | 0
1PH8107-1JF23-2BA1 |  | 1PH8107-1JF23-2BA1 | 1 | UN | 1 | 35 | X | D | N | N | 85015230 | 1 |  | 83 | KG | 3873.19 | 3873.19 | MC05 | MC05 | SIMOTICS M Compact induction motor 1500rpm, 14kW 89Nm, 43.4A, 277V 1750rpm, 15.5kW 85Nm, 42A, 314V 2000rpm, 18kW 86Nm, 42.6A, 363V water cooling Degree of protection IP65 INCREMENT. ENCODER HTL 2048 S/R (ENCODER HTL2048S/R) with TEMPERAT. SENSOR KTY84-130 Design IM B35 (IM V15, (IM V35) SHAFT WITH FITTED KEY HALF-KEY BALANCING BEARING: STANDARD WITH FIXED BEARING, VIBRATION SEVERITY GRADE: R/A, SHAFT AND FLANGE ACCURACY: R TERMINAL BOX (ABOVE) CABLE ENTRY ON THE RIGHT SIGNAL CONNECTION D-END | - | 0 | 0
1PH8107-1JF23-2BB1 |  | 1PH8107-1JF23-2BB1 | 1 | UN | 1 | 35 | X | D | N | N | 85015230 | 1 |  | 83 | KG | 3873.19 | 3873.19 | MC05 | MC05 | SIMOTICS M Compact induction motor 1500rpm, 14kW 89Nm, 43.4A, 277V 1750rpm, 15.5kW 85Nm, 42A, 314V 2000rpm, 18kW 86Nm, 42.6A, 363V water cooling Degree of protection IP65 INCREMENT. ENCODER HTL 2048 S/R (ENCODER HTL2048S/R) with TEMPERAT. SENSOR KTY84-130 Design IM B35 (IM V15, (IM V35) SHAFT WITH FITTED KEY HALF-KEY BALANCING BEARING: STANDARD WITH FIXED BEARING, VIBRATION SEVERITY GRADE: R/A, SHAFT AND FLANGE ACCURACY: R TERMINAL BOX (ABOVE) CABLE ENTRY ON THE LEFT SIGNAL CONNECTION D-END | - | 0 | 0
1PH8107-1JF23-2BC1 |  | 1PH8107-1JF23-2BC1 | 1 | UN | 1 | 35 | X | D | N | N | 85015230 | 1 |  | 83 | KG | 3873.19 | 3873.19 | MC05 | MC05 | SIMOTICS M Compact induction motor 1500rpm, 14kW 89Nm, 43.4A, 277V 1750rpm, 15.5kW 85Nm, 42A, 314V 2000rpm, 18kW 86Nm, 42.6A, 363V water cooling Degree of protection IP65 INCREMENT. ENCODER HTL 2048 S/R (ENCODER HTL2048S/R) with TEMPERAT. SENSOR KTY84-130 Design IM B35 (IM V15, (IM V35) SHAFT WITH FITTED KEY HALF-KEY BALANCING BEARING: STANDARD WITH FIXED BEARING, VIBRATION SEVERITY GRADE: R/A, SHAFT AND FLANGE ACCURACY: R TERMINAL BOX (ABOVE) CABLE ENTRY ON THE ND-END SIGNAL CONNECTION LEFT | - | 0 | 0
1PH8107-1JF23-2CA1 |  | 1PH8107-1JF23-2CA1 | 1 | UN | 1 | 35 | X | D | N | N | 85015230 | 1 |  | 83 | KG | 4003.21 | 4003.21 | MC05 | MC05 | SIMOTICS M Compact induction motor 1500rpm, 14kW 89Nm, 43.4A, 277V 1750rpm, 15.5kW 85Nm, 42A, 314V 2000rpm, 18kW 86Nm, 42.6A, 363V water cooling Degree of protection IP65 INCREMENT. ENCODER HTL 2048 S/R (ENCODER HTL2048S/R) with TEMPERAT. SENSOR KTY84-130 Design IM B35 (IM V15, (IM V35) SHAFT WITH FITTED KEY HALF-KEY BALANCING BEARING: STANDARD WITH FIXED BEARING, VIBRATION SEVERITY GRADE: S/A, SHAFT AND FLANGE ACCURACY: R TERMINAL BOX (ABOVE) CABLE ENTRY ON THE RIGHT SIGNAL CONNECTION D-END | - | 0 | 0
1PH8107-1JF23-2CB1 |  | 1PH8107-1JF23-2CB1 | 1 | UN | 1 | 35 | X | D | N | N | 85015230 | 1 |  | 83 | KG | 4003.21 | 4003.21 | MC05 | MC05 | SIMOTICS M Compact induction motor 1500rpm, 14kW 89Nm, 43.4A, 277V 1750rpm, 15.5kW 85Nm, 42A, 314V 2000rpm, 18kW 86Nm, 42.6A, 363V water cooling Degree of protection IP65 INCREMENT. ENCODER HTL 2048 S/R (ENCODER HTL2048S/R) with TEMPERAT. SENSOR KTY84-130 Design IM B35 (IM V15, (IM V35) SHAFT WITH FITTED KEY HALF-KEY BALANCING BEARING: STANDARD WITH FIXED BEARING, VIBRATION SEVERITY GRADE: S/A, SHAFT AND FLANGE ACCURACY: R TERMINAL BOX (ABOVE) CABLE ENTRY ON THE LEFT SIGNAL CONNECTION D-END | - | 0 | 0
1PH8107-1JF23-2CC1 |  | 1PH8107-1JF23-2CC1 | 1 | UN | 1 | 35 | X | D | N | N | 85015230 | 1 |  | 83 | KG | 4003.21 | 4003.21 | MC05 | MC05 | SIMOTICS M Compact induction motor 1500rpm, 14kW 89Nm, 43.4A, 277V 1750rpm, 15.5kW 85Nm, 42A, 314V 2000rpm, 18kW 86Nm, 42.6A, 363V water cooling Degree of protection IP65 INCREMENT. ENCODER HTL 2048 S/R (ENCODER HTL2048S/R) with TEMPERAT. SENSOR KTY84-130 Design IM B35 (IM V15, (IM V35) SHAFT WITH FITTED KEY HALF-KEY BALANCING BEARING: STANDARD WITH FIXED BEARING, VIBRATION SEVERITY GRADE: S/A, SHAFT AND FLANGE ACCURACY: R TERMINAL BOX (ABOVE) CABLE ENTRY ON THE ND-END SIGNAL CONNECTION LEFT | - | 0 | 0
1PH8107-1JG12-2GA1 |  | 1PH8107-1JG12-2GA1 | 1 | UN | 1 | 20 | D | D | N | N | 85015230 | 1 |  | 73 | KG | 3036.17 | 3036.17 | MC05 | MC05 | SIMOTICS M Compact induction motor 2000rpm, 10.5kW 50Nm, 26 A, 355V 2300rpm, 12.5kW 50Nm, 26 A, 406V 2650rpm, 13kW 47Nm, 24A, 460 V forced ventilation; direction of air flow NDE--> DE; Degree of protection IP55 INCREMENT. ENCODER HTL 2048 S/R (ENCODER HTL2048S/R) with TEMPERAT. SENSOR KTY84-130 DESIGN IM B5 (IMV 1,IM V3) SHAFT WITH FITTED KEY HALF-KEY BALANCING BEARING: STANDARD, VIBRATION SEVERITY GRADE: R/A, SHAFT AND FLANGE ACCURACY: R TERMINAL BOX (ABOVE) CABLE ENTRY ON THE RIGHT SIGNAL CONNECTION D-END | - | 0 | 0
1PH8107-1MB12-2GC1 |  | 1PH8107-1MB12-2GC1 | 1 | UN | 1 | 20 | D | D | N | N | 85015230 | 1 |  | 73 | KG | 2977.24 | 2977.24 | MC05 | MC05 | SIMOTICS M Compact induction motor 400rpm, 2.5kW, 60Nm, 8.8A, 290V 500rpm, 3.2kW, 61Nm, 8.8A, 345V 600rpm, 3.8kW, 60Nm, 8.8A, 406V forced ventilation; direction of air flow NDE--> DE; Degree of protection IP55 Incremental encoder SIN/COS 1 VPP 2048 S/R with C and D track (encoder IC2048S/R) with temperature sensor KTY 84-130 DESIGN IM B5 (IMV 1,IM V3) SHAFT WITH FITTED KEY HALF-KEY BALANCING BEARING: STANDARD, VIBRATION SEVERITY GRADE: R/A, SHAFT AND FLANGE ACCURACY: R TERMINAL BOX (ABOVE) CABLE ENTRY ON THE ND-END SIGNAL CONNECTION LEFT | - | 0 | 0
1PH8107-1MD00-1BC1-Z | A25L74 | 1PH8107-1MD00-1BC1-ZA25L74 | 1 | UN | 1 | 20 | D | D | N | N | 85015230 | 1 |  | 73 | KG | 3451.85 | 3451.85 | MC05 | MC05 | SIMOTICS M Compact induction motor 1000rpm, 6.3kW 60Nm, 17.5A, 307V 1150rpm, 7.2kW 60Nm, 17.5A, 348V 1350rpm, 8.0kW 57Nm, 17A, 400 V forced ventilation; direction of air flow DE--> NDE; Degree of protection IP55 Incremental encoder SIN/COS 1 VPP 2048 S/R with C and D track (encoder IC2048S/R) with temperature sensor KTY 84-130 DESIGN IM B3 (IM V5, IM V6) SHAFT WITH FITTED KEY FULL-KEY BALANCING BEARING: STANDARD WITH FIXED BEARING, VIBRATION SEVERITY GRADE: R/A, SHAFT AND FLANGE ACCURACY: R TERMINAL BOX (ABOVE) CABLE ENTRY ON THE ND-END SIGNAL CONNECTION LEFT A25: Additional temperature sensor on signal terminal block L74: FAN DEGREE OF PROTECTION IP 65 | - | 0 | 0
1PH8107-1MF02-0GG1-Z | Q25 | 1PH8107-1MF02-0GG1-ZQ25 | 1 | UN | 1 | 20 | D | D | N | N | 85015230 | 1 |  | 73 | KG | 3178.36 | 3178.36 | MC05 | MC05 | SIMOTICS M Compact induction motor 1750rpm, 10.0kW 55Nm, 22A, 380 V forced ventilation; direction of air flow DE--> NDE; Degree of protection IP55 Incremental encoder sin/cos 1 Vpp 2048 S/R with C and D track (encoder IC2048S/R) Design IM B5 (IMV 1, IM V3) Smooth shaft without feather key; Bearing version: standard, Vibration severity: R/A Shaft and flange precision: R power connector: (top) Cable entry NDE Signal connection left Q25: Fan connection direction NDE customer-specific motor according to SMR-104-2014 | - | 0 | 0
1PH8107-1MF12-1BC1-Z | X01 | 1PH8107-1MF12-1BC1-ZX01 | 1 | UN | 1 | 20 | D | D | N | N | 85015230 | 1 |  | 73 | KG | 3253.84 | 3253.84 | MC05 | MC05 | SIMOTICS M Compact induction motor 1500rpm, 9kW 57Nm, 23.5A, 330V 1750rpm, 10 kW 55Nm, 22A, 380 V 2000rpm, 11 kW 53Nm, 21.5A, 428V forced ventilation; direction of air flow NDE--> DE; Degree of protection IP55 Incremental encoder SIN/COS 1 VPP 2048 S/R with C and D track (encoder IC2048S/R) with temperature sensor KTY 84-130 DESIGN IM B5 (IMV 1,IM V3) SHAFT WITH FITTED KEY FULL-KEY BALANCING BEARING: STANDARD WITH FIXED BEARING, VIBRATION SEVERITY GRADE: R/A, SHAFT AND FLANGE ACCURACY: R TERMINAL BOX (ABOVE) CABLE ENTRY ON THE ND-END SIGNAL CONNECTION LEFT X01: Standard paint finish in RAL 9005 (matte black) | - | 0 | 0
1PH8107-1MG00-1BB1-Z | K10Q21Y84 | 1PH8107-1MG00-1BB1-ZK10Q21Y84 | 1 | UN | 1 | 20 | D | D | N | N | 85015230 | 1 |  | 73 | KG | 3146.72 | 3146.72 | MC05 | MC05 | SIMOTICS M Compact induction motor 2000rpm, 10.5kW, 50M, 26 A, 355V 2300rpm, 12 kW, 50Nm, 26 A, 406V 2650rpm, 13kW, 47Nm, 24A, 460 V forced ventilation, direction of air flow DE--> NDE Degree of protection IP55 Motor customer-spec. Offer number SMR-26-2011 K10: Terminal box NDE left Q21: screw lock washer with Loctite Y84: customer text | - | 0 | 0
1PH8107-1MG12-0GA1-Z | K24 | 1PH8107-1MG12-0GA1-ZK24 | 1 | UN | 1 | 20 | D | D | N | N | 85015230 | 1 |  | 73 | KG | 3063.93 | 3063.93 | MC05 | MC05 | SIMOTICS M Compact induction motor 2000rpm, 10.5kW 50Nm, 26 A, 355V 2300rpm, 12.5kW 50Nm, 26 A, 406V 2650rpm, 13kW 47Nm, 24A, 460 V forced ventilation; direction of air flow NDE--> DE; Degree of protection IP55 Incremental encoder SIN/COS 1 VPP 2048 S/R with C and D track (encoder IC2048S/R) with temperature sensor KTY 84-130 DESIGN IM B5 (IMV 1,IM V3) PLAIN SHAFT WITHOUT FITTED KEY; BEARING: STANDARD, VIBRATION SEVERITY GRADE: R/A, SHAFT AND FLANGE ACCURACY: R TERMINAL BOX (ABOVE) CABLE ENTRY ON THE RIGHT SIGNAL CONNECTION D-END K24: PRIMING (PALE GREEN) | - | 0 | 0
1PH8107-1MM03-0CH1 |  | 1PH8107-1MM03-0CH1 | 1 | UN | 1 | 20 | D | D | N | N | 85015230 | 1 |  | 73 | KG | 3456.13 | 3456.13 | MC05 | MC05 | SIMOTICS M Compact induction motor 3000rpm, 12kW 38Nm, 38A, 294V 3300RPM, 13kW 38Nm, 38A, 326V 3600RPM 14kW 37Nm, 37.5A, 355V forced ventilation; direction of air flow DE--> NDE; Degree of protection IP55 Incremental encoder SIN/COS 1 VPP 2048 S/R with C and D track (encoder IC2048S/R) with temperature sensor KTY 84-130 Design IM B35 (IM V15, (IM V35) PLAIN SHAFT WITHOUT FITTED KEY; BEARING: STANDARD WITH FIXED BEARING, VIBRATION SEVERITY GRADE: S/A, SHAFT AND FLANGE ACCURACY: R POWER CONNECTOR (ABOVE) CABLE ENTRY ON THE ND-END SIGNAL CONNECTION LEFT | - | 0 | 0
1PH8107-1MS02-0DA1 |  | 1PH8107-1MS02-0DA1 | 1 | UN | 1 | 20 | D | D | N | N | 85015230 | 1 |  | 73 | KG | 3343.92 | 3343.92 | MC05 | MC05 | SIMOTICS M Compact induction motor Y2000RPM, 11 kW 53Nm, 26.7A, 368V D5000RPM, 11 kW 21Nm, 28A, 410V Y1500RPM, 8.5kW 54Nm, 27A, 275V forced ventilation; direction of air flow DE--> NDE; Degree of protection IP55 Incremental encoder SIN/COS 1 VPP 2048 S/R with C and D track (encoder IC2048S/R) with temperature sensor KTY 84-130 DESIGN IM B5 (IMV 1,IM V3) PLAIN SHAFT WITHOUT FITTED KEY; BEARING: STANDARD WITH FIXED BEARING, VIBRATION SEVERITY GRADE: SR/A, SHAFT AND FLANGE ACCURACY: R TERMINAL BOX (ABOVE) CABLE ENTRY ON THE RIGHT SIGNAL CONNECTION D-END | - | 0 | 0
1PH8107-1MS02-0LZ1-Z | Q1FQ51 | 1PH8107-1MS02-0LZ1-ZQ1FQ51 | 1 | UN | 1 | 0 | A | D | N | N | 85015230 | 1 |  | 73 | KG | 3745.81 | 3745.81 | MC05 | MC05 | SIMOTICS M Compact induction motor Y2000RPM, 11kW, 53Nm, 26.7A 368V; D5000RPM, 11kW, 21Nm 28A, 410V; Y1500RPM, 8.5kW 54Nm, 27A, 275V; forced ven- tilation; direction of air flow DE--> NDE; Degree of protection IP55; Incremental enc. SIN/COS 1VPP; 2048 S/R with C and D track (encoder IC2048S/R) Design IM B5 (IMV 1, IM V3) Smooth shaft without feather key; Bearing version: Performance Vibration severity: Special/B; Shaft and flange precision Special terminal box (top) Q1F: Special connection system Terminal box rotated by 180Â° Q51: Special finishing NDE enclosure, SMR-91-2014 | - | 0 | 0
1PH8107-1MS02-0LZ1-Z | Q1FQ51Q61 | 1PH8107-1MS02-0LZ1-ZQ1FQ51Q61 | 1 | UN | 1 | 20 | D | D | N | N | 85015230 | 1 |  | 74 | KG | 3938.07 | 3938.07 | MC05 | MC05 | SIMOTICS M Compact induction motor Y2000RPM, 11kW, 53Nm, 26.7A 368V; D5000RPM, 11kW, 21Nm 28A, 410V; Y1500RPM, 8.5kW, 54Nm, 27A, 275V; forced ventilation Incremental encoder sin/cos 1 Vpp 2048 S/R with C and D track Type of construction IM B5 (IMV 1, IM V3) Smooth shaft without fitted key Bearing version: Performance Vibration severity: Special/B Shaft and flange accuracy: Special Q1F: Special connection system Terminal box rotated by 180Â° Q51: Special proc. NDE enclosure Q61: Intermediate enclosure analog Hollow-shaft motor SMR-80-2015 | - | 0 | 7
1PH8107-1SF02-3LZ1-Z | Q1EQ51 | 1PH8107-1SF02-3LZ1-ZQ1EQ51 | 1 | UN | 1 | 20 | D | D | N | N | 85015230 | 1 |  | 75.5 | KG | 6472.91 | 6472.91 | MC05 | MC05 | SIMOTICS M Compact induction motor 1500rpm, 9.0kW 57Nm, 23.5A, 330V 1750rpm, 10.0kW 55Nm, 22A, 380 V 2000rpm, 11 kW 53Nm, 21.5A, 428V forced ventilation; direction of air flow DE--> NDE; Degree of protection IP55 Motor customer-spec. Offer number SMR-36-2013 Q1E: Special connection with connector Q51: Special finishing NDE enclosure | - | 0 | 7
1PH8107-1SF10-3LH1-Z | Y64 | 1PH8107-1SF10-3LH1-ZY64 | 1 | UN | 1 | 20 | D | D | N | N | 85015230 | 1 |  | 75.5 | KG | 5864.19 | 5864.19 | MC05 | MC05 | SIMOTICS M Compact induction motor 1500rpm, 9kW 57Nm, 23.5A, 330V 1750rpm, 10 kW 55Nm, 22A, 380 V 2000rpm, 11 kW 53Nm, 21.5A, 428V forced ventilation; direction of air flow NDE--> DE; Degree of protection IP55 Incremental encoder 19-bit Without commutation position (encoder IN19DQ) with DRIVE-CLiQ interface DESIGN IM B3 (IM V5, IM V6) PLAIN HOLLOW-SHAFT BEARING: PERFORMANCE, VIBRATION SEVERITY GRADE SPECIAL/B; SHAFT A. FLANGE ACCURACY GR. SPECIAL POWER CONNECTOR (ABOVE) CABLE ENTRY ON THE ND-END SIGNAL CONNECTION LEFT Y64: MOUNT. F. ROTARY DISTRIBUTOR W. FLANGE DIMENS. 114H6 | - | 0 | 0
1PH8107-1SF12-3LH1-Z | Y64 | 1PH8107-1SF12-3LH1-ZY64 | 1 | UN | 1 | 20 | D | D | N | N | 85015230 | 1 |  | 75.5 | KG | 5994.24 | 5994.24 | MC05 | MC05 | SIMOTICS M Compact induction motor 1500rpm, 9kW 57Nm, 23.5A, 330V 1750rpm, 10 kW 55Nm, 22A, 380 V 2000rpm, 11 kW 53Nm, 21.5A, 428V forced ventilation; direction of air flow NDE--> DE; Degree of protection IP55 Incremental encoder 19-bit Without commutation position (encoder IN19DQ) with DRIVE-CLiQ interface DESIGN IM B5 (IMV 1,IM V3) PLAIN HOLLOW-SHAFT BEARING: PERFORMANCE, VIBRATION SEVERITY GRADE SPECIAL/B; SHAFT A. FLANGE ACCURACY GR. SPECIAL POWER CONNECTOR (ABOVE) CABLE ENTRY ON THE ND-END SIGNAL CONNECTION LEFT Y64: MOUNT. F. ROTARY DISTRIBUTOR W. FLANGE DIMENS. 114H6 | - | 0 | 0
1PH8107-1SG02-0LA1 |  | 1PH8107-1SG02-0LA1 | 1 | UN | 1 | 20 | D | D | N | N | 85015230 | 1 |  | 73 | KG | 4855.26 | 4855.26 | MC05 | MC05 | SIMOTICS M Compact induction motor 2000rpm, 10.5kW 50Nm, 26 A, 355V 2300rpm, 12kW 50Nm, 26 A, 406V 2650rpm, 13kW 47Nm, 24A, 460 V forced ventilation; direction of air flow DE--> NDE; Degree of protection IP55 Incremental encoder 19-bit Without commutation position (encoder IN19DQ) with DRIVE-CLiQ interface DESIGN IM B5 (IMV 1,IM V3) PLAIN SHAFT WITHOUT FITTED KEY; BEARING: PERFORMANCE, VIBRATION SEVERITY GRADE SPECIAL/B; SHAFT A. FLANGE ACCURACY GR. SPECIAL TERMINAL BOX (ABOVE) CABLE ENTRY ON THE RIGHT SIGNAL CONNECTION D-END | - | 0 | 0
1PH8107-1SG12-2LA1 |  | 1PH8107-1SG12-2LA1 | 1 | UN | 1 | 20 | D | D | N | N | 85015230 | 1 |  | 73 | KG | 4855.26 | 4855.26 | MC05 | MC05 | SIMOTICS M Compact induction motor 2000rpm, 10.5kW 50Nm, 26 A, 355V 2300rpm, 12.5kW 50Nm, 26 A, 406V 2650rpm, 13kW 47Nm, 24A, 460 V forced ventilation; direction of air flow NDE--> DE; Degree of protection IP55 Incremental encoder 19-bit Without commutation position (encoder IN19DQ) with DRIVE-CLiQ interface DESIGN IM B5 (IMV 1,IM V3) SHAFT WITH FITTED KEY HALF-KEY BALANCING BEARING: PERFORMANCE, VIBRATION SEVERITY GRADE SPECIAL/B; SHAFT A. FLANGE ACCURACY GR. SPECIAL TERMINAL BOX (ABOVE) CABLE ENTRY ON THE RIGHT SIGNAL CONNECTION D-END | - | 0 | 0
1PH8107-1SS03-2LA1 |  | 1PH8107-1SS03-2LA1 | 1 | UN | 1 | 20 | D | D | N | N | 85015230 | 1 |  | 73 | KG | 5014.22 | 5014.22 | MC05 | MC05 | SIMOTICS M Compact induction motor Y2000RPM, 11 kW 53Nm, 26.7A, 368V D5000RPM, 11 kW 21Nm, 28A, 410V Y1500RPM, 8.5kW 54Nm, 27A, 275V forced ventilation; direction of air flow DE--> NDE; Degree of protection IP55 Incremental encoder 19-bit Without commutation position (encoder IN19DQ) with DRIVE-CLiQ interface Design IM B35 (IM V15, (IM V35) SHAFT WITH FITTED KEY HALF-KEY BALANCING BEARING: PERFORMANCE, VIBRATION SEVERITY GRADE SPECIAL/B; SHAFT A. FLANGE ACCURACY GR. SPECIAL TERMINAL BOX (ABOVE) CABLE ENTRY ON THE RIGHT SIGNAL CONNECTION D-END | - | 0 | 0
1PH8107-1SZ22-3MC1-Z | K4CQ51V07Y66 | 1PH8107-1SZ22-3MC1-ZK4CQ51V07Y66 | 1 | UN | 1 | 35 | X | D | N | N | 85015230 | 1 |  | 85.5 | KG | 6879.91 | 6879.91 | MC05 | MC05 | SIMOTICS M Compact induction motor 4000rpm, 14.5 kW, 35 Nm, 30 A water cooling Degree of protection IP65 Motor customer-spec. Offer No.: SMR-99-2013 K4C: Customer-specific winding V07: Abnormal shaft extension Y66: Flange finishing NDE Q51: Special design (IMB5 with two milled-off lifting eyes) | - | 0 | 7
1PH8107-1TS03-0LA1 |  | 1PH8107-1TS03-0LA1 | 1 | UN | 1 | 20 | D | D | N | N | 85015230 | 1 |  | 73 | KG | 3814.88 | 3814.88 | MC05 | MC05 | SIMOTICS M Compact induction motor Y2000RPM, 11 kW 53Nm, 26.7A, 368V D5000RPM, 11 kW 21Nm, 28A, 410V Y1500RPM, 8.5kW 54Nm, 27A, 275V forced ventilation; direction of air flow DE--> NDE; Degree of protection IP55 INCREMENTAL ENCODER SIN/COS 1VPP 512 S/R WITHOUT ND-END AT TERMINAL BOX (ENCODER IC512S/R) with TEMPERAT. SENSOR KTY84-130 Design IM B35 (IM V15, (IM V35) PLAIN SHAFT WITHOUT FITTED KEY; BEARING: PERFORMANCE, VIBRATION SEVERITY GRADE SPECIAL/B; SHAFT A. FLANGE ACCURACY GR. SPECIAL TERMINAL BOX (ABOVE) CABLE ENTRY ON THE RIGHT SIGNAL CONNECTION D-END | - | 0 | 0
1PH8107-1TZ22-0MC1 | K4C | 1PH8107-1TZ22-0MC1K4C | 1 | UN | 1 | 35 | X | D | N | N | 85015230 | 1 |  | 83 | KG | 4644.27 | 4644.27 | MC05 | MC05 | SIMOTICS M Compact induction motor Y1050RPM, 10.0kW, 91Nm, 28.0A D2500RPM, 10.0kW, 38Nm, 27.0A Water cooling degree of protection IP65 Motor customer-spec. Offer number SMR-95-2012 K4C: Customer-specific winding NOTE: dimension drawing as motor 1PH8107-1TF22-0MC1 | - | 0 | 0
1PH8107-1TZ22-0MC1-Z | K4CQ51 | 1PH8107-1TZ22-0MC1-ZK4CQ51 | 1 | UN | 1 | 35 | X | D | N | N | 85015230 | 1 |  | 83 | KG | 4697.69 | 4697.69 | MC05 | MC05 | SIMOTICS M Compact induction motor Y1050RPM, 10.0kW, 91Nm, 28.0A D2500RPM, 10.0kW, 38Nm, 27.0A water cooling Degree of protection IP65 Offer number SMR-95-2012 K4C: Customer-specific winding Q51: Special finishing NDE enclosure customer-specific motor | - | 0 | 7
1PH8107-1TZ24-0MC1-Z | K4CQ51 | 1PH8107-1TZ24-0MC1-ZK4CQ51 | 1 | UN | 1 | 35 | X | D | N | N | 85015230 | 1 |  | 83 | KG | 4724.4 | 4724.4 | MC05 | MC05 | SIMOTICS M Compact induction motor Y1300RPM, 11.5 kW, 84 Nm, 29.0 A D4000RPM: 14.5 kW, 35 Nm, 30.0 A water cooling Degree of protection IP65 Design IM B14 with M12 thread in flange K4C: Customer-specific winding Q51: Special finishing NDE enclosure customer-specific motor analog SMR-95-2012 | - | 0 | 0
1PH8107-3DB13-2AA1-Z | U65 | 1PH8107-3DB13-2AA1-ZU65 | 1 | UN | 1 | 20 | D | D | N | N | 85015230 | 1 |  | 94 | KG | 5718.67 | 5718.67 | MC05 | MC05 | SIMOTICS M Compact induction motor 400rpm, 2.5kW, 60Nm, 8.8A, 290V 500rpm, 3.2kW, 61Nm, 8.8A, 345V 600rpm, 3.8kW, 60Nm, 8.8A, 406V forced ventilation; direction of air flow NDE--> DE; Degree of protection IP55 Incremental encoder 22-bit with commutation position (encoder IC22DQ) with DRIVE-CLiQ interface Design IM B35 (IM V15, (IM V35) SHAFT WITH FITTED KEY HALF-KEY BALANCING BEARING: STANDARD VIBRATION SEVERITY GRADE A; SHAFT A.FLANGE ACCURACY GR.N TERMINAL BOX (ABOVE) CABLE ENTRY ON THE RIGHT SIGNAL CONNECTION D-END U65: HOLDING BRAKE DC 24 V | - | 0 | 0
1PH8107-3DD03-0AA1-Z | U66 | 1PH8107-3DD03-0AA1-ZU66 | 1 | UN | 1 | 20 | D | D | N | N | 85015230 | 1 |  | 94 | KG | 5761.79 | 5761.79 | MC05 | MC05 | SIMOTICS M Compact induction motor 1000rpm, 6.3kW 60Nm, 17.5A, 307V 1150rpm, 7.2kW 60Nm, 17.5A, 348V 1350rpm, 8.0kW 57Nm, 17A, 400 V forced ventilation; direction of air flow DE--> NDE; Degree of protection IP55 Incremental encoder 22-bit with commutation position (encoder IC22DQ) with DRIVE-CLiQ interface Design IM B35 (IM V15, (IM V35) PLAIN SHAFT WITHOUT FITTED KEY; BEARING: STANDARD VIBRATION SEVERITY GRADE A; SHAFT A.FLANGE ACCURACY GR.N TERMINAL BOX (ABOVE) CABLE ENTRY ON THE RIGHT SIGNAL CONNECTION D-END U66: HOLDING BRAKE DC 24 V WITH MICROSWITCH | - | 0 | 0
1PH8107-3DG02-2AA1-Z | U65 | 1PH8107-3DG02-2AA1-ZU65 | 1 | UN | 1 | 20 | D | D | N | N | 85015230 | 1 |  | 94 | KG | 5516 | 5516 | MC05 | MC05 | SIMOTICS M Compact induction motor 2000rpm, 10.5kW 50Nm, 26 A, 355V 2300rpm, 12kW 50Nm, 26 A, 406V 2650rpm, 13kW 47Nm, 24A, 460 V forced ventilation; direction of air flow DE--> NDE; Degree of protection IP55 Incremental encoder 22-bit with commutation position (encoder IC22DQ) with DRIVE-CLiQ interface DESIGN IM B5 (IMV 1,IM V3) SHAFT WITH FITTED KEY HALF-KEY BALANCING BEARING: STANDARD VIBRATION SEVERITY GRADE A; SHAFT A.FLANGE ACCURACY GR.N TERMINAL BOX (ABOVE) CABLE ENTRY ON THE RIGHT SIGNAL CONNECTION D-END U65: HOLDING BRAKE DC 24 V | - | 0 | 0
1PH8107-3DG02-2AA1-Z | U66 | 1PH8107-3DG02-2AA1-ZU66 | 1 | UN | 1 | 20 | D | D | N | N | 85015230 | 1 |  | 94 | KG | 5602.83 | 5602.83 | MC05 | MC05 | SIMOTICS M Compact induction motor 2000rpm, 10.5kW 50Nm, 26 A, 355V 2300rpm, 12kW 50Nm, 26 A, 406V 2650rpm, 13kW 47Nm, 24A, 460 V forced ventilation; direction of air flow DE--> NDE; Degree of protection IP55 Incremental encoder 22-bit with commutation position (encoder IC22DQ) with DRIVE-CLiQ interface DESIGN IM B5 (IMV 1,IM V3) SHAFT WITH FITTED KEY HALF-KEY BALANCING BEARING: STANDARD VIBRATION SEVERITY GRADE A; SHAFT A.FLANGE ACCURACY GR.N TERMINAL BOX (ABOVE) CABLE ENTRY ON THE RIGHT SIGNAL CONNECTION D-END U66: HOLDING BRAKE DC 24 V WITH MICROSWITCH | - | 0 | 0
1PH8107-3EG12-2AE2-Z | U65 | 1PH8107-3EG12-2AE2-ZU65 | 1 | UN | 1 | 20 | D | D | N | N | 85015230 | 1 |  | 94 | KG | 5660.49 | 5660.49 | MC05 | MC05 | SIMOTICS M Compact asynchronous motor 2000 rpm, 10.5 kW, 50 Nm, 26 A, 355 V 2300 rpm, 12.5 kW, 50 Nm, 26 A, 406 V 2650 rpm, 13 kW, 47 Nm, 24 A, 460 V Forced ventilation; Direction of air flow NDE --> DE; Degree of protection IP55 ABSOLUTE ENCODER ENDAT 2048 S/R (ENCODER AM2048S/R) with TEMPERATURE SENSOR PT1000 DESIGN IM B5 (IMV 1,IM V3) SHAFT WITH FITTED KEY HALF-KEY BALANCING BEARING: STANDARD VIBRATION SEVERITY GRADE A; SHAFT A.FLANGE ACCURACY GR.N POWER CONNECTOR (ABOVE) CABLE ENTRY ON THE RIGHT SIGNAL CONNECTION D-END U65: Holding brake 24 V DC | - | 0 | 0
1PH8107-3FD02-0AC1-Z | U65 | 1PH8107-3FD02-0AC1-ZU65 | 1 | UN | 1 | 20 | D | D | N | N | 85015230 | 1 |  | 94 | KG | 6122.9 | 6122.9 | MC05 | MC05 | SIMOTICS M Compact induction motor 1000rpm, 6.3kW 60Nm, 17.5A, 307V 1150rpm, 7.2kW 60Nm, 17.5A, 348V 1350rpm, 8.0kW 57Nm, 17A, 400 V forced ventilation; direction of air flow DE--> NDE; Degree of protection IP55 Absolute encoder 22-bit Single-turn and 12-bit multi-turn (encoder AM22DQ) with DRIVE-CLiQ interface DESIGN IM B5 (IMV 1,IM V3) PLAIN SHAFT WITHOUT FITTED KEY; BEARING: STANDARD VIBRATION SEVERITY GRADE A; SHAFT A.FLANGE ACCURACY GR.N TERMINAL BOX (ABOVE) CABLE ENTRY ON THE ND-END SIGNAL CONNECTION LEFT U65: HOLDING BRAKE DC 24 V | - | 0 | 0
1PH8107-3FF13-2AB1-Z | U63 | 1PH8107-3FF13-2AB1-ZU63 | 1 | UN | 1 | 20 | D | D | N | N | 85015230 | 1 |  | 94 | KG | 6213.73 | 6213.73 | MC05 | MC05 | SIMOTICS M Compact induction motor 1500rpm, 9kW 57Nm, 23.5A, 330V 1750rpm, 10 kW 55Nm, 22A, 380 V 2000rpm, 11 kW 53Nm, 21.5A, 428V forced ventilation; direction of air flow NDE--> DE; Degree of protection IP55 Absolute encoder 22-bit Single-turn and 12-bit multi-turn (encoder AM22DQ) with DRIVE-CLiQ interface Design IM B35 (IM V15, (IM V35) SHAFT WITH FITTED KEY HALF-KEY BALANCING BEARING: STANDARD VIBRATION SEVERITY GRADE A; SHAFT A.FLANGE ACCURACY GR.N TERMINAL BOX (ABOVE) CABLE ENTRY ON THE LEFT SIGNAL CONNECTION D-END U63: HOLDING BRAKE 230 V WITH MICROSWITCH AND MANUAL AIR LEVER | - | 0 | 0
1PH8107-3FF22-0AZ1-Z | Q1CQ31U65 | 1PH8107-3FF22-0AZ1-ZQ1CQ31U65 | 1 | UN | 1 | 35 | X | D | N | N | 85015230 | 1 |  | 104 | KG | 7020.62 | 7020.62 | MC05 | MC05 | SIMOTICS M Compact induction motor 1500rpm, 14kW 89Nm, 43.7A, 277V 1750rpm, 15.5kW 85Nm, 42A, 314V 2000rpm, 18kW 86Nm, 42.6A, 363V water cooling Degree of protection IP65 Motor customer-spec. Quotation number SMR-69-2011 Q31: Metal rating plate instead of adhesive label Q1C: Special connection system terminal box U65: Holding brake 24 V DC | - | 0 | 7
1PH8107-3FG03-0AA1-Z | U68 | 1PH8107-3FG03-0AA1-ZU68 | 1 | UN | 1 | 20 | D | D | N | N | 85015230 | 1 |  | 94 | KG | 6476.87 | 6476.87 | MC05 | MC05 | SIMOTICS M Compact induction motor 2000rpm, 10.5kW 50Nm, 26 A, 355V 2300rpm, 12kW 50Nm, 26 A, 406V 2650rpm, 13kW 47Nm, 24A, 460 V forced ventilation; direction of air flow DE--> NDE; Degree of protection IP55 Absolute encoder 22-bit Single-turn and 12-bit multi-turn (encoder AM22DQ) with DRIVE-CLiQ interface Design IM B35 (IM V15, (IM V35) PLAIN SHAFT WITHOUT FITTED KEY; BEARING: STANDARD VIBRATION SEVERITY GRADE A; SHAFT A.FLANGE ACCURACY GR.N TERMINAL BOX (ABOVE) CABLE ENTRY ON THE RIGHT SIGNAL CONNECTION D-END U68: HOLDING BRAKE DC 24 V WITH MICROSWITCH AND MANUAL AIR LEVER | - | 0 | 0
1PH8107-3FG13-2AC1-Z | U67 | 1PH8107-3FG13-2AC1-ZU67 | 1 | UN | 1 | 20 | D | D | N | N | 85015230 | 1 |  | 94 | KG | 6390.05 | 6390.05 | MC05 | MC05 | SIMOTICS M Compact induction motor 2000rpm, 10.5kW 50Nm, 26 A, 355V 2300rpm, 12.5kW 50Nm, 26 A, 406V 2650rpm, 13kW 47Nm, 24A, 460 V forced ventilation; direction of air flow NDE--> DE; Degree of protection IP55 Absolute encoder 22-bit Single-turn and 12-bit multi-turn (encoder AM22DQ) with DRIVE-CLiQ interface Design IM B35 (IM V15, (IM V35) SHAFT WITH FITTED KEY HALF-KEY BALANCING BEARING: STANDARD VIBRATION SEVERITY GRADE A; SHAFT A.FLANGE ACCURACY GR.N TERMINAL BOX (ABOVE) CABLE ENTRY ON THE ND-END SIGNAL CONNECTION LEFT U67: HOLDING BRAKE DC 24 V WITH MANUAL AIR LEVER | - | 0 | 0
1PH8107-3FZ22-0AZ1-Z | K4BQ1CQ31U65 | 1PH8107-3FZ22-0AZ1-ZK4BQ1CQ31U65 | 1 | UN | 1 | 35 | X | D | N | N | 85015230 | 1 |  | 104 | KG | 7074.1 | 7074.1 | MC05 | MC05 | SIMOTICS M Compact induction motor 4200rpm, 27.5kW, 63Nm, 52.5A Water cooling Degree of protection IP65 Motor customer-spec. Quotation number SMR-129-2011 Q31: Metal rating plate instead of adhesive label K4B: Customer-specific winding Q1C: Special connection system terminal box U65: Holding brake 24 V DC | - | 0 | 7
1PH8107-3JD13-2AA1-Z | U66 | 1PH8107-3JD13-2AA1-ZU66 | 1 | UN | 1 | 20 | D | D | N | N | 85015230 | 1 |  | 94 | KG | 5357.18 | 5357.18 | MC05 | MC05 | SIMOTICS M Compact induction motor 1000rpm, 6.3kW 60Nm, 17.5A, 307V 1150rpm, 7.2kW 60Nm, 17.5A, 348V 1350rpm, 8kW 57Nm, 17A, 400 V forced ventilation; direction of air flow NDE--> DE; Degree of protection IP55 Incremental encoder HTL 2048 S/R (encoder HTL2048S/R) With temperature sensor KTY 84-130 Design IM B35 (IM V15, (IM V35) SHAFT WITH FITTED KEY HALF-KEY BALANCING BEARING: STANDARD VIBRATION SEVERITY GRADE A; SHAFT A.FLANGE ACCURACY GR.N TERMINAL BOX (ABOVE) CABLE ENTRY ON THE RIGHT SIGNAL CONNECTION D-END U66: HOLDING BRAKE DC 24 V WITH MICROSWITCH | - | 0 | 0
1PH8131-1AF00-0BF1-Z | K10 | 1PH8131-1AF00-0BF1-ZK10 | 1 | UN | 1 | 20 | D | D | N | N | 85015230 | 1 |  | 89 | KG | 2802.28 | 2802.28 | MC05 | MC05 | SIMOTICS M Compact induction motor 1500rpm, 11kW, 70 Nm, 24A, 360V 1750rpm, 13kW, 71Nm, 24A, 416V 2000rpm, 15 kW, 72Nm, 24A, 460 V forced ventilation; direction of air flow DE--> NDE; Degree of protection IP55 Without encoder With temperature sensor KTY 84-130 DESIGN IM B3 (IM V5, IM V6) PLAIN SHAFT WITHOUT FITTED KEY; BEARING: STANDARD WITH FIXED BEARING, VIBRATION SEVERITY GRADE: R/A, FLANGE ACCURACY: R POWER CONNECTOR(ABOVE) CABLE ENTRY ON THE LEFT SIGNAL CONNECTION D-END K10: POWER CONNECTOR ND-END LEFT CABLE ROUTING BELOW SIGNAL CONNECTION D-END | - | 0 | 0
1PH8131-1AF00-0LA1 |  | 1PH8131-1AF00-0LA1 | 1 | UN | 1 | 20 | D | D | N | N | 85015230 | 1 |  | 89 | KG | 3022.26 | 3022.26 | MC05 | MC05 | SIMOTICS M Compact induction motor 1500rpm, 11kW, 70 Nm, 24A, 360V 1750rpm, 13kW, 71Nm, 24A, 416V 2000rpm, 15 kW, 72Nm, 24A, 460 V forced ventilation; direction of air flow DE--> NDE; Degree of protection IP55 Without encoder With temperature sensor KTY 84-130 DESIGN IM B3 (IM V5, IM V6) PLAIN SHAFT WITHOUT FITTED KEY; BEARING: PERFORMANCE, VIBRATION SEVERITY GRADE: SPECIAL/B, SHAFT AND FLANGE ACCURACY: SPECIAL TERMINAL BOX (ABOVE) CABLE ENTRY ON THE RIGHT SIGNAL CONNECTION D-END | - | 0 | 0
1PH8131-1AF02-2BC1 |  | 1PH8131-1AF02-2BC1 | 1 | UN | 1 | 20 | D | D | N | N | 85015230 | 1 |  | 89 | KG | 2816.74 | 2816.74 | MC05 | MC05 | SIMOTICS M Compact induction motor 1500rpm, 11kW, 70 Nm, 24A, 360V 1750rpm, 13kW, 71Nm, 24A, 416V 2000rpm, 15 kW, 72Nm, 24A, 460 V forced ventilation; direction of air flow DE--> NDE; Degree of protection IP55 Without encoder With temperature sensor KTY 84-130 DESIGN IM B5 (IMV 1,IM V3) SHAFT WITH FITTED KEY HALF-KEY BALANCING BEARING: STANDARD WITH FIXED BEARING, VIBRATION SEVERITY GRADE: R/A, FLANGE ACCURACY: R TERMINAL BOX (ABOVE) CABLE ENTRY ON THE ND-END SIGNAL CONNECTION LEFT | - | 0 | 0
1PH8131-1AF10-0BA1 |  | 1PH8131-1AF10-0BA1 | 1 | UN | 1 | 20 | D | D | N | N | 85015230 | 1 |  | 89 | KG | 2657.79 | 2657.79 | MC05 | MC05 | SIMOTICS M Compact induction motor 1500rpm, 11kW, 70 Nm, 24A, 360V 1750rpm, 13kW, 71Nm, 24A, 416V 2000rpm, 15 kW, 72Nm, 24A, 460 V forced ventilation; direction of air flow NDE--> DE; Degree of protection IP55 Without encoder With temperature sensor KTY 84-130 DESIGN IM B3 (IM V5, IM V6) PLAIN SHAFT WITHOUT FITTED KEY; BEARING: STANDARD WITH FIXED BEARING, VIBRATION SEVERITY GRADE: R/A, FLANGE ACCURACY: R TERMINAL BOX (ABOVE) CABLE ENTRY ON THE RIGHT SIGNAL CONNECTION D-END | - | 0 | 0
1PH8131-1AF10-0BB1 |  | 1PH8131-1AF10-0BB1 | 1 | UN | 1 | 20 | D | D | N | N | 85015230 | 1 |  | 89 | KG | 2657.79 | 2657.79 | MC05 | MC05 | SIMOTICS M Compact induction motor 1500rpm, 11kW, 70 Nm, 24A, 360V 1750rpm, 13kW, 71Nm, 24A, 416V 2000rpm, 15 kW, 72Nm, 24A, 460 V forced ventilation; direction of air flow NDE--> DE; Degree of protection IP55 Without encoder With temperature sensor KTY 84-130 DESIGN IM B3 (IM V5, IM V6) PLAIN SHAFT WITHOUT FITTED KEY; BEARING: STANDARD WITH FIXED BEARING, VIBRATION SEVERITY GRADE: R/A, FLANGE ACCURACY: R TERMINAL BOX (ABOVE) CABLE ENTRY ON THE LEFT SIGNAL CONNECTION D-END | - | 0 | 0
1PH8131-1AF10-0BC1 |  | 1PH8131-1AF10-0BC1 | 1 | UN | 1 | 20 | D | D | N | N | 85015230 | 1 |  | 89 | KG | 2657.79 | 2657.79 | MC05 | MC05 | SIMOTICS M Compact induction motor 1500rpm, 11kW, 70 Nm, 24A, 360V 1750rpm, 13kW, 71Nm, 24A, 416V 2000rpm, 15 kW, 72Nm, 24A, 460 V forced ventilation; direction of air flow NDE--> DE; Degree of protection IP55 Without encoder With temperature sensor KTY 84-130 DESIGN IM B3 (IM V5, IM V6) PLAIN SHAFT WITHOUT FITTED KEY; BEARING: STANDARD WITH FIXED BEARING, VIBRATION SEVERITY GRADE: R/A, FLANGE ACCURACY: R TERMINAL BOX (ABOVE) CABLE ENTRY ON THE ND-END SIGNAL CONNECTION LEFT | - | 0 | 0
1PH8131-1AF10-0CA1 |  | 1PH8131-1AF10-0CA1 | 1 | UN | 1 | 20 | D | D | N | N | 85015230 | 1 |  | 89 | KG | 2787.81 | 2787.81 | MC05 | MC05 | SIMOTICS M Compact induction motor 1500rpm, 11kW, 70 Nm, 24A, 360V 1750rpm, 13kW, 71Nm, 24A, 416V 2000rpm, 15 kW, 72Nm, 24A, 460 V forced ventilation; direction of air flow NDE--> DE; Degree of protection IP55 Without encoder With temperature sensor KTY 84-130 DESIGN IM B3 (IM V5, IM V6) PLAIN SHAFT WITHOUT FITTED KEY; BEARING: STANDARD VIBRATION SEVERITY GRADE S/A; SHAFT A.FLANGE ACCURACY GR. R TERMINAL BOX (ABOVE) CABLE ENTRY ON THE RIGHT SIGNAL CONNECTION D-END | - | 0 | 0
1PH8131-1AF10-0CB1 |  | 1PH8131-1AF10-0CB1 | 1 | UN | 1 | 20 | D | D | N | N | 85015230 | 1 |  | 89 | KG | 2787.81 | 2787.81 | MC05 | MC05 | SIMOTICS M Compact induction motor 1500rpm, 11kW, 70 Nm, 24A, 360V 1750rpm, 13kW, 71Nm, 24A, 416V 2000rpm, 15 kW, 72Nm, 24A, 460 V forced ventilation; direction of air flow NDE--> DE; Degree of protection IP55 Without encoder With temperature sensor KTY 84-130 DESIGN IM B3 (IM V5, IM V6) PLAIN SHAFT WITHOUT FITTED KEY; BEARING: STANDARD VIBRATION SEVERITY GRADE S/A; SHAFT A.FLANGE ACCURACY GR. R TERMINAL BOX (ABOVE) CABLE ENTRY ON THE LEFT SIGNAL CONNECTION D-END | - | 0 | 0
1PH8131-1AF10-0CC1 |  | 1PH8131-1AF10-0CC1 | 1 | UN | 1 | 20 | D | D | N | N | 85015230 | 1 |  | 89 | KG | 2787.81 | 2787.81 | MC05 | MC05 | SIMOTICS M Compact induction motor 1500rpm, 11kW, 70 Nm, 24A, 360V 1750rpm, 13kW, 71Nm, 24A, 416V 2000rpm, 15 kW, 72Nm, 24A, 460 V forced ventilation; direction of air flow NDE--> DE; Degree of protection IP55 Without encoder With temperature sensor KTY 84-130 DESIGN IM B3 (IM V5, IM V6) PLAIN SHAFT WITHOUT FITTED KEY; BEARING: STANDARD VIBRATION SEVERITY GRADE S/A; SHAFT A.FLANGE ACCURACY GR. R TERMINAL BOX (ABOVE) CABLE ENTRY ON THE ND-END SIGNAL CONNECTION LEFT | - | 0 | 0
1PH8131-1AF10-2BA1 |  | 1PH8131-1AF10-2BA1 | 1 | UN | 1 | 20 | D | D | N | N | 85015230 | 1 |  | 89 | KG | 2657.79 | 2657.79 | MC05 | MC05 | SIMOTICS M Compact induction motor 1500rpm, 11kW, 70 Nm, 24A, 360V 1750rpm, 13kW, 71Nm, 24A, 416V 2000rpm, 15 kW, 72Nm, 24A, 460 V forced ventilation; direction of air flow NDE--> DE; Degree of protection IP55 Without encoder With temperature sensor KTY 84-130 DESIGN IM B3 (IM V5, IM V6) SHAFT WITH FITTED KEY HALF-KEY BALANCING BEARING: STANDARD WITH FIXED BEARING, VIBRATION SEVERITY GRADE: R/A, FLANGE ACCURACY: R TERMINAL BOX (ABOVE) CABLE ENTRY ON THE RIGHT SIGNAL CONNECTION D-END | - | 0 | 0
1PH8131-1AF10-2BB1 |  | 1PH8131-1AF10-2BB1 | 1 | UN | 1 | 20 | D | D | N | N | 85015230 | 1 |  | 89 | KG | 2657.79 | 2657.79 | MC05 | MC05 | SIMOTICS M Compact induction motor 1500rpm, 11kW, 70 Nm, 24A, 360V 1750rpm, 13kW, 71Nm, 24A, 416V 2000rpm, 15 kW, 72Nm, 24A, 460 V forced ventilation; direction of air flow NDE--> DE; Degree of protection IP55 Without encoder With temperature sensor KTY 84-130 DESIGN IM B3 (IM V5, IM V6) SHAFT WITH FITTED KEY HALF-KEY BALANCING BEARING: STANDARD WITH FIXED BEARING, VIBRATION SEVERITY GRADE: R/A, FLANGE ACCURACY: R TERMINAL BOX (ABOVE) CABLE ENTRY ON THE LEFT SIGNAL CONNECTION D-END | - | 0 | 0
1PH8131-1AF10-2BC1 |  | 1PH8131-1AF10-2BC1 | 1 | UN | 1 | 20 | D | D | N | N | 85015230 | 1 |  | 89 | KG | 2657.79 | 2657.79 | MC05 | MC05 | SIMOTICS M Compact induction motor 1500rpm, 11kW, 70 Nm, 24A, 360V 1750rpm, 13kW, 71Nm, 24A, 416V 2000rpm, 15 kW, 72Nm, 24A, 460 V forced ventilation; direction of air flow NDE--> DE; Degree of protection IP55 Without encoder With temperature sensor KTY 84-130 DESIGN IM B3 (IM V5, IM V6) SHAFT WITH FITTED KEY HALF-KEY BALANCING BEARING: STANDARD WITH FIXED BEARING, VIBRATION SEVERITY GRADE: R/A, FLANGE ACCURACY: R TERMINAL BOX (ABOVE) CABLE ENTRY ON THE ND-END SIGNAL CONNECTION LEFT | - | 0 | 0
1PH8131-1AF10-2CA1 |  | 1PH8131-1AF10-2CA1 | 1 | UN | 1 | 20 | D | D | N | N | 85015230 | 1 |  | 89 | KG | 2787.81 | 2787.81 | MC05 | MC05 | SIMOTICS M Compact induction motor 1500rpm, 11kW, 70 Nm, 24A, 360V 1750rpm, 13kW, 71Nm, 24A, 416V 2000rpm, 15 kW, 72Nm, 24A, 460 V forced ventilation; direction of air flow NDE--> DE; Degree of protection IP55 Without encoder With temperature sensor KTY 84-130 DESIGN IM B3 (IM V5, IM V6) SHAFT WITH FITTED KEY HALF-KEY BALANCING BEARING: STANDARD VIBRATION SEVERITY GRADE S/A; SHAFT A.FLANGE ACCURACY GR. R TERMINAL BOX (ABOVE) CABLE ENTRY ON THE RIGHT SIGNAL CONNECTION D-END | - | 0 | 0
1PH8131-1AF10-2CB1 |  | 1PH8131-1AF10-2CB1 | 1 | UN | 1 | 20 | D | D | N | N | 85015230 | 1 |  | 89 | KG | 2787.81 | 2787.81 | MC05 | MC05 | SIMOTICS M Compact induction motor 1500rpm, 11kW, 70 Nm, 24A, 360V 1750rpm, 13kW, 71Nm, 24A, 416V 2000rpm, 15 kW, 72Nm, 24A, 460 V forced ventilation; direction of air flow NDE--> DE; Degree of protection IP55 Without encoder With temperature sensor KTY 84-130 DESIGN IM B3 (IM V5, IM V6) SHAFT WITH FITTED KEY HALF-KEY BALANCING BEARING: STANDARD VIBRATION SEVERITY GRADE S/A; SHAFT A.FLANGE ACCURACY GR. R TERMINAL BOX (ABOVE) CABLE ENTRY ON THE LEFT SIGNAL CONNECTION D-END | - | 0 | 0
1PH8131-1AF10-2CC1 |  | 1PH8131-1AF10-2CC1 | 1 | UN | 1 | 20 | D | D | N | N | 85015230 | 1 |  | 89 | KG | 2787.81 | 2787.81 | MC05 | MC05 | SIMOTICS M Compact induction motor 1500rpm, 11kW, 70 Nm, 24A, 360V 1750rpm, 13kW, 71Nm, 24A, 416V 2000rpm, 15 kW, 72Nm, 24A, 460 V forced ventilation; direction of air flow NDE--> DE; Degree of protection IP55 Without encoder With temperature sensor KTY 84-130 DESIGN IM B3 (IM V5, IM V6) SHAFT WITH FITTED KEY HALF-KEY BALANCING BEARING: STANDARD VIBRATION SEVERITY GRADE S/A; SHAFT A.FLANGE ACCURACY GR. R TERMINAL BOX (ABOVE) CABLE ENTRY ON THE ND-END SIGNAL CONNECTION LEFT | - | 0 | 0
1PH8131-1AF12-0BA1 |  | 1PH8131-1AF12-0BA1 | 1 | UN | 1 | 20 | D | D | N | N | 85015230 | 1 |  | 89 | KG | 2816.74 | 2816.74 | MC05 | MC05 | SIMOTICS M Compact induction motor 1500rpm, 11kW, 70 Nm, 24A, 360V 1750rpm, 13kW, 71Nm, 24A, 416V 2000rpm, 15 kW, 72Nm, 24A, 460 V forced ventilation; direction of air flow NDE--> DE; Degree of protection IP55 Without encoder With temperature sensor KTY 84-130 DESIGN IM B5 (IMV 1,IM V3) PLAIN SHAFT WITHOUT FITTED KEY; BEARING: STANDARD WITH FIXED BEARING, VIBRATION SEVERITY GRADE: R/A, FLANGE ACCURACY: R TERMINAL BOX (ABOVE) CABLE ENTRY ON THE RIGHT SIGNAL CONNECTION D-END | - | 0 | 0
1PH8131-1AF12-0BB1 |  | 1PH8131-1AF12-0BB1 | 1 | UN | 1 | 20 | D | D | N | N | 85015230 | 1 |  | 89 | KG | 2816.74 | 2816.74 | MC05 | MC05 | SIMOTICS M Compact induction motor 1500rpm, 11kW, 70 Nm, 24A, 360V 1750rpm, 13kW, 71Nm, 24A, 416V 2000rpm, 15 kW, 72Nm, 24A, 460 V forced ventilation; direction of air flow NDE--> DE; Degree of protection IP55 Without encoder With temperature sensor KTY 84-130 DESIGN IM B5 (IMV 1,IM V3) PLAIN SHAFT WITHOUT FITTED KEY; BEARING: STANDARD WITH FIXED BEARING, VIBRATION SEVERITY GRADE: R/A, FLANGE ACCURACY: R TERMINAL BOX (ABOVE) CABLE ENTRY ON THE LEFT SIGNAL CONNECTION D-END | - | 0 | 0
1PH8131-1AF12-0BC1 |  | 1PH8131-1AF12-0BC1 | 1 | UN | 1 | 20 | D | D | N | N | 85015230 | 1 |  | 89 | KG | 2816.74 | 2816.74 | MC05 | MC05 | SIMOTICS M Compact induction motor 1500rpm, 11kW, 70 Nm, 24A, 360V 1750rpm, 13kW, 71Nm, 24A, 416V 2000rpm, 15 kW, 72Nm, 24A, 460 V forced ventilation; direction of air flow NDE--> DE; Degree of protection IP55 Without encoder With temperature sensor KTY 84-130 DESIGN IM B5 (IMV 1,IM V3) PLAIN SHAFT WITHOUT FITTED KEY; BEARING: STANDARD WITH FIXED BEARING, VIBRATION SEVERITY GRADE: R/A, FLANGE ACCURACY: R TERMINAL BOX (ABOVE) CABLE ENTRY ON THE ND-END SIGNAL CONNECTION LEFT | - | 0 | 0
1PH8131-1AF12-0CA1 |  | 1PH8131-1AF12-0CA1 | 1 | UN | 1 | 20 | D | D | N | N | 85015230 | 1 |  | 89 | KG | 2946.76 | 2946.76 | MC05 | MC05 | SIMOTICS M Compact induction motor 1500rpm, 11kW, 70 Nm, 24A, 360V 1750rpm, 13kW, 71Nm, 24A, 416V 2000rpm, 15 kW, 72Nm, 24A, 460 V forced ventilation; direction of air flow NDE--> DE; Degree of protection IP55 Without encoder With temperature sensor KTY 84-130 DESIGN IM B5 (IMV 1,IM V3) PLAIN SHAFT WITHOUT FITTED KEY; BEARING: STANDARD VIBRATION SEVERITY GRADE S/A; SHAFT A.FLANGE ACCURACY GR. R TERMINAL BOX (ABOVE) CABLE ENTRY ON THE RIGHT SIGNAL CONNECTION D-END | - | 0 | 0
1PH8131-1AF12-0CB1 |  | 1PH8131-1AF12-0CB1 | 1 | UN | 1 | 20 | D | D | N | N | 85015230 | 1 |  | 89 | KG | 2946.76 | 2946.76 | MC05 | MC05 | SIMOTICS M Compact induction motor 1500rpm, 11kW, 70 Nm, 24A, 360V 1750rpm, 13kW, 71Nm, 24A, 416V 2000rpm, 15 kW, 72Nm, 24A, 460 V forced ventilation; direction of air flow NDE--> DE; Degree of protection IP55 Without encoder With temperature sensor KTY 84-130 DESIGN IM B5 (IMV 1,IM V3) PLAIN SHAFT WITHOUT FITTED KEY; BEARING: STANDARD VIBRATION SEVERITY GRADE S/A; SHAFT A.FLANGE ACCURACY GR. R TERMINAL BOX (ABOVE) CABLE ENTRY ON THE LEFT SIGNAL CONNECTION D-END | - | 0 | 0
1PH8131-1AF12-0CC1 |  | 1PH8131-1AF12-0CC1 | 1 | UN | 1 | 20 | D | D | N | N | 85015230 | 1 |  | 89 | KG | 2946.76 | 2946.76 | MC05 | MC05 | SIMOTICS M Compact induction motor 1500rpm, 11kW, 70 Nm, 24A, 360V 1750rpm, 13kW, 71Nm, 24A, 416V 2000rpm, 15 kW, 72Nm, 24A, 460 V forced ventilation; direction of air flow NDE--> DE; Degree of protection IP55 Without encoder With temperature sensor KTY 84-130 DESIGN IM B5 (IMV 1,IM V3) PLAIN SHAFT WITHOUT FITTED KEY; BEARING: STANDARD VIBRATION SEVERITY GRADE S/A; SHAFT A.FLANGE ACCURACY GR. R TERMINAL BOX (ABOVE) CABLE ENTRY ON THE ND-END SIGNAL CONNECTION LEFT | - | 0 | 0
1PH8131-1AF12-2BA1 |  | 1PH8131-1AF12-2BA1 | 1 | UN | 1 | 20 | D | D | N | N | 85015230 | 1 |  | 89 | KG | 2816.74 | 2816.74 | MC05 | MC05 | SIMOTICS M Compact induction motor 1500rpm, 11kW, 70 Nm, 24A, 360V 1750rpm, 13kW, 71Nm, 24A, 416V 2000rpm, 15 kW, 72Nm, 24A, 460 V forced ventilation; direction of air flow NDE--> DE; Degree of protection IP55 Without encoder With temperature sensor KTY 84-130 DESIGN IM B5 (IMV 1,IM V3) SHAFT WITH FITTED KEY HALF-KEY BALANCING BEARING: STANDARD WITH FIXED BEARING, VIBRATION SEVERITY GRADE: R/A, FLANGE ACCURACY: R TERMINAL BOX (ABOVE) CABLE ENTRY ON THE RIGHT SIGNAL CONNECTION D-END | - | 0 | 0
1PH8131-1AF12-2BB1 |  | 1PH8131-1AF12-2BB1 | 1 | UN | 1 | 20 | D | D | N | N | 85015230 | 1 |  | 89 | KG | 2816.74 | 2816.74 | MC05 | MC05 | SIMOTICS M Compact induction motor 1500rpm, 11kW, 70 Nm, 24A, 360V 1750rpm, 13kW, 71Nm, 24A, 416V 2000rpm, 15 kW, 72Nm, 24A, 460 V forced ventilation; direction of air flow NDE--> DE; Degree of protection IP55 Without encoder With temperature sensor KTY 84-130 DESIGN IM B5 (IMV 1,IM V3) SHAFT WITH FITTED KEY HALF-KEY BALANCING BEARING: STANDARD WITH FIXED BEARING, VIBRATION SEVERITY GRADE: R/A, FLANGE ACCURACY: R TERMINAL BOX (ABOVE) CABLE ENTRY ON THE LEFT SIGNAL CONNECTION D-END | - | 0 | 0
1PH8131-1AF12-2BC1 |  | 1PH8131-1AF12-2BC1 | 1 | UN | 1 | 20 | D | D | N | N | 85015230 | 1 |  | 89 | KG | 2816.74 | 2816.74 | MC05 | MC05 | SIMOTICS M Compact induction motor 1500rpm, 11kW, 70 Nm, 24A, 360V 1750rpm, 13kW, 71Nm, 24A, 416V 2000rpm, 15 kW, 72Nm, 24A, 460 V forced ventilation; direction of air flow NDE--> DE; Degree of protection IP55 Without encoder With temperature sensor KTY 84-130 DESIGN IM B5 (IMV 1,IM V3) SHAFT WITH FITTED KEY HALF-KEY BALANCING BEARING: STANDARD WITH FIXED BEARING, VIBRATION SEVERITY GRADE: R/A, FLANGE ACCURACY: R TERMINAL BOX (ABOVE) CABLE ENTRY ON THE ND-END SIGNAL CONNECTION LEFT | - | 0 | 0
1PH8131-1AF12-2CA1 |  | 1PH8131-1AF12-2CA1 | 1 | UN | 1 | 20 | D | D | N | N | 85015230 | 1 |  | 89 | KG | 2946.76 | 2946.76 | MC05 | MC05 | SIMOTICS M Compact induction motor 1500rpm, 11kW, 70 Nm, 24A, 360V 1750rpm, 13kW, 71Nm, 24A, 416V 2000rpm, 15 kW, 72Nm, 24A, 460 V forced ventilation; direction of air flow NDE--> DE; Degree of protection IP55 Without encoder With temperature sensor KTY 84-130 DESIGN IM B5 (IMV 1,IM V3) SHAFT WITH FITTED KEY HALF-KEY BALANCING BEARING: STANDARD VIBRATION SEVERITY GRADE S/A; SHAFT A.FLANGE ACCURACY GR. R TERMINAL BOX (ABOVE) CABLE ENTRY ON THE RIGHT SIGNAL CONNECTION D-END | - | 0 | 0
1PH8131-1AF12-2CB1 |  | 1PH8131-1AF12-2CB1 | 1 | UN | 1 | 20 | D | D | N | N | 85015230 | 1 |  | 89 | KG | 2946.76 | 2946.76 | MC05 | MC05 | SIMOTICS M Compact induction motor 1500rpm, 11kW, 70 Nm, 24A, 360V 1750rpm, 13kW, 71Nm, 24A, 416V 2000rpm, 15 kW, 72Nm, 24A, 460 V forced ventilation; direction of air flow NDE--> DE; Degree of protection IP55 Without encoder With temperature sensor KTY 84-130 DESIGN IM B5 (IMV 1,IM V3) SHAFT WITH FITTED KEY HALF-KEY BALANCING BEARING: STANDARD VIBRATION SEVERITY GRADE S/A; SHAFT A.FLANGE ACCURACY GR. R TERMINAL BOX (ABOVE) CABLE ENTRY ON THE LEFT SIGNAL CONNECTION D-END | - | 0 | 0
1PH8131-1AF12-2CC1 |  | 1PH8131-1AF12-2CC1 | 1 | UN | 1 | 20 | D | D | N | N | 85015230 | 1 |  | 89 | KG | 2946.76 | 2946.76 | MC05 | MC05 | SIMOTICS M Compact induction motor 1500rpm, 11kW, 70 Nm, 24A, 360V 1750rpm, 13kW, 71Nm, 24A, 416V 2000rpm, 15 kW, 72Nm, 24A, 460 V forced ventilation; direction of air flow NDE--> DE; Degree of protection IP55 Without encoder With temperature sensor KTY 84-130 DESIGN IM B5 (IMV 1,IM V3) SHAFT WITH FITTED KEY HALF-KEY BALANCING BEARING: STANDARD VIBRATION SEVERITY GRADE S/A; SHAFT A.FLANGE ACCURACY GR. R TERMINAL BOX (ABOVE) CABLE ENTRY ON THE ND-END SIGNAL CONNECTION LEFT | - | 0 | 0
1PH8131-1AF13-0BA1 |  | 1PH8131-1AF13-0BA1 | 1 | UN | 1 | 20 | D | D | N | N | 85015230 | 1 |  | 89 | KG | 3019.04 | 3019.04 | MC05 | MC05 | SIMOTICS M Compact induction motor 1500rpm, 11kW, 70 Nm, 24A, 360V 1750rpm, 13kW, 71Nm, 24A, 416V 2000rpm, 15 kW, 72Nm, 24A, 460 V forced ventilation; direction of air flow NDE--> DE; Degree of protection IP55 Without encoder With temperature sensor KTY 84-130 Design IM B35 (IM V15, (IM V35) PLAIN SHAFT WITHOUT FITTED KEY; BEARING: STANDARD WITH FIXED BEARING, VIBRATION SEVERITY GRADE: R/A, FLANGE ACCURACY: R TERMINAL BOX (ABOVE) CABLE ENTRY ON THE RIGHT SIGNAL CONNECTION D-END | - | 0 | 0
1PH8131-1AF13-0BB1 |  | 1PH8131-1AF13-0BB1 | 1 | UN | 1 | 20 | D | D | N | N | 85015230 | 1 |  | 89 | KG | 3019.04 | 3019.04 | MC05 | MC05 | SIMOTICS M Compact induction motor 1500rpm, 11kW, 70 Nm, 24A, 360V 1750rpm, 13kW, 71Nm, 24A, 416V 2000rpm, 15 kW, 72Nm, 24A, 460 V forced ventilation; direction of air flow NDE--> DE; Degree of protection IP55 Without encoder With temperature sensor KTY 84-130 Design IM B35 (IM V15, (IM V35) PLAIN SHAFT WITHOUT FITTED KEY; BEARING: STANDARD WITH FIXED BEARING, VIBRATION SEVERITY GRADE: R/A, FLANGE ACCURACY: R TERMINAL BOX (ABOVE) CABLE ENTRY ON THE LEFT SIGNAL CONNECTION D-END | - | 0 | 0
1PH8131-1AF13-0BC1 |  | 1PH8131-1AF13-0BC1 | 1 | UN | 1 | 20 | D | D | N | N | 85015230 | 1 |  | 89 | KG | 3019.04 | 3019.04 | MC05 | MC05 | SIMOTICS M Compact induction motor 1500rpm, 11kW, 70 Nm, 24A, 360V 1750rpm, 13kW, 71Nm, 24A, 416V 2000rpm, 15 kW, 72Nm, 24A, 460 V forced ventilation; direction of air flow NDE--> DE; Degree of protection IP55 Without encoder With temperature sensor KTY 84-130 Design IM B35 (IM V15, (IM V35) PLAIN SHAFT WITHOUT FITTED KEY; BEARING: STANDARD WITH FIXED BEARING, VIBRATION SEVERITY GRADE: R/A, FLANGE ACCURACY: R TERMINAL BOX (ABOVE) CABLE ENTRY ON THE ND-END SIGNAL CONNECTION LEFT | - | 0 | 0
1PH8131-1AF13-0CA1 |  | 1PH8131-1AF13-0CA1 | 1 | UN | 1 | 20 | D | D | N | N | 85015230 | 1 |  | 89 | KG | 3149.06 | 3149.06 | MC05 | MC05 | SIMOTICS M Compact induction motor 1500rpm, 11kW, 70 Nm, 24A, 360V 1750rpm, 13kW, 71Nm, 24A, 416V 2000rpm, 15 kW, 72Nm, 24A, 460 V forced ventilation; direction of air flow NDE--> DE; Degree of protection IP55 Without encoder With temperature sensor KTY 84-130 Design IM B35 (IM V15, (IM V35) PLAIN SHAFT WITHOUT FITTED KEY; BEARING: STANDARD VIBRATION SEVERITY GRADE S/A; SHAFT A.FLANGE ACCURACY GR. R TERMINAL BOX (ABOVE) CABLE ENTRY ON THE RIGHT SIGNAL CONNECTION D-END | - | 0 | 0
1PH8131-1AF13-0CB1 |  | 1PH8131-1AF13-0CB1 | 1 | UN | 1 | 20 | D | D | N | N | 85015230 | 1 |  | 89 | KG | 3149.06 | 3149.06 | MC05 | MC05 | SIMOTICS M Compact induction motor 1500rpm, 11kW, 70 Nm, 24A, 360V 1750rpm, 13kW, 71Nm, 24A, 416V 2000rpm, 15 kW, 72Nm, 24A, 460 V forced ventilation; direction of air flow NDE--> DE; Degree of protection IP55 Without encoder With temperature sensor KTY 84-130 Design IM B35 (IM V15, (IM V35) PLAIN SHAFT WITHOUT FITTED KEY; BEARING: STANDARD VIBRATION SEVERITY GRADE S/A; SHAFT A.FLANGE ACCURACY GR. R TERMINAL BOX (ABOVE) CABLE ENTRY ON THE LEFT SIGNAL CONNECTION D-END | - | 0 | 0
1PH8131-1AF13-0CC1 |  | 1PH8131-1AF13-0CC1 | 1 | UN | 1 | 20 | D | D | N | N | 85015230 | 1 |  | 89 | KG | 3149.06 | 3149.06 | MC05 | MC05 | SIMOTICS M Compact induction motor 1500rpm, 11kW, 70 Nm, 24A, 360V 1750rpm, 13kW, 71Nm, 24A, 416V 2000rpm, 15 kW, 72Nm, 24A, 460 V forced ventilation; direction of air flow NDE--> DE; Degree of protection IP55 Without encoder With temperature sensor KTY 84-130 Design IM B35 (IM V15, (IM V35) PLAIN SHAFT WITHOUT FITTED KEY; BEARING: STANDARD VIBRATION SEVERITY GRADE S/A; SHAFT A.FLANGE ACCURACY GR. R TERMINAL BOX (ABOVE) CABLE ENTRY ON THE ND-END SIGNAL CONNECTION LEFT | - | 0 | 0
1PH8131-1AF13-1GA2 |  | 1PH8131-1AF13-1GA2 | 1 | UN | 1 | 20 | D | D | N | N | 85015230 | 1 |  | 89 | KG | 2826.58 | 2826.58 | MC05 | MC05 | SIMOTICS M Compact asynchronous motor 1500 rpm, 11 kW, 70 Nm, 24 A, 360 V 1750 rpm, 13 kW, 71 Nm, 24 A, 416 V 2000 rpm, 15 kW, 72 Nm, 24 A, 460 V Forced ventilation; Direction of air flow NDE --> DE; Degree of protection IP55 Without encoder With temperature sensor Pt1000 Design IM B35 (IM V15, (IM V35) SHAFT WITH FITTED KEY FULL-KEY BALANCING BEARING: STANDARD, VIBRATION SEVERITY GRADE: R/A, SHAFT AND FLANGE ACCURACY: R TERMINAL BOX (ABOVE) CABLE ENTRY ON THE RIGHT SIGNAL CONNECTION D-END | - | 0 | 0
1PH8131-1AF13-2BA1 |  | 1PH8131-1AF13-2BA1 | 1 | UN | 1 | 20 | D | D | N | N | 85015230 | 1 |  | 89 | KG | 3019.04 | 3019.04 | MC05 | MC05 | SIMOTICS M Compact induction motor 1500rpm, 11kW, 70 Nm, 24A, 360V 1750rpm, 13kW, 71Nm, 24A, 416V 2000rpm, 15 kW, 72Nm, 24A, 460 V forced ventilation; direction of air flow NDE--> DE; Degree of protection IP55 Without encoder With temperature sensor KTY 84-130 Design IM B35 (IM V15, (IM V35) SHAFT WITH FITTED KEY HALF-KEY BALANCING BEARING: STANDARD WITH FIXED BEARING, VIBRATION SEVERITY GRADE: R/A, FLANGE ACCURACY: R TERMINAL BOX (ABOVE) CABLE ENTRY ON THE RIGHT SIGNAL CONNECTION D-END | - | 0 | 0
1PH8131-1AF13-2BB1 |  | 1PH8131-1AF13-2BB1 | 1 | UN | 1 | 20 | D | D | N | N | 85015230 | 1 |  | 89 | KG | 3019.04 | 3019.04 | MC05 | MC05 | SIMOTICS M Compact induction motor 1500rpm, 11kW, 70 Nm, 24A, 360V 1750rpm, 13kW, 71Nm, 24A, 416V 2000rpm, 15 kW, 72Nm, 24A, 460 V forced ventilation; direction of air flow NDE--> DE; Degree of protection IP55 Without encoder With temperature sensor KTY 84-130 Design IM B35 (IM V15, (IM V35) SHAFT WITH FITTED KEY HALF-KEY BALANCING BEARING: STANDARD WITH FIXED BEARING, VIBRATION SEVERITY GRADE: R/A, FLANGE ACCURACY: R TERMINAL BOX (ABOVE) CABLE ENTRY ON THE LEFT SIGNAL CONNECTION D-END | - | 0 | 0
1PH8131-1AF13-2BC1 |  | 1PH8131-1AF13-2BC1 | 1 | UN | 1 | 20 | D | D | N | N | 85015230 | 1 |  | 89 | KG | 3019.04 | 3019.04 | MC05 | MC05 | SIMOTICS M Compact induction motor 1500rpm, 11kW, 70 Nm, 24A, 360V 1750rpm, 13kW, 71Nm, 24A, 416V 2000rpm, 15 kW, 72Nm, 24A, 460 V forced ventilation; direction of air flow NDE--> DE; Degree of protection IP55 Without encoder With temperature sensor KTY 84-130 Design IM B35 (IM V15, (IM V35) SHAFT WITH FITTED KEY HALF-KEY BALANCING BEARING: STANDARD WITH FIXED BEARING, VIBRATION SEVERITY GRADE: R/A, FLANGE ACCURACY: R TERMINAL BOX (ABOVE) CABLE ENTRY ON THE ND-END SIGNAL CONNECTION LEFT | - | 0 | 0
1PH8131-1AF13-2CA1 |  | 1PH8131-1AF13-2CA1 | 1 | UN | 1 | 20 | D | D | N | N | 85015230 | 1 |  | 89 | KG | 3149.06 | 3149.06 | MC05 | MC05 | SIMOTICS M Compact induction motor 1500rpm, 11kW, 70 Nm, 24A, 360V 1750rpm, 13kW, 71Nm, 24A, 416V 2000rpm, 15 kW, 72Nm, 24A, 460 V forced ventilation; direction of air flow NDE--> DE; Degree of protection IP55 Without encoder With temperature sensor KTY 84-130 Design IM B35 (IM V15, (IM V35) SHAFT WITH FITTED KEY HALF-KEY BALANCING BEARING: STANDARD VIBRATION SEVERITY GRADE S/A; SHAFT A.FLANGE ACCURACY GR. R TERMINAL BOX (ABOVE) CABLE ENTRY ON THE RIGHT SIGNAL CONNECTION D-END | - | 0 | 0
1PH8131-1AF13-2CB1 |  | 1PH8131-1AF13-2CB1 | 1 | UN | 1 | 20 | D | D | N | N | 85015230 | 1 |  | 89 | KG | 3149.06 | 3149.06 | MC05 | MC05 | SIMOTICS M Compact induction motor 1500rpm, 11kW, 70 Nm, 24A, 360V 1750rpm, 13kW, 71Nm, 24A, 416V 2000rpm, 15 kW, 72Nm, 24A, 460 V forced ventilation; direction of air flow NDE--> DE; Degree of protection IP55 Without encoder With temperature sensor KTY 84-130 Design IM B35 (IM V15, (IM V35) SHAFT WITH FITTED KEY HALF-KEY BALANCING BEARING: STANDARD VIBRATION SEVERITY GRADE S/A; SHAFT A.FLANGE ACCURACY GR. R TERMINAL BOX (ABOVE) CABLE ENTRY ON THE LEFT SIGNAL CONNECTION D-END | - | 0 | 0
1PH8131-1AF13-2CC1 |  | 1PH8131-1AF13-2CC1 | 1 | UN | 1 | 20 | D | D | N | N | 85015230 | 1 |  | 89 | KG | 3149.06 | 3149.06 | MC05 | MC05 | SIMOTICS M Compact induction motor 1500rpm, 11kW, 70 Nm, 24A, 360V 1750rpm, 13kW, 71Nm, 24A, 416V 2000rpm, 15 kW, 72Nm, 24A, 460 V forced ventilation; direction of air flow NDE--> DE; Degree of protection IP55 Without encoder With temperature sensor KTY 84-130 Design IM B35 (IM V15, (IM V35) SHAFT WITH FITTED KEY HALF-KEY BALANCING BEARING: STANDARD VIBRATION SEVERITY GRADE S/A; SHAFT A.FLANGE ACCURACY GR. R TERMINAL BOX (ABOVE) CABLE ENTRY ON THE ND-END SIGNAL CONNECTION LEFT | - | 0 | 0
1PH8131-1AF20-0BA1 |  | 1PH8131-1AF20-0BA1 | 1 | UN | 1 | 20 | D | D | N | N | 85015230 | 1 |  | 105 | KG | 3170.02 | 3170.02 | MC05 | MC05 | SIMOTICS M Compact induction motor 1500rpm, 15 kW 96Nm, 30 A, 380 V 1750rpm, 17kW 93Nm, 30 A, 425V 2000rpm, 18.5 kW 88Nm, 30 A, 460 V water cooling Degree of protection IP65 Without encoder With temperature sensor KTY 84-130 DESIGN IM B3 (IM V5, IM V6) PLAIN SHAFT WITHOUT FITTED KEY; BEARING: STANDARD WITH FIXED BEARING, VIBRATION SEVERITY GRADE: R/A, FLANGE ACCURACY: R TERMINAL BOX (ABOVE) CABLE ENTRY ON THE RIGHT SIGNAL CONNECTION D-END | - | 0 | 0
1PH8131-1AF20-0BB1 |  | 1PH8131-1AF20-0BB1 | 1 | UN | 1 | 20 | D | D | N | N | 85015230 | 1 |  | 105 | KG | 3170.02 | 3170.02 | MC05 | MC05 | SIMOTICS M Compact induction motor 1500rpm, 15 kW 96Nm, 30 A, 380 V 1750rpm, 17kW 93Nm, 30 A, 425V 2000rpm, 18.5 kW 88Nm, 30 A, 460 V water cooling Degree of protection IP65 Without encoder With temperature sensor KTY 84-130 DESIGN IM B3 (IM V5, IM V6) PLAIN SHAFT WITHOUT FITTED KEY; BEARING: STANDARD WITH FIXED BEARING, VIBRATION SEVERITY GRADE: R/A, FLANGE ACCURACY: R TERMINAL BOX (ABOVE) CABLE ENTRY ON THE LEFT SIGNAL CONNECTION D-END | - | 0 | 0
1PH8131-1AF20-0BC1 |  | 1PH8131-1AF20-0BC1 | 1 | UN | 1 | 20 | D | D | N | N | 85015230 | 1 |  | 105 | KG | 3170.02 | 3170.02 | MC05 | MC05 | SIMOTICS M Compact induction motor 1500rpm, 15 kW 96Nm, 30 A, 380 V 1750rpm, 17kW 93Nm, 30 A, 425V 2000rpm, 18.5 kW 88Nm, 30 A, 460 V water cooling Degree of protection IP65 Without encoder With temperature sensor KTY 84-130 DESIGN IM B3 (IM V5, IM V6) PLAIN SHAFT WITHOUT FITTED KEY; BEARING: STANDARD WITH FIXED BEARING, VIBRATION SEVERITY GRADE: R/A, FLANGE ACCURACY: R TERMINAL BOX (ABOVE) CABLE ENTRY ON THE ND-END SIGNAL CONNECTION LEFT | - | 0 | 0
1PH8131-1AF20-0CA1 |  | 1PH8131-1AF20-0CA1 | 1 | UN | 1 | 20 | D | D | N | N | 85015230 | 1 |  | 105 | KG | 3300.04 | 3300.04 | MC05 | MC05 | SIMOTICS M Compact induction motor 1500rpm, 15 kW 96Nm, 30 A, 380 V 1750rpm, 17kW 93Nm, 30 A, 425V 2000rpm, 18.5 kW 88Nm, 30 A, 460 V water cooling Degree of protection IP65 Without encoder With temperature sensor KTY 84-130 DESIGN IM B3 (IM V5, IM V6) PLAIN SHAFT WITHOUT FITTED KEY; BEARING: STANDARD VIBRATION SEVERITY GRADE S/A; SHAFT A.FLANGE ACCURACY GR. R TERMINAL BOX (ABOVE) CABLE ENTRY ON THE RIGHT SIGNAL CONNECTION D-END | - | 0 | 0
1PH8131-1AF20-0CB1 |  | 1PH8131-1AF20-0CB1 | 1 | UN | 1 | 20 | D | D | N | N | 85015230 | 1 |  | 105 | KG | 3300.04 | 3300.04 | MC05 | MC05 | SIMOTICS M Compact induction motor 1500rpm, 15 kW 96Nm, 30 A, 380 V 1750rpm, 17kW 93Nm, 30 A, 425V 2000rpm, 18.5 kW 88Nm, 30 A, 460 V water cooling Degree of protection IP65 Without encoder With temperature sensor KTY 84-130 DESIGN IM B3 (IM V5, IM V6) PLAIN SHAFT WITHOUT FITTED KEY; BEARING: STANDARD VIBRATION SEVERITY GRADE S/A; SHAFT A.FLANGE ACCURACY GR. R TERMINAL BOX (ABOVE) CABLE ENTRY ON THE LEFT SIGNAL CONNECTION D-END | - | 0 | 0
1PH8131-1AF20-0CC1 |  | 1PH8131-1AF20-0CC1 | 1 | UN | 1 | 20 | D | D | N | N | 85015230 | 1 |  | 105 | KG | 3300.04 | 3300.04 | MC05 | MC05 | SIMOTICS M Compact induction motor 1500rpm, 15 kW 96Nm, 30 A, 380 V 1750rpm, 17kW 93Nm, 30 A, 425V 2000rpm, 18.5 kW 88Nm, 30 A, 460 V water cooling Degree of protection IP65 Without encoder With temperature sensor KTY 84-130 DESIGN IM B3 (IM V5, IM V6) PLAIN SHAFT WITHOUT FITTED KEY; BEARING: STANDARD VIBRATION SEVERITY GRADE S/A; SHAFT A.FLANGE ACCURACY GR. R TERMINAL BOX (ABOVE) CABLE ENTRY ON THE ND-END SIGNAL CONNECTION LEFT | - | 0 | 0
1PH8131-1AF20-2BA1 |  | 1PH8131-1AF20-2BA1 | 1 | UN | 1 | 20 | D | D | N | N | 85015230 | 1 |  | 105 | KG | 3170.02 | 3170.02 | MC05 | MC05 | SIMOTICS M Compact induction motor 1500rpm, 15 kW 96Nm, 30 A, 380 V 1750rpm, 17kW 93Nm, 30 A, 425V 2000rpm, 18.5 kW 88Nm, 30 A, 460 V water cooling Degree of protection IP65 Without encoder With temperature sensor KTY 84-130 DESIGN IM B3 (IM V5, IM V6) SHAFT WITH FITTED KEY HALF-KEY BALANCING BEARING: STANDARD WITH FIXED BEARING, VIBRATION SEVERITY GRADE: R/A, FLANGE ACCURACY: R TERMINAL BOX (ABOVE) CABLE ENTRY ON THE RIGHT SIGNAL CONNECTION D-END | - | 0 | 0
1PH8131-1AF20-2BB1 |  | 1PH8131-1AF20-2BB1 | 1 | UN | 1 | 20 | D | D | N | N | 85015230 | 1 |  | 105 | KG | 3170.02 | 3170.02 | MC05 | MC05 | SIMOTICS M Compact induction motor 1500rpm, 15 kW 96Nm, 30 A, 380 V 1750rpm, 17kW 93Nm, 30 A, 425V 2000rpm, 18.5 kW 88Nm, 30 A, 460 V water cooling Degree of protection IP65 Without encoder With temperature sensor KTY 84-130 DESIGN IM B3 (IM V5, IM V6) SHAFT WITH FITTED KEY HALF-KEY BALANCING BEARING: STANDARD WITH FIXED BEARING, VIBRATION SEVERITY GRADE: R/A, FLANGE ACCURACY: R TERMINAL BOX (ABOVE) CABLE ENTRY ON THE LEFT SIGNAL CONNECTION D-END | - | 0 | 0
1PH8131-1AF20-2BC1 |  | 1PH8131-1AF20-2BC1 | 1 | UN | 1 | 20 | D | D | N | N | 85015230 | 1 |  | 105 | KG | 3170.02 | 3170.02 | MC05 | MC05 | SIMOTICS M Compact induction motor 1500rpm, 15 kW 96Nm, 30 A, 380 V 1750rpm, 17kW 93Nm, 30 A, 425V 2000rpm, 18.5 kW 88Nm, 30 A, 460 V water cooling Degree of protection IP65 Without encoder With temperature sensor KTY 84-130 DESIGN IM B3 (IM V5, IM V6) SHAFT WITH FITTED KEY HALF-KEY BALANCING BEARING: STANDARD WITH FIXED BEARING, VIBRATION SEVERITY GRADE: R/A, FLANGE ACCURACY: R TERMINAL BOX (ABOVE) CABLE ENTRY ON THE ND-END SIGNAL CONNECTION LEFT | - | 0 | 0
1PH8131-1AF20-2CA1 |  | 1PH8131-1AF20-2CA1 | 1 | UN | 1 | 20 | D | D | N | N | 85015230 | 1 |  | 105 | KG | 3300.04 | 3300.04 | MC05 | MC05 | SIMOTICS M Compact induction motor 1500rpm, 15 kW 96Nm, 30 A, 380 V 1750rpm, 17kW 93Nm, 30 A, 425V 2000rpm, 18.5 kW 88Nm, 30 A, 460 V water cooling Degree of protection IP65 Without encoder With temperature sensor KTY 84-130 DESIGN IM B3 (IM V5, IM V6) SHAFT WITH FITTED KEY HALF-KEY BALANCING BEARING: STANDARD VIBRATION SEVERITY GRADE S/A; SHAFT A.FLANGE ACCURACY GR. R TERMINAL BOX (ABOVE) CABLE ENTRY ON THE RIGHT SIGNAL CONNECTION D-END | - | 0 | 0
1PH8131-1AF20-2CB1 |  | 1PH8131-1AF20-2CB1 | 1 | UN | 1 | 20 | D | D | N | N | 85015230 | 1 |  | 105 | KG | 3300.04 | 3300.04 | MC05 | MC05 | SIMOTICS M Compact induction motor 1500rpm, 15 kW 96Nm, 30 A, 380 V 1750rpm, 17kW 93Nm, 30 A, 425V 2000rpm, 18.5 kW 88Nm, 30 A, 460 V water cooling Degree of protection IP65 Without encoder With temperature sensor KTY 84-130 DESIGN IM B3 (IM V5, IM V6) SHAFT WITH FITTED KEY HALF-KEY BALANCING BEARING: STANDARD VIBRATION SEVERITY GRADE S/A; SHAFT A.FLANGE ACCURACY GR. R TERMINAL BOX (ABOVE) CABLE ENTRY ON THE LEFT SIGNAL CONNECTION D-END | - | 0 | 0
1PH8131-1AF20-2CC1 |  | 1PH8131-1AF20-2CC1 | 1 | UN | 1 | 20 | D | D | N | N | 85015230 | 1 |  | 105 | KG | 3300.04 | 3300.04 | MC05 | MC05 | SIMOTICS M Compact induction motor 1500rpm, 15 kW 96Nm, 30 A, 380 V 1750rpm, 17kW 93Nm, 30 A, 425V 2000rpm, 18.5 kW 88Nm, 30 A, 460 V water cooling Degree of protection IP65 Without encoder With temperature sensor KTY 84-130 DESIGN IM B3 (IM V5, IM V6) SHAFT WITH FITTED KEY HALF-KEY BALANCING BEARING: STANDARD VIBRATION SEVERITY GRADE S/A; SHAFT A.FLANGE ACCURACY GR. R TERMINAL BOX (ABOVE) CABLE ENTRY ON THE ND-END SIGNAL CONNECTION LEFT | - | 0 | 0
1PH8131-1AF22-0BA1 |  | 1PH8131-1AF22-0BA1 | 1 | UN | 1 | 20 | D | D | N | N | 85015230 | 1 |  | 105 | KG | 3328.97 | 3328.97 | MC05 | MC05 | SIMOTICS M Compact induction motor 1500rpm, 15 kW 96Nm, 30 A, 380 V 1750rpm, 17kW 93Nm, 30 A, 425V 2000rpm, 18.5 kW 88Nm, 30 A, 460 V water cooling Degree of protection IP65 Without encoder With temperature sensor KTY 84-130 DESIGN IM B5 (IMV 1,IM V3) PLAIN SHAFT WITHOUT FITTED KEY; BEARING: STANDARD WITH FIXED BEARING, VIBRATION SEVERITY GRADE: R/A, FLANGE ACCURACY: R TERMINAL BOX (ABOVE) CABLE ENTRY ON THE RIGHT SIGNAL CONNECTION D-END | - | 0 | 0
1PH8131-1AF22-0BB1 |  | 1PH8131-1AF22-0BB1 | 1 | UN | 1 | 20 | D | D | N | N | 85015230 | 1 |  | 105 | KG | 3328.97 | 3328.97 | MC05 | MC05 | SIMOTICS M Compact induction motor 1500rpm, 15 kW 96Nm, 30 A, 380 V 1750rpm, 17kW 93Nm, 30 A, 425V 2000rpm, 18.5 kW 88Nm, 30 A, 460 V water cooling Degree of protection IP65 Without encoder With temperature sensor KTY 84-130 DESIGN IM B5 (IMV 1,IM V3) PLAIN SHAFT WITHOUT FITTED KEY; BEARING: STANDARD WITH FIXED BEARING, VIBRATION SEVERITY GRADE: R/A, FLANGE ACCURACY: R TERMINAL BOX (ABOVE) CABLE ENTRY ON THE LEFT SIGNAL CONNECTION D-END | - | 0 | 0
1PH8131-1AF22-0BC1 |  | 1PH8131-1AF22-0BC1 | 1 | UN | 1 | 20 | D | D | N | N | 85015230 | 1 |  | 105 | KG | 3328.97 | 3328.97 | MC05 | MC05 | SIMOTICS M Compact induction motor 1500rpm, 15 kW 96Nm, 30 A, 380 V 1750rpm, 17kW 93Nm, 30 A, 425V 2000rpm, 18.5 kW 88Nm, 30 A, 460 V water cooling Degree of protection IP65 Without encoder With temperature sensor KTY 84-130 DESIGN IM B5 (IMV 1,IM V3) PLAIN SHAFT WITHOUT FITTED KEY; BEARING: STANDARD WITH FIXED BEARING, VIBRATION SEVERITY GRADE: R/A, FLANGE ACCURACY: R TERMINAL BOX (ABOVE) CABLE ENTRY ON THE ND-END SIGNAL CONNECTION LEFT | - | 0 | 0
1PH8131-1AF22-0CA1 |  | 1PH8131-1AF22-0CA1 | 1 | UN | 1 | 20 | D | D | N | N | 85015230 | 1 |  | 105 | KG | 3458.99 | 3458.99 | MC05 | MC05 | SIMOTICS M Compact induction motor 1500rpm, 15 kW 96Nm, 30 A, 380 V 1750rpm, 17kW 93Nm, 30 A, 425V 2000rpm, 18.5 kW 88Nm, 30 A, 460 V water cooling Degree of protection IP65 Without encoder With temperature sensor KTY 84-130 DESIGN IM B5 (IMV 1,IM V3) PLAIN SHAFT WITHOUT FITTED KEY; BEARING: STANDARD VIBRATION SEVERITY GRADE S/A; SHAFT A.FLANGE ACCURACY GR. R TERMINAL BOX (ABOVE) CABLE ENTRY ON THE RIGHT SIGNAL CONNECTION D-END | - | 0 | 0
1PH8131-1AF22-0CB1 |  | 1PH8131-1AF22-0CB1 | 1 | UN | 1 | 20 | D | D | N | N | 85015230 | 1 |  | 105 | KG | 3458.99 | 3458.99 | MC05 | MC05 | SIMOTICS M Compact induction motor 1500rpm, 15 kW 96Nm, 30 A, 380 V 1750rpm, 17kW 93Nm, 30 A, 425V 2000rpm, 18.5 kW 88Nm, 30 A, 460 V water cooling Degree of protection IP65 Without encoder With temperature sensor KTY 84-130 DESIGN IM B5 (IMV 1,IM V3) PLAIN SHAFT WITHOUT FITTED KEY; BEARING: STANDARD VIBRATION SEVERITY GRADE S/A; SHAFT A.FLANGE ACCURACY GR. R TERMINAL BOX (ABOVE) CABLE ENTRY ON THE LEFT SIGNAL CONNECTION D-END | - | 0 | 0
1PH8131-1AF22-0CC1 |  | 1PH8131-1AF22-0CC1 | 1 | UN | 1 | 20 | D | D | N | N | 85015230 | 1 |  | 105 | KG | 3458.99 | 3458.99 | MC05 | MC05 | SIMOTICS M Compact induction motor 1500rpm, 15 kW 96Nm, 30 A, 380 V 1750rpm, 17kW 93Nm, 30 A, 425V 2000rpm, 18.5 kW 88Nm, 30 A, 460 V water cooling Degree of protection IP65 Without encoder With temperature sensor KTY 84-130 DESIGN IM B5 (IMV 1,IM V3) PLAIN SHAFT WITHOUT FITTED KEY; BEARING: STANDARD VIBRATION SEVERITY GRADE S/A; SHAFT A.FLANGE ACCURACY GR. R TERMINAL BOX (ABOVE) CABLE ENTRY ON THE ND-END SIGNAL CONNECTION LEFT | - | 0 | 0
1PH8131-1AF22-2BA1 |  | 1PH8131-1AF22-2BA1 | 1 | UN | 1 | 20 | D | D | N | N | 85015230 | 1 |  | 105 | KG | 3328.97 | 3328.97 | MC05 | MC05 | SIMOTICS M Compact induction motor 1500rpm, 15 kW 96Nm, 30 A, 380 V 1750rpm, 17kW 93Nm, 30 A, 425V 2000rpm, 18.5 kW 88Nm, 30 A, 460 V water cooling Degree of protection IP65 Without encoder With temperature sensor KTY 84-130 DESIGN IM B5 (IMV 1,IM V3) SHAFT WITH FITTED KEY HALF-KEY BALANCING BEARING: STANDARD WITH FIXED BEARING, VIBRATION SEVERITY GRADE: R/A, FLANGE ACCURACY: R TERMINAL BOX (ABOVE) CABLE ENTRY ON THE RIGHT SIGNAL CONNECTION D-END | - | 0 | 0
1PH8131-1AF22-2BA1-Z | V90X02 | 1PH8131-1AF22-2BA1-ZV90X02 | 1 | UN | 1 | 20 | D | D | N | N | 85015230 | 1 |  | 105 | KG | 3489.07 | 3489.07 | MC05 | MC05 | SIMOTICS M Compact induction motor 1500rpm, 15 kW 96Nm, 30 A, 380 V 1750rpm, 17kW 93Nm, 30 A, 425V 2000rpm, 18.5 kW 88Nm, 30 A, 460 V water cooling Degree of protection IP65 Without encoder With temperature sensor KTY 84-130 DESIGN IM B5 (IMV 1,IM V3) SHAFT WITH FITTED KEY HALF-KEY BALANCING BEARING: STANDARD WITH FIXED BEARING, VIBRATION SEVERITY GRADE: R/A, FLANGE ACCURACY: R TERMINAL BOX (ABOVE) CABLE ENTRY ON THE RIGHT SIGNAL CONNECTION D-END V90: SHAFT END 42 X 110 MM COMPATIBLE FOR 1PH7 X02: PAINT FINISH RAL 9001 (CREAM WHITE) | - | 0 | 0
1PH8131-1AF22-2BB1 |  | 1PH8131-1AF22-2BB1 | 1 | UN | 1 | 20 | D | D | N | N | 85015230 | 1 |  | 105 | KG | 3328.97 | 3328.97 | MC05 | MC05 | SIMOTICS M Compact induction motor 1500rpm, 15 kW 96Nm, 30 A, 380 V 1750rpm, 17kW 93Nm, 30 A, 425V 2000rpm, 18.5 kW 88Nm, 30 A, 460 V water cooling Degree of protection IP65 Without encoder With temperature sensor KTY 84-130 DESIGN IM B5 (IMV 1,IM V3) SHAFT WITH FITTED KEY HALF-KEY BALANCING BEARING: STANDARD WITH FIXED BEARING, VIBRATION SEVERITY GRADE: R/A, FLANGE ACCURACY: R TERMINAL BOX (ABOVE) CABLE ENTRY ON THE LEFT SIGNAL CONNECTION D-END | - | 0 | 0
1PH8131-1AF22-2BC1 |  | 1PH8131-1AF22-2BC1 | 1 | UN | 1 | 20 | D | D | N | N | 85015230 | 1 |  | 105 | KG | 3328.97 | 3328.97 | MC05 | MC05 | SIMOTICS M Compact induction motor 1500rpm, 15 kW 96Nm, 30 A, 380 V 1750rpm, 17kW 93Nm, 30 A, 425V 2000rpm, 18.5 kW 88Nm, 30 A, 460 V water cooling Degree of protection IP65 Without encoder With temperature sensor KTY 84-130 DESIGN IM B5 (IMV 1,IM V3) SHAFT WITH FITTED KEY HALF-KEY BALANCING BEARING: STANDARD WITH FIXED BEARING, VIBRATION SEVERITY GRADE: R/A, FLANGE ACCURACY: R TERMINAL BOX (ABOVE) CABLE ENTRY ON THE ND-END SIGNAL CONNECTION LEFT | - | 0 | 0
1PH8131-1AF22-2CA1 |  | 1PH8131-1AF22-2CA1 | 1 | UN | 1 | 20 | D | D | N | N | 85015230 | 1 |  | 105 | KG | 3458.99 | 3458.99 | MC05 | MC05 | SIMOTICS M Compact induction motor 1500rpm, 15 kW 96Nm, 30 A, 380 V 1750rpm, 17kW 93Nm, 30 A, 425V 2000rpm, 18.5 kW 88Nm, 30 A, 460 V water cooling Degree of protection IP65 Without encoder With temperature sensor KTY 84-130 DESIGN IM B5 (IMV 1,IM V3) SHAFT WITH FITTED KEY HALF-KEY BALANCING BEARING: STANDARD VIBRATION SEVERITY GRADE S/A; SHAFT A.FLANGE ACCURACY GR. R TERMINAL BOX (ABOVE) CABLE ENTRY ON THE RIGHT SIGNAL CONNECTION D-END | - | 0 | 0
1PH8131-1AF22-2CB1 |  | 1PH8131-1AF22-2CB1 | 1 | UN | 1 | 20 | D | D | N | N | 85015230 | 1 |  | 105 | KG | 3458.99 | 3458.99 | MC05 | MC05 | SIMOTICS M Compact induction motor 1500rpm, 15 kW 96Nm, 30 A, 380 V 1750rpm, 17kW 93Nm, 30 A, 425V 2000rpm, 18.5 kW 88Nm, 30 A, 460 V water cooling Degree of protection IP65 Without encoder With temperature sensor KTY 84-130 DESIGN IM B5 (IMV 1,IM V3) SHAFT WITH FITTED KEY HALF-KEY BALANCING BEARING: STANDARD VIBRATION SEVERITY GRADE S/A; SHAFT A.FLANGE ACCURACY GR. R TERMINAL BOX (ABOVE) CABLE ENTRY ON THE LEFT SIGNAL CONNECTION D-END | - | 0 | 0
1PH8131-1AF22-2CC1 |  | 1PH8131-1AF22-2CC1 | 1 | UN | 1 | 20 | D | D | N | N | 85015230 | 1 |  | 105 | KG | 3458.99 | 3458.99 | MC05 | MC05 | SIMOTICS M Compact induction motor 1500rpm, 15 kW 96Nm, 30 A, 380 V 1750rpm, 17kW 93Nm, 30 A, 425V 2000rpm, 18.5 kW 88Nm, 30 A, 460 V water cooling Degree of protection IP65 Without encoder With temperature sensor KTY 84-130 DESIGN IM B5 (IMV 1,IM V3) SHAFT WITH FITTED KEY HALF-KEY BALANCING BEARING: STANDARD VIBRATION SEVERITY GRADE S/A; SHAFT A.FLANGE ACCURACY GR. R TERMINAL BOX (ABOVE) CABLE ENTRY ON THE ND-END SIGNAL CONNECTION LEFT | - | 0 | 0
1PH8131-1AF23-0BA1 |  | 1PH8131-1AF23-0BA1 | 1 | UN | 1 | 20 | D | D | N | N | 85015230 | 1 |  | 105 | KG | 3531.27 | 3531.27 | MC05 | MC05 | SIMOTICS M Compact induction motor 1500rpm, 15 kW 96Nm, 30 A, 380 V 1750rpm, 17kW 93Nm, 30 A, 425V 2000rpm, 18.5 kW 88Nm, 30 A, 460 V water cooling Degree of protection IP65 Without encoder With temperature sensor KTY 84-130 Design IM B35 (IM V15, (IM V35) PLAIN SHAFT WITHOUT FITTED KEY; BEARING: STANDARD WITH FIXED BEARING, VIBRATION SEVERITY GRADE: R/A, FLANGE ACCURACY: R TERMINAL BOX (ABOVE) CABLE ENTRY ON THE RIGHT SIGNAL CONNECTION D-END | - | 0 | 0
1PH8131-1AF23-0BB1 |  | 1PH8131-1AF23-0BB1 | 1 | UN | 1 | 20 | D | D | N | N | 85015230 | 1 |  | 105 | KG | 3531.27 | 3531.27 | MC05 | MC05 | SIMOTICS M Compact induction motor 1500rpm, 15 kW 96Nm, 30 A, 380 V 1750rpm, 17kW 93Nm, 30 A, 425V 2000rpm, 18.5 kW 88Nm, 30 A, 460 V water cooling Degree of protection IP65 Without encoder With temperature sensor KTY 84-130 Design IM B35 (IM V15, (IM V35) PLAIN SHAFT WITHOUT FITTED KEY; BEARING: STANDARD WITH FIXED BEARING, VIBRATION SEVERITY GRADE: R/A, FLANGE ACCURACY: R TERMINAL BOX (ABOVE) CABLE ENTRY ON THE LEFT SIGNAL CONNECTION D-END | - | 0 | 0
1PH8131-1AF23-0BC1 |  | 1PH8131-1AF23-0BC1 | 1 | UN | 1 | 20 | D | D | N | N | 85015230 | 1 |  | 105 | KG | 3531.27 | 3531.27 | MC05 | MC05 | SIMOTICS M Compact induction motor 1500rpm, 15 kW 96Nm, 30 A, 380 V 1750rpm, 17kW 93Nm, 30 A, 425V 2000rpm, 18.5 kW 88Nm, 30 A, 460 V water cooling Degree of protection IP65 Without encoder With temperature sensor KTY 84-130 Design IM B35 (IM V15, (IM V35) PLAIN SHAFT WITHOUT FITTED KEY; BEARING: STANDARD WITH FIXED BEARING, VIBRATION SEVERITY GRADE: R/A, FLANGE ACCURACY: R TERMINAL BOX (ABOVE) CABLE ENTRY ON THE ND-END SIGNAL CONNECTION LEFT | - | 0 | 0
1PH8131-1AF23-0CA1 |  | 1PH8131-1AF23-0CA1 | 1 | UN | 1 | 20 | D | D | N | N | 85015230 | 1 |  | 105 | KG | 3661.29 | 3661.29 | MC05 | MC05 | SIMOTICS M Compact induction motor 1500rpm, 15 kW 96Nm, 30 A, 380 V 1750rpm, 17kW 93Nm, 30 A, 425V 2000rpm, 18.5 kW 88Nm, 30 A, 460 V water cooling Degree of protection IP65 Without encoder With temperature sensor KTY 84-130 Design IM B35 (IM V15, (IM V35) PLAIN SHAFT WITHOUT FITTED KEY; BEARING: STANDARD VIBRATION SEVERITY GRADE S/A; SHAFT A.FLANGE ACCURACY GR. R TERMINAL BOX (ABOVE) CABLE ENTRY ON THE RIGHT SIGNAL CONNECTION D-END | - | 0 | 0
1PH8131-1AF23-0CB1 |  | 1PH8131-1AF23-0CB1 | 1 | UN | 1 | 20 | D | D | N | N | 85015230 | 1 |  | 105 | KG | 3661.29 | 3661.29 | MC05 | MC05 | SIMOTICS M Compact induction motor 1500rpm, 15 kW 96Nm, 30 A, 380 V 1750rpm, 17kW 93Nm, 30 A, 425V 2000rpm, 18.5 kW 88Nm, 30 A, 460 V water cooling Degree of protection IP65 Without encoder With temperature sensor KTY 84-130 Design IM B35 (IM V15, (IM V35) PLAIN SHAFT WITHOUT FITTED KEY; BEARING: STANDARD VIBRATION SEVERITY GRADE S/A; SHAFT A.FLANGE ACCURACY GR. R TERMINAL BOX (ABOVE) CABLE ENTRY ON THE LEFT SIGNAL CONNECTION D-END | - | 0 | 0
1PH8131-1AF23-0CC1 |  | 1PH8131-1AF23-0CC1 | 1 | UN | 1 | 20 | D | D | N | N | 85015230 | 1 |  | 105 | KG | 3661.29 | 3661.29 | MC05 | MC05 | SIMOTICS M Compact induction motor 1500rpm, 15 kW 96Nm, 30 A, 380 V 1750rpm, 17kW 93Nm, 30 A, 425V 2000rpm, 18.5 kW 88Nm, 30 A, 460 V water cooling Degree of protection IP65 Without encoder With temperature sensor KTY 84-130 Design IM B35 (IM V15, (IM V35) PLAIN SHAFT WITHOUT FITTED KEY; BEARING: STANDARD VIBRATION SEVERITY GRADE S/A; SHAFT A.FLANGE ACCURACY GR. R TERMINAL BOX (ABOVE) CABLE ENTRY ON THE ND-END SIGNAL CONNECTION LEFT | - | 0 | 0
1PH8131-1AF23-2BA1 |  | 1PH8131-1AF23-2BA1 | 1 | UN | 1 | 20 | D | D | N | N | 85015230 | 1 |  | 105 | KG | 3531.27 | 3531.27 | MC05 | MC05 | SIMOTICS M Compact induction motor 1500rpm, 15 kW 96Nm, 30 A, 380 V 1750rpm, 17kW 93Nm, 30 A, 425V 2000rpm, 18.5 kW 88Nm, 30 A, 460 V water cooling Degree of protection IP65 Without encoder With temperature sensor KTY 84-130 Design IM B35 (IM V15, (IM V35) SHAFT WITH FITTED KEY HALF-KEY BALANCING BEARING: STANDARD WITH FIXED BEARING, VIBRATION SEVERITY GRADE: R/A, FLANGE ACCURACY: R TERMINAL BOX (ABOVE) CABLE ENTRY ON THE RIGHT SIGNAL CONNECTION D-END | - | 0 | 0
1PH8131-1AF23-2BB1 |  | 1PH8131-1AF23-2BB1 | 1 | UN | 1 | 20 | D | D | N | N | 85015230 | 1 |  | 105 | KG | 3531.27 | 3531.27 | MC05 | MC05 | SIMOTICS M Compact induction motor 1500rpm, 15 kW 96Nm, 30 A, 380 V 1750rpm, 17kW 93Nm, 30 A, 425V 2000rpm, 18.5 kW 88Nm, 30 A, 460 V water cooling Degree of protection IP65 Without encoder With temperature sensor KTY 84-130 Design IM B35 (IM V15, (IM V35) SHAFT WITH FITTED KEY HALF-KEY BALANCING BEARING: STANDARD WITH FIXED BEARING, VIBRATION SEVERITY GRADE: R/A, FLANGE ACCURACY: R TERMINAL BOX (ABOVE) CABLE ENTRY ON THE LEFT SIGNAL CONNECTION D-END | - | 0 | 0
1PH8131-1AF23-2BC1 |  | 1PH8131-1AF23-2BC1 | 1 | UN | 1 | 20 | D | D | N | N | 85015230 | 1 |  | 105 | KG | 3531.27 | 3531.27 | MC05 | MC05 | SIMOTICS M Compact induction motor 1500rpm, 15 kW 96Nm, 30 A, 380 V 1750rpm, 17kW 93Nm, 30 A, 425V 2000rpm, 18.5 kW 88Nm, 30 A, 460 V water cooling Degree of protection IP65 Without encoder With temperature sensor KTY 84-130 Design IM B35 (IM V15, (IM V35) SHAFT WITH FITTED KEY HALF-KEY BALANCING BEARING: STANDARD WITH FIXED BEARING, VIBRATION SEVERITY GRADE: R/A, FLANGE ACCURACY: R TERMINAL BOX (ABOVE) CABLE ENTRY ON THE ND-END SIGNAL CONNECTION LEFT | - | 0 | 0
1PH8131-1AF23-2CA1 |  | 1PH8131-1AF23-2CA1 | 1 | UN | 1 | 20 | D | D | N | N | 85015230 | 1 |  | 105 | KG | 3661.29 | 3661.29 | MC05 | MC05 | SIMOTICS M Compact induction motor 1500rpm, 15 kW 96Nm, 30 A, 380 V 1750rpm, 17kW 93Nm, 30 A, 425V 2000rpm, 18.5 kW 88Nm, 30 A, 460 V water cooling Degree of protection IP65 Without encoder With temperature sensor KTY 84-130 Design IM B35 (IM V15, (IM V35) SHAFT WITH FITTED KEY HALF-KEY BALANCING BEARING: STANDARD VIBRATION SEVERITY GRADE S/A; SHAFT A.FLANGE ACCURACY GR. R TERMINAL BOX (ABOVE) CABLE ENTRY ON THE RIGHT SIGNAL CONNECTION D-END | - | 0 | 0
1PH8131-1AF23-2CB1 |  | 1PH8131-1AF23-2CB1 | 1 | UN | 1 | 20 | D | D | N | N | 85015230 | 1 |  | 105 | KG | 3661.29 | 3661.29 | MC05 | MC05 | SIMOTICS M Compact induction motor 1500rpm, 15 kW 96Nm, 30 A, 380 V 1750rpm, 17kW 93Nm, 30 A, 425V 2000rpm, 18.5 kW 88Nm, 30 A, 460 V water cooling Degree of protection IP65 Without encoder With temperature sensor KTY 84-130 Design IM B35 (IM V15, (IM V35) SHAFT WITH FITTED KEY HALF-KEY BALANCING BEARING: STANDARD VIBRATION SEVERITY GRADE S/A; SHAFT A.FLANGE ACCURACY GR. R TERMINAL BOX (ABOVE) CABLE ENTRY ON THE LEFT SIGNAL CONNECTION D-END | - | 0 | 0
1PH8131-1AF23-2CC1 |  | 1PH8131-1AF23-2CC1 | 1 | UN | 1 | 20 | D | D | N | N | 85015230 | 1 |  | 105 | KG | 3661.29 | 3661.29 | MC05 | MC05 | SIMOTICS M Compact induction motor 1500rpm, 15 kW 96Nm, 30 A, 380 V 1750rpm, 17kW 93Nm, 30 A, 425V 2000rpm, 18.5 kW 88Nm, 30 A, 460 V water cooling Degree of protection IP65 Without encoder With temperature sensor KTY 84-130 Design IM B35 (IM V15, (IM V35) SHAFT WITH FITTED KEY HALF-KEY BALANCING BEARING: STANDARD VIBRATION SEVERITY GRADE S/A; SHAFT A.FLANGE ACCURACY GR. R TERMINAL BOX (ABOVE) CABLE ENTRY ON THE ND-END SIGNAL CONNECTION LEFT | - | 0 | 0
1PH8131-1AS00-0BA1 |  | 1PH8131-1AS00-0BA1 | 1 | UN | 1 | 20 | D | D | N | N | 85015230 | 1 |  | 89 | KG | 2657.79 | 2657.79 | MC05 | MC05 | SIMOTICS M Compact induction motor 2000rpm, 14.6kW 70 Nm, 39A, 302V 5000rpm, 14.6kW 28Nm, 40A, 360V 1500rpm, 11 kW 70 Nm, 39A, 227V forced ventilation; direction of air flow DE--> NDE; Degree of protection IP55 Without encoder With temperature sensor KTY 84-130 DESIGN IM B3 (IM V5, IM V6) PLAIN SHAFT WITHOUT FITTED KEY; BEARING: STANDARD WITH FIXED BEARING, VIBRATION SEVERITY GRADE: R/A, FLANGE ACCURACY: R TERMINAL BOX (ABOVE) CABLE ENTRY ON THE RIGHT SIGNAL CONNECTION D-END | - | 0 | 0
1PH8131-1CS02-3MA1-Z | Q53 | 1PH8131-1CS02-3MA1-ZQ53 | 1 | UN | 1 | 20 | D | D | N | N | 85015230 | 1 |  | 91.5 | KG | 6700.59 | 6700.59 | MC05 | MC05 | SIMOTICS M Compact induction motor 2000rpm, 14.6kW, 70 Nm, 39A, 302V, 5000rpm, 14.6kW 28Nm, 40A, 360V 1500rpm, 11 kW 70 Nm, 39A, 227V forced ventilation; direction of air flow DE--> NDE; Degree of protection IP55 Incremental encoder sin/cos 1 Vpp 256 S/R without C and D track (encoder IN256S/R) Type: GEL2444K Type of construction IM B5 (IMV 1, IM V3) Smooth hollow shaft; Bearing version: High Performance; Vibration severity: Special/B; shaft and flange accuracy: Special Q53: Customer-specific shaft version and compensating washers | - | 0 | 7
1PH8131-1DF00-1BG1 |  | 1PH8131-1DF00-1BG1 | 1 | UN | 1 | 20 | D | D | N | N | 85015230 | 1 |  | 89 | KG | 3593.56 | 3593.56 | MC05 | MC05 | SIMOTICS M Compact induction motor 1500rpm, 11kW, 70 Nm, 24A, 360V 1750rpm, 13kW, 71Nm, 24A, 416V 2000rpm, 15 kW, 72Nm, 24A, 460 V forced ventilation; direction of air flow DE--> NDE; Degree of protection IP55 Incremental encoder 22-bit with commutation position (encoder IC22DQ) with DRIVE-CLiQ interface DESIGN IM B3 (IM V5, IM V6) SHAFT WITH FITTED KEY FULL-KEY BALANCING BEARING: STANDARD WITH FIXED BEARING, VIBRATION SEVERITY GRADE: R/A, FLANGE ACCURACY: R POWER CONNECTOR (ABOVE) CABLE ENTRY ON THE ND-END SIGNAL CONNECTION LEFT | - | 0 | 0
1PH8131-1DF00-1GA1 |  | 1PH8131-1DF00-1GA1 | 1 | UN | 1 | 20 | D | D | N | N | 85015230 | 1 |  | 89 | KG | 3403.65 | 3403.65 | MC05 | MC05 | SIMOTICS M Compact induction motor 1500rpm, 11kW, 70 Nm, 24A, 360V 1750rpm, 13kW, 71Nm, 24A, 416V 2000rpm, 15 kW, 72Nm, 24A, 460 V forced ventilation; direction of air flow DE--> NDE; Degree of protection IP55 Incremental encoder 22-bit with commutation position (encoder IC22DQ) with DRIVE-CLiQ interface DESIGN IM B3 (IM V5, IM V6) SHAFT WITH FITTED KEY FULL-KEY BALANCING BEARING: STANDARD, VIBRATION SEVERITY GRADE: R/A, SHAFT AND FLANGE ACCURACY: R TERMINAL BOX (ABOVE) CABLE ENTRY ON THE RIGHT SIGNAL CONNECTION D-END | - | 0 | 0
1PH8131-1DF03-1BC1-Z | V90 | 1PH8131-1DF03-1BC1-ZV90 | 1 | UN | 1 | 20 | D | D | N | N | 85015230 | 1 |  | 89 | KG | 4013.76 | 4013.76 | MC05 | MC05 | SIMOTICS M Compact induction motor 1500rpm, 11kW, 70 Nm, 24A, 360V 1750rpm, 13kW, 71Nm, 24A, 416V 2000rpm, 15 kW, 72Nm, 24A, 460 V forced ventilation; direction of air flow DE--> NDE; Degree of protection IP55 Incremental encoder 22-bit with commutation position (encoder IC22DQ) with DRIVE-CLiQ interface Design IM B35 (IM V15, (IM V35) SHAFT WITH FITTED KEY FULL-KEY BALANCING BEARING: STANDARD WITH FIXED BEARING, VIBRATION SEVERITY GRADE: R/A, FLANGE ACCURACY: R TERMINAL BOX (ABOVE) CABLE ENTRY ON THE ND-END SIGNAL CONNECTION LEFT V90: SHAFT END 42 X 110 MM COMPATIBLE FOR 1PH7 | - | 0 | 0
1PH8131-1DF03-2LA1 |  | 1PH8131-1DF03-2LA1 | 1 | UN | 1 | 20 | D | D | N | N | 85015230 | 1 |  | 89 | KG | 4319.28 | 4319.28 | MC05 | MC05 | SIMOTICS M Compact induction motor 1500rpm, 11kW, 70 Nm, 24A, 360V 1750rpm, 13kW, 71Nm, 24A, 416V 2000rpm, 15 kW, 72Nm, 24A, 460 V forced ventilation; direction of air flow DE--> NDE; Degree of protection IP55 Incremental encoder 22-bit with commutation position (encoder IC22DQ) with DRIVE-CLiQ interface Design IM B35 (IM V15, (IM V35) SHAFT WITH FITTED KEY HALF-KEY BALANCING BEARING: PERFORMANCE, VIBRATION SEVERITY GRADE: SPECIAL/B, SHAFT AND FLANGE ACCURACY: SPECIAL TERMINAL BOX (ABOVE) CABLE ENTRY ON THE RIGHT SIGNAL CONNECTION D-END | - | 0 | 0
1PH8131-1DF10-0BG1 |  | 1PH8131-1DF10-0BG1 | 1 | UN | 1 | 20 | D | D | N | N | 85015230 | 1 |  | 89 | KG | 3593.56 | 3593.56 | MC05 | MC05 | SIMOTICS M Compact induction motor 1500rpm, 11kW, 70 Nm, 24A, 360V 1750rpm, 13kW, 71Nm, 24A, 416V 2000rpm, 15 kW, 72Nm, 24A, 460 V forced ventilation; direction of air flow NDE--> DE; Degree of protection IP55 Incremental encoder 22-bit with commutation position (encoder IC22DQ) with DRIVE-CLiQ interface DESIGN IM B3 (IM V5, IM V6) PLAIN SHAFT WITHOUT FITTED KEY; BEARING: STANDARD WITH FIXED BEARING, VIBRATION SEVERITY GRADE: R/A, FLANGE ACCURACY: R POWER CONNECTOR (ABOVE) CABLE ENTRY ON THE ND-END SIGNAL CONNECTION LEFT | - | 0 | 0
1PH8131-1DF10-1BC1-Z | G14 | 1PH8131-1DF10-1BC1-ZG14 | 1 | UN | 1 | 20 | D | D | N | N | 85015230 | 1 |  | 89 | KG | 3885.3 | 3885.3 | MC05 | MC05 | SIMOTICS M Compact induction motor 1500rpm, 11kW, 70 Nm, 24A, 360V 1750rpm, 13kW, 71Nm, 24A, 416V 2000rpm, 15 kW, 72Nm, 24A, 460 V forced ventilation; direction of air flow NDE--> DE; Degree of protection IP55 Incremental encoder 22-bit with commutation position (encoder IC22DQ) with DRIVE-CLiQ interface DESIGN IM B3 (IM V5, IM V6) SHAFT WITH FITTED KEY FULL-KEY BALANCING BEARING: STANDARD WITH FIXED BEARING, VIBRATION SEVERITY GRADE: R/A, FLANGE ACCURACY: R TERMINAL BOX (ABOVE) CABLE ENTRY ON THE ND-END SIGNAL CONNECTION LEFT G14: FAN ASSEMBLY WITH AIR FILTER | - | 0 | 0
1PH8131-1DF13-0BC1-Z | V90 | 1PH8131-1DF13-0BC1-ZV90 | 1 | UN | 1 | 20 | D | D | N | N | 85015230 | 1 |  | 89 | KG | 4013.76 | 4013.76 | MC05 | MC05 | SIMOTICS M Compact induction motor 1500rpm, 11kW, 70 Nm, 24A, 360V 1750rpm, 13kW, 71Nm, 24A, 416V 2000rpm, 15 kW, 72Nm, 24A, 460 V forced ventilation; direction of air flow NDE--> DE; Degree of protection IP55 Incremental encoder 22-bit with commutation position (encoder IC22DQ) with DRIVE-CLiQ interface Design IM B35 (IM V15, (IM V35) PLAIN SHAFT WITHOUT FITTED KEY; BEARING: STANDARD WITH FIXED BEARING, VIBRATION SEVERITY GRADE: R/A, FLANGE ACCURACY: R TERMINAL BOX (ABOVE) CABLE ENTRY ON THE ND-END SIGNAL CONNECTION LEFT V90: SHAFT END 42 X 110 MM COMPATIBLE FOR 1PH7 | - | 0 | 0
1PH8131-1DF13-1BB1 |  | 1PH8131-1DF13-1BB1 | 1 | UN | 1 | 20 | D | D | N | N | 85015230 | 1 |  | 89 | KG | 3954.81 | 3954.81 | MC05 | MC05 | SIMOTICS M Compact induction motor 1500rpm, 11kW, 70 Nm, 24A, 360V 1750rpm, 13kW, 71Nm, 24A, 416V 2000rpm, 15 kW, 72Nm, 24A, 460 V forced ventilation; direction of air flow NDE--> DE; Degree of protection IP55 Incremental encoder 22-bit with commutation position (encoder IC22DQ) with DRIVE-CLiQ interface Design IM B35 (IM V15, (IM V35) SHAFT WITH FITTED KEY FULL-KEY BALANCING BEARING: STANDARD WITH FIXED BEARING, VIBRATION SEVERITY GRADE: R/A, FLANGE ACCURACY: R TERMINAL BOX (ABOVE) CABLE ENTRY ON THE LEFT SIGNAL CONNECTION D-END | - | 0 | 0
1PH8131-1DF13-1BC1-Z | V90 | 1PH8131-1DF13-1BC1-ZV90 | 1 | UN | 1 | 20 | D | D | N | N | 85015230 | 1 |  | 89 | KG | 4013.76 | 4013.76 | MC05 | MC05 | SIMOTICS M Compact induction motor 1500rpm, 11kW, 70 Nm, 24A, 360V 1750rpm, 13kW, 71Nm, 24A, 416V 2000rpm, 15 kW, 72Nm, 24A, 460 V forced ventilation; direction of air flow NDE--> DE; Degree of protection IP55 Incremental encoder 22-bit with commutation position (encoder IC22DQ) with DRIVE-CLiQ interface Design IM B35 (IM V15, (IM V35) SHAFT WITH FITTED KEY FULL-KEY BALANCING BEARING: STANDARD WITH FIXED BEARING, VIBRATION SEVERITY GRADE: R/A, FLANGE ACCURACY: R TERMINAL BOX (ABOVE) CABLE ENTRY ON THE ND-END SIGNAL CONNECTION LEFT V90: SHAFT END 42 X 110 MM COMPATIBLE FOR 1PH7 | - | 0 | 0
1PH8131-1DF13-2BC1-Z | V90 | 1PH8131-1DF13-2BC1-ZV90 | 1 | UN | 1 | 20 | D | D | N | N | 85015230 | 1 |  | 89 | KG | 4013.76 | 4013.76 | MC05 | MC05 | SIMOTICS M Compact induction motor 1500rpm, 11kW, 70 Nm, 24A, 360V 1750rpm, 13kW, 71Nm, 24A, 416V 2000rpm, 15 kW, 72Nm, 24A, 460 V forced ventilation; direction of air flow NDE--> DE; Degree of protection IP55 Incremental encoder 22-bit with commutation position (encoder IC22DQ) with DRIVE-CLiQ interface Design IM B35 (IM V15, (IM V35) SHAFT WITH FITTED KEY HALF-KEY BALANCING BEARING: STANDARD WITH FIXED BEARING, VIBRATION SEVERITY GRADE: R/A, FLANGE ACCURACY: R TERMINAL BOX (ABOVE) CABLE ENTRY ON THE ND-END SIGNAL CONNECTION LEFT V90: SHAFT END 42 X 110 MM COMPATIBLE FOR 1PH7 | - | 0 | 0
1PH8131-1DF22-0LG1 |  | 1PH8131-1DF22-0LG1 | 1 | UN | 1 | 20 | D | D | N | N | 85015230 | 1 |  | 105 | KG | 4629.21 | 4629.21 | MC05 | MC05 | SIMOTICS M Compact induction motor 1500rpm, 15 kW 96Nm, 30 A, 380 V 1750rpm, 17kW 93Nm, 30 A, 425V 2000rpm, 18.5 kW 88Nm, 30 A, 460 V water cooling Degree of protection IP65 Incremental encoder 22-bit with commutation position (encoder IC22DQ) with DRIVE-CLiQ interface DESIGN IM B5 (IMV 1,IM V3) PLAIN SHAFT WITHOUT FITTED KEY; BEARING: PERFORMANCE, VIBRATION SEVERITY GRADE: SPECIAL/B, SHAFT AND FLANGE ACCURACY: SPECIAL POWER CONNECTOR (ABOVE) CABLE ENTRY ON THE ND-END SIGNAL CONNECTION LEFT | - | 0 | 0
1PH8131-1FF00-0BA1 |  | 1PH8131-1FF00-0BA1 | 1 | UN | 1 | 20 | D | D | N | N | 85015230 | 1 |  | 89 | KG | 4200.46 | 4200.46 | MC05 | MC05 | SIMOTICS M Compact induction motor 1500rpm, 11kW, 70 Nm, 24A, 360V 1750rpm, 13kW, 71Nm, 24A, 416V 2000rpm, 15 kW, 72Nm, 24A, 460 V forced ventilation; direction of air flow DE--> NDE; Degree of protection IP55 Absolute encoder 22-bit Single-turn and 12-bit multi-turn (encoder AM22DQ) with DRIVE-CLiQ interface DESIGN IM B3 (IM V5, IM V6) PLAIN SHAFT WITHOUT FITTED KEY; BEARING: STANDARD WITH FIXED BEARING, VIBRATION SEVERITY GRADE: R/A, FLANGE ACCURACY: R TERMINAL BOX (ABOVE) CABLE ENTRY ON THE RIGHT SIGNAL CONNECTION D-END | - | 0 | 0
1PH8131-1FF03-0BA1 |  | 1PH8131-1FF03-0BA1 | 1 | UN | 1 | 20 | D | D | N | N | 85015230 | 1 |  | 89 | KG | 4561.71 | 4561.71 | MC05 | MC05 | SIMOTICS M Compact induction motor 1500rpm, 11kW, 70 Nm, 24A, 360V 1750rpm, 13kW, 71Nm, 24A, 416V 2000rpm, 15 kW, 72Nm, 24A, 460 V forced ventilation; direction of air flow DE--> NDE; Degree of protection IP55 Absolute encoder 22-bit Single-turn and 12-bit multi-turn (encoder AM22DQ) with DRIVE-CLiQ interface Design IM B35 (IM V15, (IM V35) PLAIN SHAFT WITHOUT FITTED KEY; BEARING: STANDARD WITH FIXED BEARING, VIBRATION SEVERITY GRADE: R/A, FLANGE ACCURACY: R TERMINAL BOX (ABOVE) CABLE ENTRY ON THE RIGHT SIGNAL CONNECTION D-END | - | 0 | 0
1PH8131-1FF10-1QC1 |  | 1PH8131-1FF10-1QC1 | 1 | UN | 1 | 20 | D | D | N | N | 85015230 | 1 |  | 89 | KG | 4487.38 | 4487.38 | MC05 | MC05 | SIMOTICS M Compact induction motor 1500rpm, 11kW, 70 Nm, 24A, 360V 1750rpm, 13kW, 71Nm, 24A, 416V 2000rpm, 15 kW, 72Nm, 24A, 460 V forced ventilation; direction of air flow NDE--> DE; Degree of protection IP55 Absolute encoder 22-bit Single-turn and 12-bit multi-turn (encoder AM22DQ) with DRIVE-CLiQ interface DESIGN IM B3 (IM V5, IM V6) SHAFT WITH FITTED KEY FULL-KEY BALANCING BEARING: ADVANCED LIFETIME VIBRATION SEVERITY S/A SHAFT A. FLANGE ACCURACY GR. R TERMINAL BOX (ABOVE) CABLE ENTRY ON THE ND-END SIGNAL CONNECTION LEFT | - | 0 | 0
1PH8131-1FF10-2BA1 |  | 1PH8131-1FF10-2BA1 | 1 | UN | 1 | 20 | D | D | N | N | 85015230 | 1 |  | 89 | KG | 4200.46 | 4200.46 | MC05 | MC05 | SIMOTICS M Compact induction motor 1500rpm, 11kW, 70 Nm, 24A, 360V 1750rpm, 13kW, 71Nm, 24A, 416V 2000rpm, 15 kW, 72Nm, 24A, 460 V forced ventilation; direction of air flow NDE--> DE; Degree of protection IP55 Absolute encoder 22-bit Single-turn and 12-bit multi-turn (encoder AM22DQ) with DRIVE-CLiQ interface DESIGN IM B3 (IM V5, IM V6) SHAFT WITH FITTED KEY HALF-KEY BALANCING BEARING: STANDARD WITH FIXED BEARING, VIBRATION SEVERITY GRADE: R/A, FLANGE ACCURACY: R TERMINAL BOX (ABOVE) CABLE ENTRY ON THE RIGHT SIGNAL CONNECTION D-END | - | 0 | 0
1PH8131-1FF13-2CC1 |  | 1PH8131-1FF13-2CC1 | 1 | UN | 1 | 20 | D | D | N | N | 85015230 | 1 |  | 89 | KG | 4691.73 | 4691.73 | MC05 | MC05 | SIMOTICS M Compact induction motor 1500rpm, 11kW, 70 Nm, 24A, 360V 1750rpm, 13kW, 71Nm, 24A, 416V 2000rpm, 15 kW, 72Nm, 24A, 460 V forced ventilation; direction of air flow NDE--> DE; Degree of protection IP55 Absolute encoder 22-bit Single-turn and 12-bit multi-turn (encoder AM22DQ) with DRIVE-CLiQ interface Design IM B35 (IM V15, (IM V35) SHAFT WITH FITTED KEY HALF-KEY BALANCING BEARING: STANDARD WITH FIXED BEARING, VIBRATION SEVERITY GRADE: S/A, SHAFT AND FLANGE ACCURACY: R TERMINAL BOX (ABOVE) CABLE ENTRY ON THE ND-END SIGNAL CONNECTION LEFT | - | 0 | 0
1PH8131-1HD10-1BA1-Z | V22 | 1PH8131-1HD10-1BA1-ZV22 | 1 | UN | 1 | 20 | D | D | N | N | 85015230 | 1 |  | 90 | KG | 3203.3 | 3203.3 | MC05 | MC05 | SIMOTICS M Compact induction motor 1000rpm, 7.9kW 75Nm, 20A; forced ventilation Direction of air flow NDE--> DE; Degree of protection IP55 Incremental encoder HTL 1024 S/R (encoder HTL1024S/R) Type of construction IM B3 (IM V5, IMV6) Bearing version: Standard with fixed bearing; Vibration severity: R/A Shaft and flange precision: R Terminal box on top Cable entry on the right Signal connection DE V22: Special shaft extension (diameter 48x30) with feather key Full-key balancing Customer-specific motor SMR-21-2015 Customer-specific motor SMR-21-2015 | - | 0 | 7
1PH8131-1HF00-2GA1-Z | V90 | 1PH8131-1HF00-2GA1-ZV90 | 1 | UN | 1 | 20 | D | D | N | N | 85015230 | 1 |  | 89 | KG | 2791.11 | 2791.11 | MC05 | MC05 | SIMOTICS M Compact induction motor 1500rpm, 11kW, 70 Nm, 24A, 360V 1750rpm, 13kW, 71Nm, 24A, 416V 2000rpm, 15 kW, 72Nm, 24A, 460 V forced ventilation; direction of air flow DE--> NDE; Degree of protection IP55 Incremental encoder HTL 1024 S/R (encoder HTL1024S/R) With temperature sensor KTY 84-130 DESIGN IM B3 (IM V5, IM V6) SHAFT WITH FITTED KEY HALF-KEY BALANCING BEARING: STANDARD, VIBRATION SEVERITY GRADE: R/A, SHAFT AND FLANGE ACCURACY: R TERMINAL BOX (ABOVE) CABLE ENTRY ON THE RIGHT SIGNAL CONNECTION D-END V90: SHAFT END 42 X 110 MM COMPATIBLE FOR 1PH7 | - | 0 | 0
1PH8131-1HF03-2GA1-Z | V90 | 1PH8131-1HF03-2GA1-ZV90 | 1 | UN | 1 | 20 | D | D | N | N | 85015230 | 1 |  | 89 | KG | 3152.36 | 3152.36 | MC05 | MC05 | SIMOTICS M Compact induction motor 1500rpm, 11kW, 70 Nm, 24A, 360V 1750rpm, 13kW, 71Nm, 24A, 416V 2000rpm, 15 kW, 72Nm, 24A, 460 V forced ventilation; direction of air flow DE--> NDE; Degree of protection IP55 Incremental encoder HTL 1024 S/R (encoder HTL1024S/R) With temperature sensor KTY 84-130 Design IM B35 (IM V15, (IM V35) SHAFT WITH FITTED KEY HALF-KEY BALANCING BEARING: STANDARD, VIBRATION SEVERITY GRADE: R/A, SHAFT AND FLANGE ACCURACY: R TERMINAL BOX (ABOVE) CABLE ENTRY ON THE RIGHT SIGNAL CONNECTION D-END V90: SHAFT END 42 X 110 MM COMPATIBLE FOR 1PH7 | - | 0 | 0
1PH8131-1HF10-0BA1 |  | 1PH8131-1HF10-0BA1 | 1 | UN | 1 | 20 | D | D | N | N | 85015230 | 1 |  | 89 | KG | 2922.07 | 2922.07 | MC05 | MC05 | SIMOTICS M Compact induction motor 1500rpm, 11kW, 70 Nm, 24A, 360V 1750rpm, 13kW, 71Nm, 24A, 416V 2000rpm, 15 kW, 72Nm, 24A, 460 V forced ventilation; direction of air flow NDE--> DE; Degree of protection IP55 Incremental encoder HTL 1024 S/R (encoder HTL1024S/R) With temperature sensor KTY 84-130 DESIGN IM B3 (IM V5, IM V6) PLAIN SHAFT WITHOUT FITTED KEY; BEARING: STANDARD WITH FIXED BEARING, VIBRATION SEVERITY GRADE: R/A, FLANGE ACCURACY: R TERMINAL BOX (ABOVE) CABLE ENTRY ON THE RIGHT SIGNAL CONNECTION D-END | - | 0 | 0
1PH8131-1HF10-0BA1-Z | M03 | 1PH8131-1HF10-0BA1-ZM03 | 1 | UN | 1 | 20 | D | D | N | N | 85015230 | 1 |  | 89 | KG | 3389.17 | 3389.17 | MC05 | MC05 | SIMOTICS M Compact induction motor 1500rpm, 11kW, 70 Nm, 24A, 360V 1750rpm, 13kW, 71Nm, 24A, 416V 2000rpm, 15 kW, 72Nm, 24A, 460 V forced ventilation; direction of air flow NDE--> DE; Degree of protection IP55 Incremental encoder HTL 1024 S/R (encoder HTL1024S/R) With temperature sensor KTY 84-130 DESIGN IM B3 (IM V5, IM V6) PLAIN SHAFT WITHOUT FITTED KEY; BEARING: STANDARD WITH FIXED BEARING, VIBRATION SEVERITY GRADE: R/A, FLANGE ACCURACY: R TERMINAL BOX (ABOVE) CABLE ENTRY ON THE RIGHT SIGNAL CONNECTION D-END M03: FOR USE IN HAZARDOUS AREA EX-ZONE 2 CABLE ROUTING ABOVE SIGNAL CONNECTION D-END | - | 0 | 0
1PH8131-1HF10-0BB1 |  | 1PH8131-1HF10-0BB1 | 1 | UN | 1 | 20 | D | D | N | N | 85015230 | 1 |  | 89 | KG | 2922.07 | 2922.07 | MC05 | MC05 | SIMOTICS M Compact induction motor 1500rpm, 11kW, 70 Nm, 24A, 360V 1750rpm, 13kW, 71Nm, 24A, 416V 2000rpm, 15 kW, 72Nm, 24A, 460 V forced ventilation; direction of air flow NDE--> DE; Degree of protection IP55 Incremental encoder HTL 1024 S/R (encoder HTL1024S/R) With temperature sensor KTY 84-130 DESIGN IM B3 (IM V5, IM V6) PLAIN SHAFT WITHOUT FITTED KEY; BEARING: STANDARD WITH FIXED BEARING, VIBRATION SEVERITY GRADE: R/A, FLANGE ACCURACY: R TERMINAL BOX (ABOVE) CABLE ENTRY ON THE LEFT SIGNAL CONNECTION D-END | - | 0 | 0
1PH8131-1HF10-0BC1 |  | 1PH8131-1HF10-0BC1 | 1 | UN | 1 | 20 | D | D | N | N | 85015230 | 1 |  | 89 | KG | 2922.07 | 2922.07 | MC05 | MC05 | SIMOTICS M Compact induction motor 1500rpm, 11kW, 70 Nm, 24A, 360V 1750rpm, 13kW, 71Nm, 24A, 416V 2000rpm, 15 kW, 72Nm, 24A, 460 V forced ventilation; direction of air flow NDE--> DE; Degree of protection IP55 Incremental encoder HTL 1024 S/R (encoder HTL1024S/R) With temperature sensor KTY 84-130 DESIGN IM B3 (IM V5, IM V6) PLAIN SHAFT WITHOUT FITTED KEY; BEARING: STANDARD WITH FIXED BEARING, VIBRATION SEVERITY GRADE: R/A, FLANGE ACCURACY: R TERMINAL BOX (ABOVE) CABLE ENTRY ON THE ND-END SIGNAL CONNECTION LEFT | - | 0 | 0
1PH8131-1HF10-0CA1 |  | 1PH8131-1HF10-0CA1 | 1 | UN | 1 | 20 | D | D | N | N | 85015230 | 1 |  | 89 | KG | 3052.09 | 3052.09 | MC05 | MC05 | SIMOTICS M Compact induction motor 1500rpm, 11kW, 70 Nm, 24A, 360V 1750rpm, 13kW, 71Nm, 24A, 416V 2000rpm, 15 kW, 72Nm, 24A, 460 V forced ventilation; direction of air flow NDE--> DE; Degree of protection IP55 Incremental encoder HTL 1024 S/R (encoder HTL1024S/R) With temperature sensor KTY 84-130 DESIGN IM B3 (IM V5, IM V6) PLAIN SHAFT WITHOUT FITTED KEY; BEARING: STANDARD WITH FIXED BEARING, VIBRATION SEVERITY GRADE: S/A, SHAFT AND FLANGE ACCURACY: R TERMINAL BOX (ABOVE) CABLE ENTRY ON THE RIGHT SIGNAL CONNECTION D-END | - | 0 | 0
1PH8131-1HF10-0CB1 |  | 1PH8131-1HF10-0CB1 | 1 | UN | 1 | 20 | D | D | N | N | 85015230 | 1 |  | 89 | KG | 3052.09 | 3052.09 | MC05 | MC05 | SIMOTICS M Compact induction motor 1500rpm, 11kW, 70 Nm, 24A, 360V 1750rpm, 13kW, 71Nm, 24A, 416V 2000rpm, 15 kW, 72Nm, 24A, 460 V forced ventilation; direction of air flow NDE--> DE; Degree of protection IP55 Incremental encoder HTL 1024 S/R (encoder HTL1024S/R) With temperature sensor KTY 84-130 DESIGN IM B3 (IM V5, IM V6) PLAIN SHAFT WITHOUT FITTED KEY; BEARING: STANDARD WITH FIXED BEARING, VIBRATION SEVERITY GRADE: S/A, SHAFT AND FLANGE ACCURACY: R TERMINAL BOX (ABOVE) CABLE ENTRY ON THE LEFT SIGNAL CONNECTION D-END | - | 0 | 0
1PH8131-1HF10-0CC1 |  | 1PH8131-1HF10-0CC1 | 1 | UN | 1 | 20 | D | D | N | N | 85015230 | 1 |  | 89 | KG | 3052.09 | 3052.09 | MC05 | MC05 | SIMOTICS M Compact induction motor 1500rpm, 11kW, 70 Nm, 24A, 360V 1750rpm, 13kW, 71Nm, 24A, 416V 2000rpm, 15 kW, 72Nm, 24A, 460 V forced ventilation; direction of air flow NDE--> DE; Degree of protection IP55 Incremental encoder HTL 1024 S/R (encoder HTL1024S/R) With temperature sensor KTY 84-130 DESIGN IM B3 (IM V5, IM V6) PLAIN SHAFT WITHOUT FITTED KEY; BEARING: STANDARD WITH FIXED BEARING, VIBRATION SEVERITY GRADE: S/A, SHAFT AND FLANGE ACCURACY: R TERMINAL BOX (ABOVE) CABLE ENTRY ON THE ND-END SIGNAL CONNECTION LEFT | - | 0 | 0
1PH8131-1HF10-1BA1-Z | M03 | 1PH8131-1HF10-1BA1-ZM03 | 1 | UN | 1 | 20 | D | D | N | N | 85015230 | 1 |  | 89 | KG | 3389.17 | 3389.17 | MC05 | MC05 | SIMOTICS M Compact induction motor 1500rpm, 11kW, 70 Nm, 24A, 360V 1750rpm, 13kW, 71Nm, 24A, 416V 2000rpm, 15 kW, 72Nm, 24A, 460 V forced ventilation; direction of air flow NDE--> DE; Degree of protection IP55 Incremental encoder HTL 1024 S/R (encoder HTL1024S/R) With temperature sensor KTY 84-130 DESIGN IM B3 (IM V5, IM V6) SHAFT WITH FITTED KEY FULL-KEY BALANCING BEARING: STANDARD WITH FIXED BEARING, VIBRATION SEVERITY GRADE: R/A, FLANGE ACCURACY: R TERMINAL BOX (ABOVE) CABLE ENTRY ON THE RIGHT SIGNAL CONNECTION D-END M03: FOR USE IN HAZARDOUS AREA EX-ZONE 2 CABLE ROUTING ABOVE SIGNAL CONNECTION D-END | - | 0 | 0
1PH8131-1HF10-1GA1 |  | 1PH8131-1HF10-1GA1 | 1 | UN | 1 | 20 | D | D | N | N | 85015230 | 1 |  | 89 | KG | 2732.16 | 2732.16 | MC05 | MC05 | SIMOTICS M Compact induction motor 1500rpm, 11kW, 70 Nm, 24A, 360V 1750rpm, 13kW, 71Nm, 24A, 416V 2000rpm, 15 kW, 72Nm, 24A, 460 V forced ventilation; direction of air flow NDE--> DE; Degree of protection IP55 Incremental encoder HTL 1024 S/R (encoder HTL1024S/R) With temperature sensor KTY 84-130 DESIGN IM B3 (IM V5, IM V6) SHAFT WITH FITTED KEY FULL-KEY BALANCING BEARING: STANDARD, VIBRATION SEVERITY GRADE: R/A, SHAFT AND FLANGE ACCURACY: R TERMINAL BOX (ABOVE) CABLE ENTRY ON THE RIGHT SIGNAL CONNECTION D-END | - | 0 | 0
1PH8131-1HF10-2BA1 |  | 1PH8131-1HF10-2BA1 | 1 | UN | 1 | 20 | D | D | N | N | 85015230 | 1 |  | 89 | KG | 2922.07 | 2922.07 | MC05 | MC05 | SIMOTICS M Compact induction motor 1500rpm, 11kW, 70 Nm, 24A, 360V 1750rpm, 13kW, 71Nm, 24A, 416V 2000rpm, 15 kW, 72Nm, 24A, 460 V forced ventilation; direction of air flow NDE--> DE; Degree of protection IP55 Incremental encoder HTL 1024 S/R (encoder HTL1024S/R) With temperature sensor KTY 84-130 DESIGN IM B3 (IM V5, IM V6) SHAFT WITH FITTED KEY HALF-KEY BALANCING BEARING: STANDARD WITH FIXED BEARING, VIBRATION SEVERITY GRADE: R/A, FLANGE ACCURACY: R TERMINAL BOX (ABOVE) CABLE ENTRY ON THE RIGHT SIGNAL CONNECTION D-END | - | 0 | 0
1PH8131-1HF10-2BB1 |  | 1PH8131-1HF10-2BB1 | 1 | UN | 1 | 20 | D | D | N | N | 85015230 | 1 |  | 89 | KG | 2922.07 | 2922.07 | MC05 | MC05 | SIMOTICS M Compact induction motor 1500rpm, 11kW, 70 Nm, 24A, 360V 1750rpm, 13kW, 71Nm, 24A, 416V 2000rpm, 15 kW, 72Nm, 24A, 460 V forced ventilation; direction of air flow NDE--> DE; Degree of protection IP55 Incremental encoder HTL 1024 S/R (encoder HTL1024S/R) With temperature sensor KTY 84-130 DESIGN IM B3 (IM V5, IM V6) SHAFT WITH FITTED KEY HALF-KEY BALANCING BEARING: STANDARD WITH FIXED BEARING, VIBRATION SEVERITY GRADE: R/A, FLANGE ACCURACY: R TERMINAL BOX (ABOVE) CABLE ENTRY ON THE LEFT SIGNAL CONNECTION D-END | - | 0 | 0
1PH8131-1HF10-2BC1 |  | 1PH8131-1HF10-2BC1 | 1 | UN | 1 | 20 | D | D | N | N | 85015230 | 1 |  | 89 | KG | 2922.07 | 2922.07 | MC05 | MC05 | SIMOTICS M Compact induction motor 1500rpm, 11kW, 70 Nm, 24A, 360V 1750rpm, 13kW, 71Nm, 24A, 416V 2000rpm, 15 kW, 72Nm, 24A, 460 V forced ventilation; direction of air flow NDE--> DE; Degree of protection IP55 Incremental encoder HTL 1024 S/R (encoder HTL1024S/R) With temperature sensor KTY 84-130 DESIGN IM B3 (IM V5, IM V6) SHAFT WITH FITTED KEY HALF-KEY BALANCING BEARING: STANDARD WITH FIXED BEARING, VIBRATION SEVERITY GRADE: R/A, FLANGE ACCURACY: R TERMINAL BOX (ABOVE) CABLE ENTRY ON THE ND-END SIGNAL CONNECTION LEFT | - | 0 | 0
1PH8131-1HF10-2CA1 |  | 1PH8131-1HF10-2CA1 | 1 | UN | 1 | 20 | D | D | N | N | 85015230 | 1 |  | 89 | KG | 3052.09 | 3052.09 | MC05 | MC05 | SIMOTICS M Compact induction motor 1500rpm, 11kW, 70 Nm, 24A, 360V 1750rpm, 13kW, 71Nm, 24A, 416V 2000rpm, 15 kW, 72Nm, 24A, 460 V forced ventilation; direction of air flow NDE--> DE; Degree of protection IP55 Incremental encoder HTL 1024 S/R (encoder HTL1024S/R) With temperature sensor KTY 84-130 DESIGN IM B3 (IM V5, IM V6) SHAFT WITH FITTED KEY HALF-KEY BALANCING BEARING: STANDARD WITH FIXED BEARING, VIBRATION SEVERITY GRADE: S/A, SHAFT AND FLANGE ACCURACY: R TERMINAL BOX (ABOVE) CABLE ENTRY ON THE RIGHT SIGNAL CONNECTION D-END | - | 0 | 0
1PH8131-1HF10-2CB1 |  | 1PH8131-1HF10-2CB1 | 1 | UN | 1 | 20 | D | D | N | N | 85015230 | 1 |  | 89 | KG | 3052.09 | 3052.09 | MC05 | MC05 | SIMOTICS M Compact induction motor 1500rpm, 11kW, 70 Nm, 24A, 360V 1750rpm, 13kW, 71Nm, 24A, 416V 2000rpm, 15 kW, 72Nm, 24A, 460 V forced ventilation; direction of air flow NDE--> DE; Degree of protection IP55 Incremental encoder HTL 1024 S/R (encoder HTL1024S/R) With temperature sensor KTY 84-130 DESIGN IM B3 (IM V5, IM V6) SHAFT WITH FITTED KEY HALF-KEY BALANCING BEARING: STANDARD WITH FIXED BEARING, VIBRATION SEVERITY GRADE: S/A, SHAFT AND FLANGE ACCURACY: R TERMINAL BOX (ABOVE) CABLE ENTRY ON THE LEFT SIGNAL CONNECTION D-END | - | 0 | 0
1PH8131-1HF10-2CC1 |  | 1PH8131-1HF10-2CC1 | 1 | UN | 1 | 20 | D | D | N | N | 85015230 | 1 |  | 89 | KG | 3052.09 | 3052.09 | MC05 | MC05 | SIMOTICS M Compact induction motor 1500rpm, 11kW, 70 Nm, 24A, 360V 1750rpm, 13kW, 71Nm, 24A, 416V 2000rpm, 15 kW, 72Nm, 24A, 460 V forced ventilation; direction of air flow NDE--> DE; Degree of protection IP55 Incremental encoder HTL 1024 S/R (encoder HTL1024S/R) With temperature sensor KTY 84-130 DESIGN IM B3 (IM V5, IM V6) SHAFT WITH FITTED KEY HALF-KEY BALANCING BEARING: STANDARD WITH FIXED BEARING, VIBRATION SEVERITY GRADE: S/A, SHAFT AND FLANGE ACCURACY: R TERMINAL BOX (ABOVE) CABLE ENTRY ON THE ND-END SIGNAL CONNECTION LEFT | - | 0 | 0
1PH8131-1HF12-0BA1 |  | 1PH8131-1HF12-0BA1 | 1 | UN | 1 | 20 | D | D | N | N | 85015230 | 1 |  | 89 | KG | 3081.02 | 3081.02 | MC05 | MC05 | SIMOTICS M Compact induction motor 1500rpm, 11kW, 70 Nm, 24A, 360V 1750rpm, 13kW, 71Nm, 24A, 416V 2000rpm, 15 kW, 72Nm, 24A, 460 V forced ventilation; direction of air flow NDE--> DE; Degree of protection IP55 Incremental encoder HTL 1024 S/R (encoder HTL1024S/R) With temperature sensor KTY 84-130 DESIGN IM B5 (IMV 1,IM V3) PLAIN SHAFT WITHOUT FITTED KEY; BEARING: STANDARD WITH FIXED BEARING, VIBRATION SEVERITY GRADE: R/A, FLANGE ACCURACY: R TERMINAL BOX (ABOVE) CABLE ENTRY ON THE RIGHT SIGNAL CONNECTION D-END | - | 0 | 0
1PH8131-1HF12-0BB1 |  | 1PH8131-1HF12-0BB1 | 1 | UN | 1 | 20 | D | D | N | N | 85015230 | 1 |  | 89 | KG | 3081.02 | 3081.02 | MC05 | MC05 | SIMOTICS M Compact induction motor 1500rpm, 11kW, 70 Nm, 24A, 360V 1750rpm, 13kW, 71Nm, 24A, 416V 2000rpm, 15 kW, 72Nm, 24A, 460 V forced ventilation; direction of air flow NDE--> DE; Degree of protection IP55 Incremental encoder HTL 1024 S/R (encoder HTL1024S/R) With temperature sensor KTY 84-130 DESIGN IM B5 (IMV 1,IM V3) PLAIN SHAFT WITHOUT FITTED KEY; BEARING: STANDARD WITH FIXED BEARING, VIBRATION SEVERITY GRADE: R/A, FLANGE ACCURACY: R TERMINAL BOX (ABOVE) CABLE ENTRY ON THE LEFT SIGNAL CONNECTION D-END | - | 0 | 0
1PH8131-1HF12-0BC1 |  | 1PH8131-1HF12-0BC1 | 1 | UN | 1 | 20 | D | D | N | N | 85015230 | 1 |  | 89 | KG | 3081.02 | 3081.02 | MC05 | MC05 | SIMOTICS M Compact induction motor 1500rpm, 11kW, 70 Nm, 24A, 360V 1750rpm, 13kW, 71Nm, 24A, 416V 2000rpm, 15 kW, 72Nm, 24A, 460 V forced ventilation; direction of air flow NDE--> DE; Degree of protection IP55 Incremental encoder HTL 1024 S/R (encoder HTL1024S/R) With temperature sensor KTY 84-130 DESIGN IM B5 (IMV 1,IM V3) PLAIN SHAFT WITHOUT FITTED KEY; BEARING: STANDARD WITH FIXED BEARING, VIBRATION SEVERITY GRADE: R/A, FLANGE ACCURACY: R TERMINAL BOX (ABOVE) CABLE ENTRY ON THE ND-END SIGNAL CONNECTION LEFT | - | 0 | 0
1PH8131-1HF12-0CA1 |  | 1PH8131-1HF12-0CA1 | 1 | UN | 1 | 20 | D | D | N | N | 85015230 | 1 |  | 89 | KG | 3211.04 | 3211.04 | MC05 | MC05 | SIMOTICS M Compact induction motor 1500rpm, 11kW, 70 Nm, 24A, 360V 1750rpm, 13kW, 71Nm, 24A, 416V 2000rpm, 15 kW, 72Nm, 24A, 460 V forced ventilation; direction of air flow NDE--> DE; Degree of protection IP55 Incremental encoder HTL 1024 S/R (encoder HTL1024S/R) With temperature sensor KTY 84-130 DESIGN IM B5 (IMV 1,IM V3) PLAIN SHAFT WITHOUT FITTED KEY; BEARING: STANDARD WITH FIXED BEARING, VIBRATION SEVERITY GRADE: S/A, SHAFT AND FLANGE ACCURACY: R TERMINAL BOX (ABOVE) CABLE ENTRY ON THE RIGHT SIGNAL CONNECTION D-END | - | 0 | 0
1PH8131-1HF12-0CB1 |  | 1PH8131-1HF12-0CB1 | 1 | UN | 1 | 20 | D | D | N | N | 85015230 | 1 |  | 89 | KG | 3211.04 | 3211.04 | MC05 | MC05 | SIMOTICS M Compact induction motor 1500rpm, 11kW, 70 Nm, 24A, 360V 1750rpm, 13kW, 71Nm, 24A, 416V 2000rpm, 15 kW, 72Nm, 24A, 460 V forced ventilation; direction of air flow NDE--> DE; Degree of protection IP55 Incremental encoder HTL 1024 S/R (encoder HTL1024S/R) With temperature sensor KTY 84-130 DESIGN IM B5 (IMV 1,IM V3) PLAIN SHAFT WITHOUT FITTED KEY; BEARING: STANDARD WITH FIXED BEARING, VIBRATION SEVERITY GRADE: S/A, SHAFT AND FLANGE ACCURACY: R TERMINAL BOX (ABOVE) CABLE ENTRY ON THE LEFT SIGNAL CONNECTION D-END | - | 0 | 0
1PH8131-1HF12-0CC1 |  | 1PH8131-1HF12-0CC1 | 1 | UN | 1 | 20 | D | D | N | N | 85015230 | 1 |  | 89 | KG | 3211.04 | 3211.04 | MC05 | MC05 | SIMOTICS M Compact induction motor 1500rpm, 11kW, 70 Nm, 24A, 360V 1750rpm, 13kW, 71Nm, 24A, 416V 2000rpm, 15 kW, 72Nm, 24A, 460 V forced ventilation; direction of air flow NDE--> DE; Degree of protection IP55 Incremental encoder HTL 1024 S/R (encoder HTL1024S/R) With temperature sensor KTY 84-130 DESIGN IM B5 (IMV 1,IM V3) PLAIN SHAFT WITHOUT FITTED KEY; BEARING: STANDARD WITH FIXED BEARING, VIBRATION SEVERITY GRADE: S/A, SHAFT AND FLANGE ACCURACY: R TERMINAL BOX (ABOVE) CABLE ENTRY ON THE ND-END SIGNAL CONNECTION LEFT | - | 0 | 0
1PH8131-1HF12-2BA1 |  | 1PH8131-1HF12-2BA1 | 1 | UN | 1 | 20 | D | D | N | N | 85015230 | 1 |  | 89 | KG | 3081.02 | 3081.02 | MC05 | MC05 | SIMOTICS M Compact induction motor 1500rpm, 11kW, 70 Nm, 24A, 360V 1750rpm, 13kW, 71Nm, 24A, 416V 2000rpm, 15 kW, 72Nm, 24A, 460 V forced ventilation; direction of air flow NDE--> DE; Degree of protection IP55 Incremental encoder HTL 1024 S/R (encoder HTL1024S/R) With temperature sensor KTY 84-130 DESIGN IM B5 (IMV 1,IM V3) SHAFT WITH FITTED KEY HALF-KEY BALANCING BEARING: STANDARD WITH FIXED BEARING, VIBRATION SEVERITY GRADE: R/A, FLANGE ACCURACY: R TERMINAL BOX (ABOVE) CABLE ENTRY ON THE RIGHT SIGNAL CONNECTION D-END | - | 0 | 0
1PH8131-1HF12-2BB1 |  | 1PH8131-1HF12-2BB1 | 1 | UN | 1 | 20 | D | D | N | N | 85015230 | 1 |  | 89 | KG | 3081.02 | 3081.02 | MC05 | MC05 | SIMOTICS M Compact induction motor 1500rpm, 11kW, 70 Nm, 24A, 360V 1750rpm, 13kW, 71Nm, 24A, 416V 2000rpm, 15 kW, 72Nm, 24A, 460 V forced ventilation; direction of air flow NDE--> DE; Degree of protection IP55 Incremental encoder HTL 1024 S/R (encoder HTL1024S/R) With temperature sensor KTY 84-130 DESIGN IM B5 (IMV 1,IM V3) SHAFT WITH FITTED KEY HALF-KEY BALANCING BEARING: STANDARD WITH FIXED BEARING, VIBRATION SEVERITY GRADE: R/A, FLANGE ACCURACY: R TERMINAL BOX (ABOVE) CABLE ENTRY ON THE LEFT SIGNAL CONNECTION D-END | - | 0 | 0
1PH8131-1HF12-2BC1 |  | 1PH8131-1HF12-2BC1 | 1 | UN | 1 | 20 | D | D | N | N | 85015230 | 1 |  | 89 | KG | 3081.02 | 3081.02 | MC05 | MC05 | SIMOTICS M Compact induction motor 1500rpm, 11kW, 70 Nm, 24A, 360V 1750rpm, 13kW, 71Nm, 24A, 416V 2000rpm, 15 kW, 72Nm, 24A, 460 V forced ventilation; direction of air flow NDE--> DE; Degree of protection IP55 Incremental encoder HTL 1024 S/R (encoder HTL1024S/R) With temperature sensor KTY 84-130 DESIGN IM B5 (IMV 1,IM V3) SHAFT WITH FITTED KEY HALF-KEY BALANCING BEARING: STANDARD WITH FIXED BEARING, VIBRATION SEVERITY GRADE: R/A, FLANGE ACCURACY: R TERMINAL BOX (ABOVE) CABLE ENTRY ON THE ND-END SIGNAL CONNECTION LEFT | - | 0 | 0
1PH8131-1HF12-2CA1 |  | 1PH8131-1HF12-2CA1 | 1 | UN | 1 | 20 | D | D | N | N | 85015230 | 1 |  | 89 | KG | 3211.04 | 3211.04 | MC05 | MC05 | SIMOTICS M Compact induction motor 1500rpm, 11kW, 70 Nm, 24A, 360V 1750rpm, 13kW, 71Nm, 24A, 416V 2000rpm, 15 kW, 72Nm, 24A, 460 V forced ventilation; direction of air flow NDE--> DE; Degree of protection IP55 Incremental encoder HTL 1024 S/R (encoder HTL1024S/R) With temperature sensor KTY 84-130 DESIGN IM B5 (IMV 1,IM V3) SHAFT WITH FITTED KEY HALF-KEY BALANCING BEARING: STANDARD WITH FIXED BEARING, VIBRATION SEVERITY GRADE: S/A, SHAFT AND FLANGE ACCURACY: R TERMINAL BOX (ABOVE) CABLE ENTRY ON THE RIGHT SIGNAL CONNECTION D-END | - | 0 | 0
1PH8131-1HF12-2CB1 |  | 1PH8131-1HF12-2CB1 | 1 | UN | 1 | 20 | D | D | N | N | 85015230 | 1 |  | 89 | KG | 3211.04 | 3211.04 | MC05 | MC05 | SIMOTICS M Compact induction motor 1500rpm, 11kW, 70 Nm, 24A, 360V 1750rpm, 13kW, 71Nm, 24A, 416V 2000rpm, 15 kW, 72Nm, 24A, 460 V forced ventilation; direction of air flow NDE--> DE; Degree of protection IP55 Incremental encoder HTL 1024 S/R (encoder HTL1024S/R) With temperature sensor KTY 84-130 DESIGN IM B5 (IMV 1,IM V3) SHAFT WITH FITTED KEY HALF-KEY BALANCING BEARING: STANDARD WITH FIXED BEARING, VIBRATION SEVERITY GRADE: S/A, SHAFT AND FLANGE ACCURACY: R TERMINAL BOX (ABOVE) CABLE ENTRY ON THE LEFT SIGNAL CONNECTION D-END | - | 0 | 0
1PH8131-1HF12-2CC1 |  | 1PH8131-1HF12-2CC1 | 1 | UN | 1 | 20 | D | D | N | N | 85015230 | 1 |  | 89 | KG | 3211.04 | 3211.04 | MC05 | MC05 | SIMOTICS M Compact induction motor 1500rpm, 11kW, 70 Nm, 24A, 360V 1750rpm, 13kW, 71Nm, 24A, 416V 2000rpm, 15 kW, 72Nm, 24A, 460 V forced ventilation; direction of air flow NDE--> DE; Degree of protection IP55 Incremental encoder HTL 1024 S/R (encoder HTL1024S/R) With temperature sensor KTY 84-130 DESIGN IM B5 (IMV 1,IM V3) SHAFT WITH FITTED KEY HALF-KEY BALANCING BEARING: STANDARD WITH FIXED BEARING, VIBRATION SEVERITY GRADE: S/A, SHAFT AND FLANGE ACCURACY: R TERMINAL BOX (ABOVE) CABLE ENTRY ON THE ND-END SIGNAL CONNECTION LEFT | - | 0 | 0
1PH8131-1HF13-0BA1 |  | 1PH8131-1HF13-0BA1 | 1 | UN | 1 | 20 | D | D | N | N | 85015230 | 1 |  | 89 | KG | 3283.32 | 3283.32 | MC05 | MC05 | SIMOTICS M Compact induction motor 1500rpm, 11kW, 70 Nm, 24A, 360V 1750rpm, 13kW, 71Nm, 24A, 416V 2000rpm, 15 kW, 72Nm, 24A, 460 V forced ventilation; direction of air flow NDE--> DE; Degree of protection IP55 Incremental encoder HTL 1024 S/R (encoder HTL1024S/R) With temperature sensor KTY 84-130 Design IM B35 (IM V15, (IM V35) PLAIN SHAFT WITHOUT FITTED KEY; BEARING: STANDARD WITH FIXED BEARING, VIBRATION SEVERITY GRADE: R/A, FLANGE ACCURACY: R TERMINAL BOX (ABOVE) CABLE ENTRY ON THE RIGHT SIGNAL CONNECTION D-END | - | 0 | 0
1PH8131-1HF13-0BB1 |  | 1PH8131-1HF13-0BB1 | 1 | UN | 1 | 20 | D | D | N | N | 85015230 | 1 |  | 89 | KG | 3283.32 | 3283.32 | MC05 | MC05 | SIMOTICS M Compact induction motor 1500rpm, 11kW, 70 Nm, 24A, 360V 1750rpm, 13kW, 71Nm, 24A, 416V 2000rpm, 15 kW, 72Nm, 24A, 460 V forced ventilation; direction of air flow NDE--> DE; Degree of protection IP55 Incremental encoder HTL 1024 S/R (encoder HTL1024S/R) With temperature sensor KTY 84-130 Design IM B35 (IM V15, (IM V35) PLAIN SHAFT WITHOUT FITTED KEY; BEARING: STANDARD WITH FIXED BEARING, VIBRATION SEVERITY GRADE: R/A, FLANGE ACCURACY: R TERMINAL BOX (ABOVE) CABLE ENTRY ON THE LEFT SIGNAL CONNECTION D-END | - | 0 | 0
1PH8131-1HF13-0BC1 |  | 1PH8131-1HF13-0BC1 | 1 | UN | 1 | 20 | D | D | N | N | 85015230 | 1 |  | 89 | KG | 3283.32 | 3283.32 | MC05 | MC05 | SIMOTICS M Compact induction motor 1500rpm, 11kW, 70 Nm, 24A, 360V 1750rpm, 13kW, 71Nm, 24A, 416V 2000rpm, 15 kW, 72Nm, 24A, 460 V forced ventilation; direction of air flow NDE--> DE; Degree of protection IP55 Incremental encoder HTL 1024 S/R (encoder HTL1024S/R) With temperature sensor KTY 84-130 Design IM B35 (IM V15, (IM V35) PLAIN SHAFT WITHOUT FITTED KEY; BEARING: STANDARD WITH FIXED BEARING, VIBRATION SEVERITY GRADE: R/A, FLANGE ACCURACY: R TERMINAL BOX (ABOVE) CABLE ENTRY ON THE ND-END SIGNAL CONNECTION LEFT | - | 0 | 0
1PH8131-1HF13-0CA1 |  | 1PH8131-1HF13-0CA1 | 1 | UN | 1 | 20 | D | D | N | N | 85015230 | 1 |  | 89 | KG | 3413.34 | 3413.34 | MC05 | MC05 | SIMOTICS M Compact induction motor 1500rpm, 11kW, 70 Nm, 24A, 360V 1750rpm, 13kW, 71Nm, 24A, 416V 2000rpm, 15 kW, 72Nm, 24A, 460 V forced ventilation; direction of air flow NDE--> DE; Degree of protection IP55 Incremental encoder HTL 1024 S/R (encoder HTL1024S/R) With temperature sensor KTY 84-130 Design IM B35 (IM V15, (IM V35) PLAIN SHAFT WITHOUT FITTED KEY; BEARING: STANDARD WITH FIXED BEARING, VIBRATION SEVERITY GRADE: S/A, SHAFT AND FLANGE ACCURACY: R TERMINAL BOX (ABOVE) CABLE ENTRY ON THE RIGHT SIGNAL CONNECTION D-END | - | 0 | 0
1PH8131-1HF13-0CB1 |  | 1PH8131-1HF13-0CB1 | 1 | UN | 1 | 20 | D | D | N | N | 85015230 | 1 |  | 89 | KG | 3413.34 | 3413.34 | MC05 | MC05 | SIMOTICS M Compact induction motor 1500rpm, 11kW, 70 Nm, 24A, 360V 1750rpm, 13kW, 71Nm, 24A, 416V 2000rpm, 15 kW, 72Nm, 24A, 460 V forced ventilation; direction of air flow NDE--> DE; Degree of protection IP55 Incremental encoder HTL 1024 S/R (encoder HTL1024S/R) With temperature sensor KTY 84-130 Design IM B35 (IM V15, (IM V35) PLAIN SHAFT WITHOUT FITTED KEY; BEARING: STANDARD WITH FIXED BEARING, VIBRATION SEVERITY GRADE: S/A, SHAFT AND FLANGE ACCURACY: R TERMINAL BOX (ABOVE) CABLE ENTRY ON THE LEFT SIGNAL CONNECTION D-END | - | 0 | 0
1PH8131-1HF13-0CC1 |  | 1PH8131-1HF13-0CC1 | 1 | UN | 1 | 20 | D | D | N | N | 85015230 | 1 |  | 89 | KG | 3413.34 | 3413.34 | MC05 | MC05 | SIMOTICS M Compact induction motor 1500rpm, 11kW, 70 Nm, 24A, 360V 1750rpm, 13kW, 71Nm, 24A, 416V 2000rpm, 15 kW, 72Nm, 24A, 460 V forced ventilation; direction of air flow NDE--> DE; Degree of protection IP55 Incremental encoder HTL 1024 S/R (encoder HTL1024S/R) With temperature sensor KTY 84-130 Design IM B35 (IM V15, (IM V35) PLAIN SHAFT WITHOUT FITTED KEY; BEARING: STANDARD WITH FIXED BEARING, VIBRATION SEVERITY GRADE: S/A, SHAFT AND FLANGE ACCURACY: R TERMINAL BOX (ABOVE) CABLE ENTRY ON THE ND-END SIGNAL CONNECTION LEFT | - | 0 | 0
1PH8131-1HF13-2BA1 |  | 1PH8131-1HF13-2BA1 | 1 | UN | 1 | 20 | D | D | N | N | 85015230 | 1 |  | 89 | KG | 3283.32 | 3283.32 | MC05 | MC05 | SIMOTICS M Compact induction motor 1500rpm, 11kW, 70 Nm, 24A, 360V 1750rpm, 13kW, 71Nm, 24A, 416V 2000rpm, 15 kW, 72Nm, 24A, 460 V forced ventilation; direction of air flow NDE--> DE; Degree of protection IP55 Incremental encoder HTL 1024 S/R (encoder HTL1024S/R) With temperature sensor KTY 84-130 Design IM B35 (IM V15, (IM V35) SHAFT WITH FITTED KEY HALF-KEY BALANCING BEARING: STANDARD WITH FIXED BEARING, VIBRATION SEVERITY GRADE: R/A, FLANGE ACCURACY: R TERMINAL BOX (ABOVE) CABLE ENTRY ON THE RIGHT SIGNAL CONNECTION D-END | - | 0 | 0
1PH8131-1HF13-2BB1 |  | 1PH8131-1HF13-2BB1 | 1 | UN | 1 | 20 | D | D | N | N | 85015230 | 1 |  | 89 | KG | 3283.32 | 3283.32 | MC05 | MC05 | SIMOTICS M Compact induction motor 1500rpm, 11kW, 70 Nm, 24A, 360V 1750rpm, 13kW, 71Nm, 24A, 416V 2000rpm, 15 kW, 72Nm, 24A, 460 V forced ventilation; direction of air flow NDE--> DE; Degree of protection IP55 Incremental encoder HTL 1024 S/R (encoder HTL1024S/R) With temperature sensor KTY 84-130 Design IM B35 (IM V15, (IM V35) SHAFT WITH FITTED KEY HALF-KEY BALANCING BEARING: STANDARD WITH FIXED BEARING, VIBRATION SEVERITY GRADE: R/A, FLANGE ACCURACY: R TERMINAL BOX (ABOVE) CABLE ENTRY ON THE LEFT SIGNAL CONNECTION D-END | - | 0 | 0
1PH8131-1HF13-2BC1 |  | 1PH8131-1HF13-2BC1 | 1 | UN | 1 | 20 | D | D | N | N | 85015230 | 1 |  | 89 | KG | 3283.32 | 3283.32 | MC05 | MC05 | SIMOTICS M Compact induction motor 1500rpm, 11kW, 70 Nm, 24A, 360V 1750rpm, 13kW, 71Nm, 24A, 416V 2000rpm, 15 kW, 72Nm, 24A, 460 V forced ventilation; direction of air flow NDE--> DE; Degree of protection IP55 Incremental encoder HTL 1024 S/R (encoder HTL1024S/R) With temperature sensor KTY 84-130 Design IM B35 (IM V15, (IM V35) SHAFT WITH FITTED KEY HALF-KEY BALANCING BEARING: STANDARD WITH FIXED BEARING, VIBRATION SEVERITY GRADE: R/A, FLANGE ACCURACY: R TERMINAL BOX (ABOVE) CABLE ENTRY ON THE ND-END SIGNAL CONNECTION LEFT | - | 0 | 0
1PH8131-1HF13-2CA1 |  | 1PH8131-1HF13-2CA1 | 1 | UN | 1 | 20 | D | D | N | N | 85015230 | 1 |  | 89 | KG | 3413.34 | 3413.34 | MC05 | MC05 | SIMOTICS M Compact induction motor 1500rpm, 11kW, 70 Nm, 24A, 360V 1750rpm, 13kW, 71Nm, 24A, 416V 2000rpm, 15 kW, 72Nm, 24A, 460 V forced ventilation; direction of air flow NDE--> DE; Degree of protection IP55 Incremental encoder HTL 1024 S/R (encoder HTL1024S/R) With temperature sensor KTY 84-130 Design IM B35 (IM V15, (IM V35) SHAFT WITH FITTED KEY HALF-KEY BALANCING BEARING: STANDARD WITH FIXED BEARING, VIBRATION SEVERITY GRADE: S/A, SHAFT AND FLANGE ACCURACY: R TERMINAL BOX (ABOVE) CABLE ENTRY ON THE RIGHT SIGNAL CONNECTION D-END | - | 0 | 0
1PH8131-1HF13-2CB1 |  | 1PH8131-1HF13-2CB1 | 1 | UN | 1 | 20 | D | D | N | N | 85015230 | 1 |  | 89 | KG | 3413.34 | 3413.34 | MC05 | MC05 | SIMOTICS M Compact induction motor 1500rpm, 11kW, 70 Nm, 24A, 360V 1750rpm, 13kW, 71Nm, 24A, 416V 2000rpm, 15 kW, 72Nm, 24A, 460 V forced ventilation; direction of air flow NDE--> DE; Degree of protection IP55 Incremental encoder HTL 1024 S/R (encoder HTL1024S/R) With temperature sensor KTY 84-130 Design IM B35 (IM V15, (IM V35) SHAFT WITH FITTED KEY HALF-KEY BALANCING BEARING: STANDARD WITH FIXED BEARING, VIBRATION SEVERITY GRADE: S/A, SHAFT AND FLANGE ACCURACY: R TERMINAL BOX (ABOVE) CABLE ENTRY ON THE LEFT SIGNAL CONNECTION D-END | - | 0 | 0
1PH8131-1HF13-2CC1 |  | 1PH8131-1HF13-2CC1 | 1 | UN | 1 | 20 | D | D | N | N | 85015230 | 1 |  | 89 | KG | 3413.34 | 3413.34 | MC05 | MC05 | SIMOTICS M Compact induction motor 1500rpm, 11kW, 70 Nm, 24A, 360V 1750rpm, 13kW, 71Nm, 24A, 416V 2000rpm, 15 kW, 72Nm, 24A, 460 V forced ventilation; direction of air flow NDE--> DE; Degree of protection IP55 Incremental encoder HTL 1024 S/R (encoder HTL1024S/R) With temperature sensor KTY 84-130 Design IM B35 (IM V15, (IM V35) SHAFT WITH FITTED KEY HALF-KEY BALANCING BEARING: STANDARD WITH FIXED BEARING, VIBRATION SEVERITY GRADE: S/A, SHAFT AND FLANGE ACCURACY: R TERMINAL BOX (ABOVE) CABLE ENTRY ON THE ND-END SIGNAL CONNECTION LEFT | - | 0 | 0
1PH8131-1HF20-0BA1 |  | 1PH8131-1HF20-0BA1 | 1 | UN | 1 | 20 | D | D | N | N | 85015230 | 1 |  | 105 | KG | 3434.3 | 3434.3 | MC05 | MC05 | SIMOTICS M Compact induction motor 1500rpm, 15 kW 96Nm, 30 A, 380 V 1750rpm, 17kW 93Nm, 30 A, 425V 2000rpm, 18.5 kW 88Nm, 30 A, 460 V water cooling Degree of protection IP65 Incremental encoder HTL 1024 S/R (encoder HTL1024S/R) With temperature sensor KTY 84-130 DESIGN IM B3 (IM V5, IM V6) PLAIN SHAFT WITHOUT FITTED KEY; BEARING: STANDARD WITH FIXED BEARING, VIBRATION SEVERITY GRADE: R/A, FLANGE ACCURACY: R TERMINAL BOX (ABOVE) CABLE ENTRY ON THE RIGHT SIGNAL CONNECTION D-END | - | 0 | 0
1PH8131-1HF20-0BB1 |  | 1PH8131-1HF20-0BB1 | 1 | UN | 1 | 20 | D | D | N | N | 85015230 | 1 |  | 105 | KG | 3434.3 | 3434.3 | MC05 | MC05 | SIMOTICS M Compact induction motor 1500rpm, 15 kW 96Nm, 30 A, 380 V 1750rpm, 17kW 93Nm, 30 A, 425V 2000rpm, 18.5 kW 88Nm, 30 A, 460 V water cooling Degree of protection IP65 Incremental encoder HTL 1024 S/R (encoder HTL1024S/R) With temperature sensor KTY 84-130 DESIGN IM B3 (IM V5, IM V6) PLAIN SHAFT WITHOUT FITTED KEY; BEARING: STANDARD WITH FIXED BEARING, VIBRATION SEVERITY GRADE: R/A, FLANGE ACCURACY: R TERMINAL BOX (ABOVE) CABLE ENTRY ON THE LEFT SIGNAL CONNECTION D-END | - | 0 | 0
1PH8131-1HF20-0BC1 |  | 1PH8131-1HF20-0BC1 | 1 | UN | 1 | 20 | D | D | N | N | 85015230 | 1 |  | 105 | KG | 3434.3 | 3434.3 | MC05 | MC05 | SIMOTICS M Compact induction motor 1500rpm, 15 kW 96Nm, 30 A, 380 V 1750rpm, 17kW 93Nm, 30 A, 425V 2000rpm, 18.5 kW 88Nm, 30 A, 460 V water cooling Degree of protection IP65 Incremental encoder HTL 1024 S/R (encoder HTL1024S/R) With temperature sensor KTY 84-130 DESIGN IM B3 (IM V5, IM V6) PLAIN SHAFT WITHOUT FITTED KEY; BEARING: STANDARD WITH FIXED BEARING, VIBRATION SEVERITY GRADE: R/A, FLANGE ACCURACY: R TERMINAL BOX (ABOVE) CABLE ENTRY ON THE ND-END SIGNAL CONNECTION LEFT | - | 0 | 0
1PH8131-1HF20-0CA1 |  | 1PH8131-1HF20-0CA1 | 1 | UN | 1 | 20 | D | D | N | N | 85015230 | 1 |  | 105 | KG | 3564.32 | 3564.32 | MC05 | MC05 | SIMOTICS M Compact induction motor 1500rpm, 15 kW 96Nm, 30 A, 380 V 1750rpm, 17kW 93Nm, 30 A, 425V 2000rpm, 18.5 kW 88Nm, 30 A, 460 V water cooling Degree of protection IP65 Incremental encoder HTL 1024 S/R (encoder HTL1024S/R) With temperature sensor KTY 84-130 DESIGN IM B3 (IM V5, IM V6) PLAIN SHAFT WITHOUT FITTED KEY; BEARING: STANDARD WITH FIXED BEARING, VIBRATION SEVERITY GRADE: S/A, SHAFT AND FLANGE ACCURACY: R TERMINAL BOX (ABOVE) CABLE ENTRY ON THE RIGHT SIGNAL CONNECTION D-END | - | 0 | 0
1PH8131-1HF20-0CB1 |  | 1PH8131-1HF20-0CB1 | 1 | UN | 1 | 20 | D | D | N | N | 85015230 | 1 |  | 105 | KG | 3564.32 | 3564.32 | MC05 | MC05 | SIMOTICS M Compact induction motor 1500rpm, 15 kW 96Nm, 30 A, 380 V 1750rpm, 17kW 93Nm, 30 A, 425V 2000rpm, 18.5 kW 88Nm, 30 A, 460 V water cooling Degree of protection IP65 Incremental encoder HTL 1024 S/R (encoder HTL1024S/R) With temperature sensor KTY 84-130 DESIGN IM B3 (IM V5, IM V6) PLAIN SHAFT WITHOUT FITTED KEY; BEARING: STANDARD WITH FIXED BEARING, VIBRATION SEVERITY GRADE: S/A, SHAFT AND FLANGE ACCURACY: R TERMINAL BOX (ABOVE) CABLE ENTRY ON THE LEFT SIGNAL CONNECTION D-END | - | 0 | 0
1PH8131-1HF20-0CC1 |  | 1PH8131-1HF20-0CC1 | 1 | UN | 1 | 20 | D | D | N | N | 85015230 | 1 |  | 105 | KG | 3564.32 | 3564.32 | MC05 | MC05 | SIMOTICS M Compact induction motor 1500rpm, 15 kW 96Nm, 30 A, 380 V 1750rpm, 17kW 93Nm, 30 A, 425V 2000rpm, 18.5 kW 88Nm, 30 A, 460 V water cooling Degree of protection IP65 Incremental encoder HTL 1024 S/R (encoder HTL1024S/R) With temperature sensor KTY 84-130 DESIGN IM B3 (IM V5, IM V6) PLAIN SHAFT WITHOUT FITTED KEY; BEARING: STANDARD WITH FIXED BEARING, VIBRATION SEVERITY GRADE: S/A, SHAFT AND FLANGE ACCURACY: R TERMINAL BOX (ABOVE) CABLE ENTRY ON THE ND-END SIGNAL CONNECTION LEFT | - | 0 | 0
1PH8131-1HF20-2BA1 |  | 1PH8131-1HF20-2BA1 | 1 | UN | 1 | 20 | D | D | N | N | 85015230 | 1 |  | 105 | KG | 3434.3 | 3434.3 | MC05 | MC05 | SIMOTICS M Compact induction motor 1500rpm, 15 kW 96Nm, 30 A, 380 V 1750rpm, 17kW 93Nm, 30 A, 425V 2000rpm, 18.5 kW 88Nm, 30 A, 460 V water cooling Degree of protection IP65 Incremental encoder HTL 1024 S/R (encoder HTL1024S/R) With temperature sensor KTY 84-130 DESIGN IM B3 (IM V5, IM V6) SHAFT WITH FITTED KEY HALF-KEY BALANCING BEARING: STANDARD WITH FIXED BEARING, VIBRATION SEVERITY GRADE: R/A, FLANGE ACCURACY: R TERMINAL BOX (ABOVE) CABLE ENTRY ON THE RIGHT SIGNAL CONNECTION D-END | - | 0 | 0
1PH8131-1HF20-2BB1 |  | 1PH8131-1HF20-2BB1 | 1 | UN | 1 | 20 | D | D | N | N | 85015230 | 1 |  | 105 | KG | 3434.3 | 3434.3 | MC05 | MC05 | SIMOTICS M Compact induction motor 1500rpm, 15 kW 96Nm, 30 A, 380 V 1750rpm, 17kW 93Nm, 30 A, 425V 2000rpm, 18.5 kW 88Nm, 30 A, 460 V water cooling Degree of protection IP65 Incremental encoder HTL 1024 S/R (encoder HTL1024S/R) With temperature sensor KTY 84-130 DESIGN IM B3 (IM V5, IM V6) SHAFT WITH FITTED KEY HALF-KEY BALANCING BEARING: STANDARD WITH FIXED BEARING, VIBRATION SEVERITY GRADE: R/A, FLANGE ACCURACY: R TERMINAL BOX (ABOVE) CABLE ENTRY ON THE LEFT SIGNAL CONNECTION D-END | - | 0 | 0
1PH8131-1HF20-2BC1 |  | 1PH8131-1HF20-2BC1 | 1 | UN | 1 | 20 | D | D | N | N | 85015230 | 1 |  | 105 | KG | 3434.3 | 3434.3 | MC05 | MC05 | SIMOTICS M Compact induction motor 1500rpm, 15 kW 96Nm, 30 A, 380 V 1750rpm, 17kW 93Nm, 30 A, 425V 2000rpm, 18.5 kW 88Nm, 30 A, 460 V water cooling Degree of protection IP65 Incremental encoder HTL 1024 S/R (encoder HTL1024S/R) With temperature sensor KTY 84-130 DESIGN IM B3 (IM V5, IM V6) SHAFT WITH FITTED KEY HALF-KEY BALANCING BEARING: STANDARD WITH FIXED BEARING, VIBRATION SEVERITY GRADE: R/A, FLANGE ACCURACY: R TERMINAL BOX (ABOVE) CABLE ENTRY ON THE ND-END SIGNAL CONNECTION LEFT | - | 0 | 0
1PH8131-1HF20-2CA1 |  | 1PH8131-1HF20-2CA1 | 1 | UN | 1 | 20 | D | D | N | N | 85015230 | 1 |  | 105 | KG | 3564.32 | 3564.32 | MC05 | MC05 | SIMOTICS M Compact induction motor 1500rpm, 15 kW 96Nm, 30 A, 380 V 1750rpm, 17kW 93Nm, 30 A, 425V 2000rpm, 18.5 kW 88Nm, 30 A, 460 V water cooling Degree of protection IP65 Incremental encoder HTL 1024 S/R (encoder HTL1024S/R) With temperature sensor KTY 84-130 DESIGN IM B3 (IM V5, IM V6) SHAFT WITH FITTED KEY HALF-KEY BALANCING BEARING: STANDARD WITH FIXED BEARING, VIBRATION SEVERITY GRADE: S/A, SHAFT AND FLANGE ACCURACY: R TERMINAL BOX (ABOVE) CABLE ENTRY ON THE RIGHT SIGNAL CONNECTION D-END | - | 0 | 0
1PH8131-1HF20-2CB1 |  | 1PH8131-1HF20-2CB1 | 1 | UN | 1 | 20 | D | D | N | N | 85015230 | 1 |  | 105 | KG | 3564.32 | 3564.32 | MC05 | MC05 | SIMOTICS M Compact induction motor 1500rpm, 15 kW 96Nm, 30 A, 380 V 1750rpm, 17kW 93Nm, 30 A, 425V 2000rpm, 18.5 kW 88Nm, 30 A, 460 V water cooling Degree of protection IP65 Incremental encoder HTL 1024 S/R (encoder HTL1024S/R) With temperature sensor KTY 84-130 DESIGN IM B3 (IM V5, IM V6) SHAFT WITH FITTED KEY HALF-KEY BALANCING BEARING: STANDARD WITH FIXED BEARING, VIBRATION SEVERITY GRADE: S/A, SHAFT AND FLANGE ACCURACY: R TERMINAL BOX (ABOVE) CABLE ENTRY ON THE LEFT SIGNAL CONNECTION D-END | - | 0 | 0
1PH8131-1HF20-2CC1 |  | 1PH8131-1HF20-2CC1 | 1 | UN | 1 | 20 | D | D | N | N | 85015230 | 1 |  | 105 | KG | 3564.32 | 3564.32 | MC05 | MC05 | SIMOTICS M Compact induction motor 1500rpm, 15 kW 96Nm, 30 A, 380 V 1750rpm, 17kW 93Nm, 30 A, 425V 2000rpm, 18.5 kW 88Nm, 30 A, 460 V water cooling Degree of protection IP65 Incremental encoder HTL 1024 S/R (encoder HTL1024S/R) With temperature sensor KTY 84-130 DESIGN IM B3 (IM V5, IM V6) SHAFT WITH FITTED KEY HALF-KEY BALANCING BEARING: STANDARD WITH FIXED BEARING, VIBRATION SEVERITY GRADE: S/A, SHAFT AND FLANGE ACCURACY: R TERMINAL BOX (ABOVE) CABLE ENTRY ON THE ND-END SIGNAL CONNECTION LEFT | - | 0 | 0
1PH8131-1HF22-0BA1 |  | 1PH8131-1HF22-0BA1 | 1 | UN | 1 | 20 | D | D | N | N | 85015230 | 1 |  | 105 | KG | 3593.25 | 3593.25 | MC05 | MC05 | SIMOTICS M Compact induction motor 1500rpm, 15 kW 96Nm, 30 A, 380 V 1750rpm, 17kW 93Nm, 30 A, 425V 2000rpm, 18.5 kW 88Nm, 30 A, 460 V water cooling Degree of protection IP65 Incremental encoder HTL 1024 S/R (encoder HTL1024S/R) With temperature sensor KTY 84-130 DESIGN IM B5 (IMV 1,IM V3) PLAIN SHAFT WITHOUT FITTED KEY; BEARING: STANDARD WITH FIXED BEARING, VIBRATION SEVERITY GRADE: R/A, FLANGE ACCURACY: R TERMINAL BOX (ABOVE) CABLE ENTRY ON THE RIGHT SIGNAL CONNECTION D-END | - | 0 | 0
1PH8131-1HF22-0BB1 |  | 1PH8131-1HF22-0BB1 | 1 | UN | 1 | 20 | D | D | N | N | 85015230 | 1 |  | 105 | KG | 3593.25 | 3593.25 | MC05 | MC05 | SIMOTICS M Compact induction motor 1500rpm, 15 kW 96Nm, 30 A, 380 V 1750rpm, 17kW 93Nm, 30 A, 425V 2000rpm, 18.5 kW 88Nm, 30 A, 460 V water cooling Degree of protection IP65 Incremental encoder HTL 1024 S/R (encoder HTL1024S/R) With temperature sensor KTY 84-130 DESIGN IM B5 (IMV 1,IM V3) PLAIN SHAFT WITHOUT FITTED KEY; BEARING: STANDARD WITH FIXED BEARING, VIBRATION SEVERITY GRADE: R/A, FLANGE ACCURACY: R TERMINAL BOX (ABOVE) CABLE ENTRY ON THE LEFT SIGNAL CONNECTION D-END | - | 0 | 0
1PH8131-1HF22-0BC1 |  | 1PH8131-1HF22-0BC1 | 1 | UN | 1 | 20 | D | D | N | N | 85015230 | 1 |  | 105 | KG | 3593.25 | 3593.25 | MC05 | MC05 | SIMOTICS M Compact induction motor 1500rpm, 15 kW 96Nm, 30 A, 380 V 1750rpm, 17kW 93Nm, 30 A, 425V 2000rpm, 18.5 kW 88Nm, 30 A, 460 V water cooling Degree of protection IP65 Incremental encoder HTL 1024 S/R (encoder HTL1024S/R) With temperature sensor KTY 84-130 DESIGN IM B5 (IMV 1,IM V3) PLAIN SHAFT WITHOUT FITTED KEY; BEARING: STANDARD WITH FIXED BEARING, VIBRATION SEVERITY GRADE: R/A, FLANGE ACCURACY: R TERMINAL BOX (ABOVE) CABLE ENTRY ON THE ND-END SIGNAL CONNECTION LEFT | - | 0 | 0
1PH8131-1HF22-0CA1 |  | 1PH8131-1HF22-0CA1 | 1 | UN | 1 | 20 | D | D | N | N | 85015230 | 1 |  | 105 | KG | 3723.27 | 3723.27 | MC05 | MC05 | SIMOTICS M Compact induction motor 1500rpm, 15 kW 96Nm, 30 A, 380 V 1750rpm, 17kW 93Nm, 30 A, 425V 2000rpm, 18.5 kW 88Nm, 30 A, 460 V water cooling Degree of protection IP65 Incremental encoder HTL 1024 S/R (encoder HTL1024S/R) With temperature sensor KTY 84-130 DESIGN IM B5 (IMV 1,IM V3) PLAIN SHAFT WITHOUT FITTED KEY; BEARING: STANDARD WITH FIXED BEARING, VIBRATION SEVERITY GRADE: S/A, SHAFT AND FLANGE ACCURACY: R TERMINAL BOX (ABOVE) CABLE ENTRY ON THE RIGHT SIGNAL CONNECTION D-END | - | 0 | 0
1PH8131-1HF22-0CB1 |  | 1PH8131-1HF22-0CB1 | 1 | UN | 1 | 20 | D | D | N | N | 85015230 | 1 |  | 105 | KG | 3723.27 | 3723.27 | MC05 | MC05 | SIMOTICS M Compact induction motor 1500rpm, 15 kW 96Nm, 30 A, 380 V 1750rpm, 17kW 93Nm, 30 A, 425V 2000rpm, 18.5 kW 88Nm, 30 A, 460 V water cooling Degree of protection IP65 Incremental encoder HTL 1024 S/R (encoder HTL1024S/R) With temperature sensor KTY 84-130 DESIGN IM B5 (IMV 1,IM V3) PLAIN SHAFT WITHOUT FITTED KEY; BEARING: STANDARD WITH FIXED BEARING, VIBRATION SEVERITY GRADE: S/A, SHAFT AND FLANGE ACCURACY: R TERMINAL BOX (ABOVE) CABLE ENTRY ON THE LEFT SIGNAL CONNECTION D-END | - | 0 | 0
1PH8131-1HF22-0CC1 |  | 1PH8131-1HF22-0CC1 | 1 | UN | 1 | 20 | D | D | N | N | 85015230 | 1 |  | 105 | KG | 3723.27 | 3723.27 | MC05 | MC05 | SIMOTICS M Compact induction motor 1500rpm, 15 kW 96Nm, 30 A, 380 V 1750rpm, 17kW 93Nm, 30 A, 425V 2000rpm, 18.5 kW 88Nm, 30 A, 460 V water cooling Degree of protection IP65 Incremental encoder HTL 1024 S/R (encoder HTL1024S/R) With temperature sensor KTY 84-130 DESIGN IM B5 (IMV 1,IM V3) PLAIN SHAFT WITHOUT FITTED KEY; BEARING: STANDARD WITH FIXED BEARING, VIBRATION SEVERITY GRADE: S/A, SHAFT AND FLANGE ACCURACY: R TERMINAL BOX (ABOVE) CABLE ENTRY ON THE ND-END SIGNAL CONNECTION LEFT | - | 0 | 0
1PH8131-1HF22-2BA1 |  | 1PH8131-1HF22-2BA1 | 1 | UN | 1 | 20 | D | D | N | N | 85015230 | 1 |  | 105 | KG | 3593.25 | 3593.25 | MC05 | MC05 | SIMOTICS M Compact induction motor 1500rpm, 15 kW 96Nm, 30 A, 380 V 1750rpm, 17kW 93Nm, 30 A, 425V 2000rpm, 18.5 kW 88Nm, 30 A, 460 V water cooling Degree of protection IP65 Incremental encoder HTL 1024 S/R (encoder HTL1024S/R) With temperature sensor KTY 84-130 DESIGN IM B5 (IMV 1,IM V3) SHAFT WITH FITTED KEY HALF-KEY BALANCING BEARING: STANDARD WITH FIXED BEARING, VIBRATION SEVERITY GRADE: R/A, FLANGE ACCURACY: R TERMINAL BOX (ABOVE) CABLE ENTRY ON THE RIGHT SIGNAL CONNECTION D-END | - | 0 | 0
1PH8131-1HF22-2BA1-Z | V90X02 | 1PH8131-1HF22-2BA1-ZV90X02 | 1 | UN | 1 | 20 | D | D | N | N | 85015230 | 1 |  | 105 | KG | 3753.35 | 3753.35 | MC05 | MC05 | SIMOTICS M Compact induction motor 1500rpm, 15 kW 96Nm, 30 A, 380 V 1750rpm, 17kW 93Nm, 30 A, 425V 2000rpm, 18.5 kW 88Nm, 30 A, 460 V water cooling Degree of protection IP65 Incremental encoder HTL 1024 S/R (encoder HTL1024S/R) With temperature sensor KTY 84-130 DESIGN IM B5 (IMV 1,IM V3) SHAFT WITH FITTED KEY HALF-KEY BALANCING BEARING: STANDARD WITH FIXED BEARING, VIBRATION SEVERITY GRADE: R/A, FLANGE ACCURACY: R TERMINAL BOX (ABOVE) CABLE ENTRY ON THE RIGHT SIGNAL CONNECTION D-END V90: SHAFT END 42 X 110 MM COMPATIBLE FOR 1PH7 X02: PAINT FINISH RAL 9001 (CREAM WHITE) | - | 0 | 0
1PH8131-1HF22-2BB1 |  | 1PH8131-1HF22-2BB1 | 1 | UN | 1 | 20 | D | D | N | N | 85015230 | 1 |  | 105 | KG | 3593.25 | 3593.25 | MC05 | MC05 | SIMOTICS M Compact induction motor 1500rpm, 15 kW 96Nm, 30 A, 380 V 1750rpm, 17kW 93Nm, 30 A, 425V 2000rpm, 18.5 kW 88Nm, 30 A, 460 V water cooling Degree of protection IP65 Incremental encoder HTL 1024 S/R (encoder HTL1024S/R) With temperature sensor KTY 84-130 DESIGN IM B5 (IMV 1,IM V3) SHAFT WITH FITTED KEY HALF-KEY BALANCING BEARING: STANDARD WITH FIXED BEARING, VIBRATION SEVERITY GRADE: R/A, FLANGE ACCURACY: R TERMINAL BOX (ABOVE) CABLE ENTRY ON THE LEFT SIGNAL CONNECTION D-END | - | 0 | 0
1PH8131-1HF22-2BC1 |  | 1PH8131-1HF22-2BC1 | 1 | UN | 1 | 20 | D | D | N | N | 85015230 | 1 |  | 105 | KG | 3593.25 | 3593.25 | MC05 | MC05 | SIMOTICS M Compact induction motor 1500rpm, 15 kW 96Nm, 30 A, 380 V 1750rpm, 17kW 93Nm, 30 A, 425V 2000rpm, 18.5 kW 88Nm, 30 A, 460 V water cooling Degree of protection IP65 Incremental encoder HTL 1024 S/R (encoder HTL1024S/R) With temperature sensor KTY 84-130 DESIGN IM B5 (IMV 1,IM V3) SHAFT WITH FITTED KEY HALF-KEY BALANCING BEARING: STANDARD WITH FIXED BEARING, VIBRATION SEVERITY GRADE: R/A, FLANGE ACCURACY: R TERMINAL BOX (ABOVE) CABLE ENTRY ON THE ND-END SIGNAL CONNECTION LEFT | - | 0 | 0
1PH8131-1HF22-2CA1 |  | 1PH8131-1HF22-2CA1 | 1 | UN | 1 | 20 | D | D | N | N | 85015230 | 1 |  | 105 | KG | 3723.27 | 3723.27 | MC05 | MC05 | SIMOTICS M Compact induction motor 1500rpm, 15 kW 96Nm, 30 A, 380 V 1750rpm, 17kW 93Nm, 30 A, 425V 2000rpm, 18.5 kW 88Nm, 30 A, 460 V water cooling Degree of protection IP65 Incremental encoder HTL 1024 S/R (encoder HTL1024S/R) With temperature sensor KTY 84-130 DESIGN IM B5 (IMV 1,IM V3) SHAFT WITH FITTED KEY HALF-KEY BALANCING BEARING: STANDARD WITH FIXED BEARING, VIBRATION SEVERITY GRADE: S/A, SHAFT AND FLANGE ACCURACY: R TERMINAL BOX (ABOVE) CABLE ENTRY ON THE RIGHT SIGNAL CONNECTION D-END | - | 0 | 0
1PH8131-1HF22-2CB1 |  | 1PH8131-1HF22-2CB1 | 1 | UN | 1 | 20 | D | D | N | N | 85015230 | 1 |  | 105 | KG | 3723.27 | 3723.27 | MC05 | MC05 | SIMOTICS M Compact induction motor 1500rpm, 15 kW 96Nm, 30 A, 380 V 1750rpm, 17kW 93Nm, 30 A, 425V 2000rpm, 18.5 kW 88Nm, 30 A, 460 V water cooling Degree of protection IP65 Incremental encoder HTL 1024 S/R (encoder HTL1024S/R) With temperature sensor KTY 84-130 DESIGN IM B5 (IMV 1,IM V3) SHAFT WITH FITTED KEY HALF-KEY BALANCING BEARING: STANDARD WITH FIXED BEARING, VIBRATION SEVERITY GRADE: S/A, SHAFT AND FLANGE ACCURACY: R TERMINAL BOX (ABOVE) CABLE ENTRY ON THE LEFT SIGNAL CONNECTION D-END | - | 0 | 0
1PH8131-1HF22-2CC1 |  | 1PH8131-1HF22-2CC1 | 1 | UN | 1 | 20 | D | D | N | N | 85015230 | 1 |  | 105 | KG | 3723.27 | 3723.27 | MC05 | MC05 | SIMOTICS M Compact induction motor 1500rpm, 15 kW 96Nm, 30 A, 380 V 1750rpm, 17kW 93Nm, 30 A, 425V 2000rpm, 18.5 kW 88Nm, 30 A, 460 V water cooling Degree of protection IP65 Incremental encoder HTL 1024 S/R (encoder HTL1024S/R) With temperature sensor KTY 84-130 DESIGN IM B5 (IMV 1,IM V3) SHAFT WITH FITTED KEY HALF-KEY BALANCING BEARING: STANDARD WITH FIXED BEARING, VIBRATION SEVERITY GRADE: S/A, SHAFT AND FLANGE ACCURACY: R TERMINAL BOX (ABOVE) CABLE ENTRY ON THE ND-END SIGNAL CONNECTION LEFT | - | 0 | 0
1PH8131-1HF23-0BA1 |  | 1PH8131-1HF23-0BA1 | 1 | UN | 1 | 20 | D | D | N | N | 85015230 | 1 |  | 105 | KG | 3795.55 | 3795.55 | MC05 | MC05 | SIMOTICS M Compact induction motor 1500rpm, 15 kW 96Nm, 30 A, 380 V 1750rpm, 17kW 93Nm, 30 A, 425V 2000rpm, 18.5 kW 88Nm, 30 A, 460 V water cooling Degree of protection IP65 Incremental encoder HTL 1024 S/R (encoder HTL1024S/R) With temperature sensor KTY 84-130 Design IM B35 (IM V15, (IM V35) PLAIN SHAFT WITHOUT FITTED KEY; BEARING: STANDARD WITH FIXED BEARING, VIBRATION SEVERITY GRADE: R/A, FLANGE ACCURACY: R TERMINAL BOX (ABOVE) CABLE ENTRY ON THE RIGHT SIGNAL CONNECTION D-END | - | 0 | 0
1PH8131-1HF23-0BB1 |  | 1PH8131-1HF23-0BB1 | 1 | UN | 1 | 20 | D | D | N | N | 85015230 | 1 |  | 105 | KG | 3795.55 | 3795.55 | MC05 | MC05 | SIMOTICS M Compact induction motor 1500rpm, 15 kW 96Nm, 30 A, 380 V 1750rpm, 17kW 93Nm, 30 A, 425V 2000rpm, 18.5 kW 88Nm, 30 A, 460 V water cooling Degree of protection IP65 Incremental encoder HTL 1024 S/R (encoder HTL1024S/R) With temperature sensor KTY 84-130 Design IM B35 (IM V15, (IM V35) PLAIN SHAFT WITHOUT FITTED KEY; BEARING: STANDARD WITH FIXED BEARING, VIBRATION SEVERITY GRADE: R/A, FLANGE ACCURACY: R TERMINAL BOX (ABOVE) CABLE ENTRY ON THE LEFT SIGNAL CONNECTION D-END | - | 0 | 0
1PH8131-1HF23-0BC1 |  | 1PH8131-1HF23-0BC1 | 1 | UN | 1 | 20 | D | D | N | N | 85015230 | 1 |  | 105 | KG | 3795.55 | 3795.55 | MC05 | MC05 | SIMOTICS M Compact induction motor 1500rpm, 15 kW 96Nm, 30 A, 380 V 1750rpm, 17kW 93Nm, 30 A, 425V 2000rpm, 18.5 kW 88Nm, 30 A, 460 V water cooling Degree of protection IP65 Incremental encoder HTL 1024 S/R (encoder HTL1024S/R) With temperature sensor KTY 84-130 Design IM B35 (IM V15, (IM V35) PLAIN SHAFT WITHOUT FITTED KEY; BEARING: STANDARD WITH FIXED BEARING, VIBRATION SEVERITY GRADE: R/A, FLANGE ACCURACY: R TERMINAL BOX (ABOVE) CABLE ENTRY ON THE ND-END SIGNAL CONNECTION LEFT | - | 0 | 0
1PH8131-1HF23-0CA1 |  | 1PH8131-1HF23-0CA1 | 1 | UN | 1 | 20 | D | D | N | N | 85015230 | 1 |  | 105 | KG | 3925.57 | 3925.57 | MC05 | MC05 | SIMOTICS M Compact induction motor 1500rpm, 15 kW 96Nm, 30 A, 380 V 1750rpm, 17kW 93Nm, 30 A, 425V 2000rpm, 18.5 kW 88Nm, 30 A, 460 V water cooling Degree of protection IP65 Incremental encoder HTL 1024 S/R (encoder HTL1024S/R) With temperature sensor KTY 84-130 Design IM B35 (IM V15, (IM V35) PLAIN SHAFT WITHOUT FITTED KEY; BEARING: STANDARD WITH FIXED BEARING, VIBRATION SEVERITY GRADE: S/A, SHAFT AND FLANGE ACCURACY: R TERMINAL BOX (ABOVE) CABLE ENTRY ON THE RIGHT SIGNAL CONNECTION D-END | - | 0 | 0
1PH8131-1HF23-0CB1 |  | 1PH8131-1HF23-0CB1 | 1 | UN | 1 | 20 | D | D | N | N | 85015230 | 1 |  | 105 | KG | 3925.57 | 3925.57 | MC05 | MC05 | SIMOTICS M Compact induction motor 1500rpm, 15 kW 96Nm, 30 A, 380 V 1750rpm, 17kW 93Nm, 30 A, 425V 2000rpm, 18.5 kW 88Nm, 30 A, 460 V water cooling Degree of protection IP65 Incremental encoder HTL 1024 S/R (encoder HTL1024S/R) With temperature sensor KTY 84-130 Design IM B35 (IM V15, (IM V35) PLAIN SHAFT WITHOUT FITTED KEY; BEARING: STANDARD WITH FIXED BEARING, VIBRATION SEVERITY GRADE: S/A, SHAFT AND FLANGE ACCURACY: R TERMINAL BOX (ABOVE) CABLE ENTRY ON THE LEFT SIGNAL CONNECTION D-END | - | 0 | 0
1PH8131-1HF23-0CC1 |  | 1PH8131-1HF23-0CC1 | 1 | UN | 1 | 20 | D | D | N | N | 85015230 | 1 |  | 105 | KG | 3925.57 | 3925.57 | MC05 | MC05 | SIMOTICS M Compact induction motor 1500rpm, 15 kW 96Nm, 30 A, 380 V 1750rpm, 17kW 93Nm, 30 A, 425V 2000rpm, 18.5 kW 88Nm, 30 A, 460 V water cooling Degree of protection IP65 Incremental encoder HTL 1024 S/R (encoder HTL1024S/R) With temperature sensor KTY 84-130 Design IM B35 (IM V15, (IM V35) PLAIN SHAFT WITHOUT FITTED KEY; BEARING: STANDARD WITH FIXED BEARING, VIBRATION SEVERITY GRADE: S/A, SHAFT AND FLANGE ACCURACY: R TERMINAL BOX (ABOVE) CABLE ENTRY ON THE ND-END SIGNAL CONNECTION LEFT | - | 0 | 0
1PH8131-1HF23-2BA1 |  | 1PH8131-1HF23-2BA1 | 1 | UN | 1 | 20 | D | D | N | N | 85015230 | 1 |  | 105 | KG | 3795.55 | 3795.55 | MC05 | MC05 | SIMOTICS M Compact induction motor 1500rpm, 15 kW 96Nm, 30 A, 380 V 1750rpm, 17kW 93Nm, 30 A, 425V 2000rpm, 18.5 kW 88Nm, 30 A, 460 V water cooling Degree of protection IP65 Incremental encoder HTL 1024 S/R (encoder HTL1024S/R) With temperature sensor KTY 84-130 Design IM B35 (IM V15, (IM V35) SHAFT WITH FITTED KEY HALF-KEY BALANCING BEARING: STANDARD WITH FIXED BEARING, VIBRATION SEVERITY GRADE: R/A, FLANGE ACCURACY: R TERMINAL BOX (ABOVE) CABLE ENTRY ON THE RIGHT SIGNAL CONNECTION D-END | - | 0 | 0
1PH8131-1HF23-2BB1 |  | 1PH8131-1HF23-2BB1 | 1 | UN | 1 | 20 | D | D | N | N | 85015230 | 1 |  | 105 | KG | 3795.55 | 3795.55 | MC05 | MC05 | SIMOTICS M Compact induction motor 1500rpm, 15 kW 96Nm, 30 A, 380 V 1750rpm, 17kW 93Nm, 30 A, 425V 2000rpm, 18.5 kW 88Nm, 30 A, 460 V water cooling Degree of protection IP65 Incremental encoder HTL 1024 S/R (encoder HTL1024S/R) With temperature sensor KTY 84-130 Design IM B35 (IM V15, (IM V35) SHAFT WITH FITTED KEY HALF-KEY BALANCING BEARING: STANDARD WITH FIXED BEARING, VIBRATION SEVERITY GRADE: R/A, FLANGE ACCURACY: R TERMINAL BOX (ABOVE) CABLE ENTRY ON THE LEFT SIGNAL CONNECTION D-END | - | 0 | 0
1PH8131-1HF23-2BC1 |  | 1PH8131-1HF23-2BC1 | 1 | UN | 1 | 20 | D | D | N | N | 85015230 | 1 |  | 105 | KG | 3795.55 | 3795.55 | MC05 | MC05 | SIMOTICS M Compact induction motor 1500rpm, 15 kW 96Nm, 30 A, 380 V 1750rpm, 17kW 93Nm, 30 A, 425V 2000rpm, 18.5 kW 88Nm, 30 A, 460 V water cooling Degree of protection IP65 Incremental encoder HTL 1024 S/R (encoder HTL1024S/R) With temperature sensor KTY 84-130 Design IM B35 (IM V15, (IM V35) SHAFT WITH FITTED KEY HALF-KEY BALANCING BEARING: STANDARD WITH FIXED BEARING, VIBRATION SEVERITY GRADE: R/A, FLANGE ACCURACY: R TERMINAL BOX (ABOVE) CABLE ENTRY ON THE ND-END SIGNAL CONNECTION LEFT | - | 0 | 0
1PH8131-1HF23-2CA1 |  | 1PH8131-1HF23-2CA1 | 1 | UN | 1 | 20 | D | D | N | N | 85015230 | 1 |  | 105 | KG | 3925.57 | 3925.57 | MC05 | MC05 | SIMOTICS M Compact induction motor 1500rpm, 15 kW 96Nm, 30 A, 380 V 1750rpm, 17kW 93Nm, 30 A, 425V 2000rpm, 18.5 kW 88Nm, 30 A, 460 V water cooling Degree of protection IP65 Incremental encoder HTL 1024 S/R (encoder HTL1024S/R) With temperature sensor KTY 84-130 Design IM B35 (IM V15, (IM V35) SHAFT WITH FITTED KEY HALF-KEY BALANCING BEARING: STANDARD WITH FIXED BEARING, VIBRATION SEVERITY GRADE: S/A, SHAFT AND FLANGE ACCURACY: R TERMINAL BOX (ABOVE) CABLE ENTRY ON THE RIGHT SIGNAL CONNECTION D-END | - | 0 | 0
1PH8131-1HF23-2CB1 |  | 1PH8131-1HF23-2CB1 | 1 | UN | 1 | 20 | D | D | N | N | 85015230 | 1 |  | 105 | KG | 3925.57 | 3925.57 | MC05 | MC05 | SIMOTICS M Compact induction motor 1500rpm, 15 kW 96Nm, 30 A, 380 V 1750rpm, 17kW 93Nm, 30 A, 425V 2000rpm, 18.5 kW 88Nm, 30 A, 460 V water cooling Degree of protection IP65 Incremental encoder HTL 1024 S/R (encoder HTL1024S/R) With temperature sensor KTY 84-130 Design IM B35 (IM V15, (IM V35) SHAFT WITH FITTED KEY HALF-KEY BALANCING BEARING: STANDARD WITH FIXED BEARING, VIBRATION SEVERITY GRADE: S/A, SHAFT AND FLANGE ACCURACY: R TERMINAL BOX (ABOVE) CABLE ENTRY ON THE LEFT SIGNAL CONNECTION D-END | - | 0 | 0
1PH8131-1HF23-2CC1 |  | 1PH8131-1HF23-2CC1 | 1 | UN | 1 | 20 | D | D | N | N | 85015230 | 1 |  | 105 | KG | 3925.57 | 3925.57 | MC05 | MC05 | SIMOTICS M Compact induction motor 1500rpm, 15 kW 96Nm, 30 A, 380 V 1750rpm, 17kW 93Nm, 30 A, 425V 2000rpm, 18.5 kW 88Nm, 30 A, 460 V water cooling Degree of protection IP65 Incremental encoder HTL 1024 S/R (encoder HTL1024S/R) With temperature sensor KTY 84-130 Design IM B35 (IM V15, (IM V35) SHAFT WITH FITTED KEY HALF-KEY BALANCING BEARING: STANDARD WITH FIXED BEARING, VIBRATION SEVERITY GRADE: S/A, SHAFT AND FLANGE ACCURACY: R TERMINAL BOX (ABOVE) CABLE ENTRY ON THE ND-END SIGNAL CONNECTION LEFT | - | 0 | 0
1PH8131-1JF10-0BA1 |  | 1PH8131-1JF10-0BA1 | 1 | UN | 1 | 20 | D | D | N | N | 85015230 | 1 |  | 89 | KG | 3202 | 3202 | MC05 | MC05 | SIMOTICS M Compact induction motor 1500rpm, 11kW, 70 Nm, 24A, 360V 1750rpm, 13kW, 71Nm, 24A, 416V 2000rpm, 15 kW, 72Nm, 24A, 460 V forced ventilation; direction of air flow NDE--> DE; Degree of protection IP55 Incremental encoder HTL 2048 S/R (encoder HTL2048S/R) With temperature sensor KTY 84-130 DESIGN IM B3 (IM V5, IM V6) PLAIN SHAFT WITHOUT FITTED KEY; BEARING: STANDARD WITH FIXED BEARING, VIBRATION SEVERITY GRADE: R/A, FLANGE ACCURACY: R TERMINAL BOX (ABOVE) CABLE ENTRY ON THE RIGHT SIGNAL CONNECTION D-END | - | 0 | 0
1PH8131-1JF10-0BB1 |  | 1PH8131-1JF10-0BB1 | 1 | UN | 1 | 20 | D | D | N | N | 85015230 | 1 |  | 89 | KG | 3202 | 3202 | MC05 | MC05 | SIMOTICS M Compact induction motor 1500rpm, 11kW, 70 Nm, 24A, 360V 1750rpm, 13kW, 71Nm, 24A, 416V 2000rpm, 15 kW, 72Nm, 24A, 460 V forced ventilation; direction of air flow NDE--> DE; Degree of protection IP55 Incremental encoder HTL 2048 S/R (encoder HTL2048S/R) With temperature sensor KTY 84-130 DESIGN IM B3 (IM V5, IM V6) PLAIN SHAFT WITHOUT FITTED KEY; BEARING: STANDARD WITH FIXED BEARING, VIBRATION SEVERITY GRADE: R/A, FLANGE ACCURACY: R TERMINAL BOX (ABOVE) CABLE ENTRY ON THE LEFT SIGNAL CONNECTION D-END | - | 0 | 0
1PH8131-1JF10-0BC1 |  | 1PH8131-1JF10-0BC1 | 1 | UN | 1 | 20 | D | D | N | N | 85015230 | 1 |  | 89 | KG | 3202 | 3202 | MC05 | MC05 | SIMOTICS M Compact induction motor 1500rpm, 11kW, 70 Nm, 24A, 360V 1750rpm, 13kW, 71Nm, 24A, 416V 2000rpm, 15 kW, 72Nm, 24A, 460 V forced ventilation; direction of air flow NDE--> DE; Degree of protection IP55 Incremental encoder HTL 2048 S/R (encoder HTL2048S/R) With temperature sensor KTY 84-130 DESIGN IM B3 (IM V5, IM V6) PLAIN SHAFT WITHOUT FITTED KEY; BEARING: STANDARD WITH FIXED BEARING, VIBRATION SEVERITY GRADE: R/A, FLANGE ACCURACY: R TERMINAL BOX (ABOVE) CABLE ENTRY ON THE ND-END SIGNAL CONNECTION LEFT | - | 0 | 0
1PH8131-1JF10-0CA1 |  | 1PH8131-1JF10-0CA1 | 1 | UN | 1 | 20 | D | D | N | N | 85015230 | 1 |  | 89 | KG | 3332.02 | 3332.02 | MC05 | MC05 | SIMOTICS M Compact induction motor 1500rpm, 11kW, 70 Nm, 24A, 360V 1750rpm, 13kW, 71Nm, 24A, 416V 2000rpm, 15 kW, 72Nm, 24A, 460 V forced ventilation; direction of air flow NDE--> DE; Degree of protection IP55 Incremental encoder HTL 2048 S/R (encoder HTL2048S/R) With temperature sensor KTY 84-130 DESIGN IM B3 (IM V5, IM V6) PLAIN SHAFT WITHOUT FITTED KEY; BEARING: STANDARD WITH FIXED BEARING, VIBRATION SEVERITY GRADE: S/A, SHAFT AND FLANGE ACCURACY: R TERMINAL BOX (ABOVE) CABLE ENTRY ON THE RIGHT SIGNAL CONNECTION D-END | - | 0 | 0
1PH8131-1JF10-0CB1 |  | 1PH8131-1JF10-0CB1 | 1 | UN | 1 | 20 | D | D | N | N | 85015230 | 1 |  | 89 | KG | 3332.02 | 3332.02 | MC05 | MC05 | SIMOTICS M Compact induction motor 1500rpm, 11kW, 70 Nm, 24A, 360V 1750rpm, 13kW, 71Nm, 24A, 416V 2000rpm, 15 kW, 72Nm, 24A, 460 V forced ventilation; direction of air flow NDE--> DE; Degree of protection IP55 Incremental encoder HTL 2048 S/R (encoder HTL2048S/R) With temperature sensor KTY 84-130 DESIGN IM B3 (IM V5, IM V6) PLAIN SHAFT WITHOUT FITTED KEY; BEARING: STANDARD WITH FIXED BEARING, VIBRATION SEVERITY GRADE: S/A, SHAFT AND FLANGE ACCURACY: R TERMINAL BOX (ABOVE) CABLE ENTRY ON THE LEFT SIGNAL CONNECTION D-END | - | 0 | 0
1PH8131-1JF10-0CC1 |  | 1PH8131-1JF10-0CC1 | 1 | UN | 1 | 20 | D | D | N | N | 85015230 | 1 |  | 89 | KG | 3332.02 | 3332.02 | MC05 | MC05 | SIMOTICS M Compact induction motor 1500rpm, 11kW, 70 Nm, 24A, 360V 1750rpm, 13kW, 71Nm, 24A, 416V 2000rpm, 15 kW, 72Nm, 24A, 460 V forced ventilation; direction of air flow NDE--> DE; Degree of protection IP55 Incremental encoder HTL 2048 S/R (encoder HTL2048S/R) With temperature sensor KTY 84-130 DESIGN IM B3 (IM V5, IM V6) PLAIN SHAFT WITHOUT FITTED KEY; BEARING: STANDARD WITH FIXED BEARING, VIBRATION SEVERITY GRADE: S/A, SHAFT AND FLANGE ACCURACY: R TERMINAL BOX (ABOVE) CABLE ENTRY ON THE ND-END SIGNAL CONNECTION LEFT | - | 0 | 0
1PH8131-1JF10-2BA1 |  | 1PH8131-1JF10-2BA1 | 1 | UN | 1 | 20 | D | D | N | N | 85015230 | 1 |  | 89 | KG | 3202 | 3202 | MC05 | MC05 | SIMOTICS M Compact induction motor 1500rpm, 11kW, 70 Nm, 24A, 360V 1750rpm, 13kW, 71Nm, 24A, 416V 2000rpm, 15 kW, 72Nm, 24A, 460 V forced ventilation; direction of air flow NDE--> DE; Degree of protection IP55 Incremental encoder HTL 2048 S/R (encoder HTL2048S/R) With temperature sensor KTY 84-130 DESIGN IM B3 (IM V5, IM V6) SHAFT WITH FITTED KEY HALF-KEY BALANCING BEARING: STANDARD WITH FIXED BEARING, VIBRATION SEVERITY GRADE: R/A, FLANGE ACCURACY: R TERMINAL BOX (ABOVE) CABLE ENTRY ON THE RIGHT SIGNAL CONNECTION D-END | - | 0 | 0
1PH8131-1JF10-2BB1 |  | 1PH8131-1JF10-2BB1 | 1 | UN | 1 | 20 | D | D | N | N | 85015230 | 1 |  | 89 | KG | 3202 | 3202 | MC05 | MC05 | SIMOTICS M Compact induction motor 1500rpm, 11kW, 70 Nm, 24A, 360V 1750rpm, 13kW, 71Nm, 24A, 416V 2000rpm, 15 kW, 72Nm, 24A, 460 V forced ventilation; direction of air flow NDE--> DE; Degree of protection IP55 Incremental encoder HTL 2048 S/R (encoder HTL2048S/R) With temperature sensor KTY 84-130 DESIGN IM B3 (IM V5, IM V6) SHAFT WITH FITTED KEY HALF-KEY BALANCING BEARING: STANDARD WITH FIXED BEARING, VIBRATION SEVERITY GRADE: R/A, FLANGE ACCURACY: R TERMINAL BOX (ABOVE) CABLE ENTRY ON THE LEFT SIGNAL CONNECTION D-END | - | 0 | 0
1PH8131-1JF10-2BC1 |  | 1PH8131-1JF10-2BC1 | 1 | UN | 1 | 20 | D | D | N | N | 85015230 | 1 |  | 89 | KG | 3202 | 3202 | MC05 | MC05 | SIMOTICS M Compact induction motor 1500rpm, 11kW, 70 Nm, 24A, 360V 1750rpm, 13kW, 71Nm, 24A, 416V 2000rpm, 15 kW, 72Nm, 24A, 460 V forced ventilation; direction of air flow NDE--> DE; Degree of protection IP55 Incremental encoder HTL 2048 S/R (encoder HTL2048S/R) With temperature sensor KTY 84-130 DESIGN IM B3 (IM V5, IM V6) SHAFT WITH FITTED KEY HALF-KEY BALANCING BEARING: STANDARD WITH FIXED BEARING, VIBRATION SEVERITY GRADE: R/A, FLANGE ACCURACY: R TERMINAL BOX (ABOVE) CABLE ENTRY ON THE ND-END SIGNAL CONNECTION LEFT | - | 0 | 0
1PH8131-1JF10-2CA1 |  | 1PH8131-1JF10-2CA1 | 1 | UN | 1 | 20 | D | D | N | N | 85015230 | 1 |  | 89 | KG | 3332.02 | 3332.02 | MC05 | MC05 | SIMOTICS M Compact induction motor 1500rpm, 11kW, 70 Nm, 24A, 360V 1750rpm, 13kW, 71Nm, 24A, 416V 2000rpm, 15 kW, 72Nm, 24A, 460 V forced ventilation; direction of air flow NDE--> DE; Degree of protection IP55 Incremental encoder HTL 2048 S/R (encoder HTL2048S/R) With temperature sensor KTY 84-130 DESIGN IM B3 (IM V5, IM V6) SHAFT WITH FITTED KEY HALF-KEY BALANCING BEARING: STANDARD WITH FIXED BEARING, VIBRATION SEVERITY GRADE: S/A, SHAFT AND FLANGE ACCURACY: R TERMINAL BOX (ABOVE) CABLE ENTRY ON THE RIGHT SIGNAL CONNECTION D-END | - | 0 | 0
1PH8131-1JF10-2CB1 |  | 1PH8131-1JF10-2CB1 | 1 | UN | 1 | 20 | D | D | N | N | 85015230 | 1 |  | 89 | KG | 3332.02 | 3332.02 | MC05 | MC05 | SIMOTICS M Compact induction motor 1500rpm, 11kW, 70 Nm, 24A, 360V 1750rpm, 13kW, 71Nm, 24A, 416V 2000rpm, 15 kW, 72Nm, 24A, 460 V forced ventilation; direction of air flow NDE--> DE; Degree of protection IP55 Incremental encoder HTL 2048 S/R (encoder HTL2048S/R) With temperature sensor KTY 84-130 DESIGN IM B3 (IM V5, IM V6) SHAFT WITH FITTED KEY HALF-KEY BALANCING BEARING: STANDARD WITH FIXED BEARING, VIBRATION SEVERITY GRADE: S/A, SHAFT AND FLANGE ACCURACY: R TERMINAL BOX (ABOVE) CABLE ENTRY ON THE LEFT SIGNAL CONNECTION D-END | - | 0 | 0
1PH8131-1JF10-2CC1 |  | 1PH8131-1JF10-2CC1 | 1 | UN | 1 | 20 | D | D | N | N | 85015230 | 1 |  | 89 | KG | 3332.02 | 3332.02 | MC05 | MC05 | SIMOTICS M Compact induction motor 1500rpm, 11kW, 70 Nm, 24A, 360V 1750rpm, 13kW, 71Nm, 24A, 416V 2000rpm, 15 kW, 72Nm, 24A, 460 V forced ventilation; direction of air flow NDE--> DE; Degree of protection IP55 Incremental encoder HTL 2048 S/R (encoder HTL2048S/R) With temperature sensor KTY 84-130 DESIGN IM B3 (IM V5, IM V6) SHAFT WITH FITTED KEY HALF-KEY BALANCING BEARING: STANDARD WITH FIXED BEARING, VIBRATION SEVERITY GRADE: S/A, SHAFT AND FLANGE ACCURACY: R TERMINAL BOX (ABOVE) CABLE ENTRY ON THE ND-END SIGNAL CONNECTION LEFT | - | 0 | 0
1PH8131-1JF12-0BA1 |  | 1PH8131-1JF12-0BA1 | 1 | UN | 1 | 20 | D | D | N | N | 85015230 | 1 |  | 89 | KG | 3360.95 | 3360.95 | MC05 | MC05 | SIMOTICS M Compact induction motor 1500rpm, 11kW, 70 Nm, 24A, 360V 1750rpm, 13kW, 71Nm, 24A, 416V 2000rpm, 15 kW, 72Nm, 24A, 460 V forced ventilation; direction of air flow NDE--> DE; Degree of protection IP55 Incremental encoder HTL 2048 S/R (encoder HTL2048S/R) With temperature sensor KTY 84-130 DESIGN IM B5 (IMV 1,IM V3) PLAIN SHAFT WITHOUT FITTED KEY; BEARING: STANDARD WITH FIXED BEARING, VIBRATION SEVERITY GRADE: R/A, FLANGE ACCURACY: R TERMINAL BOX (ABOVE) CABLE ENTRY ON THE RIGHT SIGNAL CONNECTION D-END | - | 0 | 0
1PH8131-1JF12-0BB1 |  | 1PH8131-1JF12-0BB1 | 1 | UN | 1 | 20 | D | D | N | N | 85015230 | 1 |  | 89 | KG | 3360.95 | 3360.95 | MC05 | MC05 | SIMOTICS M Compact induction motor 1500rpm, 11kW, 70 Nm, 24A, 360V 1750rpm, 13kW, 71Nm, 24A, 416V 2000rpm, 15 kW, 72Nm, 24A, 460 V forced ventilation; direction of air flow NDE--> DE; Degree of protection IP55 Incremental encoder HTL 2048 S/R (encoder HTL2048S/R) With temperature sensor KTY 84-130 DESIGN IM B5 (IMV 1,IM V3) PLAIN SHAFT WITHOUT FITTED KEY; BEARING: STANDARD WITH FIXED BEARING, VIBRATION SEVERITY GRADE: R/A, FLANGE ACCURACY: R TERMINAL BOX (ABOVE) CABLE ENTRY ON THE LEFT SIGNAL CONNECTION D-END | - | 0 | 0
1PH8131-1JF12-0BC1 |  | 1PH8131-1JF12-0BC1 | 1 | UN | 1 | 20 | D | D | N | N | 85015230 | 1 |  | 89 | KG | 3360.95 | 3360.95 | MC05 | MC05 | SIMOTICS M Compact induction motor 1500rpm, 11kW, 70 Nm, 24A, 360V 1750rpm, 13kW, 71Nm, 24A, 416V 2000rpm, 15 kW, 72Nm, 24A, 460 V forced ventilation; direction of air flow NDE--> DE; Degree of protection IP55 Incremental encoder HTL 2048 S/R (encoder HTL2048S/R) With temperature sensor KTY 84-130 DESIGN IM B5 (IMV 1,IM V3) PLAIN SHAFT WITHOUT FITTED KEY; BEARING: STANDARD WITH FIXED BEARING, VIBRATION SEVERITY GRADE: R/A, FLANGE ACCURACY: R TERMINAL BOX (ABOVE) CABLE ENTRY ON THE ND-END SIGNAL CONNECTION LEFT | - | 0 | 0
1PH8131-1JF12-0CA1 |  | 1PH8131-1JF12-0CA1 | 1 | UN | 1 | 20 | D | D | N | N | 85015230 | 1 |  | 89 | KG | 3490.97 | 3490.97 | MC05 | MC05 | SIMOTICS M Compact induction motor 1500rpm, 11kW, 70 Nm, 24A, 360V 1750rpm, 13kW, 71Nm, 24A, 416V 2000rpm, 15 kW, 72Nm, 24A, 460 V forced ventilation; direction of air flow NDE--> DE; Degree of protection IP55 Incremental encoder HTL 2048 S/R (encoder HTL2048S/R) With temperature sensor KTY 84-130 DESIGN IM B5 (IMV 1,IM V3) PLAIN SHAFT WITHOUT FITTED KEY; BEARING: STANDARD WITH FIXED BEARING, VIBRATION SEVERITY GRADE: S/A, SHAFT AND FLANGE ACCURACY: R TERMINAL BOX (ABOVE) CABLE ENTRY ON THE RIGHT SIGNAL CONNECTION D-END | - | 0 | 0
1PH8131-1JF12-0CB1 |  | 1PH8131-1JF12-0CB1 | 1 | UN | 1 | 20 | D | D | N | N | 85015230 | 1 |  | 89 | KG | 3490.97 | 3490.97 | MC05 | MC05 | SIMOTICS M Compact induction motor 1500rpm, 11kW, 70 Nm, 24A, 360V 1750rpm, 13kW, 71Nm, 24A, 416V 2000rpm, 15 kW, 72Nm, 24A, 460 V forced ventilation; direction of air flow NDE--> DE; Degree of protection IP55 Incremental encoder HTL 2048 S/R (encoder HTL2048S/R) With temperature sensor KTY 84-130 DESIGN IM B5 (IMV 1,IM V3) PLAIN SHAFT WITHOUT FITTED KEY; BEARING: STANDARD WITH FIXED BEARING, VIBRATION SEVERITY GRADE: S/A, SHAFT AND FLANGE ACCURACY: R TERMINAL BOX (ABOVE) CABLE ENTRY ON THE LEFT SIGNAL CONNECTION D-END | - | 0 | 0
1PH8131-1JF12-0CC1 |  | 1PH8131-1JF12-0CC1 | 1 | UN | 1 | 20 | D | D | N | N | 85015230 | 1 |  | 89 | KG | 3490.97 | 3490.97 | MC05 | MC05 | SIMOTICS M Compact induction motor 1500rpm, 11kW, 70 Nm, 24A, 360V 1750rpm, 13kW, 71Nm, 24A, 416V 2000rpm, 15 kW, 72Nm, 24A, 460 V forced ventilation; direction of air flow NDE--> DE; Degree of protection IP55 Incremental encoder HTL 2048 S/R (encoder HTL2048S/R) With temperature sensor KTY 84-130 DESIGN IM B5 (IMV 1,IM V3) PLAIN SHAFT WITHOUT FITTED KEY; BEARING: STANDARD WITH FIXED BEARING, VIBRATION SEVERITY GRADE: S/A, SHAFT AND FLANGE ACCURACY: R TERMINAL BOX (ABOVE) CABLE ENTRY ON THE ND-END SIGNAL CONNECTION LEFT | - | 0 | 0
1PH8131-1JF12-2BA1 |  | 1PH8131-1JF12-2BA1 | 1 | UN | 1 | 20 | D | D | N | N | 85015230 | 1 |  | 89 | KG | 3360.95 | 3360.95 | MC05 | MC05 | SIMOTICS M Compact induction motor 1500rpm, 11kW, 70 Nm, 24A, 360V 1750rpm, 13kW, 71Nm, 24A, 416V 2000rpm, 15 kW, 72Nm, 24A, 460 V forced ventilation; direction of air flow NDE--> DE; Degree of protection IP55 Incremental encoder HTL 2048 S/R (encoder HTL2048S/R) With temperature sensor KTY 84-130 DESIGN IM B5 (IMV 1,IM V3) SHAFT WITH FITTED KEY HALF-KEY BALANCING BEARING: STANDARD WITH FIXED BEARING, VIBRATION SEVERITY GRADE: R/A, FLANGE ACCURACY: R TERMINAL BOX (ABOVE) CABLE ENTRY ON THE RIGHT SIGNAL CONNECTION D-END | - | 0 | 0
1PH8131-1JF12-2BB1 |  | 1PH8131-1JF12-2BB1 | 1 | UN | 1 | 20 | D | D | N | N | 85015230 | 1 |  | 89 | KG | 3360.95 | 3360.95 | MC05 | MC05 | SIMOTICS M Compact induction motor 1500rpm, 11kW, 70 Nm, 24A, 360V 1750rpm, 13kW, 71Nm, 24A, 416V 2000rpm, 15 kW, 72Nm, 24A, 460 V forced ventilation; direction of air flow NDE--> DE; Degree of protection IP55 Incremental encoder HTL 2048 S/R (encoder HTL2048S/R) With temperature sensor KTY 84-130 DESIGN IM B5 (IMV 1,IM V3) SHAFT WITH FITTED KEY HALF-KEY BALANCING BEARING: STANDARD WITH FIXED BEARING, VIBRATION SEVERITY GRADE: R/A, FLANGE ACCURACY: R TERMINAL BOX (ABOVE) CABLE ENTRY ON THE LEFT SIGNAL CONNECTION D-END | - | 0 | 0
1PH8131-1JF12-2BC1 |  | 1PH8131-1JF12-2BC1 | 1 | UN | 1 | 20 | D | D | N | N | 85015230 | 1 |  | 89 | KG | 3360.95 | 3360.95 | MC05 | MC05 | SIMOTICS M Compact induction motor 1500rpm, 11kW, 70 Nm, 24A, 360V 1750rpm, 13kW, 71Nm, 24A, 416V 2000rpm, 15 kW, 72Nm, 24A, 460 V forced ventilation; direction of air flow NDE--> DE; Degree of protection IP55 Incremental encoder HTL 2048 S/R (encoder HTL2048S/R) With temperature sensor KTY 84-130 DESIGN IM B5 (IMV 1,IM V3) SHAFT WITH FITTED KEY HALF-KEY BALANCING BEARING: STANDARD WITH FIXED BEARING, VIBRATION SEVERITY GRADE: R/A, FLANGE ACCURACY: R TERMINAL BOX (ABOVE) CABLE ENTRY ON THE ND-END SIGNAL CONNECTION LEFT | - | 0 | 0
1PH8131-1JF12-2CA1 |  | 1PH8131-1JF12-2CA1 | 1 | UN | 1 | 20 | D | D | N | N | 85015230 | 1 |  | 89 | KG | 3490.97 | 3490.97 | MC05 | MC05 | SIMOTICS M Compact induction motor 1500rpm, 11kW, 70 Nm, 24A, 360V 1750rpm, 13kW, 71Nm, 24A, 416V 2000rpm, 15 kW, 72Nm, 24A, 460 V forced ventilation; direction of air flow NDE--> DE; Degree of protection IP55 Incremental encoder HTL 2048 S/R (encoder HTL2048S/R) With temperature sensor KTY 84-130 DESIGN IM B5 (IMV 1,IM V3) SHAFT WITH FITTED KEY HALF-KEY BALANCING BEARING: STANDARD WITH FIXED BEARING, VIBRATION SEVERITY GRADE: S/A, SHAFT AND FLANGE ACCURACY: R TERMINAL BOX (ABOVE) CABLE ENTRY ON THE RIGHT SIGNAL CONNECTION D-END | - | 0 | 0
1PH8131-1JF12-2CB1 |  | 1PH8131-1JF12-2CB1 | 1 | UN | 1 | 20 | D | D | N | N | 85015230 | 1 |  | 89 | KG | 3490.97 | 3490.97 | MC05 | MC05 | SIMOTICS M Compact induction motor 1500rpm, 11kW, 70 Nm, 24A, 360V 1750rpm, 13kW, 71Nm, 24A, 416V 2000rpm, 15 kW, 72Nm, 24A, 460 V forced ventilation; direction of air flow NDE--> DE; Degree of protection IP55 Incremental encoder HTL 2048 S/R (encoder HTL2048S/R) With temperature sensor KTY 84-130 DESIGN IM B5 (IMV 1,IM V3) SHAFT WITH FITTED KEY HALF-KEY BALANCING BEARING: STANDARD WITH FIXED BEARING, VIBRATION SEVERITY GRADE: S/A, SHAFT AND FLANGE ACCURACY: R TERMINAL BOX (ABOVE) CABLE ENTRY ON THE LEFT SIGNAL CONNECTION D-END | - | 0 | 0
1PH8131-1JF12-2CC1 |  | 1PH8131-1JF12-2CC1 | 1 | UN | 1 | 20 | D | D | N | N | 85015230 | 1 |  | 89 | KG | 3490.97 | 3490.97 | MC05 | MC05 | SIMOTICS M Compact induction motor 1500rpm, 11kW, 70 Nm, 24A, 360V 1750rpm, 13kW, 71Nm, 24A, 416V 2000rpm, 15 kW, 72Nm, 24A, 460 V forced ventilation; direction of air flow NDE--> DE; Degree of protection IP55 Incremental encoder HTL 2048 S/R (encoder HTL2048S/R) With temperature sensor KTY 84-130 DESIGN IM B5 (IMV 1,IM V3) SHAFT WITH FITTED KEY HALF-KEY BALANCING BEARING: STANDARD WITH FIXED BEARING, VIBRATION SEVERITY GRADE: S/A, SHAFT AND FLANGE ACCURACY: R TERMINAL BOX (ABOVE) CABLE ENTRY ON THE ND-END SIGNAL CONNECTION LEFT | - | 0 | 0
1PH8131-1JF12-2GA1-Z | V90X01 | 1PH8131-1JF12-2GA1-ZV90X01 | 1 | UN | 1 | 20 | D | D | N | N | 85015230 | 1 |  | 89 | KG | 3331.14 | 3331.14 | MC05 | MC05 | SIMOTICS M Compact induction motor 1500rpm, 11kW, 70 Nm, 24A, 360V 1750rpm, 13kW, 71Nm, 24A, 416V 2000rpm, 15 kW, 72Nm, 24A, 460 V forced ventilation; direction of air flow NDE--> DE; Degree of protection IP55 Incremental encoder HTL 2048 S/R (encoder HTL2048S/R) With temperature sensor KTY 84-130 DESIGN IM B5 (IMV 1,IM V3) SHAFT WITH FITTED KEY HALF-KEY BALANCING BEARING: STANDARD, VIBRATION SEVERITY GRADE: R/A, SHAFT AND FLANGE ACCURACY: R TERMINAL BOX (ABOVE) CABLE ENTRY ON THE RIGHT SIGNAL CONNECTION D-END V90: SHAFT END 42 X 110 MM COMPATIBLE FOR 1PH7 X01: Paint finish in RAL 9005 (matte black) | - | 0 | 0
1PH8131-1JF13-0BA1 |  | 1PH8131-1JF13-0BA1 | 1 | UN | 1 | 20 | D | D | N | N | 85015230 | 1 |  | 89 | KG | 3563.25 | 3563.25 | MC05 | MC05 | SIMOTICS M Compact induction motor 1500rpm, 11kW, 70 Nm, 24A, 360V 1750rpm, 13kW, 71Nm, 24A, 416V 2000rpm, 15 kW, 72Nm, 24A, 460 V forced ventilation; direction of air flow NDE--> DE; Degree of protection IP55 Incremental encoder HTL 2048 S/R (encoder HTL2048S/R) With temperature sensor KTY 84-130 Design IM B35 (IM V15, (IM V35) PLAIN SHAFT WITHOUT FITTED KEY; BEARING: STANDARD WITH FIXED BEARING, VIBRATION SEVERITY GRADE: R/A, FLANGE ACCURACY: R TERMINAL BOX (ABOVE) CABLE ENTRY ON THE RIGHT SIGNAL CONNECTION D-END | - | 0 | 0
1PH8131-1JF13-0BB1 |  | 1PH8131-1JF13-0BB1 | 1 | UN | 1 | 20 | D | D | N | N | 85015230 | 1 |  | 89 | KG | 3563.25 | 3563.25 | MC05 | MC05 | SIMOTICS M Compact induction motor 1500rpm, 11kW, 70 Nm, 24A, 360V 1750rpm, 13kW, 71Nm, 24A, 416V 2000rpm, 15 kW, 72Nm, 24A, 460 V forced ventilation; direction of air flow NDE--> DE; Degree of protection IP55 Incremental encoder HTL 2048 S/R (encoder HTL2048S/R) With temperature sensor KTY 84-130 Design IM B35 (IM V15, (IM V35) PLAIN SHAFT WITHOUT FITTED KEY; BEARING: STANDARD WITH FIXED BEARING, VIBRATION SEVERITY GRADE: R/A, FLANGE ACCURACY: R TERMINAL BOX (ABOVE) CABLE ENTRY ON THE LEFT SIGNAL CONNECTION D-END | - | 0 | 0
1PH8131-1JF13-0BC1 |  | 1PH8131-1JF13-0BC1 | 1 | UN | 1 | 20 | D | D | N | N | 85015230 | 1 |  | 89 | KG | 3563.25 | 3563.25 | MC05 | MC05 | SIMOTICS M Compact induction motor 1500rpm, 11kW, 70 Nm, 24A, 360V 1750rpm, 13kW, 71Nm, 24A, 416V 2000rpm, 15 kW, 72Nm, 24A, 460 V forced ventilation; direction of air flow NDE--> DE; Degree of protection IP55 Incremental encoder HTL 2048 S/R (encoder HTL2048S/R) With temperature sensor KTY 84-130 Design IM B35 (IM V15, (IM V35) PLAIN SHAFT WITHOUT FITTED KEY; BEARING: STANDARD WITH FIXED BEARING, VIBRATION SEVERITY GRADE: R/A, FLANGE ACCURACY: R TERMINAL BOX (ABOVE) CABLE ENTRY ON THE ND-END SIGNAL CONNECTION LEFT | - | 0 | 0
1PH8131-1JF13-0CA1 |  | 1PH8131-1JF13-0CA1 | 1 | UN | 1 | 20 | D | D | N | N | 85015230 | 1 |  | 89 | KG | 3693.27 | 3693.27 | MC05 | MC05 | SIMOTICS M Compact induction motor 1500rpm, 11kW, 70 Nm, 24A, 360V 1750rpm, 13kW, 71Nm, 24A, 416V 2000rpm, 15 kW, 72Nm, 24A, 460 V forced ventilation; direction of air flow NDE--> DE; Degree of protection IP55 Incremental encoder HTL 2048 S/R (encoder HTL2048S/R) With temperature sensor KTY 84-130 Design IM B35 (IM V15, (IM V35) PLAIN SHAFT WITHOUT FITTED KEY; BEARING: STANDARD WITH FIXED BEARING, VIBRATION SEVERITY GRADE: S/A, SHAFT AND FLANGE ACCURACY: R TERMINAL BOX (ABOVE) CABLE ENTRY ON THE RIGHT SIGNAL CONNECTION D-END | - | 0 | 0
1PH8131-1JF13-0CB1 |  | 1PH8131-1JF13-0CB1 | 1 | UN | 1 | 20 | D | D | N | N | 85015230 | 1 |  | 89 | KG | 3693.27 | 3693.27 | MC05 | MC05 | SIMOTICS M Compact induction motor 1500rpm, 11kW, 70 Nm, 24A, 360V 1750rpm, 13kW, 71Nm, 24A, 416V 2000rpm, 15 kW, 72Nm, 24A, 460 V forced ventilation; direction of air flow NDE--> DE; Degree of protection IP55 Incremental encoder HTL 2048 S/R (encoder HTL2048S/R) With temperature sensor KTY 84-130 Design IM B35 (IM V15, (IM V35) PLAIN SHAFT WITHOUT FITTED KEY; BEARING: STANDARD WITH FIXED BEARING, VIBRATION SEVERITY GRADE: S/A, SHAFT AND FLANGE ACCURACY: R TERMINAL BOX (ABOVE) CABLE ENTRY ON THE LEFT SIGNAL CONNECTION D-END | - | 0 | 0
1PH8131-1JF13-0CC1 |  | 1PH8131-1JF13-0CC1 | 1 | UN | 1 | 20 | D | D | N | N | 85015230 | 1 |  | 89 | KG | 3693.27 | 3693.27 | MC05 | MC05 | SIMOTICS M Compact induction motor 1500rpm, 11kW, 70 Nm, 24A, 360V 1750rpm, 13kW, 71Nm, 24A, 416V 2000rpm, 15 kW, 72Nm, 24A, 460 V forced ventilation; direction of air flow NDE--> DE; Degree of protection IP55 Incremental encoder HTL 2048 S/R (encoder HTL2048S/R) With temperature sensor KTY 84-130 Design IM B35 (IM V15, (IM V35) PLAIN SHAFT WITHOUT FITTED KEY; BEARING: STANDARD WITH FIXED BEARING, VIBRATION SEVERITY GRADE: S/A, SHAFT AND FLANGE ACCURACY: R TERMINAL BOX (ABOVE) CABLE ENTRY ON THE ND-END SIGNAL CONNECTION LEFT | - | 0 | 0
1PH8131-1JF13-2BA1 |  | 1PH8131-1JF13-2BA1 | 1 | UN | 1 | 20 | D | D | N | N | 85015230 | 1 |  | 89 | KG | 3563.25 | 3563.25 | MC05 | MC05 | SIMOTICS M Compact induction motor 1500rpm, 11kW, 70 Nm, 24A, 360V 1750rpm, 13kW, 71Nm, 24A, 416V 2000rpm, 15 kW, 72Nm, 24A, 460 V forced ventilation; direction of air flow NDE--> DE; Degree of protection IP55 Incremental encoder HTL 2048 S/R (encoder HTL2048S/R) With temperature sensor KTY 84-130 Design IM B35 (IM V15, (IM V35) SHAFT WITH FITTED KEY HALF-KEY BALANCING BEARING: STANDARD WITH FIXED BEARING, VIBRATION SEVERITY GRADE: R/A, FLANGE ACCURACY: R TERMINAL BOX (ABOVE) CABLE ENTRY ON THE RIGHT SIGNAL CONNECTION D-END | - | 0 | 0
1PH8131-1JF13-2BB1 |  | 1PH8131-1JF13-2BB1 | 1 | UN | 1 | 20 | D | D | N | N | 85015230 | 1 |  | 89 | KG | 3563.25 | 3563.25 | MC05 | MC05 | SIMOTICS M Compact induction motor 1500rpm, 11kW, 70 Nm, 24A, 360V 1750rpm, 13kW, 71Nm, 24A, 416V 2000rpm, 15 kW, 72Nm, 24A, 460 V forced ventilation; direction of air flow NDE--> DE; Degree of protection IP55 Incremental encoder HTL 2048 S/R (encoder HTL2048S/R) With temperature sensor KTY 84-130 Design IM B35 (IM V15, (IM V35) SHAFT WITH FITTED KEY HALF-KEY BALANCING BEARING: STANDARD WITH FIXED BEARING, VIBRATION SEVERITY GRADE: R/A, FLANGE ACCURACY: R TERMINAL BOX (ABOVE) CABLE ENTRY ON THE LEFT SIGNAL CONNECTION D-END | - | 0 | 0
1PH8131-1JF13-2BC1 |  | 1PH8131-1JF13-2BC1 | 1 | UN | 1 | 20 | D | D | N | N | 85015230 | 1 |  | 89 | KG | 3563.25 | 3563.25 | MC05 | MC05 | SIMOTICS M Compact induction motor 1500rpm, 11kW, 70 Nm, 24A, 360V 1750rpm, 13kW, 71Nm, 24A, 416V 2000rpm, 15 kW, 72Nm, 24A, 460 V forced ventilation; direction of air flow NDE--> DE; Degree of protection IP55 Incremental encoder HTL 2048 S/R (encoder HTL2048S/R) With temperature sensor KTY 84-130 Design IM B35 (IM V15, (IM V35) SHAFT WITH FITTED KEY HALF-KEY BALANCING BEARING: STANDARD WITH FIXED BEARING, VIBRATION SEVERITY GRADE: R/A, FLANGE ACCURACY: R TERMINAL BOX (ABOVE) CABLE ENTRY ON THE ND-END SIGNAL CONNECTION LEFT | - | 0 | 0
1PH8131-1JF13-2CA1 |  | 1PH8131-1JF13-2CA1 | 1 | UN | 1 | 20 | D | D | N | N | 85015230 | 1 |  | 89 | KG | 3693.27 | 3693.27 | MC05 | MC05 | SIMOTICS M Compact induction motor 1500rpm, 11kW, 70 Nm, 24A, 360V 1750rpm, 13kW, 71Nm, 24A, 416V 2000rpm, 15 kW, 72Nm, 24A, 460 V forced ventilation; direction of air flow NDE--> DE; Degree of protection IP55 Incremental encoder HTL 2048 S/R (encoder HTL2048S/R) With temperature sensor KTY 84-130 Design IM B35 (IM V15, (IM V35) SHAFT WITH FITTED KEY HALF-KEY BALANCING BEARING: STANDARD WITH FIXED BEARING, VIBRATION SEVERITY GRADE: S/A, SHAFT AND FLANGE ACCURACY: R TERMINAL BOX (ABOVE) CABLE ENTRY ON THE RIGHT SIGNAL CONNECTION D-END | - | 0 | 0
1PH8131-1JF13-2CB1 |  | 1PH8131-1JF13-2CB1 | 1 | UN | 1 | 20 | D | D | N | N | 85015230 | 1 |  | 89 | KG | 3693.27 | 3693.27 | MC05 | MC05 | SIMOTICS M Compact induction motor 1500rpm, 11kW, 70 Nm, 24A, 360V 1750rpm, 13kW, 71Nm, 24A, 416V 2000rpm, 15 kW, 72Nm, 24A, 460 V forced ventilation; direction of air flow NDE--> DE; Degree of protection IP55 Incremental encoder HTL 2048 S/R (encoder HTL2048S/R) With temperature sensor KTY 84-130 Design IM B35 (IM V15, (IM V35) SHAFT WITH FITTED KEY HALF-KEY BALANCING BEARING: STANDARD WITH FIXED BEARING, VIBRATION SEVERITY GRADE: S/A, SHAFT AND FLANGE ACCURACY: R TERMINAL BOX (ABOVE) CABLE ENTRY ON THE LEFT SIGNAL CONNECTION D-END | - | 0 | 0
1PH8131-1JF13-2CC1 |  | 1PH8131-1JF13-2CC1 | 1 | UN | 1 | 20 | D | D | N | N | 85015230 | 1 |  | 89 | KG | 3693.27 | 3693.27 | MC05 | MC05 | SIMOTICS M Compact induction motor 1500rpm, 11kW, 70 Nm, 24A, 360V 1750rpm, 13kW, 71Nm, 24A, 416V 2000rpm, 15 kW, 72Nm, 24A, 460 V forced ventilation; direction of air flow NDE--> DE; Degree of protection IP55 Incremental encoder HTL 2048 S/R (encoder HTL2048S/R) With temperature sensor KTY 84-130 Design IM B35 (IM V15, (IM V35) SHAFT WITH FITTED KEY HALF-KEY BALANCING BEARING: STANDARD WITH FIXED BEARING, VIBRATION SEVERITY GRADE: S/A, SHAFT AND FLANGE ACCURACY: R TERMINAL BOX (ABOVE) CABLE ENTRY ON THE ND-END SIGNAL CONNECTION LEFT | - | 0 | 0
1PH8131-1JF20-0BA1 |  | 1PH8131-1JF20-0BA1 | 1 | UN | 1 | 20 | D | D | N | N | 85015230 | 1 |  | 105 | KG | 3714.23 | 3714.23 | MC05 | MC05 | SIMOTICS M Compact induction motor 1500rpm, 15 kW 96Nm, 30 A, 380 V 1750rpm, 17kW 93Nm, 30 A, 425V 2000rpm, 18.5 kW 88Nm, 30 A, 460 V water cooling Degree of protection IP65 Incremental encoder HTL 2048 S/R (encoder HTL2048S/R) With temperature sensor KTY 84-130 DESIGN IM B3 (IM V5, IM V6) PLAIN SHAFT WITHOUT FITTED KEY; BEARING: STANDARD WITH FIXED BEARING, VIBRATION SEVERITY GRADE: R/A, FLANGE ACCURACY: R TERMINAL BOX (ABOVE) CABLE ENTRY ON THE RIGHT SIGNAL CONNECTION D-END | - | 0 | 0
1PH8131-1JF20-0BB1 |  | 1PH8131-1JF20-0BB1 | 1 | UN | 1 | 20 | D | D | N | N | 85015230 | 1 |  | 105 | KG | 3714.23 | 3714.23 | MC05 | MC05 | SIMOTICS M Compact induction motor 1500rpm, 15 kW 96Nm, 30 A, 380 V 1750rpm, 17kW 93Nm, 30 A, 425V 2000rpm, 18.5 kW 88Nm, 30 A, 460 V water cooling Degree of protection IP65 Incremental encoder HTL 2048 S/R (encoder HTL2048S/R) With temperature sensor KTY 84-130 DESIGN IM B3 (IM V5, IM V6) PLAIN SHAFT WITHOUT FITTED KEY; BEARING: STANDARD WITH FIXED BEARING, VIBRATION SEVERITY GRADE: R/A, FLANGE ACCURACY: R TERMINAL BOX (ABOVE) CABLE ENTRY ON THE LEFT SIGNAL CONNECTION D-END | - | 0 | 0
1PH8131-1JF20-0BC1 |  | 1PH8131-1JF20-0BC1 | 1 | UN | 1 | 20 | D | D | N | N | 85015230 | 1 |  | 105 | KG | 3714.23 | 3714.23 | MC05 | MC05 | SIMOTICS M Compact induction motor 1500rpm, 15 kW 96Nm, 30 A, 380 V 1750rpm, 17kW 93Nm, 30 A, 425V 2000rpm, 18.5 kW 88Nm, 30 A, 460 V water cooling Degree of protection IP65 Incremental encoder HTL 2048 S/R (encoder HTL2048S/R) With temperature sensor KTY 84-130 DESIGN IM B3 (IM V5, IM V6) PLAIN SHAFT WITHOUT FITTED KEY; BEARING: STANDARD WITH FIXED BEARING, VIBRATION SEVERITY GRADE: R/A, FLANGE ACCURACY: R TERMINAL BOX (ABOVE) CABLE ENTRY ON THE ND-END SIGNAL CONNECTION LEFT | - | 0 | 0
1PH8131-1JF20-0CA1 |  | 1PH8131-1JF20-0CA1 | 1 | UN | 1 | 20 | D | D | N | N | 85015230 | 1 |  | 105 | KG | 3844.25 | 3844.25 | MC05 | MC05 | SIMOTICS M Compact induction motor 1500rpm, 15 kW 96Nm, 30 A, 380 V 1750rpm, 17kW 93Nm, 30 A, 425V 2000rpm, 18.5 kW 88Nm, 30 A, 460 V water cooling Degree of protection IP65 Incremental encoder HTL 2048 S/R (encoder HTL2048S/R) With temperature sensor KTY 84-130 DESIGN IM B3 (IM V5, IM V6) PLAIN SHAFT WITHOUT FITTED KEY; BEARING: STANDARD WITH FIXED BEARING, VIBRATION SEVERITY GRADE: S/A, SHAFT AND FLANGE ACCURACY: R TERMINAL BOX (ABOVE) CABLE ENTRY ON THE RIGHT SIGNAL CONNECTION D-END | - | 0 | 0
1PH8131-1JF20-0CB1 |  | 1PH8131-1JF20-0CB1 | 1 | UN | 1 | 20 | D | D | N | N | 85015230 | 1 |  | 105 | KG | 3844.25 | 3844.25 | MC05 | MC05 | SIMOTICS M Compact induction motor 1500rpm, 15 kW 96Nm, 30 A, 380 V 1750rpm, 17kW 93Nm, 30 A, 425V 2000rpm, 18.5 kW 88Nm, 30 A, 460 V water cooling Degree of protection IP65 Incremental encoder HTL 2048 S/R (encoder HTL2048S/R) With temperature sensor KTY 84-130 DESIGN IM B3 (IM V5, IM V6) PLAIN SHAFT WITHOUT FITTED KEY; BEARING: STANDARD WITH FIXED BEARING, VIBRATION SEVERITY GRADE: S/A, SHAFT AND FLANGE ACCURACY: R TERMINAL BOX (ABOVE) CABLE ENTRY ON THE LEFT SIGNAL CONNECTION D-END | - | 0 | 0
1PH8131-1JF20-0CC1 |  | 1PH8131-1JF20-0CC1 | 1 | UN | 1 | 20 | D | D | N | N | 85015230 | 1 |  | 105 | KG | 3844.25 | 3844.25 | MC05 | MC05 | SIMOTICS M Compact induction motor 1500rpm, 15 kW 96Nm, 30 A, 380 V 1750rpm, 17kW 93Nm, 30 A, 425V 2000rpm, 18.5 kW 88Nm, 30 A, 460 V water cooling Degree of protection IP65 Incremental encoder HTL 2048 S/R (encoder HTL2048S/R) With temperature sensor KTY 84-130 DESIGN IM B3 (IM V5, IM V6) PLAIN SHAFT WITHOUT FITTED KEY; BEARING: STANDARD WITH FIXED BEARING, VIBRATION SEVERITY GRADE: S/A, SHAFT AND FLANGE ACCURACY: R TERMINAL BOX (ABOVE) CABLE ENTRY ON THE ND-END SIGNAL CONNECTION LEFT | - | 0 | 0
1PH8131-1JF20-2BA1 |  | 1PH8131-1JF20-2BA1 | 1 | UN | 1 | 20 | D | D | N | N | 85015230 | 1 |  | 105 | KG | 3714.23 | 3714.23 | MC05 | MC05 | SIMOTICS M Compact induction motor 1500rpm, 15 kW 96Nm, 30 A, 380 V 1750rpm, 17kW 93Nm, 30 A, 425V 2000rpm, 18.5 kW 88Nm, 30 A, 460 V water cooling Degree of protection IP65 Incremental encoder HTL 2048 S/R (encoder HTL2048S/R) With temperature sensor KTY 84-130 DESIGN IM B3 (IM V5, IM V6) SHAFT WITH FITTED KEY HALF-KEY BALANCING BEARING: STANDARD WITH FIXED BEARING, VIBRATION SEVERITY GRADE: R/A, FLANGE ACCURACY: R TERMINAL BOX (ABOVE) CABLE ENTRY ON THE RIGHT SIGNAL CONNECTION D-END | - | 0 | 0
1PH8131-1JF20-2BB1 |  | 1PH8131-1JF20-2BB1 | 1 | UN | 1 | 20 | D | D | N | N | 85015230 | 1 |  | 105 | KG | 3714.23 | 3714.23 | MC05 | MC05 | SIMOTICS M Compact induction motor 1500rpm, 15 kW 96Nm, 30 A, 380 V 1750rpm, 17kW 93Nm, 30 A, 425V 2000rpm, 18.5 kW 88Nm, 30 A, 460 V water cooling Degree of protection IP65 Incremental encoder HTL 2048 S/R (encoder HTL2048S/R) With temperature sensor KTY 84-130 DESIGN IM B3 (IM V5, IM V6) SHAFT WITH FITTED KEY HALF-KEY BALANCING BEARING: STANDARD WITH FIXED BEARING, VIBRATION SEVERITY GRADE: R/A, FLANGE ACCURACY: R TERMINAL BOX (ABOVE) CABLE ENTRY ON THE LEFT SIGNAL CONNECTION D-END | - | 0 | 0
1PH8131-1JF20-2BC1 |  | 1PH8131-1JF20-2BC1 | 1 | UN | 1 | 20 | D | D | N | N | 85015230 | 1 |  | 105 | KG | 3714.23 | 3714.23 | MC05 | MC05 | SIMOTICS M Compact induction motor 1500rpm, 15 kW 96Nm, 30 A, 380 V 1750rpm, 17kW 93Nm, 30 A, 425V 2000rpm, 18.5 kW 88Nm, 30 A, 460 V water cooling Degree of protection IP65 Incremental encoder HTL 2048 S/R (encoder HTL2048S/R) With temperature sensor KTY 84-130 DESIGN IM B3 (IM V5, IM V6) SHAFT WITH FITTED KEY HALF-KEY BALANCING BEARING: STANDARD WITH FIXED BEARING, VIBRATION SEVERITY GRADE: R/A, FLANGE ACCURACY: R TERMINAL BOX (ABOVE) CABLE ENTRY ON THE ND-END SIGNAL CONNECTION LEFT | - | 0 | 0
1PH8131-1JF20-2CA1 |  | 1PH8131-1JF20-2CA1 | 1 | UN | 1 | 20 | D | D | N | N | 85015230 | 1 |  | 105 | KG | 3844.25 | 3844.25 | MC05 | MC05 | SIMOTICS M Compact induction motor 1500rpm, 15 kW 96Nm, 30 A, 380 V 1750rpm, 17kW 93Nm, 30 A, 425V 2000rpm, 18.5 kW 88Nm, 30 A, 460 V water cooling Degree of protection IP65 Incremental encoder HTL 2048 S/R (encoder HTL2048S/R) With temperature sensor KTY 84-130 DESIGN IM B3 (IM V5, IM V6) SHAFT WITH FITTED KEY HALF-KEY BALANCING BEARING: STANDARD WITH FIXED BEARING, VIBRATION SEVERITY GRADE: S/A, SHAFT AND FLANGE ACCURACY: R TERMINAL BOX (ABOVE) CABLE ENTRY ON THE RIGHT SIGNAL CONNECTION D-END | - | 0 | 0
1PH8131-1JF20-2CB1 |  | 1PH8131-1JF20-2CB1 | 1 | UN | 1 | 20 | D | D | N | N | 85015230 | 1 |  | 105 | KG | 3844.25 | 3844.25 | MC05 | MC05 | SIMOTICS M Compact induction motor 1500rpm, 15 kW 96Nm, 30 A, 380 V 1750rpm, 17kW 93Nm, 30 A, 425V 2000rpm, 18.5 kW 88Nm, 30 A, 460 V water cooling Degree of protection IP65 Incremental encoder HTL 2048 S/R (encoder HTL2048S/R) With temperature sensor KTY 84-130 DESIGN IM B3 (IM V5, IM V6) SHAFT WITH FITTED KEY HALF-KEY BALANCING BEARING: STANDARD WITH FIXED BEARING, VIBRATION SEVERITY GRADE: S/A, SHAFT AND FLANGE ACCURACY: R TERMINAL BOX (ABOVE) CABLE ENTRY ON THE LEFT SIGNAL CONNECTION D-END | - | 0 | 0
1PH8131-1JF20-2CC1 |  | 1PH8131-1JF20-2CC1 | 1 | UN | 1 | 20 | D | D | N | N | 85015230 | 1 |  | 105 | KG | 3844.25 | 3844.25 | MC05 | MC05 | SIMOTICS M Compact induction motor 1500rpm, 15 kW 96Nm, 30 A, 380 V 1750rpm, 17kW 93Nm, 30 A, 425V 2000rpm, 18.5 kW 88Nm, 30 A, 460 V water cooling Degree of protection IP65 Incremental encoder HTL 2048 S/R (encoder HTL2048S/R) With temperature sensor KTY 84-130 DESIGN IM B3 (IM V5, IM V6) SHAFT WITH FITTED KEY HALF-KEY BALANCING BEARING: STANDARD WITH FIXED BEARING, VIBRATION SEVERITY GRADE: S/A, SHAFT AND FLANGE ACCURACY: R TERMINAL BOX (ABOVE) CABLE ENTRY ON THE ND-END SIGNAL CONNECTION LEFT | - | 0 | 0
1PH8131-1JF22-0BA1 |  | 1PH8131-1JF22-0BA1 | 1 | UN | 1 | 20 | D | D | N | N | 85015230 | 1 |  | 105 | KG | 3873.18 | 3873.18 | MC05 | MC05 | SIMOTICS M Compact induction motor 1500rpm, 15 kW 96Nm, 30 A, 380 V 1750rpm, 17kW 93Nm, 30 A, 425V 2000rpm, 18.5 kW 88Nm, 30 A, 460 V water cooling Degree of protection IP65 Incremental encoder HTL 2048 S/R (encoder HTL2048S/R) With temperature sensor KTY 84-130 DESIGN IM B5 (IMV 1,IM V3) PLAIN SHAFT WITHOUT FITTED KEY; BEARING: STANDARD WITH FIXED BEARING, VIBRATION SEVERITY GRADE: R/A, FLANGE ACCURACY: R TERMINAL BOX (ABOVE) CABLE ENTRY ON THE RIGHT SIGNAL CONNECTION D-END | - | 0 | 0
1PH8131-1JF22-0BB1 |  | 1PH8131-1JF22-0BB1 | 1 | UN | 1 | 20 | D | D | N | N | 85015230 | 1 |  | 105 | KG | 3873.18 | 3873.18 | MC05 | MC05 | SIMOTICS M Compact induction motor 1500rpm, 15 kW 96Nm, 30 A, 380 V 1750rpm, 17kW 93Nm, 30 A, 425V 2000rpm, 18.5 kW 88Nm, 30 A, 460 V water cooling Degree of protection IP65 Incremental encoder HTL 2048 S/R (encoder HTL2048S/R) With temperature sensor KTY 84-130 DESIGN IM B5 (IMV 1,IM V3) PLAIN SHAFT WITHOUT FITTED KEY; BEARING: STANDARD WITH FIXED BEARING, VIBRATION SEVERITY GRADE: R/A, FLANGE ACCURACY: R TERMINAL BOX (ABOVE) CABLE ENTRY ON THE LEFT SIGNAL CONNECTION D-END | - | 0 | 0
1PH8131-1JF22-0BC1 |  | 1PH8131-1JF22-0BC1 | 1 | UN | 1 | 20 | D | D | N | N | 85015230 | 1 |  | 105 | KG | 3873.18 | 3873.18 | MC05 | MC05 | SIMOTICS M Compact induction motor 1500rpm, 15 kW 96Nm, 30 A, 380 V 1750rpm, 17kW 93Nm, 30 A, 425V 2000rpm, 18.5 kW 88Nm, 30 A, 460 V water cooling Degree of protection IP65 Incremental encoder HTL 2048 S/R (encoder HTL2048S/R) With temperature sensor KTY 84-130 DESIGN IM B5 (IMV 1,IM V3) PLAIN SHAFT WITHOUT FITTED KEY; BEARING: STANDARD WITH FIXED BEARING, VIBRATION SEVERITY GRADE: R/A, FLANGE ACCURACY: R TERMINAL BOX (ABOVE) CABLE ENTRY ON THE ND-END SIGNAL CONNECTION LEFT | - | 0 | 0
1PH8131-1JF22-0CA1 |  | 1PH8131-1JF22-0CA1 | 1 | UN | 1 | 20 | D | D | N | N | 85015230 | 1 |  | 105 | KG | 4003.2 | 4003.2 | MC05 | MC05 | SIMOTICS M Compact induction motor 1500rpm, 15 kW 96Nm, 30 A, 380 V 1750rpm, 17kW 93Nm, 30 A, 425V 2000rpm, 18.5 kW 88Nm, 30 A, 460 V water cooling Degree of protection IP65 Incremental encoder HTL 2048 S/R (encoder HTL2048S/R) With temperature sensor KTY 84-130 DESIGN IM B5 (IMV 1,IM V3) PLAIN SHAFT WITHOUT FITTED KEY; BEARING: STANDARD WITH FIXED BEARING, VIBRATION SEVERITY GRADE: S/A, SHAFT AND FLANGE ACCURACY: R TERMINAL BOX (ABOVE) CABLE ENTRY ON THE RIGHT SIGNAL CONNECTION D-END | - | 0 | 0
1PH8131-1JF22-0CB1 |  | 1PH8131-1JF22-0CB1 | 1 | UN | 1 | 20 | D | D | N | N | 85015230 | 1 |  | 105 | KG | 4003.2 | 4003.2 | MC05 | MC05 | SIMOTICS M Compact induction motor 1500rpm, 15 kW 96Nm, 30 A, 380 V 1750rpm, 17kW 93Nm, 30 A, 425V 2000rpm, 18.5 kW 88Nm, 30 A, 460 V water cooling Degree of protection IP65 Incremental encoder HTL 2048 S/R (encoder HTL2048S/R) With temperature sensor KTY 84-130 DESIGN IM B5 (IMV 1,IM V3) PLAIN SHAFT WITHOUT FITTED KEY; BEARING: STANDARD WITH FIXED BEARING, VIBRATION SEVERITY GRADE: S/A, SHAFT AND FLANGE ACCURACY: R TERMINAL BOX (ABOVE) CABLE ENTRY ON THE LEFT SIGNAL CONNECTION D-END | - | 0 | 0
1PH8131-1JF22-0CC1 |  | 1PH8131-1JF22-0CC1 | 1 | UN | 1 | 20 | D | D | N | N | 85015230 | 1 |  | 105 | KG | 4003.2 | 4003.2 | MC05 | MC05 | SIMOTICS M Compact induction motor 1500rpm, 15 kW 96Nm, 30 A, 380 V 1750rpm, 17kW 93Nm, 30 A, 425V 2000rpm, 18.5 kW 88Nm, 30 A, 460 V water cooling Degree of protection IP65 Incremental encoder HTL 2048 S/R (encoder HTL2048S/R) With temperature sensor KTY 84-130 DESIGN IM B5 (IMV 1,IM V3) PLAIN SHAFT WITHOUT FITTED KEY; BEARING: STANDARD WITH FIXED BEARING, VIBRATION SEVERITY GRADE: S/A, SHAFT AND FLANGE ACCURACY: R TERMINAL BOX (ABOVE) CABLE ENTRY ON THE ND-END SIGNAL CONNECTION LEFT | - | 0 | 0
1PH8131-1JF22-2BA1 |  | 1PH8131-1JF22-2BA1 | 1 | UN | 1 | 20 | D | D | N | N | 85015230 | 1 |  | 105 | KG | 3873.18 | 3873.18 | MC05 | MC05 | SIMOTICS M Compact induction motor 1500rpm, 15 kW 96Nm, 30 A, 380 V 1750rpm, 17kW 93Nm, 30 A, 425V 2000rpm, 18.5 kW 88Nm, 30 A, 460 V water cooling Degree of protection IP65 Incremental encoder HTL 2048 S/R (encoder HTL2048S/R) With temperature sensor KTY 84-130 DESIGN IM B5 (IMV 1,IM V3) SHAFT WITH FITTED KEY HALF-KEY BALANCING BEARING: STANDARD WITH FIXED BEARING, VIBRATION SEVERITY GRADE: R/A, FLANGE ACCURACY: R TERMINAL BOX (ABOVE) CABLE ENTRY ON THE RIGHT SIGNAL CONNECTION D-END | - | 0 | 0
1PH8131-1JF22-2BB1 |  | 1PH8131-1JF22-2BB1 | 1 | UN | 1 | 20 | D | D | N | N | 85015230 | 1 |  | 105 | KG | 3873.18 | 3873.18 | MC05 | MC05 | SIMOTICS M Compact induction motor 1500rpm, 15 kW 96Nm, 30 A, 380 V 1750rpm, 17kW 93Nm, 30 A, 425V 2000rpm, 18.5 kW 88Nm, 30 A, 460 V water cooling Degree of protection IP65 Incremental encoder HTL 2048 S/R (encoder HTL2048S/R) With temperature sensor KTY 84-130 DESIGN IM B5 (IMV 1,IM V3) SHAFT WITH FITTED KEY HALF-KEY BALANCING BEARING: STANDARD WITH FIXED BEARING, VIBRATION SEVERITY GRADE: R/A, FLANGE ACCURACY: R TERMINAL BOX (ABOVE) CABLE ENTRY ON THE LEFT SIGNAL CONNECTION D-END | - | 0 | 0
1PH8131-1JF22-2BC1 |  | 1PH8131-1JF22-2BC1 | 1 | UN | 1 | 20 | D | D | N | N | 85015230 | 1 |  | 105 | KG | 3873.18 | 3873.18 | MC05 | MC05 | SIMOTICS M Compact induction motor 1500rpm, 15 kW 96Nm, 30 A, 380 V 1750rpm, 17kW 93Nm, 30 A, 425V 2000rpm, 18.5 kW 88Nm, 30 A, 460 V water cooling Degree of protection IP65 Incremental encoder HTL 2048 S/R (encoder HTL2048S/R) With temperature sensor KTY 84-130 DESIGN IM B5 (IMV 1,IM V3) SHAFT WITH FITTED KEY HALF-KEY BALANCING BEARING: STANDARD WITH FIXED BEARING, VIBRATION SEVERITY GRADE: R/A, FLANGE ACCURACY: R TERMINAL BOX (ABOVE) CABLE ENTRY ON THE ND-END SIGNAL CONNECTION LEFT | - | 0 | 0
1PH8131-1JF22-2CA1 |  | 1PH8131-1JF22-2CA1 | 1 | UN | 1 | 20 | D | D | N | N | 85015230 | 1 |  | 105 | KG | 4003.2 | 4003.2 | MC05 | MC05 | SIMOTICS M Compact induction motor 1500rpm, 15 kW 96Nm, 30 A, 380 V 1750rpm, 17kW 93Nm, 30 A, 425V 2000rpm, 18.5 kW 88Nm, 30 A, 460 V water cooling Degree of protection IP65 Incremental encoder HTL 2048 S/R (encoder HTL2048S/R) With temperature sensor KTY 84-130 DESIGN IM B5 (IMV 1,IM V3) SHAFT WITH FITTED KEY HALF-KEY BALANCING BEARING: STANDARD WITH FIXED BEARING, VIBRATION SEVERITY GRADE: S/A, SHAFT AND FLANGE ACCURACY: R TERMINAL BOX (ABOVE) CABLE ENTRY ON THE RIGHT SIGNAL CONNECTION D-END | - | 0 | 0
1PH8131-1JF22-2CB1 |  | 1PH8131-1JF22-2CB1 | 1 | UN | 1 | 20 | D | D | N | N | 85015230 | 1 |  | 105 | KG | 4003.2 | 4003.2 | MC05 | MC05 | SIMOTICS M Compact induction motor 1500rpm, 15 kW 96Nm, 30 A, 380 V 1750rpm, 17kW 93Nm, 30 A, 425V 2000rpm, 18.5 kW 88Nm, 30 A, 460 V water cooling Degree of protection IP65 Incremental encoder HTL 2048 S/R (encoder HTL2048S/R) With temperature sensor KTY 84-130 DESIGN IM B5 (IMV 1,IM V3) SHAFT WITH FITTED KEY HALF-KEY BALANCING BEARING: STANDARD WITH FIXED BEARING, VIBRATION SEVERITY GRADE: S/A, SHAFT AND FLANGE ACCURACY: R TERMINAL BOX (ABOVE) CABLE ENTRY ON THE LEFT SIGNAL CONNECTION D-END | - | 0 | 0
1PH8131-1JF22-2CC1 |  | 1PH8131-1JF22-2CC1 | 1 | UN | 1 | 20 | D | D | N | N | 85015230 | 1 |  | 105 | KG | 4003.2 | 4003.2 | MC05 | MC05 | SIMOTICS M Compact induction motor 1500rpm, 15 kW 96Nm, 30 A, 380 V 1750rpm, 17kW 93Nm, 30 A, 425V 2000rpm, 18.5 kW 88Nm, 30 A, 460 V water cooling Degree of protection IP65 Incremental encoder HTL 2048 S/R (encoder HTL2048S/R) With temperature sensor KTY 84-130 DESIGN IM B5 (IMV 1,IM V3) SHAFT WITH FITTED KEY HALF-KEY BALANCING BEARING: STANDARD WITH FIXED BEARING, VIBRATION SEVERITY GRADE: S/A, SHAFT AND FLANGE ACCURACY: R TERMINAL BOX (ABOVE) CABLE ENTRY ON THE ND-END SIGNAL CONNECTION LEFT | - | 0 | 0
1PH8131-1JF23-0BA1 |  | 1PH8131-1JF23-0BA1 | 1 | UN | 1 | 20 | D | D | N | N | 85015230 | 1 |  | 105 | KG | 4075.48 | 4075.48 | MC05 | MC05 | SIMOTICS M Compact induction motor 1500rpm, 15 kW 96Nm, 30 A, 380 V 1750rpm, 17kW 93Nm, 30 A, 425V 2000rpm, 18.5 kW 88Nm, 30 A, 460 V water cooling Degree of protection IP65 Incremental encoder HTL 2048 S/R (encoder HTL2048S/R) With temperature sensor KTY 84-130 Design IM B35 (IM V15, (IM V35) PLAIN SHAFT WITHOUT FITTED KEY; BEARING: STANDARD WITH FIXED BEARING, VIBRATION SEVERITY GRADE: R/A, FLANGE ACCURACY: R TERMINAL BOX (ABOVE) CABLE ENTRY ON THE RIGHT SIGNAL CONNECTION D-END | - | 0 | 0
1PH8131-1JF23-0BB1 |  | 1PH8131-1JF23-0BB1 | 1 | UN | 1 | 20 | D | D | N | N | 85015230 | 1 |  | 105 | KG | 4075.48 | 4075.48 | MC05 | MC05 | SIMOTICS M Compact induction motor 1500rpm, 15 kW 96Nm, 30 A, 380 V 1750rpm, 17kW 93Nm, 30 A, 425V 2000rpm, 18.5 kW 88Nm, 30 A, 460 V water cooling Degree of protection IP65 Incremental encoder HTL 2048 S/R (encoder HTL2048S/R) With temperature sensor KTY 84-130 Design IM B35 (IM V15, (IM V35) PLAIN SHAFT WITHOUT FITTED KEY; BEARING: STANDARD WITH FIXED BEARING, VIBRATION SEVERITY GRADE: R/A, FLANGE ACCURACY: R TERMINAL BOX (ABOVE) CABLE ENTRY ON THE LEFT SIGNAL CONNECTION D-END | - | 0 | 0
1PH8131-1JF23-0BC1 |  | 1PH8131-1JF23-0BC1 | 1 | UN | 1 | 20 | D | D | N | N | 85015230 | 1 |  | 105 | KG | 4075.48 | 4075.48 | MC05 | MC05 | SIMOTICS M Compact induction motor 1500rpm, 15 kW 96Nm, 30 A, 380 V 1750rpm, 17kW 93Nm, 30 A, 425V 2000rpm, 18.5 kW 88Nm, 30 A, 460 V water cooling Degree of protection IP65 Incremental encoder HTL 2048 S/R (encoder HTL2048S/R) With temperature sensor KTY 84-130 Design IM B35 (IM V15, (IM V35) PLAIN SHAFT WITHOUT FITTED KEY; BEARING: STANDARD WITH FIXED BEARING, VIBRATION SEVERITY GRADE: R/A, FLANGE ACCURACY: R TERMINAL BOX (ABOVE) CABLE ENTRY ON THE ND-END SIGNAL CONNECTION LEFT | - | 0 | 0
1PH8131-1JF23-0CA1 |  | 1PH8131-1JF23-0CA1 | 1 | UN | 1 | 20 | D | D | N | N | 85015230 | 1 |  | 105 | KG | 4205.5 | 4205.5 | MC05 | MC05 | SIMOTICS M Compact induction motor 1500rpm, 15 kW 96Nm, 30 A, 380 V 1750rpm, 17kW 93Nm, 30 A, 425V 2000rpm, 18.5 kW 88Nm, 30 A, 460 V water cooling Degree of protection IP65 Incremental encoder HTL 2048 S/R (encoder HTL2048S/R) With temperature sensor KTY 84-130 Design IM B35 (IM V15, (IM V35) PLAIN SHAFT WITHOUT FITTED KEY; BEARING: STANDARD WITH FIXED BEARING, VIBRATION SEVERITY GRADE: S/A, SHAFT AND FLANGE ACCURACY: R TERMINAL BOX (ABOVE) CABLE ENTRY ON THE RIGHT SIGNAL CONNECTION D-END | - | 0 | 0
1PH8131-1JF23-0CB1 |  | 1PH8131-1JF23-0CB1 | 1 | UN | 1 | 20 | D | D | N | N | 85015230 | 1 |  | 105 | KG | 4205.5 | 4205.5 | MC05 | MC05 | SIMOTICS M Compact induction motor 1500rpm, 15 kW 96Nm, 30 A, 380 V 1750rpm, 17kW 93Nm, 30 A, 425V 2000rpm, 18.5 kW 88Nm, 30 A, 460 V water cooling Degree of protection IP65 Incremental encoder HTL 2048 S/R (encoder HTL2048S/R) With temperature sensor KTY 84-130 Design IM B35 (IM V15, (IM V35) PLAIN SHAFT WITHOUT FITTED KEY; BEARING: STANDARD WITH FIXED BEARING, VIBRATION SEVERITY GRADE: S/A, SHAFT AND FLANGE ACCURACY: R TERMINAL BOX (ABOVE) CABLE ENTRY ON THE LEFT SIGNAL CONNECTION D-END | - | 0 | 0
1PH8131-1JF23-0CC1 |  | 1PH8131-1JF23-0CC1 | 1 | UN | 1 | 20 | D | D | N | N | 85015230 | 1 |  | 105 | KG | 4205.5 | 4205.5 | MC05 | MC05 | SIMOTICS M Compact induction motor 1500rpm, 15 kW 96Nm, 30 A, 380 V 1750rpm, 17kW 93Nm, 30 A, 425V 2000rpm, 18.5 kW 88Nm, 30 A, 460 V water cooling Degree of protection IP65 Incremental encoder HTL 2048 S/R (encoder HTL2048S/R) With temperature sensor KTY 84-130 Design IM B35 (IM V15, (IM V35) PLAIN SHAFT WITHOUT FITTED KEY; BEARING: STANDARD WITH FIXED BEARING, VIBRATION SEVERITY GRADE: S/A, SHAFT AND FLANGE ACCURACY: R TERMINAL BOX (ABOVE) CABLE ENTRY ON THE ND-END SIGNAL CONNECTION LEFT | - | 0 | 0
1PH8131-1JF23-2BA1 |  | 1PH8131-1JF23-2BA1 | 1 | UN | 1 | 20 | D | D | N | N | 85015230 | 1 |  | 105 | KG | 4075.48 | 4075.48 | MC05 | MC05 | SIMOTICS M Compact induction motor 1500rpm, 15 kW 96Nm, 30 A, 380 V 1750rpm, 17kW 93Nm, 30 A, 425V 2000rpm, 18.5 kW 88Nm, 30 A, 460 V water cooling Degree of protection IP65 Incremental encoder HTL 2048 S/R (encoder HTL2048S/R) With temperature sensor KTY 84-130 Design IM B35 (IM V15, (IM V35) SHAFT WITH FITTED KEY HALF-KEY BALANCING BEARING: STANDARD WITH FIXED BEARING, VIBRATION SEVERITY GRADE: R/A, FLANGE ACCURACY: R TERMINAL BOX (ABOVE) CABLE ENTRY ON THE RIGHT SIGNAL CONNECTION D-END | - | 0 | 0
1PH8131-1JF23-2BB1 |  | 1PH8131-1JF23-2BB1 | 1 | UN | 1 | 20 | D | D | N | N | 85015230 | 1 |  | 105 | KG | 4075.48 | 4075.48 | MC05 | MC05 | SIMOTICS M Compact induction motor 1500rpm, 15 kW 96Nm, 30 A, 380 V 1750rpm, 17kW 93Nm, 30 A, 425V 2000rpm, 18.5 kW 88Nm, 30 A, 460 V water cooling Degree of protection IP65 Incremental encoder HTL 2048 S/R (encoder HTL2048S/R) With temperature sensor KTY 84-130 Design IM B35 (IM V15, (IM V35) SHAFT WITH FITTED KEY HALF-KEY BALANCING BEARING: STANDARD WITH FIXED BEARING, VIBRATION SEVERITY GRADE: R/A, FLANGE ACCURACY: R TERMINAL BOX (ABOVE) CABLE ENTRY ON THE LEFT SIGNAL CONNECTION D-END | - | 0 | 0
1PH8131-1JF23-2BC1 |  | 1PH8131-1JF23-2BC1 | 1 | UN | 1 | 20 | D | D | N | N | 85015230 | 1 |  | 105 | KG | 4075.48 | 4075.48 | MC05 | MC05 | SIMOTICS M Compact induction motor 1500rpm, 15 kW 96Nm, 30 A, 380 V 1750rpm, 17kW 93Nm, 30 A, 425V 2000rpm, 18.5 kW 88Nm, 30 A, 460 V water cooling Degree of protection IP65 Incremental encoder HTL 2048 S/R (encoder HTL2048S/R) With temperature sensor KTY 84-130 Design IM B35 (IM V15, (IM V35) SHAFT WITH FITTED KEY HALF-KEY BALANCING BEARING: STANDARD WITH FIXED BEARING, VIBRATION SEVERITY GRADE: R/A, FLANGE ACCURACY: R TERMINAL BOX (ABOVE) CABLE ENTRY ON THE ND-END SIGNAL CONNECTION LEFT | - | 0 | 0
1PH8131-1JF23-2CA1 |  | 1PH8131-1JF23-2CA1 | 1 | UN | 1 | 20 | D | D | N | N | 85015230 | 1 |  | 105 | KG | 4205.5 | 4205.5 | MC05 | MC05 | SIMOTICS M Compact induction motor 1500rpm, 15 kW 96Nm, 30 A, 380 V 1750rpm, 17kW 93Nm, 30 A, 425V 2000rpm, 18.5 kW 88Nm, 30 A, 460 V water cooling Degree of protection IP65 Incremental encoder HTL 2048 S/R (encoder HTL2048S/R) With temperature sensor KTY 84-130 Design IM B35 (IM V15, (IM V35) SHAFT WITH FITTED KEY HALF-KEY BALANCING BEARING: STANDARD WITH FIXED BEARING, VIBRATION SEVERITY GRADE: S/A, SHAFT AND FLANGE ACCURACY: R TERMINAL BOX (ABOVE) CABLE ENTRY ON THE RIGHT SIGNAL CONNECTION D-END | - | 0 | 0
1PH8131-1JF23-2CB1 |  | 1PH8131-1JF23-2CB1 | 1 | UN | 1 | 20 | D | D | N | N | 85015230 | 1 |  | 105 | KG | 4205.5 | 4205.5 | MC05 | MC05 | SIMOTICS M Compact induction motor 1500rpm, 15 kW 96Nm, 30 A, 380 V 1750rpm, 17kW 93Nm, 30 A, 425V 2000rpm, 18.5 kW 88Nm, 30 A, 460 V water cooling Degree of protection IP65 Incremental encoder HTL 2048 S/R (encoder HTL2048S/R) With temperature sensor KTY 84-130 Design IM B35 (IM V15, (IM V35) SHAFT WITH FITTED KEY HALF-KEY BALANCING BEARING: STANDARD WITH FIXED BEARING, VIBRATION SEVERITY GRADE: S/A, SHAFT AND FLANGE ACCURACY: R TERMINAL BOX (ABOVE) CABLE ENTRY ON THE LEFT SIGNAL CONNECTION D-END | - | 0 | 0
1PH8131-1JF23-2CC1 |  | 1PH8131-1JF23-2CC1 | 1 | UN | 1 | 20 | D | D | N | N | 85015230 | 1 |  | 105 | KG | 4205.5 | 4205.5 | MC05 | MC05 | SIMOTICS M Compact induction motor 1500rpm, 15 kW 96Nm, 30 A, 380 V 1750rpm, 17kW 93Nm, 30 A, 425V 2000rpm, 18.5 kW 88Nm, 30 A, 460 V water cooling Degree of protection IP65 Incremental encoder HTL 2048 S/R (encoder HTL2048S/R) With temperature sensor KTY 84-130 Design IM B35 (IM V15, (IM V35) SHAFT WITH FITTED KEY HALF-KEY BALANCING BEARING: STANDARD WITH FIXED BEARING, VIBRATION SEVERITY GRADE: S/A, SHAFT AND FLANGE ACCURACY: R TERMINAL BOX (ABOVE) CABLE ENTRY ON THE ND-END SIGNAL CONNECTION LEFT | - | 0 | 0
1PH8131-1MB10-0ZC1 | P1B | 1PH8131-1MB10-0ZC1P1B | 1 | UN | 1 | 20 | D | D | N | N | 85015220 | 1 |  | 89 | KG | 3389.19 | 3389.19 | MC05 | MC05 | SIMOTICS M Compact induction motor 400rpm, 2.9kW, 69Nm, 9A, 272V 500rpm, 3.6kW, 69Nm, 9A, 328V 600rpm, 4.3kW, 68Nm, 9A, 384V forced ventilation Direction of air flow NDE--> DE; Degree of protection IP55 Incremental encoder sin/cos 1 Vpp 2048 S/R with C and D track (encoder IC2048S/R) Design IM B3 (IM V5, IM V6) Smooth shaft without feather key; terminal box (top) Cable entry NDE Signal connection left P1B: Double-row Angular-contact ball bearing SPECIAL MOTOR SMR-107-2014 | - | 0 | 7
1PH8131-1MF00-0GA1 |  | 1PH8131-1MF00-0GA1 | 1 | UN | 1 | 20 | D | D | N | N | 85015230 | 1 |  | 89 | KG | 2953.16 | 2953.16 | MC05 | MC05 | SIMOTICS M Compact induction motor 1500rpm, 11kW, 70 Nm, 24A, 360V 1750rpm, 13kW, 71Nm, 24A, 416V 2000rpm, 15 kW, 72Nm, 24A, 460 V forced ventilation; direction of air flow DE--> NDE; Degree of protection IP55 Incremental encoder SIN/COS 1 VPP 2048 S/R with C and D track (encoder IC2048S/R) with temperature sensor KTY 84-130 DESIGN IM B3 (IM V5, IM V6) PLAIN SHAFT WITHOUT FITTED KEY; BEARING: STANDARD, VIBRATION SEVERITY GRADE: R/A, SHAFT AND FLANGE ACCURACY: R TERMINAL BOX (ABOVE) CABLE ENTRY ON THE RIGHT SIGNAL CONNECTION D-END | - | 0 | 0
1PH8131-1MF00-2BC1 |  | 1PH8131-1MF00-2BC1 | 1 | UN | 1 | 20 | D | D | N | N | 85015230 | 1 |  | 89 | KG | 3143.07 | 3143.07 | MC05 | MC05 | SIMOTICS M Compact induction motor 1500rpm, 11kW, 70 Nm, 24A, 360V 1750rpm, 13kW, 71Nm, 24A, 416V 2000rpm, 15 kW, 72Nm, 24A, 460 V forced ventilation; direction of air flow DE--> NDE; Degree of protection IP55 Incremental encoder SIN/COS 1 VPP 2048 S/R with C and D track (encoder IC2048S/R) with temperature sensor KTY 84-130 DESIGN IM B3 (IM V5, IM V6) SHAFT WITH FITTED KEY HALF-KEY BALANCING BEARING: STANDARD WITH FIXED BEARING, VIBRATION SEVERITY GRADE: R/A, FLANGE ACCURACY: R TERMINAL BOX (ABOVE) CABLE ENTRY ON THE ND-END SIGNAL CONNECTION LEFT | - | 0 | 0
1PH8131-1MF02-2GA1-Z | K24V90 | 1PH8131-1MF02-2GA1-ZK24V90 | 1 | UN | 1 | 20 | D | D | N | N | 85015230 | 1 |  | 89 | KG | 3272.21 | 3272.21 | MC05 | MC05 | SIMOTICS M Compact induction motor 1500rpm, 11kW, 70 Nm, 24A, 360V 1750rpm, 13kW, 71Nm, 24A, 416V 2000rpm, 15 kW, 72Nm, 24A, 460 V forced ventilation; direction of air flow DE--> NDE; Degree of protection IP55 Incremental encoder SIN/COS 1 VPP 2048 S/R with C and D track (encoder IC2048S/R) with temperature sensor KTY 84-130 DESIGN IM B5 (IMV 1,IM V3) SHAFT WITH FITTED KEY HALF-KEY BALANCING BEARING: STANDARD, VIBRATION SEVERITY GRADE: R/A, SHAFT AND FLANGE ACCURACY: R TERMINAL BOX (ABOVE) CABLE ENTRY ON THE RIGHT SIGNAL CONNECTION D-END K24: PRIMING (PALE GREEN) V90: SHAFT END 42 X 110 MM COMPATIBLE FOR 1PH7 | - | 0 | 0
1PH8131-1MF03-2GA1 |  | 1PH8131-1MF03-2GA1 | 1 | UN | 1 | 20 | D | D | N | N | 85015230 | 1 |  | 89 | KG | 3314.41 | 3314.41 | MC05 | MC05 | SIMOTICS M Compact induction motor 1500rpm, 11kW, 70 Nm, 24A, 360V 1750rpm, 13kW, 71Nm, 24A, 416V 2000rpm, 15 kW, 72Nm, 24A, 460 V forced ventilation; direction of air flow DE--> NDE; Degree of protection IP55 Incremental encoder SIN/COS 1 VPP 2048 S/R with C and D track (encoder IC2048S/R) with temperature sensor KTY 84-130 Design IM B35 (IM V15, (IM V35) SHAFT WITH FITTED KEY HALF-KEY BALANCING BEARING: STANDARD, VIBRATION SEVERITY GRADE: R/A, SHAFT AND FLANGE ACCURACY: R TERMINAL BOX (ABOVE) CABLE ENTRY ON THE RIGHT SIGNAL CONNECTION D-END | - | 0 | 0
1PH8131-1MS03-0LA1 |  | 1PH8131-1MS03-0LA1 | 1 | UN | 1 | 20 | D | D | N | N | 85015230 | 1 |  | 89 | KG | 3868.79 | 3868.79 | MC05 | MC05 | SIMOTICS M Compact induction motor 2000rpm, 14.6kW 70 Nm, 39A, 302V 5000rpm, 14.6kW 28Nm, 40A, 360V 1500rpm, 11 kW 70 Nm, 39A, 227V forced ventilation; direction of air flow DE--> NDE; Degree of protection IP55 Incremental encoder SIN/COS 1 VPP 2048 S/R with C and D track (encoder IC2048S/R) with temperature sensor KTY 84-130 Design IM B35 (IM V15, (IM V35) PLAIN SHAFT WITHOUT FITTED KEY; BEARING: PERFORMANCE, VIBRATION SEVERITY GRADE: SPECIAL/B, SHAFT AND FLANGE ACCURACY: SPECIAL TERMINAL BOX (ABOVE) CABLE ENTRY ON THE RIGHT SIGNAL CONNECTION D-END | - | 0 | 0
1PH8131-1SS02-3MA1-Z | Q53 | 1PH8131-1SS02-3MA1-ZQ53 | 1 | UN | 1 | 20 | D | D | N | N | 85015230 | 1 |  | 91.5 | KG | 7163 | 7163 | MC05 | MC05 | SIMOTICS M Compact induction motor 2000rpm, 14.6kW, 70 Nm, 39A 302V; 5000rpm, 14.6kW, 28Nm 40A, 360V; 1500rpm, 11kW, 70 Nm, 39A, 227V forced ventilation; direction of air flow DE--> NDE; Degree of protection IP55 Incremental encoder 19-bit without commutation position (encoder IN19DQ) with DRIVE-CLiQ interface Type of construction IM B5 (IMV 1, IM V3) Smooth hollow shaft Bearing version: High Performance; Vibration severity: Special/B; Shaft and flange accuracy: Special Q53: Customer-specific shaft version and compensating washers | - | 0 | 7
1PH8131-1SS03-0LA1 |  | 1PH8131-1SS03-0LA1 | 1 | UN | 1 | 20 | D | D | N | N | 85015230 | 1 |  | 89 | KG | 5215.17 | 5215.17 | MC05 | MC05 | SIMOTICS M Compact induction motor 2000rpm, 14.6kW 70 Nm, 39A, 302V 5000rpm, 14.6kW 28Nm, 40A, 360V 1500rpm, 11 kW 70 Nm, 39A, 227V forced ventilation; direction of air flow DE--> NDE; Degree of protection IP55 Incremental encoder 19-bit Without commutation position (encoder IN19DQ) with DRIVE-CLiQ interface Design IM B35 (IM V15, (IM V35) PLAIN SHAFT WITHOUT FITTED KEY; BEARING: PERFORMANCE, VIBRATION SEVERITY GRADE: SPECIAL/B, SHAFT AND FLANGE ACCURACY: SPECIAL TERMINAL BOX (ABOVE) CABLE ENTRY ON THE RIGHT SIGNAL CONNECTION D-END | - | 0 | 0
1PH8131-1TS00-1LA1 |  | 1PH8131-1TS00-1LA1 | 1 | UN | 1 | 20 | D | D | N | N | 85015230 | 1 |  | 89 | KG | 3654.58 | 3654.58 | MC05 | MC05 | SIMOTICS M Compact induction motor 2000rpm, 14.6kW 70 Nm, 39A, 302V 5000rpm, 14.6kW 28Nm, 40A, 360V 1500rpm, 11 kW 70 Nm, 39A, 227V forced ventilation; direction of air flow DE--> NDE; Degree of protection IP55 Incremental encoder sin/cos 1 Vpp 512 S/R without C and D track (encoder IC2048S/R) With temperature sensor KTY 84-130 DESIGN IM B3 (IM V5, IM V6) SHAFT WITH FITTED KEY FULL-KEY BALANCING BEARING: PERFORMANCE, VIBRATION SEVERITY GRADE: SPECIAL/B, SHAFT AND FLANGE ACCURACY: SPECIAL TERMINAL BOX (ABOVE) CABLE ENTRY ON THE RIGHT SIGNAL CONNECTION D-END | - | 0 | 0
1PH8131-1TS10-0MC2 |  | 1PH8131-1TS10-0MC2 | 1 | UN | 1 | 20 | D | D | N | N | 85015230 | 1 |  | 89 | KG | 3935.45 | 3935.45 | MC05 | MC05 | SIMOTICS M Compact asynchronous motor 2000 rpm, 14.6 kW, 70 Nm, 39 A, 302 V 5000 rpm, 14.6 kW, 28 Nm, 40 A, 360 V 1500 rpm, 11 kW, 70 Nm, 39 A, 227 V Forced ventilation; Direction of air flow NDE --> DE; Degree of protection IP55 Incremental encoder sin/cos 1 Vpp 512 S/R without C and D track (encoder IC2048S/R) With temperature sensor Pt1000 DESIGN IM B3 (IM V5, IM V6) PLAIN SHAFT WITHOUT FITTED KEY; BEARING: HIGH PERFORMANCE VIBRATION SEVERITY GRADE SPECIAL/B SHAFT AND FLANGE ACCURACY GR. R TERMINAL BOX (ABOVE) CABLE ENTRY ON THE ND-END SIGNAL CONNECTION LEFT | - | 0 | 0
1PH8131-1UF00-1LA1 |  | 1PH8131-1UF00-1LA1 | 1 | UN | 1 | 20 | D | D | N | N | 85015230 | 1 |  | 89 | KG | 4095.65 | 4095.65 | MC05 | MC05 | SIMOTICS M Compact induction motor 1500rpm, 11kW, 70 Nm, 24A, 360V 1750rpm, 13kW, 71Nm, 24A, 416V 2000rpm, 15 kW, 72Nm, 24A, 460 V forced ventilation; direction of air flow DE--> NDE; Degree of protection IP55 Incremental encoder 20-bit Without commutation position (encoder IN20DQ) with DRIVE-CLiQ interface DESIGN IM B3 (IM V5, IM V6) SHAFT WITH FITTED KEY FULL-KEY BALANCING BEARING: PERFORMANCE, VIBRATION SEVERITY GRADE: SPECIAL/B, SHAFT AND FLANGE ACCURACY: SPECIAL TERMINAL BOX (ABOVE) CABLE ENTRY ON THE RIGHT SIGNAL CONNECTION D-END | - | 0 | 0
1PH8131-1UF00-1MA1 |  | 1PH8131-1UF00-1MA1 | 1 | UN | 1 | 20 | D | D | N | N | 85015230 | 1 |  | 89 | KG | 4391.26 | 4391.26 | MC05 | MC05 | SIMOTICS M Compact induction motor 1500rpm, 11kW, 70 Nm, 24A, 360V 1750rpm, 13kW, 71Nm, 24A, 416V 2000rpm, 15 kW, 72Nm, 24A, 460 V forced ventilation; direction of air flow DE--> NDE; Degree of protection IP55 Incremental encoder 20-bit Without commutation position (encoder IN20DQ) with DRIVE-CLiQ interface DESIGN IM B3 (IM V5, IM V6) SHAFT WITH FITTED KEY FULL-KEY BALANCING BEARING: HIGH PERFORMANCE VIBRATION SEVERITY GRADE SPECIAL/B SHAFT AND FLANGE ACCURACY GR. R TERMINAL BOX (ABOVE) CABLE ENTRY ON THE RIGHT SIGNAL CONNECTION D-END | - | 0 | 0
1PH8131-1US00-2LA1 |  | 1PH8131-1US00-2LA1 | 1 | UN | 1 | 20 | D | D | N | N | 85015230 | 1 |  | 89 | KG | 4095.65 | 4095.65 | MC05 | MC05 | SIMOTICS M Compact induction motor 2000rpm, 14.6kW 70 Nm, 39A, 302V 5000rpm, 14.6kW 28Nm, 40A, 360V 1500rpm, 11 kW 70 Nm, 39A, 227V forced ventilation; direction of air flow DE--> NDE; Degree of protection IP55 Incremental encoder 20-bit Without commutation position (encoder IN20DQ) with DRIVE-CLiQ interface DESIGN IM B3 (IM V5, IM V6) SHAFT WITH FITTED KEY HALF-KEY BALANCING BEARING: PERFORMANCE, VIBRATION SEVERITY GRADE: SPECIAL/B, SHAFT AND FLANGE ACCURACY: SPECIAL TERMINAL BOX (ABOVE) CABLE ENTRY ON THE RIGHT SIGNAL CONNECTION D-END | - | 0 | 0
1PH8131-1US10-2LB1 |  | 1PH8131-1US10-2LB1 | 1 | UN | 1 | 20 | D | D | N | N | 85015230 | 1 |  | 89 | KG | 4095.65 | 4095.65 | MC05 | MC05 | SIMOTICS M Compact induction motor 2000rpm, 14.6kW 70 Nm, 39A, 302V 5000rpm, 14.6kW 28Nm, 40A, 360V 1500rpm, 11 kW 70 Nm, 39A, 227V forced ventilation; direction of air flow NDE--> DE; Degree of protection IP55 Incremental encoder 20-bit Without commutation position (encoder IN20DQ) with DRIVE-CLiQ interface DESIGN IM B3 (IM V5, IM V6) SHAFT WITH FITTED KEY HALF-KEY BALANCING BEARING: PERFORMANCE, VIBRATION SEVERITY GRADE: SPECIAL/B, SHAFT AND FLANGE ACCURACY: SPECIAL TERMINAL BOX (ABOVE) CABLE ENTRY ON THE LEFT SIGNAL CONNECTION D-END | - | 0 | 0
1PH8131-2DF00-0BA1 |  | 1PH8131-2DF00-0BA1 | 1 | UN | 1 | 40 | X | D | N | N | 85015230 | 1 |  | 85 | KG | 7155.83 | 7155.83 | MC05 | MC05 | SIMOTICS M Compact synchronous motor 1500rpm, 15.7kW 100 Nm, 29A, 388V 1750rpm, 18kW 98Nm, 29A, 415 V 2000rpm, 19.9kW 95Nm, 29A, 449V forced ventilation; direction of air flow DE--> NDE; Degree of protection IP55 Incremental encoder 22-bit with commutation position (encoder IC22DQ) with DRIVE-CLiQ interface DESIGN IM B3 (IM V5, IM V6) PLAIN SHAFT WITHOUT FITTED KEY; BEARING: STANDARD WITH FIXED BEARING, VIBRATION SEVERITY GRADE: R/A, FLANGE ACCURACY: R TERMINAL BOX (ABOVE) CABLE ENTRY ON THE RIGHT SIGNAL CONNECTION D-END | - | 0 | 0
1PH8131-2FF02-1BB1 |  | 1PH8131-2FF02-1BB1 | 1 | UN | 1 | 40 | X | D | N | N | 85015230 | 1 |  | 85 | KG | 7921.68 | 7921.68 | MC05 | MC05 | SIMOTICS M Compact synchronous motor 1500rpm, 15.7kW 100 Nm, 29A, 388V 1750rpm, 18kW 98Nm, 29A, 415 V 2000rpm, 19.9kW 95Nm, 29A, 449V forced ventilation; direction of air flow DE--> NDE; Degree of protection IP55 Absolute encoder 22-bit Single-turn and 12-bit multi-turn (encoder AM22DQ) with DRIVE-CLiQ interface DESIGN IM B5 (IMV 1,IM V3) SHAFT WITH FITTED KEY FULL-KEY BALANCING BEARING: STANDARD WITH FIXED BEARING, VIBRATION SEVERITY GRADE: R/A, FLANGE ACCURACY: R TERMINAL BOX (ABOVE) CABLE ENTRY ON THE LEFT SIGNAL CONNECTION D-END | - | 0 | 0
1PH8131-2FF12-1BA1-Z | G14V91 | 1PH8131-2FF12-1BA1-ZG14V91 | 1 | UN | 1 | 40 | X | D | N | N | 85015230 | 1 |  | 85 | KG | 8407.86 | 8407.86 | MC05 | MC05 | SIMOTICS M Compact synchronous motor 1500rpm, 15.7kW 100 Nm, 29A, 388V 1750rpm, 18kW 98Nm, 29A, 415 V 2000rpm, 19.9kW 95Nm, 29A, 449V forced ventilation; direction of air flow NDE--> DE; Degree of protection IP55 Absolute encoder 22-bit Single-turn and 12-bit multi-turn (encoder AM22DQ) with DRIVE-CLiQ interface DESIGN IM B5 (IMV 1,IM V3) SHAFT WITH FITTED KEY FULL-KEY BALANCING BEARING: STANDARD WITH FIXED BEARING, VIBRATION SEVERITY GRADE: R/A, FLANGE ACCURACY: R TERMINAL BOX (ABOVE) CABLE ENTRY ON THE RIGHT SIGNAL CONNECTION D-END G14: FAN ASSEMBLY WITH AIR FILTER V91: 1FT6-compatible shaft extension 48 x 82 mm | - | 0 | 0
1PH8131-2FF12-2BF1 |  | 1PH8131-2FF12-2BF1 | 1 | UN | 1 | 40 | X | D | N | N | 85015230 | 1 |  | 85 | KG | 7921.68 | 7921.68 | MC05 | MC05 | SIMOTICS M Compact synchronous motor 1500rpm, 15.7kW 100 Nm, 29A, 388V 1750rpm, 18kW 98Nm, 29A, 415 V 2000rpm, 19.9kW 95Nm, 29A, 449V forced ventilation; direction of air flow NDE--> DE; Degree of protection IP55 Absolute encoder 22-bit Single-turn and 12-bit multi-turn (encoder AM22DQ) with DRIVE-CLiQ interface DESIGN IM B5 (IMV 1,IM V3) SHAFT WITH FITTED KEY HALF-KEY BALANCING BEARING: STANDARD WITH FIXED BEARING, VIBRATION SEVERITY GRADE: R/A, FLANGE ACCURACY: R POWER CONNECTOR(ABOVE) CABLE ENTRY ON THE LEFT SIGNAL CONNECTION D-END | - | 0 | 0
1PH8131-2FL03-0BA1 |  | 1PH8131-2FL03-0BA1 | 1 | UN | 1 | 40 | X | D | N | N | 85015230 | 1 |  | 85 | KG | 8123.98 | 8123.98 | MC05 | MC05 | SIMOTICS M Compact synchronous motor 2500rpm, 25kW 96Nm, 44A, 371V 2800rpm, 27.7kW 95Nm, 44A, 415 V 3000rpm, 29.5kW 94Nm, 43A, 449V forced ventilation; direction of air flow DE--> NDE; Degree of protection IP55 Absolute encoder 22-bit Single-turn and 12-bit multi-turn (encoder AM22DQ) with DRIVE-CLiQ interface Design IM B35 (IM V15, (IM V35) PLAIN SHAFT WITHOUT FITTED KEY; BEARING: STANDARD WITH FIXED BEARING, VIBRATION SEVERITY GRADE: R/A, FLANGE ACCURACY: R TERMINAL BOX (ABOVE) CABLE ENTRY ON THE RIGHT SIGNAL CONNECTION D-END | - | 0 | 0
1PH8131-2MZ23-2BA1-Z | K23K5BV91X02Y84 | 1PH8131-2MZ23-2BA1-ZK23K5BV91X02Y84 | 1 | UN | 1 | 40 | X | D | N | N | 85015230 | 1 |  | 102 | KG | 7360.27 | 7360.27 | MC05 | MC05 | SIMOTICS M Compact synchronous motor 500rpm, 5.95 kW, 114 Nm, 13.15 A water cooling Degree of protection IP65 encoder IC2048S/R Design IM B35 Shaft with feather key half-key balancing Bearing version: Standard with fixed bearing K23: Special finish worldwide K5B: Special winding V91: Shaft extension 48x 82mm 1FT6-compatible X02: RAL 9001 (cream white) Y84: Customer specifications on rating plate (max. 30 characters) Customer-specific version | - | 0 | 7
1PH8131-3DF13-2AA1-Z | G14U65 | 1PH8131-3DF13-2AA1-ZG14U65 | 1 | UN | 1 | 20 | D | D | N | N | 85015230 | 1 |  | 135 | KG | 6753.82 | 6753.82 | MC05 | MC05 | SIMOTICS M Compact induction motor 1500rpm, 11kW, 70 Nm, 24A, 360V 1750rpm, 13kW, 71Nm, 24A, 416V 2000rpm, 15 kW, 72Nm, 24A, 460 V forced ventilation; direction of air flow NDE--> DE; Degree of protection IP55 Incremental encoder 22-bit with commutation position (encoder IC22DQ) with DRIVE-CLiQ interface Design IM B35 (IM V15, (IM V35) SHAFT WITH FITTED KEY HALF-KEY BALANCING BEARING: STANDARD VIBRATION SEVERITY GRADE A; SHAFT A.FLANGE ACCURACY GR.N TERMINAL BOX (ABOVE) CABLE ENTRY ON THE RIGHT SIGNAL CONNECTION D-END G14: FAN ASSEMBLY WITH AIR FILTER U65: HOLDING BRAKE DC 24 V | - | 0 | 0
1PH8131-3EF13-2AA1-Z | K23U50V90X02Y84 | 1PH8131-3EF13-2AA1-ZK23U50V90X02Y84 | 1 | UN | 1 | 20 | D | D | N | N | 85015230 | 1 |  | 135 | KG | 6655.23 | 6655.23 | MC05 | MC05 | SIMOTICS M Compact induction motor 1750rpm, 13 kW, 71 Nm, 24 A, 416 V forced ventilation absolute encoder EnDat 2048 S/R Design IM35 Shaft with feather key half-key balancing Bearing version: standard K23: Special finish worldwide U50: Holding brake as 1PH7 X02: Paint finish in RAL 9001 (cream white) V90: Shaft extension 42x 110 mm 1PH7-compatible Y84: Customer specifications on rating plate (max. 30 characters) Customer-specific version | - | 0 | 7
1PH8131-3EF13-2AA1-Z | K23U60V90X53 | 1PH8131-3EF13-2AA1-ZK23U60V90X53 | 1 | UN | 1 | 20 | D | D | N | N | 85015230 | 1 |  | 135 | KG | 6881.35 | 6881.35 | MC05 | MC05 | SIMOTICS M Compact induction motor 1500rpm, 11kW, 70 Nm, 24A, 360V 1750rpm, 13kW, 71Nm, 24A, 416V 2000rpm, 15 kW, 72Nm, 24A, 460 V forced ventilation; direction of air flow NDE--> DE; Degree of protection IP55 ABSOLUTE ENCODER ENDAT 2048 S/R (ENCODER AM2048S/R) with TEMPERAT. SENSOR KTY84-130 Design IM B35 (IM V15, (IM V35) SHAFT WITH FITTED KEY HALF-KEY BALANCING BEARING: STANDARD VIBRATION SEVERITY GRADE A; SHAFT A.FLANGE ACCURACY GR.N TERMINAL BOX (ABOVE) CABLE ENTRY ON THE RIGHT SIGNAL CONNECTION D-END K23: SPECIAL PAINTING WORLDWIDE U60: HOLDING BRAKE 230 V V90: SHAFT END 42 X 110 MM COMPATIBLE FOR 1PH7 X53: PAINT FINISH RAL 7035 (LIGHT GREY) | - | 0 | 0
1PH8131-4EF03-0AA2-Z | U65 | 1PH8131-4EF03-0AA2-ZU65 | 1 | UN | 1 | 40 | X | D | N | N | 85015230 | 1 |  | 131 | KG | 9643.53 | 9643.53 | MC05 | MC05 | SIMOTICS M Compact synchronous motor 1500 rpm, 15.7 kW, 100 Nm, 29 A, 388 V 1750 rpm, 18 kW, 98 Nm, 29 A, 415 V 2000 rpm, 19.9 kW, 95 Nm, 29 A, 449 V Forced ventilation; Direction of air flow DE --> NDE; Degree of protection IP55 ABSOLUTE ENCODER ENDAT 2048 S/R (ENCODER AM2048S/R) with TEMPERATURE SENSOR Pt1000 Design IM B35 (IM V15, (IM V35) PLAIN SHAFT WITHOUT FITTED KEY; BEARING: STANDARD VIBRATION SEVERITY GRADE A; SHAFT A.FLANGE ACCURACY GR.N TERMINAL BOX (ABOVE) CABLE ENTRY ON THE RIGHT SIGNAL CONNECTION D-END U65: Holding brake 24 V DC | - | 0 | 0
1PH8131-4FL02-0AG1-Z | L74U63 | 1PH8131-4FL02-0AG1-ZL74U63 | 1 | UN | 1 | 40 | X | D | N | N | 85015230 | 1 |  | 131 | KG | 10170.61 | 10170.61 | MC05 | MC05 | SIMOTICS M Compact synchronous motor 2500rpm, 25kW 96Nm, 44A, 371V 2800rpm, 27.7kW 95Nm, 44A, 415 V 3000rpm, 29.5kW 94Nm, 43A, 449V forced ventilation; direction of air flow DE--> NDE; Degree of protection IP55 Absolute encoder 22-bit Single-turn and 12-bit multi-turn (encoder AM22DQ) with DRIVE-CLiQ interface DESIGN IM B5 (IMV 1,IM V3) PLAIN SHAFT WITHOUT FITTED KEY; BEARING: STANDARD VIBRATION SEVERITY GRADE A; SHAFT A.FLANGE ACCURACY GR.N POWER CONNECTOR (ABOVE) CABLE ENTRY ON THE ND-END SIGNAL CONNECTION LEFT L74: FAN DEGREE OF PROTECTION IP 65 U63: HOLDING BRAKE 230 V WITH MICROSWITCH AND MANUAL AIR LEVER | - | 0 | 0
1PH8131-4FL02-2AE1-Z | U65 | 1PH8131-4FL02-2AE1-ZU65 | 1 | UN | 1 | 40 | X | D | N | N | 85015230 | 1 |  | 131 | KG | 9903.64 | 9903.64 | MC05 | MC05 | SIMOTICS M Compact synchronous motor 2500rpm, 25kW 96Nm, 44A, 371V 2800rpm, 27.7kW 95Nm, 44A, 415 V 3000rpm, 29.5kW 94Nm, 43A, 449V forced ventilation; direction of air flow DE--> NDE; Degree of protection IP55 Absolute encoder 22-bit Single-turn and 12-bit multi-turn (encoder AM22DQ) with DRIVE-CLiQ interface DESIGN IM B5 (IMV 1,IM V3) SHAFT WITH FITTED KEY HALF-KEY BALANCING BEARING: STANDARD VIBRATION SEVERITY GRADE A; SHAFT A.FLANGE ACCURACY GR.N POWER CONNECTOR (ABOVE) CABLE ENTRY ON THE RIGHT SIGNAL CONNECTION D-END U65: HOLDING BRAKE DC 24 V | - | 0 | 0
1PH8133-1AD00-0MA1 |  | 1PH8133-1AD00-0MA1 | 1 | UN | 1 | 20 | D | D | N | N | 85015230 | 1 |  | 106 | KG | 3554.17 | 3554.17 | MC05 | MC05 | SIMOTICS M Compact induction motor 1000rpm, 12kW 115Nm, 30 A, 319V 1150rpm, 13.5kW 112Nm, 29A, 361V 1350rpm, 15 kW 106Nm, 28A, 417V forced ventilation; direction of air flow DE--> NDE; Degree of protection IP55 Without encoder With temperature sensor KTY 84-130 DESIGN IM B3 (IM V5, IM V6) PLAIN SHAFT WITHOUT FITTED KEY; BEARING: HIGH PERFORMANCE VIBRATION SEVERITY GRADE SPECIAL/B SHAFT AND FLANGE ACCURACY GR. SPECIAL TERMINAL BOX (ABOVE) CABLE ENTRY ON THE RIGHT SIGNAL CONNECTION D-END | - | 0 | 0
1PH8133-1AD00-0QA2 |  | 1PH8133-1AD00-0QA2 | 1 | UN | 1 | 20 | D | D | N | N | 85015230 | 1 |  | 106 | KG | 3025.44 | 3025.44 | MC05 | MC05 | SIMOTICS M Compact asynchronous motor 1000 rpm, 12 kW, 115 Nm, 30 A, 319 V 1150 rpm, 13.5 kW, 112 Nm, 29 A, 361 V 1350 rpm, 15 kW, 106 Nm, 28 A, 417 V Forced ventilation; Direction of air flow DE --> NDE; Degree of protection IP55 Without encoder With temperature sensor Pt1000 DESIGN IM B3 (IM V5, IM V6) PLAIN SHAFT WITHOUT FITTED KEY; BEARING: ADVANCED LIFETIME VIBRATION SEVERITY S/A SHAFT A. FLANGE ACCURACY GR. R TERMINAL BOX (ABOVE) CABLE ENTRY ON THE RIGHT SIGNAL CONNECTION D-END | - | 0 | 0
1PH8133-1AD02-1LC2 |  | 1PH8133-1AD02-1LC2 | 1 | UN | 1 | 20 | D | D | N | N | 85015230 | 1 |  | 106 | KG | 3261.94 | 3261.94 | MC05 | MC05 | SIMOTICS M Compact asynchronous motor 1000 rpm, 12 kW, 115 Nm, 30 A, 319 V 1150 rpm, 13.5 kW, 112 Nm, 29 A, 361 V 1350 rpm, 15 kW, 106 Nm, 28 A, 417 V Forced ventilation; Direction of air flow DE --> NDE; Degree of protection IP55 Without encoder With temperature sensor Pt1000 DESIGN IM B5 (IMV 1,IM V3) SHAFT WITH FITTED KEY FULL-KEY BALANCING BEARING: PERFORMANCE, VIBRATION SEVERITY GRADE: SPECIAL/B, SHAFT AND FLANGE ACCURACY: SPECIAL TERMINAL BOX (ABOVE) CABLE ENTRY ON THE ND-END SIGNAL CONNECTION LEFT | - | 0 | 0
1PH8133-1AD03-1QB2 |  | 1PH8133-1AD03-1QB2 | 1 | UN | 1 | 20 | D | D | N | N | 85015230 | 1 |  | 106 | KG | 3386.69 | 3386.69 | MC05 | MC05 | SIMOTICS M Compact asynchronous motor 1000 rpm, 12 kW, 115 Nm, 30 A, 319 V 1150 rpm, 13.5 kW, 112 Nm, 29 A, 361 V 1350 rpm, 15 kW, 106 Nm, 28 A, 417 V Forced ventilation; Direction of air flow DE --> NDE; Degree of protection IP55 Without encoder With temperature sensor Pt1000 Design IM B35 (IM V15, (IM V35) SHAFT WITH FITTED KEY FULL-KEY BALANCING BEARING: ADVANCED LIFETIME VIBRATION SEVERITY S/A SHAFT A. FLANGE ACCURACY GR. R TERMINAL BOX (ABOVE) CABLE ENTRY ON THE LEFT SIGNAL CONNECTION D-END | - | 0 | 0
1PH8133-1AD10-0BA1 |  | 1PH8133-1AD10-0BA1 | 1 | UN | 1 | 20 | D | D | N | N | 85015230 | 1 |  | 106 | KG | 2741.07 | 2741.07 | MC05 | MC05 | SIMOTICS M Compact induction motor 1000rpm, 12kW 115Nm, 30 A, 319V 1150rpm, 13.5kW 112Nm, 29A, 361V 1350rpm, 15 kW 106Nm, 28A, 417V forced ventilation; direction of air flow NDE--> DE; Degree of protection IP55 Without encoder With temperature sensor KTY 84-130 DESIGN IM B3 (IM V5, IM V6) PLAIN SHAFT WITHOUT FITTED KEY; BEARING: STANDARD WITH FIXED BEARING, VIBRATION SEVERITY GRADE: R/A, FLANGE ACCURACY: R TERMINAL BOX (ABOVE) CABLE ENTRY ON THE RIGHT SIGNAL CONNECTION D-END | - | 0 | 0
1PH8133-1AD10-0BB1 |  | 1PH8133-1AD10-0BB1 | 1 | UN | 1 | 20 | D | D | N | N | 85015230 | 1 |  | 106 | KG | 2741.07 | 2741.07 | MC05 | MC05 | SIMOTICS M Compact induction motor 1000rpm, 12kW 115Nm, 30 A, 319V 1150rpm, 13.5kW 112Nm, 29A, 361V 1350rpm, 15 kW 106Nm, 28A, 417V forced ventilation; direction of air flow NDE--> DE; Degree of protection IP55 Without encoder With temperature sensor KTY 84-130 DESIGN IM B3 (IM V5, IM V6) PLAIN SHAFT WITHOUT FITTED KEY; BEARING: STANDARD WITH FIXED BEARING, VIBRATION SEVERITY GRADE: R/A, FLANGE ACCURACY: R TERMINAL BOX (ABOVE) CABLE ENTRY ON THE LEFT SIGNAL CONNECTION D-END | - | 0 | 0
1PH8133-1AD10-0BC1 |  | 1PH8133-1AD10-0BC1 | 1 | UN | 1 | 20 | D | D | N | N | 85015230 | 1 |  | 106 | KG | 2741.07 | 2741.07 | MC05 | MC05 | SIMOTICS M Compact induction motor 1000rpm, 12kW 115Nm, 30 A, 319V 1150rpm, 13.5kW 112Nm, 29A, 361V 1350rpm, 15 kW 106Nm, 28A, 417V forced ventilation; direction of air flow NDE--> DE; Degree of protection IP55 Without encoder With temperature sensor KTY 84-130 DESIGN IM B3 (IM V5, IM V6) PLAIN SHAFT WITHOUT FITTED KEY; BEARING: STANDARD WITH FIXED BEARING, VIBRATION SEVERITY GRADE: R/A, FLANGE ACCURACY: R TERMINAL BOX (ABOVE) CABLE ENTRY ON THE ND-END SIGNAL CONNECTION LEFT | - | 0 | 0
1PH8133-1AD10-0CA1 |  | 1PH8133-1AD10-0CA1 | 1 | UN | 1 | 20 | D | D | N | N | 85015230 | 1 |  | 106 | KG | 2871.09 | 2871.09 | MC05 | MC05 | SIMOTICS M Compact induction motor 1000rpm, 12kW 115Nm, 30 A, 319V 1150rpm, 13.5kW 112Nm, 29A, 361V 1350rpm, 15 kW 106Nm, 28A, 417V forced ventilation; direction of air flow NDE--> DE; Degree of protection IP55 Without encoder With temperature sensor KTY 84-130 DESIGN IM B3 (IM V5, IM V6) PLAIN SHAFT WITHOUT FITTED KEY; BEARING: STANDARD VIBRATION SEVERITY GRADE S/A; SHAFT A.FLANGE ACCURACY GR. R TERMINAL BOX (ABOVE) CABLE ENTRY ON THE RIGHT SIGNAL CONNECTION D-END | - | 0 | 0
1PH8133-1AD10-0CB1 |  | 1PH8133-1AD10-0CB1 | 1 | UN | 1 | 20 | D | D | N | N | 85015230 | 1 |  | 106 | KG | 2871.09 | 2871.09 | MC05 | MC05 | SIMOTICS M Compact induction motor 1000rpm, 12kW 115Nm, 30 A, 319V 1150rpm, 13.5kW 112Nm, 29A, 361V 1350rpm, 15 kW 106Nm, 28A, 417V forced ventilation; direction of air flow NDE--> DE; Degree of protection IP55 Without encoder With temperature sensor KTY 84-130 DESIGN IM B3 (IM V5, IM V6) PLAIN SHAFT WITHOUT FITTED KEY; BEARING: STANDARD VIBRATION SEVERITY GRADE S/A; SHAFT A.FLANGE ACCURACY GR. R TERMINAL BOX (ABOVE) CABLE ENTRY ON THE LEFT SIGNAL CONNECTION D-END | - | 0 | 0
1PH8133-1AD10-0CC1 |  | 1PH8133-1AD10-0CC1 | 1 | UN | 1 | 20 | D | D | N | N | 85015230 | 1 |  | 106 | KG | 2871.09 | 2871.09 | MC05 | MC05 | SIMOTICS M Compact induction motor 1000rpm, 12kW 115Nm, 30 A, 319V 1150rpm, 13.5kW 112Nm, 29A, 361V 1350rpm, 15 kW 106Nm, 28A, 417V forced ventilation; direction of air flow NDE--> DE; Degree of protection IP55 Without encoder With temperature sensor KTY 84-130 DESIGN IM B3 (IM V5, IM V6) PLAIN SHAFT WITHOUT FITTED KEY; BEARING: STANDARD VIBRATION SEVERITY GRADE S/A; SHAFT A.FLANGE ACCURACY GR. R TERMINAL BOX (ABOVE) CABLE ENTRY ON THE ND-END SIGNAL CONNECTION LEFT | - | 0 | 0
1PH8133-1AD10-2BA1 |  | 1PH8133-1AD10-2BA1 | 1 | UN | 1 | 20 | D | D | N | N | 85015230 | 1 |  | 106 | KG | 2741.07 | 2741.07 | MC05 | MC05 | SIMOTICS M Compact induction motor 1000rpm, 12kW 115Nm, 30 A, 319V 1150rpm, 13.5kW 112Nm, 29A, 361V 1350rpm, 15 kW 106Nm, 28A, 417V forced ventilation; direction of air flow NDE--> DE; Degree of protection IP55 Without encoder With temperature sensor KTY 84-130 DESIGN IM B3 (IM V5, IM V6) SHAFT WITH FITTED KEY HALF-KEY BALANCING BEARING: STANDARD WITH FIXED BEARING, VIBRATION SEVERITY GRADE: R/A, FLANGE ACCURACY: R TERMINAL BOX (ABOVE) CABLE ENTRY ON THE RIGHT SIGNAL CONNECTION D-END | - | 0 | 0
1PH8133-1AD10-2BB1 |  | 1PH8133-1AD10-2BB1 | 1 | UN | 1 | 20 | D | D | N | N | 85015230 | 1 |  | 106 | KG | 2741.07 | 2741.07 | MC05 | MC05 | SIMOTICS M Compact induction motor 1000rpm, 12kW 115Nm, 30 A, 319V 1150rpm, 13.5kW 112Nm, 29A, 361V 1350rpm, 15 kW 106Nm, 28A, 417V forced ventilation; direction of air flow NDE--> DE; Degree of protection IP55 Without encoder With temperature sensor KTY 84-130 DESIGN IM B3 (IM V5, IM V6) SHAFT WITH FITTED KEY HALF-KEY BALANCING BEARING: STANDARD WITH FIXED BEARING, VIBRATION SEVERITY GRADE: R/A, FLANGE ACCURACY: R TERMINAL BOX (ABOVE) CABLE ENTRY ON THE LEFT SIGNAL CONNECTION D-END | - | 0 | 0
1PH8133-1AD10-2BC1 |  | 1PH8133-1AD10-2BC1 | 1 | UN | 1 | 20 | D | D | N | N | 85015230 | 1 |  | 106 | KG | 2741.07 | 2741.07 | MC05 | MC05 | SIMOTICS M Compact induction motor 1000rpm, 12kW 115Nm, 30 A, 319V 1150rpm, 13.5kW 112Nm, 29A, 361V 1350rpm, 15 kW 106Nm, 28A, 417V forced ventilation; direction of air flow NDE--> DE; Degree of protection IP55 Without encoder With temperature sensor KTY 84-130 DESIGN IM B3 (IM V5, IM V6) SHAFT WITH FITTED KEY HALF-KEY BALANCING BEARING: STANDARD WITH FIXED BEARING, VIBRATION SEVERITY GRADE: R/A, FLANGE ACCURACY: R TERMINAL BOX (ABOVE) CABLE ENTRY ON THE ND-END SIGNAL CONNECTION LEFT | - | 0 | 0
1PH8133-1AD10-2CA1 |  | 1PH8133-1AD10-2CA1 | 1 | UN | 1 | 20 | D | D | N | N | 85015230 | 1 |  | 106 | KG | 2871.09 | 2871.09 | MC05 | MC05 | SIMOTICS M Compact induction motor 1000rpm, 12kW 115Nm, 30 A, 319V 1150rpm, 13.5kW 112Nm, 29A, 361V 1350rpm, 15 kW 106Nm, 28A, 417V forced ventilation; direction of air flow NDE--> DE; Degree of protection IP55 Without encoder With temperature sensor KTY 84-130 DESIGN IM B3 (IM V5, IM V6) SHAFT WITH FITTED KEY HALF-KEY BALANCING BEARING: STANDARD VIBRATION SEVERITY GRADE S/A; SHAFT A.FLANGE ACCURACY GR. R TERMINAL BOX (ABOVE) CABLE ENTRY ON THE RIGHT SIGNAL CONNECTION D-END | - | 0 | 0
1PH8133-1AD10-2CB1 |  | 1PH8133-1AD10-2CB1 | 1 | UN | 1 | 20 | D | D | N | N | 85015230 | 1 |  | 106 | KG | 2871.09 | 2871.09 | MC05 | MC05 | SIMOTICS M Compact induction motor 1000rpm, 12kW 115Nm, 30 A, 319V 1150rpm, 13.5kW 112Nm, 29A, 361V 1350rpm, 15 kW 106Nm, 28A, 417V forced ventilation; direction of air flow NDE--> DE; Degree of protection IP55 Without encoder With temperature sensor KTY 84-130 DESIGN IM B3 (IM V5, IM V6) SHAFT WITH FITTED KEY HALF-KEY BALANCING BEARING: STANDARD VIBRATION SEVERITY GRADE S/A; SHAFT A.FLANGE ACCURACY GR. R TERMINAL BOX (ABOVE) CABLE ENTRY ON THE LEFT SIGNAL CONNECTION D-END | - | 0 | 0
1PH8133-1AD10-2CC1 |  | 1PH8133-1AD10-2CC1 | 1 | UN | 1 | 20 | D | D | N | N | 85015230 | 1 |  | 106 | KG | 2871.09 | 2871.09 | MC05 | MC05 | SIMOTICS M Compact induction motor 1000rpm, 12kW 115Nm, 30 A, 319V 1150rpm, 13.5kW 112Nm, 29A, 361V 1350rpm, 15 kW 106Nm, 28A, 417V forced ventilation; direction of air flow NDE--> DE; Degree of protection IP55 Without encoder With temperature sensor KTY 84-130 DESIGN IM B3 (IM V5, IM V6) SHAFT WITH FITTED KEY HALF-KEY BALANCING BEARING: STANDARD VIBRATION SEVERITY GRADE S/A; SHAFT A.FLANGE ACCURACY GR. R TERMINAL BOX (ABOVE) CABLE ENTRY ON THE ND-END SIGNAL CONNECTION LEFT | - | 0 | 0
1PH8133-1AD12-0BA1 |  | 1PH8133-1AD12-0BA1 | 1 | UN | 1 | 20 | D | D | N | N | 85015230 | 1 |  | 106 | KG | 2900.02 | 2900.02 | MC05 | MC05 | SIMOTICS M Compact induction motor 1000rpm, 12kW 115Nm, 30 A, 319V 1150rpm, 13.5kW 112Nm, 29A, 361V 1350rpm, 15 kW 106Nm, 28A, 417V forced ventilation; direction of air flow NDE--> DE; Degree of protection IP55 Without encoder With temperature sensor KTY 84-130 DESIGN IM B5 (IMV 1,IM V3) PLAIN SHAFT WITHOUT FITTED KEY; BEARING: STANDARD WITH FIXED BEARING, VIBRATION SEVERITY GRADE: R/A, FLANGE ACCURACY: R TERMINAL BOX (ABOVE) CABLE ENTRY ON THE RIGHT SIGNAL CONNECTION D-END | - | 0 | 0
1PH8133-1AD12-0BB1 |  | 1PH8133-1AD12-0BB1 | 1 | UN | 1 | 20 | D | D | N | N | 85015230 | 1 |  | 106 | KG | 2900.02 | 2900.02 | MC05 | MC05 | SIMOTICS M Compact induction motor 1000rpm, 12kW 115Nm, 30 A, 319V 1150rpm, 13.5kW 112Nm, 29A, 361V 1350rpm, 15 kW 106Nm, 28A, 417V forced ventilation; direction of air flow NDE--> DE; Degree of protection IP55 Without encoder With temperature sensor KTY 84-130 DESIGN IM B5 (IMV 1,IM V3) PLAIN SHAFT WITHOUT FITTED KEY; BEARING: STANDARD WITH FIXED BEARING, VIBRATION SEVERITY GRADE: R/A, FLANGE ACCURACY: R TERMINAL BOX (ABOVE) CABLE ENTRY ON THE LEFT SIGNAL CONNECTION D-END | - | 0 | 0
1PH8133-1AD12-0BC1 |  | 1PH8133-1AD12-0BC1 | 1 | UN | 1 | 20 | D | D | N | N | 85015230 | 1 |  | 106 | KG | 2900.02 | 2900.02 | MC05 | MC05 | SIMOTICS M Compact induction motor 1000rpm, 12kW 115Nm, 30 A, 319V 1150rpm, 13.5kW 112Nm, 29A, 361V 1350rpm, 15 kW 106Nm, 28A, 417V forced ventilation; direction of air flow NDE--> DE; Degree of protection IP55 Without encoder With temperature sensor KTY 84-130 DESIGN IM B5 (IMV 1,IM V3) PLAIN SHAFT WITHOUT FITTED KEY; BEARING: STANDARD WITH FIXED BEARING, VIBRATION SEVERITY GRADE: R/A, FLANGE ACCURACY: R TERMINAL BOX (ABOVE) CABLE ENTRY ON THE ND-END SIGNAL CONNECTION LEFT | - | 0 | 0
1PH8133-1AD12-0CA1 |  | 1PH8133-1AD12-0CA1 | 1 | UN | 1 | 20 | D | D | N | N | 85015230 | 1 |  | 106 | KG | 3030.04 | 3030.04 | MC05 | MC05 | SIMOTICS M Compact induction motor 1000rpm, 12kW 115Nm, 30 A, 319V 1150rpm, 13.5kW 112Nm, 29A, 361V 1350rpm, 15 kW 106Nm, 28A, 417V forced ventilation; direction of air flow NDE--> DE; Degree of protection IP55 Without encoder With temperature sensor KTY 84-130 DESIGN IM B5 (IMV 1,IM V3) PLAIN SHAFT WITHOUT FITTED KEY; BEARING: STANDARD VIBRATION SEVERITY GRADE S/A; SHAFT A.FLANGE ACCURACY GR. R TERMINAL BOX (ABOVE) CABLE ENTRY ON THE RIGHT SIGNAL CONNECTION D-END | - | 0 | 0
1PH8133-1AD12-0CB1 |  | 1PH8133-1AD12-0CB1 | 1 | UN | 1 | 20 | D | D | N | N | 85015230 | 1 |  | 106 | KG | 3030.04 | 3030.04 | MC05 | MC05 | SIMOTICS M Compact induction motor 1000rpm, 12kW 115Nm, 30 A, 319V 1150rpm, 13.5kW 112Nm, 29A, 361V 1350rpm, 15 kW 106Nm, 28A, 417V forced ventilation; direction of air flow NDE--> DE; Degree of protection IP55 Without encoder With temperature sensor KTY 84-130 DESIGN IM B5 (IMV 1,IM V3) PLAIN SHAFT WITHOUT FITTED KEY; BEARING: STANDARD VIBRATION SEVERITY GRADE S/A; SHAFT A.FLANGE ACCURACY GR. R TERMINAL BOX (ABOVE) CABLE ENTRY ON THE LEFT SIGNAL CONNECTION D-END | - | 0 | 0
1PH8133-1AD12-0CC1 |  | 1PH8133-1AD12-0CC1 | 1 | UN | 1 | 20 | D | D | N | N | 85015230 | 1 |  | 106 | KG | 3030.04 | 3030.04 | MC05 | MC05 | SIMOTICS M Compact induction motor 1000rpm, 12kW 115Nm, 30 A, 319V 1150rpm, 13.5kW 112Nm, 29A, 361V 1350rpm, 15 kW 106Nm, 28A, 417V forced ventilation; direction of air flow NDE--> DE; Degree of protection IP55 Without encoder With temperature sensor KTY 84-130 DESIGN IM B5 (IMV 1,IM V3) PLAIN SHAFT WITHOUT FITTED KEY; BEARING: STANDARD VIBRATION SEVERITY GRADE S/A; SHAFT A.FLANGE ACCURACY GR. R TERMINAL BOX (ABOVE) CABLE ENTRY ON THE ND-END SIGNAL CONNECTION LEFT | - | 0 | 0
1PH8133-1AD12-2BA1 |  | 1PH8133-1AD12-2BA1 | 1 | UN | 1 | 20 | D | D | N | N | 85015230 | 1 |  | 106 | KG | 2900.02 | 2900.02 | MC05 | MC05 | SIMOTICS M Compact induction motor 1000rpm, 12kW 115Nm, 30 A, 319V 1150rpm, 13.5kW 112Nm, 29A, 361V 1350rpm, 15 kW 106Nm, 28A, 417V forced ventilation; direction of air flow NDE--> DE; Degree of protection IP55 Without encoder With temperature sensor KTY 84-130 DESIGN IM B5 (IMV 1,IM V3) SHAFT WITH FITTED KEY HALF-KEY BALANCING BEARING: STANDARD WITH FIXED BEARING, VIBRATION SEVERITY GRADE: R/A, FLANGE ACCURACY: R TERMINAL BOX (ABOVE) CABLE ENTRY ON THE RIGHT SIGNAL CONNECTION D-END | - | 0 | 0
1PH8133-1AD12-2BB1 |  | 1PH8133-1AD12-2BB1 | 1 | UN | 1 | 20 | D | D | N | N | 85015230 | 1 |  | 106 | KG | 2900.02 | 2900.02 | MC05 | MC05 | SIMOTICS M Compact induction motor 1000rpm, 12kW 115Nm, 30 A, 319V 1150rpm, 13.5kW 112Nm, 29A, 361V 1350rpm, 15 kW 106Nm, 28A, 417V forced ventilation; direction of air flow NDE--> DE; Degree of protection IP55 Without encoder With temperature sensor KTY 84-130 DESIGN IM B5 (IMV 1,IM V3) SHAFT WITH FITTED KEY HALF-KEY BALANCING BEARING: STANDARD WITH FIXED BEARING, VIBRATION SEVERITY GRADE: R/A, FLANGE ACCURACY: R TERMINAL BOX (ABOVE) CABLE ENTRY ON THE LEFT SIGNAL CONNECTION D-END | - | 0 | 0
1PH8133-1AD12-2BC1 |  | 1PH8133-1AD12-2BC1 | 1 | UN | 1 | 20 | D | D | N | N | 85015230 | 1 |  | 106 | KG | 2900.02 | 2900.02 | MC05 | MC05 | SIMOTICS M Compact induction motor 1000rpm, 12kW 115Nm, 30 A, 319V 1150rpm, 13.5kW 112Nm, 29A, 361V 1350rpm, 15 kW 106Nm, 28A, 417V forced ventilation; direction of air flow NDE--> DE; Degree of protection IP55 Without encoder With temperature sensor KTY 84-130 DESIGN IM B5 (IMV 1,IM V3) SHAFT WITH FITTED KEY HALF-KEY BALANCING BEARING: STANDARD WITH FIXED BEARING, VIBRATION SEVERITY GRADE: R/A, FLANGE ACCURACY: R TERMINAL BOX (ABOVE) CABLE ENTRY ON THE ND-END SIGNAL CONNECTION LEFT | - | 0 | 0
1PH8133-1AD12-2CA1 |  | 1PH8133-1AD12-2CA1 | 1 | UN | 1 | 20 | D | D | N | N | 85015230 | 1 |  | 106 | KG | 3030.04 | 3030.04 | MC05 | MC05 | SIMOTICS M Compact induction motor 1000rpm, 12kW 115Nm, 30 A, 319V 1150rpm, 13.5kW 112Nm, 29A, 361V 1350rpm, 15 kW 106Nm, 28A, 417V forced ventilation; direction of air flow NDE--> DE; Degree of protection IP55 Without encoder With temperature sensor KTY 84-130 DESIGN IM B5 (IMV 1,IM V3) SHAFT WITH FITTED KEY HALF-KEY BALANCING BEARING: STANDARD VIBRATION SEVERITY GRADE S/A; SHAFT A.FLANGE ACCURACY GR. R TERMINAL BOX (ABOVE) CABLE ENTRY ON THE RIGHT SIGNAL CONNECTION D-END | - | 0 | 0
1PH8133-1AD12-2CB1 |  | 1PH8133-1AD12-2CB1 | 1 | UN | 1 | 20 | D | D | N | N | 85015230 | 1 |  | 106 | KG | 3030.04 | 3030.04 | MC05 | MC05 | SIMOTICS M Compact induction motor 1000rpm, 12kW 115Nm, 30 A, 319V 1150rpm, 13.5kW 112Nm, 29A, 361V 1350rpm, 15 kW 106Nm, 28A, 417V forced ventilation; direction of air flow NDE--> DE; Degree of protection IP55 Without encoder With temperature sensor KTY 84-130 DESIGN IM B5 (IMV 1,IM V3) SHAFT WITH FITTED KEY HALF-KEY BALANCING BEARING: STANDARD VIBRATION SEVERITY GRADE S/A; SHAFT A.FLANGE ACCURACY GR. R TERMINAL BOX (ABOVE) CABLE ENTRY ON THE LEFT SIGNAL CONNECTION D-END | - | 0 | 0
1PH8133-1AD12-2CC1 |  | 1PH8133-1AD12-2CC1 | 1 | UN | 1 | 20 | D | D | N | N | 85015230 | 1 |  | 106 | KG | 3030.04 | 3030.04 | MC05 | MC05 | SIMOTICS M Compact induction motor 1000rpm, 12kW 115Nm, 30 A, 319V 1150rpm, 13.5kW 112Nm, 29A, 361V 1350rpm, 15 kW 106Nm, 28A, 417V forced ventilation; direction of air flow NDE--> DE; Degree of protection IP55 Without encoder With temperature sensor KTY 84-130 DESIGN IM B5 (IMV 1,IM V3) SHAFT WITH FITTED KEY HALF-KEY BALANCING BEARING: STANDARD VIBRATION SEVERITY GRADE S/A; SHAFT A.FLANGE ACCURACY GR. R TERMINAL BOX (ABOVE) CABLE ENTRY ON THE ND-END SIGNAL CONNECTION LEFT | - | 0 | 0
1PH8133-1AD13-0BA1 |  | 1PH8133-1AD13-0BA1 | 1 | UN | 1 | 20 | D | D | N | N | 85015230 | 1 |  | 106 | KG | 3102.32 | 3102.32 | MC05 | MC05 | SIMOTICS M Compact induction motor 1000rpm, 12kW 115Nm, 30 A, 319V 1150rpm, 13.5kW 112Nm, 29A, 361V 1350rpm, 15 kW 106Nm, 28A, 417V forced ventilation; direction of air flow NDE--> DE; Degree of protection IP55 Without encoder With temperature sensor KTY 84-130 Design IM B35 (IM V15, (IM V35) PLAIN SHAFT WITHOUT FITTED KEY; BEARING: STANDARD WITH FIXED BEARING, VIBRATION SEVERITY GRADE: R/A, FLANGE ACCURACY: R TERMINAL BOX (ABOVE) CABLE ENTRY ON THE RIGHT SIGNAL CONNECTION D-END | - | 0 | 0
1PH8133-1AD13-0BB1 |  | 1PH8133-1AD13-0BB1 | 1 | UN | 1 | 20 | D | D | N | N | 85015230 | 1 |  | 106 | KG | 3102.32 | 3102.32 | MC05 | MC05 | SIMOTICS M Compact induction motor 1000rpm, 12kW 115Nm, 30 A, 319V 1150rpm, 13.5kW 112Nm, 29A, 361V 1350rpm, 15 kW 106Nm, 28A, 417V forced ventilation; direction of air flow NDE--> DE; Degree of protection IP55 Without encoder With temperature sensor KTY 84-130 Design IM B35 (IM V15, (IM V35) PLAIN SHAFT WITHOUT FITTED KEY; BEARING: STANDARD WITH FIXED BEARING, VIBRATION SEVERITY GRADE: R/A, FLANGE ACCURACY: R TERMINAL BOX (ABOVE) CABLE ENTRY ON THE LEFT SIGNAL CONNECTION D-END | - | 0 | 0
1PH8133-1AD13-0BC1 |  | 1PH8133-1AD13-0BC1 | 1 | UN | 1 | 20 | D | D | N | N | 85015230 | 1 |  | 106 | KG | 3102.32 | 3102.32 | MC05 | MC05 | SIMOTICS M Compact induction motor 1000rpm, 12kW 115Nm, 30 A, 319V 1150rpm, 13.5kW 112Nm, 29A, 361V 1350rpm, 15 kW 106Nm, 28A, 417V forced ventilation; direction of air flow NDE--> DE; Degree of protection IP55 Without encoder With temperature sensor KTY 84-130 Design IM B35 (IM V15, (IM V35) PLAIN SHAFT WITHOUT FITTED KEY; BEARING: STANDARD WITH FIXED BEARING, VIBRATION SEVERITY GRADE: R/A, FLANGE ACCURACY: R TERMINAL BOX (ABOVE) CABLE ENTRY ON THE ND-END SIGNAL CONNECTION LEFT | - | 0 | 0
1PH8133-1AD13-0CA1 |  | 1PH8133-1AD13-0CA1 | 1 | UN | 1 | 20 | D | D | N | N | 85015230 | 1 |  | 106 | KG | 3232.34 | 3232.34 | MC05 | MC05 | SIMOTICS M Compact induction motor 1000rpm, 12kW 115Nm, 30 A, 319V 1150rpm, 13.5kW 112Nm, 29A, 361V 1350rpm, 15 kW 106Nm, 28A, 417V forced ventilation; direction of air flow NDE--> DE; Degree of protection IP55 Without encoder With temperature sensor KTY 84-130 Design IM B35 (IM V15, (IM V35) PLAIN SHAFT WITHOUT FITTED KEY; BEARING: STANDARD VIBRATION SEVERITY GRADE S/A; SHAFT A.FLANGE ACCURACY GR. R TERMINAL BOX (ABOVE) CABLE ENTRY ON THE RIGHT SIGNAL CONNECTION D-END | - | 0 | 0
1PH8133-1AD13-0CB1 |  | 1PH8133-1AD13-0CB1 | 1 | UN | 1 | 20 | D | D | N | N | 85015230 | 1 |  | 106 | KG | 3232.34 | 3232.34 | MC05 | MC05 | SIMOTICS M Compact induction motor 1000rpm, 12kW 115Nm, 30 A, 319V 1150rpm, 13.5kW 112Nm, 29A, 361V 1350rpm, 15 kW 106Nm, 28A, 417V forced ventilation; direction of air flow NDE--> DE; Degree of protection IP55 Without encoder With temperature sensor KTY 84-130 Design IM B35 (IM V15, (IM V35) PLAIN SHAFT WITHOUT FITTED KEY; BEARING: STANDARD VIBRATION SEVERITY GRADE S/A; SHAFT A.FLANGE ACCURACY GR. R TERMINAL BOX (ABOVE) CABLE ENTRY ON THE LEFT SIGNAL CONNECTION D-END | - | 0 | 0
1PH8133-1AD13-0CC1 |  | 1PH8133-1AD13-0CC1 | 1 | UN | 1 | 20 | D | D | N | N | 85015230 | 1 |  | 106 | KG | 3232.34 | 3232.34 | MC05 | MC05 | SIMOTICS M Compact induction motor 1000rpm, 12kW 115Nm, 30 A, 319V 1150rpm, 13.5kW 112Nm, 29A, 361V 1350rpm, 15 kW 106Nm, 28A, 417V forced ventilation; direction of air flow NDE--> DE; Degree of protection IP55 Without encoder With temperature sensor KTY 84-130 Design IM B35 (IM V15, (IM V35) PLAIN SHAFT WITHOUT FITTED KEY; BEARING: STANDARD VIBRATION SEVERITY GRADE S/A; SHAFT A.FLANGE ACCURACY GR. R TERMINAL BOX (ABOVE) CABLE ENTRY ON THE ND-END SIGNAL CONNECTION LEFT | - | 0 | 0
1PH8133-1AD13-2BA1 |  | 1PH8133-1AD13-2BA1 | 1 | UN | 1 | 20 | D | D | N | N | 85015230 | 1 |  | 106 | KG | 3102.32 | 3102.32 | MC05 | MC05 | SIMOTICS M Compact induction motor 1000rpm, 12kW 115Nm, 30 A, 319V 1150rpm, 13.5kW 112Nm, 29A, 361V 1350rpm, 15 kW 106Nm, 28A, 417V forced ventilation; direction of air flow NDE--> DE; Degree of protection IP55 Without encoder With temperature sensor KTY 84-130 Design IM B35 (IM V15, (IM V35) SHAFT WITH FITTED KEY HALF-KEY BALANCING BEARING: STANDARD WITH FIXED BEARING, VIBRATION SEVERITY GRADE: R/A, FLANGE ACCURACY: R TERMINAL BOX (ABOVE) CABLE ENTRY ON THE RIGHT SIGNAL CONNECTION D-END | - | 0 | 0
1PH8133-1AD13-2BB1 |  | 1PH8133-1AD13-2BB1 | 1 | UN | 1 | 20 | D | D | N | N | 85015230 | 1 |  | 106 | KG | 3102.32 | 3102.32 | MC05 | MC05 | SIMOTICS M Compact induction motor 1000rpm, 12kW 115Nm, 30 A, 319V 1150rpm, 13.5kW 112Nm, 29A, 361V 1350rpm, 15 kW 106Nm, 28A, 417V forced ventilation; direction of air flow NDE--> DE; Degree of protection IP55 Without encoder With temperature sensor KTY 84-130 Design IM B35 (IM V15, (IM V35) SHAFT WITH FITTED KEY HALF-KEY BALANCING BEARING: STANDARD WITH FIXED BEARING, VIBRATION SEVERITY GRADE: R/A, FLANGE ACCURACY: R TERMINAL BOX (ABOVE) CABLE ENTRY ON THE LEFT SIGNAL CONNECTION D-END | - | 0 | 0
1PH8133-1AD13-2BC1 |  | 1PH8133-1AD13-2BC1 | 1 | UN | 1 | 20 | D | D | N | N | 85015230 | 1 |  | 106 | KG | 3102.32 | 3102.32 | MC05 | MC05 | SIMOTICS M Compact induction motor 1000rpm, 12kW 115Nm, 30 A, 319V 1150rpm, 13.5kW 112Nm, 29A, 361V 1350rpm, 15 kW 106Nm, 28A, 417V forced ventilation; direction of air flow NDE--> DE; Degree of protection IP55 Without encoder With temperature sensor KTY 84-130 Design IM B35 (IM V15, (IM V35) SHAFT WITH FITTED KEY HALF-KEY BALANCING BEARING: STANDARD WITH FIXED BEARING, VIBRATION SEVERITY GRADE: R/A, FLANGE ACCURACY: R TERMINAL BOX (ABOVE) CABLE ENTRY ON THE ND-END SIGNAL CONNECTION LEFT | - | 0 | 0
1PH8133-1AD13-2CA1 |  | 1PH8133-1AD13-2CA1 | 1 | UN | 1 | 20 | D | D | N | N | 85015230 | 1 |  | 106 | KG | 3232.34 | 3232.34 | MC05 | MC05 | SIMOTICS M Compact induction motor 1000rpm, 12kW 115Nm, 30 A, 319V 1150rpm, 13.5kW 112Nm, 29A, 361V 1350rpm, 15 kW 106Nm, 28A, 417V forced ventilation; direction of air flow NDE--> DE; Degree of protection IP55 Without encoder With temperature sensor KTY 84-130 Design IM B35 (IM V15, (IM V35) SHAFT WITH FITTED KEY HALF-KEY BALANCING BEARING: STANDARD VIBRATION SEVERITY GRADE S/A; SHAFT A.FLANGE ACCURACY GR. R TERMINAL BOX (ABOVE) CABLE ENTRY ON THE RIGHT SIGNAL CONNECTION D-END | - | 0 | 0
1PH8133-1AD13-2CB1 |  | 1PH8133-1AD13-2CB1 | 1 | UN | 1 | 20 | D | D | N | N | 85015230 | 1 |  | 106 | KG | 3232.34 | 3232.34 | MC05 | MC05 | SIMOTICS M Compact induction motor 1000rpm, 12kW 115Nm, 30 A, 319V 1150rpm, 13.5kW 112Nm, 29A, 361V 1350rpm, 15 kW 106Nm, 28A, 417V forced ventilation; direction of air flow NDE--> DE; Degree of protection IP55 Without encoder With temperature sensor KTY 84-130 Design IM B35 (IM V15, (IM V35) SHAFT WITH FITTED KEY HALF-KEY BALANCING BEARING: STANDARD VIBRATION SEVERITY GRADE S/A; SHAFT A.FLANGE ACCURACY GR. R TERMINAL BOX (ABOVE) CABLE ENTRY ON THE LEFT SIGNAL CONNECTION D-END | - | 0 | 0
1PH8133-1AD13-2CC1 |  | 1PH8133-1AD13-2CC1 | 1 | UN | 1 | 20 | D | D | N | N | 85015230 | 1 |  | 106 | KG | 3232.34 | 3232.34 | MC05 | MC05 | SIMOTICS M Compact induction motor 1000rpm, 12kW 115Nm, 30 A, 319V 1150rpm, 13.5kW 112Nm, 29A, 361V 1350rpm, 15 kW 106Nm, 28A, 417V forced ventilation; direction of air flow NDE--> DE; Degree of protection IP55 Without encoder With temperature sensor KTY 84-130 Design IM B35 (IM V15, (IM V35) SHAFT WITH FITTED KEY HALF-KEY BALANCING BEARING: STANDARD VIBRATION SEVERITY GRADE S/A; SHAFT A.FLANGE ACCURACY GR. R TERMINAL BOX (ABOVE) CABLE ENTRY ON THE ND-END SIGNAL CONNECTION LEFT | - | 0 | 0
1PH8133-1AF00-0BA1 |  | 1PH8133-1AF00-0BA1 | 1 | UN | 1 | 20 | D | D | N | N | 85015230 | 1 |  | 106 | KG | 2741.07 | 2741.07 | MC05 | MC05 | SIMOTICS M Compact induction motor 1500rpm, 15 kW 96Nm, 34A, 342V 1750rpm, 17.5kW 96Nm, 34A, 392V 2000rpm, 20 kW 96Nm, 34A, 445V forced ventilation; direction of air flow DE--> NDE; Degree of protection IP55 Without encoder With temperature sensor KTY 84-130 DESIGN IM B3 (IM V5, IM V6) PLAIN SHAFT WITHOUT FITTED KEY; BEARING: STANDARD WITH FIXED BEARING, VIBRATION SEVERITY GRADE: R/A, FLANGE ACCURACY: R TERMINAL BOX (ABOVE) CABLE ENTRY ON THE RIGHT SIGNAL CONNECTION D-END | - | 0 | 0
1PH8133-1AF10-0BA1 |  | 1PH8133-1AF10-0BA1 | 1 | UN | 1 | 20 | D | D | N | N | 85015230 | 1 |  | 106 | KG | 2741.07 | 2741.07 | MC05 | MC05 | SIMOTICS M Compact induction motor 1500rpm, 15 kW 96Nm, 34A, 342V 1750rpm, 17.5kW 96Nm, 34A, 392V 2000rpm, 20 kW 96Nm, 34A, 445V forced ventilation; direction of air flow NDE--> DE; Degree of protection IP55 Without encoder With temperature sensor KTY 84-130 DESIGN IM B3 (IM V5, IM V6) PLAIN SHAFT WITHOUT FITTED KEY; BEARING: STANDARD WITH FIXED BEARING, VIBRATION SEVERITY GRADE: R/A, FLANGE ACCURACY: R TERMINAL BOX (ABOVE) CABLE ENTRY ON THE RIGHT SIGNAL CONNECTION D-END | - | 0 | 0
1PH8133-1AF10-0BB1 |  | 1PH8133-1AF10-0BB1 | 1 | UN | 1 | 20 | D | D | N | N | 85015230 | 1 |  | 106 | KG | 2741.07 | 2741.07 | MC05 | MC05 | SIMOTICS M Compact induction motor 1500rpm, 15 kW 96Nm, 34A, 342V 1750rpm, 17.5kW 96Nm, 34A, 392V 2000rpm, 20 kW 96Nm, 34A, 445V forced ventilation; direction of air flow NDE--> DE; Degree of protection IP55 Without encoder With temperature sensor KTY 84-130 DESIGN IM B3 (IM V5, IM V6) PLAIN SHAFT WITHOUT FITTED KEY; BEARING: STANDARD WITH FIXED BEARING, VIBRATION SEVERITY GRADE: R/A, FLANGE ACCURACY: R TERMINAL BOX (ABOVE) CABLE ENTRY ON THE LEFT SIGNAL CONNECTION D-END | - | 0 | 0
1PH8133-1AF10-0BC1 |  | 1PH8133-1AF10-0BC1 | 1 | UN | 1 | 20 | D | D | N | N | 85015230 | 1 |  | 106 | KG | 2741.07 | 2741.07 | MC05 | MC05 | SIMOTICS M Compact induction motor 1500rpm, 15 kW 96Nm, 34A, 342V 1750rpm, 17.5kW 96Nm, 34A, 392V 2000rpm, 20 kW 96Nm, 34A, 445V forced ventilation; direction of air flow NDE--> DE; Degree of protection IP55 Without encoder With temperature sensor KTY 84-130 DESIGN IM B3 (IM V5, IM V6) PLAIN SHAFT WITHOUT FITTED KEY; BEARING: STANDARD WITH FIXED BEARING, VIBRATION SEVERITY GRADE: R/A, FLANGE ACCURACY: R TERMINAL BOX (ABOVE) CABLE ENTRY ON THE ND-END SIGNAL CONNECTION LEFT | - | 0 | 0
1PH8133-1AF10-0CA1 |  | 1PH8133-1AF10-0CA1 | 1 | UN | 1 | 20 | D | D | N | N | 85015230 | 1 |  | 106 | KG | 2871.09 | 2871.09 | MC05 | MC05 | SIMOTICS M Compact induction motor 1500rpm, 15 kW 96Nm, 34A, 342V 1750rpm, 17.5kW 96Nm, 34A, 392V 2000rpm, 20 kW 96Nm, 34A, 445V forced ventilation; direction of air flow NDE--> DE; Degree of protection IP55 Without encoder With temperature sensor KTY 84-130 DESIGN IM B3 (IM V5, IM V6) PLAIN SHAFT WITHOUT FITTED KEY; BEARING: STANDARD VIBRATION SEVERITY GRADE S/A; SHAFT A.FLANGE ACCURACY GR. R TERMINAL BOX (ABOVE) CABLE ENTRY ON THE RIGHT SIGNAL CONNECTION D-END | - | 0 | 0
1PH8133-1AF10-0CB1 |  | 1PH8133-1AF10-0CB1 | 1 | UN | 1 | 20 | D | D | N | N | 85015230 | 1 |  | 106 | KG | 2871.09 | 2871.09 | MC05 | MC05 | SIMOTICS M Compact induction motor 1500rpm, 15 kW 96Nm, 34A, 342V 1750rpm, 17.5kW 96Nm, 34A, 392V 2000rpm, 20 kW 96Nm, 34A, 445V forced ventilation; direction of air flow NDE--> DE; Degree of protection IP55 Without encoder With temperature sensor KTY 84-130 DESIGN IM B3 (IM V5, IM V6) PLAIN SHAFT WITHOUT FITTED KEY; BEARING: STANDARD VIBRATION SEVERITY GRADE S/A; SHAFT A.FLANGE ACCURACY GR. R TERMINAL BOX (ABOVE) CABLE ENTRY ON THE LEFT SIGNAL CONNECTION D-END | - | 0 | 0
1PH8133-1AF10-0CC1 |  | 1PH8133-1AF10-0CC1 | 1 | UN | 1 | 20 | D | D | N | N | 85015230 | 1 |  | 106 | KG | 2871.09 | 2871.09 | MC05 | MC05 | SIMOTICS M Compact induction motor 1500rpm, 15 kW 96Nm, 34A, 342V 1750rpm, 17.5kW 96Nm, 34A, 392V 2000rpm, 20 kW 96Nm, 34A, 445V forced ventilation; direction of air flow NDE--> DE; Degree of protection IP55 Without encoder With temperature sensor KTY 84-130 DESIGN IM B3 (IM V5, IM V6) PLAIN SHAFT WITHOUT FITTED KEY; BEARING: STANDARD VIBRATION SEVERITY GRADE S/A; SHAFT A.FLANGE ACCURACY GR. R TERMINAL BOX (ABOVE) CABLE ENTRY ON THE ND-END SIGNAL CONNECTION LEFT | - | 0 | 0
1PH8133-1AF10-1GB2-Z | K10 | 1PH8133-1AF10-1GB2-ZK10 | 1 | UN | 1 | 20 | D | D | N | N | 85015230 | 1 |  | 106 | KG | 2693.1 | 2693.1 | MC05 | MC05 | SIMOTICS M Compact asynchronous motor 1500 rpm, 15 kW, 96 Nm, 34 A, 342 V 1750 rpm, 17.5 kW, 96 Nm, 34 A, 392 V 2000 rpm, 20 kW, 96 Nm, 34 A, 445 V Forced ventilation; Direction of air flow NDE --> DE; Degree of protection IP55 Without encoder With temperature sensor Pt1000 DESIGN IM B3 (IM V5, IM V6) SHAFT WITH FITTED KEY FULL-KEY BALANCING BEARING: STANDARD, VIBRATION SEVERITY GRADE: R/A, SHAFT AND FLANGE ACCURACY: R TERMINAL BOX (ABOVE) CABLE ENTRY ON THE LEFT SIGNAL CONNECTION D-END K10: TERMINAL BOX ND-END CABLE ROUTING BELOW SIGNAL CONNECTION D-END | - | 0 | 0
1PH8133-1AF10-2BA1 |  | 1PH8133-1AF10-2BA1 | 1 | UN | 1 | 20 | D | D | N | N | 85015230 | 1 |  | 106 | KG | 2741.07 | 2741.07 | MC05 | MC05 | SIMOTICS M Compact induction motor 1500rpm, 15 kW 96Nm, 34A, 342V 1750rpm, 17.5kW 96Nm, 34A, 392V 2000rpm, 20 kW 96Nm, 34A, 445V forced ventilation; direction of air flow NDE--> DE; Degree of protection IP55 Without encoder With temperature sensor KTY 84-130 DESIGN IM B3 (IM V5, IM V6) SHAFT WITH FITTED KEY HALF-KEY BALANCING BEARING: STANDARD WITH FIXED BEARING, VIBRATION SEVERITY GRADE: R/A, FLANGE ACCURACY: R TERMINAL BOX (ABOVE) CABLE ENTRY ON THE RIGHT SIGNAL CONNECTION D-END | - | 0 | 0
1PH8133-1AF10-2BA1-Z | A12B02 | 1PH8133-1AF10-2BA1-ZA12B02 | 1 | UN | 1 | 20 | D | D | N | N | 85015230 | 1 |  | 106 | KG | 2928.73 | 2928.73 | MC05 | MC05 | SIMOTICS M Compact induction motor 1500rpm, 15 kW 96Nm, 34A, 342V 1750rpm, 17.5kW 96Nm, 34A, 392V 2000rpm, 20 kW 96Nm, 34A, 445V forced ventilation; direction of air flow NDE--> DE; Degree of protection IP55 Without encoder With temperature sensor KTY 84-130 DESIGN IM B3 (IM V5, IM V6) SHAFT WITH FITTED KEY HALF-KEY BALANCING BEARING: STANDARD WITH FIXED BEARING, VIBRATION SEVERITY GRADE: R/A, FLANGE ACCURACY: R TERMINAL BOX (ABOVE) CABLE ENTRY ON THE RIGHT SIGNAL CONNECTION D-END A12: PROTECT. BY PTC THERMISTOR WARNING AND SWITCHOFF B02: TEST CERTIFICATE EN 10 204-3.1 FOR ORDERED MOTOR | - | 0 | 0
1PH8133-1AF10-2BB1 |  | 1PH8133-1AF10-2BB1 | 1 | UN | 1 | 20 | D | D | N | N | 85015230 | 1 |  | 106 | KG | 2741.07 | 2741.07 | MC05 | MC05 | SIMOTICS M Compact induction motor 1500rpm, 15 kW 96Nm, 34A, 342V 1750rpm, 17.5kW 96Nm, 34A, 392V 2000rpm, 20 kW 96Nm, 34A, 445V forced ventilation; direction of air flow NDE--> DE; Degree of protection IP55 Without encoder With temperature sensor KTY 84-130 DESIGN IM B3 (IM V5, IM V6) SHAFT WITH FITTED KEY HALF-KEY BALANCING BEARING: STANDARD WITH FIXED BEARING, VIBRATION SEVERITY GRADE: R/A, FLANGE ACCURACY: R TERMINAL BOX (ABOVE) CABLE ENTRY ON THE LEFT SIGNAL CONNECTION D-END | - | 0 | 0
1PH8133-1AF10-2BC1 |  | 1PH8133-1AF10-2BC1 | 1 | UN | 1 | 20 | D | D | N | N | 85015230 | 1 |  | 106 | KG | 2741.07 | 2741.07 | MC05 | MC05 | SIMOTICS M Compact induction motor 1500rpm, 15 kW 96Nm, 34A, 342V 1750rpm, 17.5kW 96Nm, 34A, 392V 2000rpm, 20 kW 96Nm, 34A, 445V forced ventilation; direction of air flow NDE--> DE; Degree of protection IP55 Without encoder With temperature sensor KTY 84-130 DESIGN IM B3 (IM V5, IM V6) SHAFT WITH FITTED KEY HALF-KEY BALANCING BEARING: STANDARD WITH FIXED BEARING, VIBRATION SEVERITY GRADE: R/A, FLANGE ACCURACY: R TERMINAL BOX (ABOVE) CABLE ENTRY ON THE ND-END SIGNAL CONNECTION LEFT | - | 0 | 0
1PH8133-1AF10-2CA1 |  | 1PH8133-1AF10-2CA1 | 1 | UN | 1 | 20 | D | D | N | N | 85015230 | 1 |  | 106 | KG | 2871.09 | 2871.09 | MC05 | MC05 | SIMOTICS M Compact induction motor 1500rpm, 15 kW 96Nm, 34A, 342V 1750rpm, 17.5kW 96Nm, 34A, 392V 2000rpm, 20 kW 96Nm, 34A, 445V forced ventilation; direction of air flow NDE--> DE; Degree of protection IP55 Without encoder With temperature sensor KTY 84-130 DESIGN IM B3 (IM V5, IM V6) SHAFT WITH FITTED KEY HALF-KEY BALANCING BEARING: STANDARD VIBRATION SEVERITY GRADE S/A; SHAFT A.FLANGE ACCURACY GR. R TERMINAL BOX (ABOVE) CABLE ENTRY ON THE RIGHT SIGNAL CONNECTION D-END | - | 0 | 0
1PH8133-1AF10-2CB1 |  | 1PH8133-1AF10-2CB1 | 1 | UN | 1 | 20 | D | D | N | N | 85015230 | 1 |  | 106 | KG | 2871.09 | 2871.09 | MC05 | MC05 | SIMOTICS M Compact induction motor 1500rpm, 15 kW 96Nm, 34A, 342V 1750rpm, 17.5kW 96Nm, 34A, 392V 2000rpm, 20 kW 96Nm, 34A, 445V forced ventilation; direction of air flow NDE--> DE; Degree of protection IP55 Without encoder With temperature sensor KTY 84-130 DESIGN IM B3 (IM V5, IM V6) SHAFT WITH FITTED KEY HALF-KEY BALANCING BEARING: STANDARD VIBRATION SEVERITY GRADE S/A; SHAFT A.FLANGE ACCURACY GR. R TERMINAL BOX (ABOVE) CABLE ENTRY ON THE LEFT SIGNAL CONNECTION D-END | - | 0 | 0
1PH8133-1AF10-2CC1 |  | 1PH8133-1AF10-2CC1 | 1 | UN | 1 | 20 | D | D | N | N | 85015230 | 1 |  | 106 | KG | 2871.09 | 2871.09 | MC05 | MC05 | SIMOTICS M Compact induction motor 1500rpm, 15 kW 96Nm, 34A, 342V 1750rpm, 17.5kW 96Nm, 34A, 392V 2000rpm, 20 kW 96Nm, 34A, 445V forced ventilation; direction of air flow NDE--> DE; Degree of protection IP55 Without encoder With temperature sensor KTY 84-130 DESIGN IM B3 (IM V5, IM V6) SHAFT WITH FITTED KEY HALF-KEY BALANCING BEARING: STANDARD VIBRATION SEVERITY GRADE S/A; SHAFT A.FLANGE ACCURACY GR. R TERMINAL BOX (ABOVE) CABLE ENTRY ON THE ND-END SIGNAL CONNECTION LEFT | - | 0 | 0
1PH8133-1AF12-0BA1 |  | 1PH8133-1AF12-0BA1 | 1 | UN | 1 | 20 | D | D | N | N | 85015230 | 1 |  | 106 | KG | 2900.02 | 2900.02 | MC05 | MC05 | SIMOTICS M Compact induction motor 1500rpm, 15 kW 96Nm, 34A, 342V 1750rpm, 17.5kW 96Nm, 34A, 392V 2000rpm, 20 kW 96Nm, 34A, 445V forced ventilation; direction of air flow NDE--> DE; Degree of protection IP55 Without encoder With temperature sensor KTY 84-130 DESIGN IM B5 (IMV 1,IM V3) PLAIN SHAFT WITHOUT FITTED KEY; BEARING: STANDARD WITH FIXED BEARING, VIBRATION SEVERITY GRADE: R/A, FLANGE ACCURACY: R TERMINAL BOX (ABOVE) CABLE ENTRY ON THE RIGHT SIGNAL CONNECTION D-END | - | 0 | 0
1PH8133-1AF12-0BB1 |  | 1PH8133-1AF12-0BB1 | 1 | UN | 1 | 20 | D | D | N | N | 85015230 | 1 |  | 106 | KG | 2900.02 | 2900.02 | MC05 | MC05 | SIMOTICS M Compact induction motor 1500rpm, 15 kW 96Nm, 34A, 342V 1750rpm, 17.5kW 96Nm, 34A, 392V 2000rpm, 20 kW 96Nm, 34A, 445V forced ventilation; direction of air flow NDE--> DE; Degree of protection IP55 Without encoder With temperature sensor KTY 84-130 DESIGN IM B5 (IMV 1,IM V3) PLAIN SHAFT WITHOUT FITTED KEY; BEARING: STANDARD WITH FIXED BEARING, VIBRATION SEVERITY GRADE: R/A, FLANGE ACCURACY: R TERMINAL BOX (ABOVE) CABLE ENTRY ON THE LEFT SIGNAL CONNECTION D-END | - | 0 | 0
1PH8133-1AF12-0BC1 |  | 1PH8133-1AF12-0BC1 | 1 | UN | 1 | 20 | D | D | N | N | 85015230 | 1 |  | 106 | KG | 2900.02 | 2900.02 | MC05 | MC05 | SIMOTICS M Compact induction motor 1500rpm, 15 kW 96Nm, 34A, 342V 1750rpm, 17.5kW 96Nm, 34A, 392V 2000rpm, 20 kW 96Nm, 34A, 445V forced ventilation; direction of air flow NDE--> DE; Degree of protection IP55 Without encoder With temperature sensor KTY 84-130 DESIGN IM B5 (IMV 1,IM V3) PLAIN SHAFT WITHOUT FITTED KEY; BEARING: STANDARD WITH FIXED BEARING, VIBRATION SEVERITY GRADE: R/A, FLANGE ACCURACY: R TERMINAL BOX (ABOVE) CABLE ENTRY ON THE ND-END SIGNAL CONNECTION LEFT | - | 0 | 0
1PH8133-1AF12-0CA1 |  | 1PH8133-1AF12-0CA1 | 1 | UN | 1 | 20 | D | D | N | N | 85015230 | 1 |  | 106 | KG | 3030.04 | 3030.04 | MC05 | MC05 | SIMOTICS M Compact induction motor 1500rpm, 15 kW 96Nm, 34A, 342V 1750rpm, 17.5kW 96Nm, 34A, 392V 2000rpm, 20 kW 96Nm, 34A, 445V forced ventilation; direction of air flow NDE--> DE; Degree of protection IP55 Without encoder With temperature sensor KTY 84-130 DESIGN IM B5 (IMV 1,IM V3) PLAIN SHAFT WITHOUT FITTED KEY; BEARING: STANDARD VIBRATION SEVERITY GRADE S/A; SHAFT A.FLANGE ACCURACY GR. R TERMINAL BOX (ABOVE) CABLE ENTRY ON THE RIGHT SIGNAL CONNECTION D-END | - | 0 | 0
1PH8133-1AF12-0CB1 |  | 1PH8133-1AF12-0CB1 | 1 | UN | 1 | 20 | D | D | N | N | 85015230 | 1 |  | 106 | KG | 3030.04 | 3030.04 | MC05 | MC05 | SIMOTICS M Compact induction motor 1500rpm, 15 kW 96Nm, 34A, 342V 1750rpm, 17.5kW 96Nm, 34A, 392V 2000rpm, 20 kW 96Nm, 34A, 445V forced ventilation; direction of air flow NDE--> DE; Degree of protection IP55 Without encoder With temperature sensor KTY 84-130 DESIGN IM B5 (IMV 1,IM V3) PLAIN SHAFT WITHOUT FITTED KEY; BEARING: STANDARD VIBRATION SEVERITY GRADE S/A; SHAFT A.FLANGE ACCURACY GR. R TERMINAL BOX (ABOVE) CABLE ENTRY ON THE LEFT SIGNAL CONNECTION D-END | - | 0 | 0
1PH8133-1AF12-0CC1 |  | 1PH8133-1AF12-0CC1 | 1 | UN | 1 | 20 | D | D | N | N | 85015230 | 1 |  | 106 | KG | 3030.04 | 3030.04 | MC05 | MC05 | SIMOTICS M Compact induction motor 1500rpm, 15 kW 96Nm, 34A, 342V 1750rpm, 17.5kW 96Nm, 34A, 392V 2000rpm, 20 kW 96Nm, 34A, 445V forced ventilation; direction of air flow NDE--> DE; Degree of protection IP55 Without encoder With temperature sensor KTY 84-130 DESIGN IM B5 (IMV 1,IM V3) PLAIN SHAFT WITHOUT FITTED KEY; BEARING: STANDARD VIBRATION SEVERITY GRADE S/A; SHAFT A.FLANGE ACCURACY GR. R TERMINAL BOX (ABOVE) CABLE ENTRY ON THE ND-END SIGNAL CONNECTION LEFT | - | 0 | 0
1PH8133-1AF12-2BA1 |  | 1PH8133-1AF12-2BA1 | 1 | UN | 1 | 20 | D | D | N | N | 85015230 | 1 |  | 106 | KG | 2900.02 | 2900.02 | MC05 | MC05 | SIMOTICS M Compact induction motor 1500rpm, 15 kW 96Nm, 34A, 342V 1750rpm, 17.5kW 96Nm, 34A, 392V 2000rpm, 20 kW 96Nm, 34A, 445V forced ventilation; direction of air flow NDE--> DE; Degree of protection IP55 Without encoder With temperature sensor KTY 84-130 DESIGN IM B5 (IMV 1,IM V3) SHAFT WITH FITTED KEY HALF-KEY BALANCING BEARING: STANDARD WITH FIXED BEARING, VIBRATION SEVERITY GRADE: R/A, FLANGE ACCURACY: R TERMINAL BOX (ABOVE) CABLE ENTRY ON THE RIGHT SIGNAL CONNECTION D-END | - | 0 | 0
1PH8133-1AF12-2BB1 |  | 1PH8133-1AF12-2BB1 | 1 | UN | 1 | 20 | D | D | N | N | 85015230 | 1 |  | 106 | KG | 2900.02 | 2900.02 | MC05 | MC05 | SIMOTICS M Compact induction motor 1500rpm, 15 kW 96Nm, 34A, 342V 1750rpm, 17.5kW 96Nm, 34A, 392V 2000rpm, 20 kW 96Nm, 34A, 445V forced ventilation; direction of air flow NDE--> DE; Degree of protection IP55 Without encoder With temperature sensor KTY 84-130 DESIGN IM B5 (IMV 1,IM V3) SHAFT WITH FITTED KEY HALF-KEY BALANCING BEARING: STANDARD WITH FIXED BEARING, VIBRATION SEVERITY GRADE: R/A, FLANGE ACCURACY: R TERMINAL BOX (ABOVE) CABLE ENTRY ON THE LEFT SIGNAL CONNECTION D-END | - | 0 | 0
1PH8133-1AF12-2BC1 |  | 1PH8133-1AF12-2BC1 | 1 | UN | 1 | 20 | D | D | N | N | 85015230 | 1 |  | 106 | KG | 2900.02 | 2900.02 | MC05 | MC05 | SIMOTICS M Compact induction motor 1500rpm, 15 kW 96Nm, 34A, 342V 1750rpm, 17.5kW 96Nm, 34A, 392V 2000rpm, 20 kW 96Nm, 34A, 445V forced ventilation; direction of air flow NDE--> DE; Degree of protection IP55 Without encoder With temperature sensor KTY 84-130 DESIGN IM B5 (IMV 1,IM V3) SHAFT WITH FITTED KEY HALF-KEY BALANCING BEARING: STANDARD WITH FIXED BEARING, VIBRATION SEVERITY GRADE: R/A, FLANGE ACCURACY: R TERMINAL BOX (ABOVE) CABLE ENTRY ON THE ND-END SIGNAL CONNECTION LEFT | - | 0 | 0
1PH8133-1AF12-2CA1 |  | 1PH8133-1AF12-2CA1 | 1 | UN | 1 | 20 | D | D | N | N | 85015230 | 1 |  | 106 | KG | 3030.04 | 3030.04 | MC05 | MC05 | SIMOTICS M Compact induction motor 1500rpm, 15 kW 96Nm, 34A, 342V 1750rpm, 17.5kW 96Nm, 34A, 392V 2000rpm, 20 kW 96Nm, 34A, 445V forced ventilation; direction of air flow NDE--> DE; Degree of protection IP55 Without encoder With temperature sensor KTY 84-130 DESIGN IM B5 (IMV 1,IM V3) SHAFT WITH FITTED KEY HALF-KEY BALANCING BEARING: STANDARD VIBRATION SEVERITY GRADE S/A; SHAFT A.FLANGE ACCURACY GR. R TERMINAL BOX (ABOVE) CABLE ENTRY ON THE RIGHT SIGNAL CONNECTION D-END | - | 0 | 0
1PH8133-1AF12-2CB1 |  | 1PH8133-1AF12-2CB1 | 1 | UN | 1 | 20 | D | D | N | N | 85015230 | 1 |  | 106 | KG | 3030.04 | 3030.04 | MC05 | MC05 | SIMOTICS M Compact induction motor 1500rpm, 15 kW 96Nm, 34A, 342V 1750rpm, 17.5kW 96Nm, 34A, 392V 2000rpm, 20 kW 96Nm, 34A, 445V forced ventilation; direction of air flow NDE--> DE; Degree of protection IP55 Without encoder With temperature sensor KTY 84-130 DESIGN IM B5 (IMV 1,IM V3) SHAFT WITH FITTED KEY HALF-KEY BALANCING BEARING: STANDARD VIBRATION SEVERITY GRADE S/A; SHAFT A.FLANGE ACCURACY GR. R TERMINAL BOX (ABOVE) CABLE ENTRY ON THE LEFT SIGNAL CONNECTION D-END | - | 0 | 0
1PH8133-1AF12-2CC1 |  | 1PH8133-1AF12-2CC1 | 1 | UN | 1 | 20 | D | D | N | N | 85015230 | 1 |  | 106 | KG | 3030.04 | 3030.04 | MC05 | MC05 | SIMOTICS M Compact induction motor 1500rpm, 15 kW 96Nm, 34A, 342V 1750rpm, 17.5kW 96Nm, 34A, 392V 2000rpm, 20 kW 96Nm, 34A, 445V forced ventilation; direction of air flow NDE--> DE; Degree of protection IP55 Without encoder With temperature sensor KTY 84-130 DESIGN IM B5 (IMV 1,IM V3) SHAFT WITH FITTED KEY HALF-KEY BALANCING BEARING: STANDARD VIBRATION SEVERITY GRADE S/A; SHAFT A.FLANGE ACCURACY GR. R TERMINAL BOX (ABOVE) CABLE ENTRY ON THE ND-END SIGNAL CONNECTION LEFT | - | 0 | 0
1PH8133-1AF13-0BA1 |  | 1PH8133-1AF13-0BA1 | 1 | UN | 1 | 20 | D | D | N | N | 85015230 | 1 |  | 106 | KG | 3102.32 | 3102.32 | MC05 | MC05 | SIMOTICS M Compact induction motor 1500rpm, 15 kW 96Nm, 34A, 342V 1750rpm, 17.5kW 96Nm, 34A, 392V 2000rpm, 20 kW 96Nm, 34A, 445V forced ventilation; direction of air flow NDE--> DE; Degree of protection IP55 Without encoder With temperature sensor KTY 84-130 Design IM B35 (IM V15, (IM V35) PLAIN SHAFT WITHOUT FITTED KEY; BEARING: STANDARD WITH FIXED BEARING, VIBRATION SEVERITY GRADE: R/A, FLANGE ACCURACY: R TERMINAL BOX (ABOVE) CABLE ENTRY ON THE RIGHT SIGNAL CONNECTION D-END | - | 0 | 0
1PH8133-1AF13-0BB1 |  | 1PH8133-1AF13-0BB1 | 1 | UN | 1 | 20 | D | D | N | N | 85015230 | 1 |  | 106 | KG | 3102.32 | 3102.32 | MC05 | MC05 | SIMOTICS M Compact induction motor 1500rpm, 15 kW 96Nm, 34A, 342V 1750rpm, 17.5kW 96Nm, 34A, 392V 2000rpm, 20 kW 96Nm, 34A, 445V forced ventilation; direction of air flow NDE--> DE; Degree of protection IP55 Without encoder With temperature sensor KTY 84-130 Design IM B35 (IM V15, (IM V35) PLAIN SHAFT WITHOUT FITTED KEY; BEARING: STANDARD WITH FIXED BEARING, VIBRATION SEVERITY GRADE: R/A, FLANGE ACCURACY: R TERMINAL BOX (ABOVE) CABLE ENTRY ON THE LEFT SIGNAL CONNECTION D-END | - | 0 | 0
1PH8133-1AF13-0BC1 |  | 1PH8133-1AF13-0BC1 | 1 | UN | 1 | 20 | D | D | N | N | 85015230 | 1 |  | 106 | KG | 3102.32 | 3102.32 | MC05 | MC05 | SIMOTICS M Compact induction motor 1500rpm, 15 kW 96Nm, 34A, 342V 1750rpm, 17.5kW 96Nm, 34A, 392V 2000rpm, 20 kW 96Nm, 34A, 445V forced ventilation; direction of air flow NDE--> DE; Degree of protection IP55 Without encoder With temperature sensor KTY 84-130 Design IM B35 (IM V15, (IM V35) PLAIN SHAFT WITHOUT FITTED KEY; BEARING: STANDARD WITH FIXED BEARING, VIBRATION SEVERITY GRADE: R/A, FLANGE ACCURACY: R TERMINAL BOX (ABOVE) CABLE ENTRY ON THE ND-END SIGNAL CONNECTION LEFT | - | 0 | 0
1PH8133-1AF13-0CA1 |  | 1PH8133-1AF13-0CA1 | 1 | UN | 1 | 20 | D | D | N | N | 85015230 | 1 |  | 106 | KG | 3232.34 | 3232.34 | MC05 | MC05 | SIMOTICS M Compact induction motor 1500rpm, 15 kW 96Nm, 34A, 342V 1750rpm, 17.5kW 96Nm, 34A, 392V 2000rpm, 20 kW 96Nm, 34A, 445V forced ventilation; direction of air flow NDE--> DE; Degree of protection IP55 Without encoder With temperature sensor KTY 84-130 Design IM B35 (IM V15, (IM V35) PLAIN SHAFT WITHOUT FITTED KEY; BEARING: STANDARD VIBRATION SEVERITY GRADE S/A; SHAFT A.FLANGE ACCURACY GR. R TERMINAL BOX (ABOVE) CABLE ENTRY ON THE RIGHT SIGNAL CONNECTION D-END | - | 0 | 0
1PH8133-1AF13-0CB1 |  | 1PH8133-1AF13-0CB1 | 1 | UN | 1 | 20 | D | D | N | N | 85015230 | 1 |  | 106 | KG | 3232.34 | 3232.34 | MC05 | MC05 | SIMOTICS M Compact induction motor 1500rpm, 15 kW 96Nm, 34A, 342V 1750rpm, 17.5kW 96Nm, 34A, 392V 2000rpm, 20 kW 96Nm, 34A, 445V forced ventilation; direction of air flow NDE--> DE; Degree of protection IP55 Without encoder With temperature sensor KTY 84-130 Design IM B35 (IM V15, (IM V35) PLAIN SHAFT WITHOUT FITTED KEY; BEARING: STANDARD VIBRATION SEVERITY GRADE S/A; SHAFT A.FLANGE ACCURACY GR. R TERMINAL BOX (ABOVE) CABLE ENTRY ON THE LEFT SIGNAL CONNECTION D-END | - | 0 | 0
1PH8133-1AF13-0CC1 |  | 1PH8133-1AF13-0CC1 | 1 | UN | 1 | 20 | D | D | N | N | 85015230 | 1 |  | 106 | KG | 3232.34 | 3232.34 | MC05 | MC05 | SIMOTICS M Compact induction motor 1500rpm, 15 kW 96Nm, 34A, 342V 1750rpm, 17.5kW 96Nm, 34A, 392V 2000rpm, 20 kW 96Nm, 34A, 445V forced ventilation; direction of air flow NDE--> DE; Degree of protection IP55 Without encoder With temperature sensor KTY 84-130 Design IM B35 (IM V15, (IM V35) PLAIN SHAFT WITHOUT FITTED KEY; BEARING: STANDARD VIBRATION SEVERITY GRADE S/A; SHAFT A.FLANGE ACCURACY GR. R TERMINAL BOX (ABOVE) CABLE ENTRY ON THE ND-END SIGNAL CONNECTION LEFT | - | 0 | 0
1PH8133-1AF13-1GA2 |  | 1PH8133-1AF13-1GA2 | 1 | UN | 1 | 20 | D | D | N | N | 85015230 | 1 |  | 106 | KG | 2909.86 | 2909.86 | MC05 | MC05 | SIMOTICS M Compact asynchronous motor 1500 rpm, 15 kW, 96 Nm, 34 A, 342 V 1750 rpm, 17.5 kW, 96 Nm, 34 A, 392 V 2000 rpm, 20 kW, 96 Nm, 34 A, 445 V Forced ventilation; Direction of air flow NDE --> DE; Degree of protection IP55 Without encoder With temperature sensor Pt1000 Design IM B35 (IM V15, (IM V35) SHAFT WITH FITTED KEY FULL-KEY BALANCING BEARING: STANDARD, VIBRATION SEVERITY GRADE: R/A, SHAFT AND FLANGE ACCURACY: R TERMINAL BOX (ABOVE) CABLE ENTRY ON THE RIGHT SIGNAL CONNECTION D-END | - | 0 | 0
1PH8133-1AF13-2BA1 |  | 1PH8133-1AF13-2BA1 | 1 | UN | 1 | 20 | D | D | N | N | 85015230 | 1 |  | 106 | KG | 3102.32 | 3102.32 | MC05 | MC05 | SIMOTICS M Compact induction motor 1500rpm, 15 kW 96Nm, 34A, 342V 1750rpm, 17.5kW 96Nm, 34A, 392V 2000rpm, 20 kW 96Nm, 34A, 445V forced ventilation; direction of air flow NDE--> DE; Degree of protection IP55 Without encoder With temperature sensor KTY 84-130 Design IM B35 (IM V15, (IM V35) SHAFT WITH FITTED KEY HALF-KEY BALANCING BEARING: STANDARD WITH FIXED BEARING, VIBRATION SEVERITY GRADE: R/A, FLANGE ACCURACY: R TERMINAL BOX (ABOVE) CABLE ENTRY ON THE RIGHT SIGNAL CONNECTION D-END | - | 0 | 0
1PH8133-1AF13-2BB1 |  | 1PH8133-1AF13-2BB1 | 1 | UN | 1 | 20 | D | D | N | N | 85015230 | 1 |  | 106 | KG | 3102.32 | 3102.32 | MC05 | MC05 | SIMOTICS M Compact induction motor 1500rpm, 15 kW 96Nm, 34A, 342V 1750rpm, 17.5kW 96Nm, 34A, 392V 2000rpm, 20 kW 96Nm, 34A, 445V forced ventilation; direction of air flow NDE--> DE; Degree of protection IP55 Without encoder With temperature sensor KTY 84-130 Design IM B35 (IM V15, (IM V35) SHAFT WITH FITTED KEY HALF-KEY BALANCING BEARING: STANDARD WITH FIXED BEARING, VIBRATION SEVERITY GRADE: R/A, FLANGE ACCURACY: R TERMINAL BOX (ABOVE) CABLE ENTRY ON THE LEFT SIGNAL CONNECTION D-END | - | 0 | 0
1PH8133-1AF13-2BC1 |  | 1PH8133-1AF13-2BC1 | 1 | UN | 1 | 20 | D | D | N | N | 85015230 | 1 |  | 106 | KG | 3102.32 | 3102.32 | MC05 | MC05 | SIMOTICS M Compact induction motor 1500rpm, 15 kW 96Nm, 34A, 342V 1750rpm, 17.5kW 96Nm, 34A, 392V 2000rpm, 20 kW 96Nm, 34A, 445V forced ventilation; direction of air flow NDE--> DE; Degree of protection IP55 Without encoder With temperature sensor KTY 84-130 Design IM B35 (IM V15, (IM V35) SHAFT WITH FITTED KEY HALF-KEY BALANCING BEARING: STANDARD WITH FIXED BEARING, VIBRATION SEVERITY GRADE: R/A, FLANGE ACCURACY: R TERMINAL BOX (ABOVE) CABLE ENTRY ON THE ND-END SIGNAL CONNECTION LEFT | - | 0 | 0
1PH8133-1AF13-2CA1 |  | 1PH8133-1AF13-2CA1 | 1 | UN | 1 | 20 | D | D | N | N | 85015230 | 1 |  | 106 | KG | 3232.34 | 3232.34 | MC05 | MC05 | SIMOTICS M Compact induction motor 1500rpm, 15 kW 96Nm, 34A, 342V 1750rpm, 17.5kW 96Nm, 34A, 392V 2000rpm, 20 kW 96Nm, 34A, 445V forced ventilation; direction of air flow NDE--> DE; Degree of protection IP55 Without encoder With temperature sensor KTY 84-130 Design IM B35 (IM V15, (IM V35) SHAFT WITH FITTED KEY HALF-KEY BALANCING BEARING: STANDARD VIBRATION SEVERITY GRADE S/A; SHAFT A.FLANGE ACCURACY GR. R TERMINAL BOX (ABOVE) CABLE ENTRY ON THE RIGHT SIGNAL CONNECTION D-END | - | 0 | 0
1PH8133-1AF13-2CB1 |  | 1PH8133-1AF13-2CB1 | 1 | UN | 1 | 20 | D | D | N | N | 85015230 | 1 |  | 106 | KG | 3232.34 | 3232.34 | MC05 | MC05 | SIMOTICS M Compact induction motor 1500rpm, 15 kW 96Nm, 34A, 342V 1750rpm, 17.5kW 96Nm, 34A, 392V 2000rpm, 20 kW 96Nm, 34A, 445V forced ventilation; direction of air flow NDE--> DE; Degree of protection IP55 Without encoder With temperature sensor KTY 84-130 Design IM B35 (IM V15, (IM V35) SHAFT WITH FITTED KEY HALF-KEY BALANCING BEARING: STANDARD VIBRATION SEVERITY GRADE S/A; SHAFT A.FLANGE ACCURACY GR. R TERMINAL BOX (ABOVE) CABLE ENTRY ON THE LEFT SIGNAL CONNECTION D-END | - | 0 | 0
1PH8133-1AF13-2CC1 |  | 1PH8133-1AF13-2CC1 | 1 | UN | 1 | 20 | D | D | N | N | 85015230 | 1 |  | 106 | KG | 3232.34 | 3232.34 | MC05 | MC05 | SIMOTICS M Compact induction motor 1500rpm, 15 kW 96Nm, 34A, 342V 1750rpm, 17.5kW 96Nm, 34A, 392V 2000rpm, 20 kW 96Nm, 34A, 445V forced ventilation; direction of air flow NDE--> DE; Degree of protection IP55 Without encoder With temperature sensor KTY 84-130 Design IM B35 (IM V15, (IM V35) SHAFT WITH FITTED KEY HALF-KEY BALANCING BEARING: STANDARD VIBRATION SEVERITY GRADE S/A; SHAFT A.FLANGE ACCURACY GR. R TERMINAL BOX (ABOVE) CABLE ENTRY ON THE ND-END SIGNAL CONNECTION LEFT | - | 0 | 0
1PH8133-1AF20-0BA1 |  | 1PH8133-1AF20-0BA1 | 1 | UN | 1 | 20 | D | D | N | N | 85015230 | 1 |  | 123 | KG | 3278.4 | 3278.4 | MC05 | MC05 | SIMOTICS M Compact induction motor 1500rpm, 17kW, 108Nm, 38A, 345V 1750rpm, 19.5kW, 106Nm, 38A, 40 2000rpm, 22.5kW, 107Nm, 38A, 45 water cooling Degree of protection IP65 Without encoder With temperature sensor KTY 84-130 DESIGN IM B3 (IM V5, IM V6) PLAIN SHAFT WITHOUT FITTED KEY; BEARING: STANDARD WITH FIXED BEARING, VIBRATION SEVERITY GRADE: R/A, FLANGE ACCURACY: R TERMINAL BOX (ABOVE) CABLE ENTRY ON THE RIGHT SIGNAL CONNECTION D-END | - | 0 | 0
1PH8133-1AF20-0BB1 |  | 1PH8133-1AF20-0BB1 | 1 | UN | 1 | 20 | D | D | N | N | 85015230 | 1 |  | 123 | KG | 3278.4 | 3278.4 | MC05 | MC05 | SIMOTICS M Compact induction motor 1500rpm, 17kW, 108Nm, 38A, 345V 1750rpm, 19.5kW, 106Nm, 38A, 40 2000rpm, 22.5kW, 107Nm, 38A, 45 water cooling Degree of protection IP65 Without encoder With temperature sensor KTY 84-130 DESIGN IM B3 (IM V5, IM V6) PLAIN SHAFT WITHOUT FITTED KEY; BEARING: STANDARD WITH FIXED BEARING, VIBRATION SEVERITY GRADE: R/A, FLANGE ACCURACY: R TERMINAL BOX (ABOVE) CABLE ENTRY ON THE LEFT SIGNAL CONNECTION D-END | - | 0 | 0
1PH8133-1AF20-0BC1 |  | 1PH8133-1AF20-0BC1 | 1 | UN | 1 | 20 | D | D | N | N | 85015230 | 1 |  | 123 | KG | 3278.4 | 3278.4 | MC05 | MC05 | SIMOTICS M Compact induction motor 1500rpm, 17kW, 108Nm, 38A, 345V 1750rpm, 19.5kW, 106Nm, 38A, 40 2000rpm, 22.5kW, 107Nm, 38A, 45 water cooling Degree of protection IP65 Without encoder With temperature sensor KTY 84-130 DESIGN IM B3 (IM V5, IM V6) PLAIN SHAFT WITHOUT FITTED KEY; BEARING: STANDARD WITH FIXED BEARING, VIBRATION SEVERITY GRADE: R/A, FLANGE ACCURACY: R TERMINAL BOX (ABOVE) CABLE ENTRY ON THE ND-END SIGNAL CONNECTION LEFT | - | 0 | 0
1PH8133-1AF20-0CA1 |  | 1PH8133-1AF20-0CA1 | 1 | UN | 1 | 20 | D | D | N | N | 85015230 | 1 |  | 123 | KG | 3408.42 | 3408.42 | MC05 | MC05 | SIMOTICS M Compact induction motor 1500rpm, 17kW, 108Nm, 38A, 345V 1750rpm, 19.5kW, 106Nm, 38A, 40 2000rpm, 22.5kW, 107Nm, 38A, 45 water cooling Degree of protection IP65 Without encoder With temperature sensor KTY 84-130 DESIGN IM B3 (IM V5, IM V6) PLAIN SHAFT WITHOUT FITTED KEY; BEARING: STANDARD VIBRATION SEVERITY GRADE S/A; SHAFT A.FLANGE ACCURACY GR. R TERMINAL BOX (ABOVE) CABLE ENTRY ON THE RIGHT SIGNAL CONNECTION D-END | - | 0 | 0
1PH8133-1AF20-0CB1 |  | 1PH8133-1AF20-0CB1 | 1 | UN | 1 | 20 | D | D | N | N | 85015230 | 1 |  | 123 | KG | 3408.42 | 3408.42 | MC05 | MC05 | SIMOTICS M Compact induction motor 1500rpm, 17kW, 108Nm, 38A, 345V 1750rpm, 19.5kW, 106Nm, 38A, 40 2000rpm, 22.5kW, 107Nm, 38A, 45 water cooling Degree of protection IP65 Without encoder With temperature sensor KTY 84-130 DESIGN IM B3 (IM V5, IM V6) PLAIN SHAFT WITHOUT FITTED KEY; BEARING: STANDARD VIBRATION SEVERITY GRADE S/A; SHAFT A.FLANGE ACCURACY GR. R TERMINAL BOX (ABOVE) CABLE ENTRY ON THE LEFT SIGNAL CONNECTION D-END | - | 0 | 0
1PH8133-1AF20-0CC1 |  | 1PH8133-1AF20-0CC1 | 1 | UN | 1 | 20 | D | D | N | N | 85015230 | 1 |  | 123 | KG | 3408.42 | 3408.42 | MC05 | MC05 | SIMOTICS M Compact induction motor 1500rpm, 17kW, 108Nm, 38A, 345V 1750rpm, 19.5kW, 106Nm, 38A, 40 2000rpm, 22.5kW, 107Nm, 38A, 45 water cooling Degree of protection IP65 Without encoder With temperature sensor KTY 84-130 DESIGN IM B3 (IM V5, IM V6) PLAIN SHAFT WITHOUT FITTED KEY; BEARING: STANDARD VIBRATION SEVERITY GRADE S/A; SHAFT A.FLANGE ACCURACY GR. R TERMINAL BOX (ABOVE) CABLE ENTRY ON THE ND-END SIGNAL CONNECTION LEFT | - | 0 | 0
1PH8133-1AF20-2BA1 |  | 1PH8133-1AF20-2BA1 | 1 | UN | 1 | 20 | D | D | N | N | 85015230 | 1 |  | 123 | KG | 3278.4 | 3278.4 | MC05 | MC05 | SIMOTICS M Compact induction motor 1500rpm, 17kW, 108Nm, 38A, 345V 1750rpm, 19.5kW, 106Nm, 38A, 40 2000rpm, 22.5kW, 107Nm, 38A, 45 water cooling Degree of protection IP65 Without encoder With temperature sensor KTY 84-130 DESIGN IM B3 (IM V5, IM V6) SHAFT WITH FITTED KEY HALF-KEY BALANCING BEARING: STANDARD WITH FIXED BEARING, VIBRATION SEVERITY GRADE: R/A, FLANGE ACCURACY: R TERMINAL BOX (ABOVE) CABLE ENTRY ON THE RIGHT SIGNAL CONNECTION D-END | - | 0 | 0
1PH8133-1AF20-2BB1 |  | 1PH8133-1AF20-2BB1 | 1 | UN | 1 | 20 | D | D | N | N | 85015230 | 1 |  | 123 | KG | 3278.4 | 3278.4 | MC05 | MC05 | SIMOTICS M Compact induction motor 1500rpm, 17kW, 108Nm, 38A, 345V 1750rpm, 19.5kW, 106Nm, 38A, 40 2000rpm, 22.5kW, 107Nm, 38A, 45 water cooling Degree of protection IP65 Without encoder With temperature sensor KTY 84-130 DESIGN IM B3 (IM V5, IM V6) SHAFT WITH FITTED KEY HALF-KEY BALANCING BEARING: STANDARD WITH FIXED BEARING, VIBRATION SEVERITY GRADE: R/A, FLANGE ACCURACY: R TERMINAL BOX (ABOVE) CABLE ENTRY ON THE LEFT SIGNAL CONNECTION D-END | - | 0 | 0
1PH8133-1AF20-2BC1 |  | 1PH8133-1AF20-2BC1 | 1 | UN | 1 | 20 | D | D | N | N | 85015230 | 1 |  | 123 | KG | 3278.4 | 3278.4 | MC05 | MC05 | SIMOTICS M Compact induction motor 1500rpm, 17kW, 108Nm, 38A, 345V 1750rpm, 19.5kW, 106Nm, 38A, 40 2000rpm, 22.5kW, 107Nm, 38A, 45 water cooling Degree of protection IP65 Without encoder With temperature sensor KTY 84-130 DESIGN IM B3 (IM V5, IM V6) SHAFT WITH FITTED KEY HALF-KEY BALANCING BEARING: STANDARD WITH FIXED BEARING, VIBRATION SEVERITY GRADE: R/A, FLANGE ACCURACY: R TERMINAL BOX (ABOVE) CABLE ENTRY ON THE ND-END SIGNAL CONNECTION LEFT | - | 0 | 0
1PH8133-1AF20-2CA1 |  | 1PH8133-1AF20-2CA1 | 1 | UN | 1 | 20 | D | D | N | N | 85015230 | 1 |  | 123 | KG | 3408.42 | 3408.42 | MC05 | MC05 | SIMOTICS M Compact induction motor 1500rpm, 17kW, 108Nm, 38A, 345V 1750rpm, 19.5kW, 106Nm, 38A, 40 2000rpm, 22.5kW, 107Nm, 38A, 45 water cooling Degree of protection IP65 Without encoder With temperature sensor KTY 84-130 DESIGN IM B3 (IM V5, IM V6) SHAFT WITH FITTED KEY HALF-KEY BALANCING BEARING: STANDARD VIBRATION SEVERITY GRADE S/A; SHAFT A.FLANGE ACCURACY GR. R TERMINAL BOX (ABOVE) CABLE ENTRY ON THE RIGHT SIGNAL CONNECTION D-END | - | 0 | 0
1PH8133-1AF20-2CB1 |  | 1PH8133-1AF20-2CB1 | 1 | UN | 1 | 20 | D | D | N | N | 85015230 | 1 |  | 123 | KG | 3408.42 | 3408.42 | MC05 | MC05 | SIMOTICS M Compact induction motor 1500rpm, 17kW, 108Nm, 38A, 345V 1750rpm, 19.5kW, 106Nm, 38A, 40 2000rpm, 22.5kW, 107Nm, 38A, 45 water cooling Degree of protection IP65 Without encoder With temperature sensor KTY 84-130 DESIGN IM B3 (IM V5, IM V6) SHAFT WITH FITTED KEY HALF-KEY BALANCING BEARING: STANDARD VIBRATION SEVERITY GRADE S/A; SHAFT A.FLANGE ACCURACY GR. R TERMINAL BOX (ABOVE) CABLE ENTRY ON THE LEFT SIGNAL CONNECTION D-END | - | 0 | 0
1PH8133-1AF20-2CC1 |  | 1PH8133-1AF20-2CC1 | 1 | UN | 1 | 20 | D | D | N | N | 85015230 | 1 |  | 123 | KG | 3408.42 | 3408.42 | MC05 | MC05 | SIMOTICS M Compact induction motor 1500rpm, 17kW, 108Nm, 38A, 345V 1750rpm, 19.5kW, 106Nm, 38A, 40 2000rpm, 22.5kW, 107Nm, 38A, 45 water cooling Degree of protection IP65 Without encoder With temperature sensor KTY 84-130 DESIGN IM B3 (IM V5, IM V6) SHAFT WITH FITTED KEY HALF-KEY BALANCING BEARING: STANDARD VIBRATION SEVERITY GRADE S/A; SHAFT A.FLANGE ACCURACY GR. R TERMINAL BOX (ABOVE) CABLE ENTRY ON THE ND-END SIGNAL CONNECTION LEFT | - | 0 | 0
1PH8133-1AF22-0BA1 |  | 1PH8133-1AF22-0BA1 | 1 | UN | 1 | 20 | D | D | N | N | 85015230 | 1 |  | 123 | KG | 3437.35 | 3437.35 | MC05 | MC05 | SIMOTICS M Compact induction motor 1500rpm, 17kW, 108Nm, 38A, 345V 1750rpm, 19.5kW, 106Nm, 38A, 40 2000rpm, 22.5kW, 107Nm, 38A, 45 water cooling Degree of protection IP65 Without encoder With temperature sensor KTY 84-130 DESIGN IM B5 (IMV 1,IM V3) PLAIN SHAFT WITHOUT FITTED KEY; BEARING: STANDARD WITH FIXED BEARING, VIBRATION SEVERITY GRADE: R/A, FLANGE ACCURACY: R TERMINAL BOX (ABOVE) CABLE ENTRY ON THE RIGHT SIGNAL CONNECTION D-END | - | 0 | 0
1PH8133-1AF22-0BB1 |  | 1PH8133-1AF22-0BB1 | 1 | UN | 1 | 20 | D | D | N | N | 85015230 | 1 |  | 123 | KG | 3437.35 | 3437.35 | MC05 | MC05 | SIMOTICS M Compact induction motor 1500rpm, 17kW, 108Nm, 38A, 345V 1750rpm, 19.5kW, 106Nm, 38A, 40 2000rpm, 22.5kW, 107Nm, 38A, 45 water cooling Degree of protection IP65 Without encoder With temperature sensor KTY 84-130 DESIGN IM B5 (IMV 1,IM V3) PLAIN SHAFT WITHOUT FITTED KEY; BEARING: STANDARD WITH FIXED BEARING, VIBRATION SEVERITY GRADE: R/A, FLANGE ACCURACY: R TERMINAL BOX (ABOVE) CABLE ENTRY ON THE LEFT SIGNAL CONNECTION D-END | - | 0 | 0
1PH8133-1AF22-0BC1 |  | 1PH8133-1AF22-0BC1 | 1 | UN | 1 | 20 | D | D | N | N | 85015230 | 1 |  | 123 | KG | 3437.35 | 3437.35 | MC05 | MC05 | SIMOTICS M Compact induction motor 1500rpm, 17kW, 108Nm, 38A, 345V 1750rpm, 19.5kW, 106Nm, 38A, 40 2000rpm, 22.5kW, 107Nm, 38A, 45 water cooling Degree of protection IP65 Without encoder With temperature sensor KTY 84-130 DESIGN IM B5 (IMV 1,IM V3) PLAIN SHAFT WITHOUT FITTED KEY; BEARING: STANDARD WITH FIXED BEARING, VIBRATION SEVERITY GRADE: R/A, FLANGE ACCURACY: R TERMINAL BOX (ABOVE) CABLE ENTRY ON THE ND-END SIGNAL CONNECTION LEFT | - | 0 | 0
1PH8133-1AF22-0CA1 |  | 1PH8133-1AF22-0CA1 | 1 | UN | 1 | 20 | D | D | N | N | 85015230 | 1 |  | 123 | KG | 3567.37 | 3567.37 | MC05 | MC05 | SIMOTICS M Compact induction motor 1500rpm, 17kW, 108Nm, 38A, 345V 1750rpm, 19.5kW, 106Nm, 38A, 40 2000rpm, 22.5kW, 107Nm, 38A, 45 water cooling Degree of protection IP65 Without encoder With temperature sensor KTY 84-130 DESIGN IM B5 (IMV 1,IM V3) PLAIN SHAFT WITHOUT FITTED KEY; BEARING: STANDARD VIBRATION SEVERITY GRADE S/A; SHAFT A.FLANGE ACCURACY GR. R TERMINAL BOX (ABOVE) CABLE ENTRY ON THE RIGHT SIGNAL CONNECTION D-END | - | 0 | 0
1PH8133-1AF22-0CB1 |  | 1PH8133-1AF22-0CB1 | 1 | UN | 1 | 20 | D | D | N | N | 85015230 | 1 |  | 123 | KG | 3567.37 | 3567.37 | MC05 | MC05 | SIMOTICS M Compact induction motor 1500rpm, 17kW, 108Nm, 38A, 345V 1750rpm, 19.5kW, 106Nm, 38A, 40 2000rpm, 22.5kW, 107Nm, 38A, 45 water cooling Degree of protection IP65 Without encoder With temperature sensor KTY 84-130 DESIGN IM B5 (IMV 1,IM V3) PLAIN SHAFT WITHOUT FITTED KEY; BEARING: STANDARD VIBRATION SEVERITY GRADE S/A; SHAFT A.FLANGE ACCURACY GR. R TERMINAL BOX (ABOVE) CABLE ENTRY ON THE LEFT SIGNAL CONNECTION D-END | - | 0 | 0
1PH8133-1AF22-0CC1 |  | 1PH8133-1AF22-0CC1 | 1 | UN | 1 | 20 | D | D | N | N | 85015230 | 1 |  | 123 | KG | 3567.37 | 3567.37 | MC05 | MC05 | SIMOTICS M Compact induction motor 1500rpm, 17kW, 108Nm, 38A, 345V 1750rpm, 19.5kW, 106Nm, 38A, 40 2000rpm, 22.5kW, 107Nm, 38A, 45 water cooling Degree of protection IP65 Without encoder With temperature sensor KTY 84-130 DESIGN IM B5 (IMV 1,IM V3) PLAIN SHAFT WITHOUT FITTED KEY; BEARING: STANDARD VIBRATION SEVERITY GRADE S/A; SHAFT A.FLANGE ACCURACY GR. R TERMINAL BOX (ABOVE) CABLE ENTRY ON THE ND-END SIGNAL CONNECTION LEFT | - | 0 | 0
1PH8133-1AF22-2BA1 |  | 1PH8133-1AF22-2BA1 | 1 | UN | 1 | 20 | D | D | N | N | 85015230 | 1 |  | 123 | KG | 3437.35 | 3437.35 | MC05 | MC05 | SIMOTICS M Compact induction motor 1500rpm, 17kW, 108Nm, 38A, 345V 1750rpm, 19.5kW, 106Nm, 38A, 40 2000rpm, 22.5kW, 107Nm, 38A, 45 water cooling Degree of protection IP65 Without encoder With temperature sensor KTY 84-130 DESIGN IM B5 (IMV 1,IM V3) SHAFT WITH FITTED KEY HALF-KEY BALANCING BEARING: STANDARD WITH FIXED BEARING, VIBRATION SEVERITY GRADE: R/A, FLANGE ACCURACY: R TERMINAL BOX (ABOVE) CABLE ENTRY ON THE RIGHT SIGNAL CONNECTION D-END | - | 0 | 0
1PH8133-1AF22-2BB1 |  | 1PH8133-1AF22-2BB1 | 1 | UN | 1 | 20 | D | D | N | N | 85015230 | 1 |  | 123 | KG | 3437.35 | 3437.35 | MC05 | MC05 | SIMOTICS M Compact induction motor 1500rpm, 17kW, 108Nm, 38A, 345V 1750rpm, 19.5kW, 106Nm, 38A, 40 2000rpm, 22.5kW, 107Nm, 38A, 45 water cooling Degree of protection IP65 Without encoder With temperature sensor KTY 84-130 DESIGN IM B5 (IMV 1,IM V3) SHAFT WITH FITTED KEY HALF-KEY BALANCING BEARING: STANDARD WITH FIXED BEARING, VIBRATION SEVERITY GRADE: R/A, FLANGE ACCURACY: R TERMINAL BOX (ABOVE) CABLE ENTRY ON THE LEFT SIGNAL CONNECTION D-END | - | 0 | 0
1PH8133-1AF22-2BC1 |  | 1PH8133-1AF22-2BC1 | 1 | UN | 1 | 20 | D | D | N | N | 85015230 | 1 |  | 123 | KG | 3437.35 | 3437.35 | MC05 | MC05 | SIMOTICS M Compact induction motor 1500rpm, 17kW, 108Nm, 38A, 345V 1750rpm, 19.5kW, 106Nm, 38A, 40 2000rpm, 22.5kW, 107Nm, 38A, 45 water cooling Degree of protection IP65 Without encoder With temperature sensor KTY 84-130 DESIGN IM B5 (IMV 1,IM V3) SHAFT WITH FITTED KEY HALF-KEY BALANCING BEARING: STANDARD WITH FIXED BEARING, VIBRATION SEVERITY GRADE: R/A, FLANGE ACCURACY: R TERMINAL BOX (ABOVE) CABLE ENTRY ON THE ND-END SIGNAL CONNECTION LEFT | - | 0 | 0
1PH8133-1AF22-2CA1 |  | 1PH8133-1AF22-2CA1 | 1 | UN | 1 | 20 | D | D | N | N | 85015230 | 1 |  | 123 | KG | 3567.37 | 3567.37 | MC05 | MC05 | SIMOTICS M Compact induction motor 1500rpm, 17kW, 108Nm, 38A, 345V 1750rpm, 19.5kW, 106Nm, 38A, 40 2000rpm, 22.5kW, 107Nm, 38A, 45 water cooling Degree of protection IP65 Without encoder With temperature sensor KTY 84-130 DESIGN IM B5 (IMV 1,IM V3) SHAFT WITH FITTED KEY HALF-KEY BALANCING BEARING: STANDARD VIBRATION SEVERITY GRADE S/A; SHAFT A.FLANGE ACCURACY GR. R TERMINAL BOX (ABOVE) CABLE ENTRY ON THE RIGHT SIGNAL CONNECTION D-END | - | 0 | 0
1PH8133-1AF22-2CB1 |  | 1PH8133-1AF22-2CB1 | 1 | UN | 1 | 20 | D | D | N | N | 85015230 | 1 |  | 123 | KG | 3567.37 | 3567.37 | MC05 | MC05 | SIMOTICS M Compact induction motor 1500rpm, 17kW, 108Nm, 38A, 345V 1750rpm, 19.5kW, 106Nm, 38A, 40 2000rpm, 22.5kW, 107Nm, 38A, 45 water cooling Degree of protection IP65 Without encoder With temperature sensor KTY 84-130 DESIGN IM B5 (IMV 1,IM V3) SHAFT WITH FITTED KEY HALF-KEY BALANCING BEARING: STANDARD VIBRATION SEVERITY GRADE S/A; SHAFT A.FLANGE ACCURACY GR. R TERMINAL BOX (ABOVE) CABLE ENTRY ON THE LEFT SIGNAL CONNECTION D-END | - | 0 | 0
1PH8133-1AF22-2CC1 |  | 1PH8133-1AF22-2CC1 | 1 | UN | 1 | 20 | D | D | N | N | 85015230 | 1 |  | 123 | KG | 3567.37 | 3567.37 | MC05 | MC05 | SIMOTICS M Compact induction motor 1500rpm, 17kW, 108Nm, 38A, 345V 1750rpm, 19.5kW, 106Nm, 38A, 40 2000rpm, 22.5kW, 107Nm, 38A, 45 water cooling Degree of protection IP65 Without encoder With temperature sensor KTY 84-130 DESIGN IM B5 (IMV 1,IM V3) SHAFT WITH FITTED KEY HALF-KEY BALANCING BEARING: STANDARD VIBRATION SEVERITY GRADE S/A; SHAFT A.FLANGE ACCURACY GR. R TERMINAL BOX (ABOVE) CABLE ENTRY ON THE ND-END SIGNAL CONNECTION LEFT | - | 0 | 0
1PH8133-1AF23-0BA1 |  | 1PH8133-1AF23-0BA1 | 1 | UN | 1 | 20 | D | D | N | N | 85015230 | 1 |  | 123 | KG | 3639.65 | 3639.65 | MC05 | MC05 | SIMOTICS M Compact induction motor 1500rpm, 17kW, 108Nm, 38A, 345V 1750rpm, 19.5kW, 106Nm, 38A, 40 2000rpm, 22.5kW, 107Nm, 38A, 45 water cooling Degree of protection IP65 Without encoder With temperature sensor KTY 84-130 Design IM B35 (IM V15, (IM V35) PLAIN SHAFT WITHOUT FITTED KEY; BEARING: STANDARD WITH FIXED BEARING, VIBRATION SEVERITY GRADE: R/A, FLANGE ACCURACY: R TERMINAL BOX (ABOVE) CABLE ENTRY ON THE RIGHT SIGNAL CONNECTION D-END | - | 0 | 0
1PH8133-1AF23-0BB1 |  | 1PH8133-1AF23-0BB1 | 1 | UN | 1 | 20 | D | D | N | N | 85015230 | 1 |  | 123 | KG | 3639.65 | 3639.65 | MC05 | MC05 | SIMOTICS M Compact induction motor 1500rpm, 17kW, 108Nm, 38A, 345V 1750rpm, 19.5kW, 106Nm, 38A, 40 2000rpm, 22.5kW, 107Nm, 38A, 45 water cooling Degree of protection IP65 Without encoder With temperature sensor KTY 84-130 Design IM B35 (IM V15, (IM V35) PLAIN SHAFT WITHOUT FITTED KEY; BEARING: STANDARD WITH FIXED BEARING, VIBRATION SEVERITY GRADE: R/A, FLANGE ACCURACY: R TERMINAL BOX (ABOVE) CABLE ENTRY ON THE LEFT SIGNAL CONNECTION D-END | - | 0 | 0
1PH8133-1AF23-0BC1 |  | 1PH8133-1AF23-0BC1 | 1 | UN | 1 | 20 | D | D | N | N | 85015230 | 1 |  | 123 | KG | 3639.65 | 3639.65 | MC05 | MC05 | SIMOTICS M Compact induction motor 1500rpm, 17kW, 108Nm, 38A, 345V 1750rpm, 19.5kW, 106Nm, 38A, 40 2000rpm, 22.5kW, 107Nm, 38A, 45 water cooling Degree of protection IP65 Without encoder With temperature sensor KTY 84-130 Design IM B35 (IM V15, (IM V35) PLAIN SHAFT WITHOUT FITTED KEY; BEARING: STANDARD WITH FIXED BEARING, VIBRATION SEVERITY GRADE: R/A, FLANGE ACCURACY: R TERMINAL BOX (ABOVE) CABLE ENTRY ON THE ND-END SIGNAL CONNECTION LEFT | - | 0 | 0
1PH8133-1AF23-0CA1 |  | 1PH8133-1AF23-0CA1 | 1 | UN | 1 | 20 | D | D | N | N | 85015230 | 1 |  | 123 | KG | 3769.67 | 3769.67 | MC05 | MC05 | SIMOTICS M Compact induction motor 1500rpm, 17kW, 108Nm, 38A, 345V 1750rpm, 19.5kW, 106Nm, 38A, 40 2000rpm, 22.5kW, 107Nm, 38A, 45 water cooling Degree of protection IP65 Without encoder With temperature sensor KTY 84-130 Design IM B35 (IM V15, (IM V35) PLAIN SHAFT WITHOUT FITTED KEY; BEARING: STANDARD VIBRATION SEVERITY GRADE S/A; SHAFT A.FLANGE ACCURACY GR. R TERMINAL BOX (ABOVE) CABLE ENTRY ON THE RIGHT SIGNAL CONNECTION D-END | - | 0 | 0
1PH8133-1AF23-0CB1 |  | 1PH8133-1AF23-0CB1 | 1 | UN | 1 | 20 | D | D | N | N | 85015230 | 1 |  | 123 | KG | 3769.67 | 3769.67 | MC05 | MC05 | SIMOTICS M Compact induction motor 1500rpm, 17kW, 108Nm, 38A, 345V 1750rpm, 19.5kW, 106Nm, 38A, 40 2000rpm, 22.5kW, 107Nm, 38A, 45 water cooling Degree of protection IP65 Without encoder With temperature sensor KTY 84-130 Design IM B35 (IM V15, (IM V35) PLAIN SHAFT WITHOUT FITTED KEY; BEARING: STANDARD VIBRATION SEVERITY GRADE S/A; SHAFT A.FLANGE ACCURACY GR. R TERMINAL BOX (ABOVE) CABLE ENTRY ON THE LEFT SIGNAL CONNECTION D-END | - | 0 | 0
1PH8133-1AF23-0CC1 |  | 1PH8133-1AF23-0CC1 | 1 | UN | 1 | 20 | D | D | N | N | 85015230 | 1 |  | 123 | KG | 3769.67 | 3769.67 | MC05 | MC05 | SIMOTICS M Compact induction motor 1500rpm, 17kW, 108Nm, 38A, 345V 1750rpm, 19.5kW, 106Nm, 38A, 40 2000rpm, 22.5kW, 107Nm, 38A, 45 water cooling Degree of protection IP65 Without encoder With temperature sensor KTY 84-130 Design IM B35 (IM V15, (IM V35) PLAIN SHAFT WITHOUT FITTED KEY; BEARING: STANDARD VIBRATION SEVERITY GRADE S/A; SHAFT A.FLANGE ACCURACY GR. R TERMINAL BOX (ABOVE) CABLE ENTRY ON THE ND-END SIGNAL CONNECTION LEFT | - | 0 | 0
1PH8133-1AF23-2BA1 |  | 1PH8133-1AF23-2BA1 | 1 | UN | 1 | 20 | D | D | N | N | 85015230 | 1 |  | 123 | KG | 3639.65 | 3639.65 | MC05 | MC05 | SIMOTICS M Compact induction motor 1500rpm, 17kW, 108Nm, 38A, 345V 1750rpm, 19.5kW, 106Nm, 38A, 40 2000rpm, 22.5kW, 107Nm, 38A, 45 water cooling Degree of protection IP65 Without encoder With temperature sensor KTY 84-130 Design IM B35 (IM V15, (IM V35) SHAFT WITH FITTED KEY HALF-KEY BALANCING BEARING: STANDARD WITH FIXED BEARING, VIBRATION SEVERITY GRADE: R/A, FLANGE ACCURACY: R TERMINAL BOX (ABOVE) CABLE ENTRY ON THE RIGHT SIGNAL CONNECTION D-END | - | 0 | 0
1PH8133-1AF23-2BB1 |  | 1PH8133-1AF23-2BB1 | 1 | UN | 1 | 20 | D | D | N | N | 85015230 | 1 |  | 123 | KG | 3639.65 | 3639.65 | MC05 | MC05 | SIMOTICS M Compact induction motor 1500rpm, 17kW, 108Nm, 38A, 345V 1750rpm, 19.5kW, 106Nm, 38A, 40 2000rpm, 22.5kW, 107Nm, 38A, 45 water cooling Degree of protection IP65 Without encoder With temperature sensor KTY 84-130 Design IM B35 (IM V15, (IM V35) SHAFT WITH FITTED KEY HALF-KEY BALANCING BEARING: STANDARD WITH FIXED BEARING, VIBRATION SEVERITY GRADE: R/A, FLANGE ACCURACY: R TERMINAL BOX (ABOVE) CABLE ENTRY ON THE LEFT SIGNAL CONNECTION D-END | - | 0 | 0
1PH8133-1AF23-2BC1 |  | 1PH8133-1AF23-2BC1 | 1 | UN | 1 | 20 | D | D | N | N | 85015230 | 1 |  | 123 | KG | 3639.65 | 3639.65 | MC05 | MC05 | SIMOTICS M Compact induction motor 1500rpm, 17kW, 108Nm, 38A, 345V 1750rpm, 19.5kW, 106Nm, 38A, 40 2000rpm, 22.5kW, 107Nm, 38A, 45 water cooling Degree of protection IP65 Without encoder With temperature sensor KTY 84-130 Design IM B35 (IM V15, (IM V35) SHAFT WITH FITTED KEY HALF-KEY BALANCING BEARING: STANDARD WITH FIXED BEARING, VIBRATION SEVERITY GRADE: R/A, FLANGE ACCURACY: R TERMINAL BOX (ABOVE) CABLE ENTRY ON THE ND-END SIGNAL CONNECTION LEFT | - | 0 | 0
1PH8133-1AF23-2CA1 |  | 1PH8133-1AF23-2CA1 | 1 | UN | 1 | 20 | D | D | N | N | 85015230 | 1 |  | 123 | KG | 3769.67 | 3769.67 | MC05 | MC05 | SIMOTICS M Compact induction motor 1500rpm, 17kW, 108Nm, 38A, 345V 1750rpm, 19.5kW, 106Nm, 38A, 40 2000rpm, 22.5kW, 107Nm, 38A, 45 water cooling Degree of protection IP65 Without encoder With temperature sensor KTY 84-130 Design IM B35 (IM V15, (IM V35) SHAFT WITH FITTED KEY HALF-KEY BALANCING BEARING: STANDARD VIBRATION SEVERITY GRADE S/A; SHAFT A.FLANGE ACCURACY GR. R TERMINAL BOX (ABOVE) CABLE ENTRY ON THE RIGHT SIGNAL CONNECTION D-END | - | 0 | 0
1PH8133-1AF23-2CB1 |  | 1PH8133-1AF23-2CB1 | 1 | UN | 1 | 20 | D | D | N | N | 85015230 | 1 |  | 123 | KG | 3769.67 | 3769.67 | MC05 | MC05 | SIMOTICS M Compact induction motor 1500rpm, 17kW, 108Nm, 38A, 345V 1750rpm, 19.5kW, 106Nm, 38A, 40 2000rpm, 22.5kW, 107Nm, 38A, 45 water cooling Degree of protection IP65 Without encoder With temperature sensor KTY 84-130 Design IM B35 (IM V15, (IM V35) SHAFT WITH FITTED KEY HALF-KEY BALANCING BEARING: STANDARD VIBRATION SEVERITY GRADE S/A; SHAFT A.FLANGE ACCURACY GR. R TERMINAL BOX (ABOVE) CABLE ENTRY ON THE LEFT SIGNAL CONNECTION D-END | - | 0 | 0
1PH8133-1AF23-2CC1 |  | 1PH8133-1AF23-2CC1 | 1 | UN | 1 | 20 | D | D | N | N | 85015230 | 1 |  | 123 | KG | 3769.67 | 3769.67 | MC05 | MC05 | SIMOTICS M Compact induction motor 1500rpm, 17kW, 108Nm, 38A, 345V 1750rpm, 19.5kW, 106Nm, 38A, 40 2000rpm, 22.5kW, 107Nm, 38A, 45 water cooling Degree of protection IP65 Without encoder With temperature sensor KTY 84-130 Design IM B35 (IM V15, (IM V35) SHAFT WITH FITTED KEY HALF-KEY BALANCING BEARING: STANDARD VIBRATION SEVERITY GRADE S/A; SHAFT A.FLANGE ACCURACY GR. R TERMINAL BOX (ABOVE) CABLE ENTRY ON THE ND-END SIGNAL CONNECTION LEFT | - | 0 | 0
1PH8133-1AG00-2BA1 |  | 1PH8133-1AG00-2BA1 | 1 | UN | 1 | 20 | D | D | N | N | 85015230 | 1 |  | 106 | KG | 2741.07 | 2741.07 | MC05 | MC05 | SIMOTICS M Compact induction motor 2000rpm, 20 kW 96Nm, 45 A, 350 V 2300rpm, 22.5kW 93Nm, 44A, 400 V 2650rpm, 24 kW 86Nm, 41A, 456V forced ventilation; direction of air flow DE--> NDE; Degree of protection IP55 Without encoder With temperature sensor KTY 84-130 DESIGN IM B3 (IM V5, IM V6) SHAFT WITH FITTED KEY HALF-KEY BALANCING BEARING: STANDARD WITH FIXED BEARING, VIBRATION SEVERITY GRADE: R/A, FLANGE ACCURACY: R TERMINAL BOX (ABOVE) CABLE ENTRY ON THE RIGHT SIGNAL CONNECTION D-END | - | 0 | 0
1PH8133-1AG02-2BA1 |  | 1PH8133-1AG02-2BA1 | 1 | UN | 1 | 20 | D | D | N | N | 85015230 | 1 |  | 106 | KG | 2900.02 | 2900.02 | MC05 | MC05 | SIMOTICS M Compact induction motor 2000rpm, 20 kW 96Nm, 45 A, 350 V 2300rpm, 22.5kW 93Nm, 44A, 400 V 2650rpm, 24 kW 86Nm, 41A, 456V forced ventilation; direction of air flow DE--> NDE; Degree of protection IP55 Without encoder With temperature sensor KTY 84-130 DESIGN IM B5 (IMV 1,IM V3) SHAFT WITH FITTED KEY HALF-KEY BALANCING BEARING: STANDARD WITH FIXED BEARING, VIBRATION SEVERITY GRADE: R/A, FLANGE ACCURACY: R TERMINAL BOX (ABOVE) CABLE ENTRY ON THE RIGHT SIGNAL CONNECTION D-END | - | 0 | 0
1PH8133-1CG02-3MA1-Z | Q53 | 1PH8133-1CG02-3MA1-ZQ53 | 1 | UN | 1 | 20 | D | D | N | N | 85015230 | 1 |  | 109 | KG | 6784.59 | 6784.59 | MC05 | MC05 | SIMOTICS M Compact induction motor 2300rpm, 22.5kW 93Nm, 44A, 400 V forced ventilation; direction of air flow DE--> NDE; Degree of protection IP55 Incremental encoder sin/cos 1 Vpp 256 S/R without C and D track (encoder IN256S/R) Type: GEL2444K Type of construction IM B5 (IMV 1, IM V3) Smooth hollow shaft Bearing version: High Performance; Terminal box (top) Cable entry on the right Signal connection DE Q53: Customer-specific shaft design and compensating washers | - | 0 | 0
1PH8133-1CG02-3MA2-Z | Q53 | 1PH8133-1CG02-3MA2-ZQ53 | 1 | UN | 1 | 20 | D | D | N | N | 85015230 | 1 |  | 109 | KG | 6784.59 | 6784.59 | MC05 | MC05 | SIMOTICS M Compact induction motor 2300rpm, 22.5kW 93Nm, 44A, 400 V forced ventilation; direction of air flow DE--> NDE; Degree of protection IP55 Incremental encoder sin/cos 1 VPP 256 S/R without C and D track (encoder IN256S/R) Type: GEL2444K Type of construction IM B5 (IMV 1, IM V3) Smooth hollow shaft Bearing version: High Performance; Terminal box (top) Cable entry on the right Signal connection DE Q53: Customer-specific shaft design and compensating washers | - | 0 | 0
1PH8133-1DB02-2GA1 |  | 1PH8133-1DB02-2GA1 | 1 | UN | 1 | 20 | D | D | N | N | 85015230 | 1 |  | 106 | KG | 3645.88 | 3645.88 | MC05 | MC05 | SIMOTICS M Compact induction motor 400rpm 5.2kW 124Nm 15.5A 309V 500rpm 6.5kW 124Nm 15.5A 363V 600rpm 7.8kW 124Nm 15.5A 421V forced ventilation; direction of air flow DE--> NDE; Degree of protection IP55 Incremental encoder 22-bit with commutation position (encoder IC22DQ) with DRIVE-CLiQ interface DESIGN IM B5 (IMV 1,IM V3) SHAFT WITH FITTED KEY HALF-KEY BALANCING BEARING: STANDARD, VIBRATION SEVERITY GRADE: R/A, SHAFT AND FLANGE ACCURACY: R TERMINAL BOX (ABOVE) CABLE ENTRY ON THE RIGHT SIGNAL CONNECTION D-END | - | 0 | 0
1PH8133-1DD00-0GB1 |  | 1PH8133-1DD00-0GB1 | 1 | UN | 1 | 20 | D | D | N | N | 85015230 | 1 |  | 106 | KG | 3486.93 | 3486.93 | MC05 | MC05 | SIMOTICS M Compact induction motor 1000rpm, 12kW 115Nm, 30 A, 319V 1150rpm, 13.5kW 112Nm, 29A, 361V 1350rpm, 15 kW 106Nm, 28A, 417V forced ventilation; direction of air flow DE--> NDE; Degree of protection IP55 Incremental encoder 22-bit with commutation position (encoder IC22DQ) with DRIVE-CLiQ interface DESIGN IM B3 (IM V5, IM V6) PLAIN SHAFT WITHOUT FITTED KEY; BEARING: STANDARD, VIBRATION SEVERITY GRADE: R/A, SHAFT AND FLANGE ACCURACY: R TERMINAL BOX (ABOVE) CABLE ENTRY ON THE LEFT SIGNAL CONNECTION D-END | - | 0 | 0
1PH8133-1DD00-0LA1 |  | 1PH8133-1DD00-0LA1 | 1 | UN | 1 | 20 | D | D | N | N | 85015230 | 1 |  | 106 | KG | 4041.31 | 4041.31 | MC05 | MC05 | SIMOTICS M Compact induction motor 1000rpm, 12kW 115Nm, 30 A, 319V 1150rpm, 13.5kW 112Nm, 29A, 361V 1350rpm, 15 kW 106Nm, 28A, 417V forced ventilation; direction of air flow DE--> NDE; Degree of protection IP55 Incremental encoder 22-bit with commutation position (encoder IC22DQ) with DRIVE-CLiQ interface DESIGN IM B3 (IM V5, IM V6) PLAIN SHAFT WITHOUT FITTED KEY; BEARING: PERFORMANCE, VIBRATION SEVERITY GRADE: SPECIAL/B, SHAFT AND FLANGE ACCURACY: SPECIAL TERMINAL BOX (ABOVE) CABLE ENTRY ON THE RIGHT SIGNAL CONNECTION D-END | - | 0 | 0
1PH8133-1DD02-0CE1 |  | 1PH8133-1DD02-0CE1 | 1 | UN | 1 | 20 | D | D | N | N | 85015230 | 1 |  | 106 | KG | 3965.81 | 3965.81 | MC05 | MC05 | SIMOTICS M Compact induction motor 1000rpm, 12kW 115Nm, 30 A, 319V 1150rpm, 13.5kW 112Nm, 29A, 361V 1350rpm, 15 kW 106Nm, 28A, 417V forced ventilation; direction of air flow DE--> NDE; Degree of protection IP55 Incremental encoder 22-bit with commutation position (encoder IC22DQ) with DRIVE-CLiQ interface DESIGN IM B5 (IMV 1,IM V3) PLAIN SHAFT WITHOUT FITTED KEY; BEARING: STANDARD WITH FIXED BEARING, VIBRATION SEVERITY GRADE: S/A, SHAFT AND FLANGE ACCURACY: R POWER CONNECTOR (ABOVE) CABLE ENTRY ON THE RIGHT SIGNAL CONNECTION D-END | - | 0 | 0
1PH8133-1DD02-0CE1-Z | V90 | 1PH8133-1DD02-0CE1-ZV90 | 1 | UN | 1 | 20 | D | D | N | N | 85015230 | 1 |  | 106 | KG | 4024.76 | 4024.76 | MC05 | MC05 | SIMOTICS M Compact induction motor 1000rpm, 12kW 115Nm, 30 A, 319V 1150rpm, 13.5kW 112Nm, 29A, 361V 1350rpm, 15 kW 106Nm, 28A, 417V forced ventilation; direction of air flow DE--> NDE; Degree of protection IP55 Incremental encoder 22-bit with commutation position (encoder IC22DQ) with DRIVE-CLiQ interface DESIGN IM B5 (IMV 1,IM V3) PLAIN SHAFT WITHOUT FITTED KEY; BEARING: STANDARD WITH FIXED BEARING, VIBRATION SEVERITY GRADE: S/A, SHAFT AND FLANGE ACCURACY: R POWER CONNECTOR (ABOVE) CABLE ENTRY ON THE RIGHT SIGNAL CONNECTION D-END V90: SHAFT END 42 X 110 MM COMPATIBLE FOR 1PH7 | - | 0 | 0
1PH8133-1DD10-2BG1 |  | 1PH8133-1DD10-2BG1 | 1 | UN | 1 | 20 | D | D | N | N | 85015230 | 1 |  | 106 | KG | 3676.84 | 3676.84 | MC05 | MC05 | SIMOTICS M Compact induction motor 1000rpm, 12kW 115Nm, 30 A, 319V 1150rpm, 13.5kW 112Nm, 29A, 361V 1350rpm, 15 kW 106Nm, 28A, 417V forced ventilation; direction of air flow NDE--> DE; Degree of protection IP55 Incremental encoder 22-bit with commutation position (encoder IC22DQ) with DRIVE-CLiQ interface DESIGN IM B3 (IM V5, IM V6) SHAFT WITH FITTED KEY HALF-KEY BALANCING BEARING: STANDARD WITH FIXED BEARING, VIBRATION SEVERITY GRADE: R/A, FLANGE ACCURACY: R POWER CONNECTOR (ABOVE) CABLE ENTRY ON THE ND-END SIGNAL CONNECTION LEFT | - | 0 | 0
1PH8133-1DD10-2LE1 |  | 1PH8133-1DD10-2LE1 | 1 | UN | 1 | 20 | D | D | N | N | 85015230 | 1 |  | 106 | KG | 4041.31 | 4041.31 | MC05 | MC05 | SIMOTICS M Compact induction motor 1000rpm, 12kW 115Nm, 30 A, 319V 1150rpm, 13.5kW 112Nm, 29A, 361V 1350rpm, 15 kW 106Nm, 28A, 417V forced ventilation; direction of air flow NDE--> DE; Degree of protection IP55 Incremental encoder 22-bit with commutation position (encoder IC22DQ) with DRIVE-CLiQ interface DESIGN IM B3 (IM V5, IM V6) SHAFT WITH FITTED KEY HALF-KEY BALANCING BEARING: PERFORMANCE, VIBRATION SEVERITY GRADE: SPECIAL/B, SHAFT AND FLANGE ACCURACY: SPECIAL POWER CONNECTOR (ABOVE) CABLE ENTRY ON THE RIGHT SIGNAL CONNECTION D-END | - | 0 | 0
1PH8133-1DF00-0BA1 |  | 1PH8133-1DF00-0BA1 | 1 | UN | 1 | 20 | D | D | N | N | 85015230 | 1 |  | 106 | KG | 3676.84 | 3676.84 | MC05 | MC05 | SIMOTICS M Compact induction motor 1500rpm, 15 kW 96Nm, 34A, 342V 1750rpm, 17.5kW 96Nm, 34A, 392V 2000rpm, 20 kW 96Nm, 34A, 445V forced ventilation; direction of air flow DE--> NDE; Degree of protection IP55 Incremental encoder 22-bit with commutation position (encoder IC22DQ) with DRIVE-CLiQ interface DESIGN IM B3 (IM V5, IM V6) PLAIN SHAFT WITHOUT FITTED KEY; BEARING: STANDARD WITH FIXED BEARING, VIBRATION SEVERITY GRADE: R/A, FLANGE ACCURACY: R TERMINAL BOX (ABOVE) CABLE ENTRY ON THE RIGHT SIGNAL CONNECTION D-END | - | 0 | 0
1PH8133-1DF00-1BF1 |  | 1PH8133-1DF00-1BF1 | 1 | UN | 1 | 20 | D | D | N | N | 85015230 | 1 |  | 106 | KG | 3676.84 | 3676.84 | MC05 | MC05 | SIMOTICS M Compact induction motor 1500rpm, 15 kW 96Nm, 34A, 342V 1750rpm, 17.5kW 96Nm, 34A, 392V 2000rpm, 20 kW 96Nm, 34A, 445V forced ventilation; direction of air flow DE--> NDE; Degree of protection IP55 Incremental encoder 22-bit with commutation position (encoder IC22DQ) with DRIVE-CLiQ interface DESIGN IM B3 (IM V5, IM V6) SHAFT WITH FITTED KEY FULL-KEY BALANCING BEARING: STANDARD WITH FIXED BEARING, VIBRATION SEVERITY GRADE: R/A, FLANGE ACCURACY: R POWER CONNECTOR(ABOVE) CABLE ENTRY ON THE LEFT SIGNAL CONNECTION D-END | - | 0 | 0
1PH8133-1DF00-1LA1 |  | 1PH8133-1DF00-1LA1 | 1 | UN | 1 | 20 | D | D | N | N | 85015230 | 1 |  | 106 | KG | 4041.31 | 4041.31 | MC05 | MC05 | SIMOTICS M Compact induction motor 1500rpm, 15 kW 96Nm, 34A, 342V 1750rpm, 17.5kW 96Nm, 34A, 392V 2000rpm, 20 kW 96Nm, 34A, 445V forced ventilation; direction of air flow DE--> NDE; Degree of protection IP55 Incremental encoder 22-bit with commutation position (encoder IC22DQ) with DRIVE-CLiQ interface DESIGN IM B3 (IM V5, IM V6) SHAFT WITH FITTED KEY FULL-KEY BALANCING BEARING: PERFORMANCE, VIBRATION SEVERITY GRADE: SPECIAL/B, SHAFT AND FLANGE ACCURACY: SPECIAL TERMINAL BOX (ABOVE) CABLE ENTRY ON THE RIGHT SIGNAL CONNECTION D-END | - | 0 | 0
1PH8133-1DF02-0BA1-Z | V90 | 1PH8133-1DF02-0BA1-ZV90 | 1 | UN | 1 | 20 | D | D | N | N | 85015230 | 1 |  | 106 | KG | 3894.74 | 3894.74 | MC05 | MC05 | SIMOTICS M Compact induction motor 1500rpm, 15 kW 96Nm, 34A, 342V 1750rpm, 17.5kW 96Nm, 34A, 392V 2000rpm, 20 kW 96Nm, 34A, 445V forced ventilation; direction of air flow DE--> NDE; Degree of protection IP55 Incremental encoder 22-bit with commutation position (encoder IC22DQ) with DRIVE-CLiQ interface DESIGN IM B5 (IMV 1,IM V3) PLAIN SHAFT WITHOUT FITTED KEY; BEARING: STANDARD WITH FIXED BEARING, VIBRATION SEVERITY GRADE: R/A, FLANGE ACCURACY: R TERMINAL BOX (ABOVE) CABLE ENTRY ON THE RIGHT SIGNAL CONNECTION D-END V90: SHAFT END 42 X 110 MM COMPATIBLE FOR 1PH7 | - | 0 | 0
1PH8133-1DF10-1LC1-Z | G14 | 1PH8133-1DF10-1LC1-ZG14 | 1 | UN | 1 | 20 | D | D | N | N | 85015230 | 1 |  | 106 | KG | 4333.05 | 4333.05 | MC05 | MC05 | SIMOTICS M Compact induction motor 1500rpm, 15 kW 96Nm, 34A, 342V 1750rpm, 17.5kW 96Nm, 34A, 392V 2000rpm, 20 kW 96Nm, 34A, 445V forced ventilation; direction of air flow NDE--> DE; Degree of protection IP55 Incremental encoder 22-bit with commutation position (encoder IC22DQ) with DRIVE-CLiQ interface DESIGN IM B3 (IM V5, IM V6) SHAFT WITH FITTED KEY FULL-KEY BALANCING BEARING: PERFORMANCE, VIBRATION SEVERITY GRADE: SPECIAL/B, SHAFT AND FLANGE ACCURACY: SPECIAL TERMINAL BOX (ABOVE) CABLE ENTRY ON THE ND-END SIGNAL CONNECTION LEFT G14: FAN ASSEMBLY WITH AIR FILTER | - | 0 | 0
1PH8133-1DF10-1LE1 |  | 1PH8133-1DF10-1LE1 | 1 | UN | 1 | 20 | D | D | N | N | 85015230 | 1 |  | 106 | KG | 4041.31 | 4041.31 | MC05 | MC05 | SIMOTICS M Compact induction motor 1500rpm, 15 kW 96Nm, 34A, 342V 1750rpm, 17.5kW 96Nm, 34A, 392V 2000rpm, 20 kW 96Nm, 34A, 445V forced ventilation; direction of air flow NDE--> DE; Degree of protection IP55 Incremental encoder 22-bit with commutation position (encoder IC22DQ) with DRIVE-CLiQ interface DESIGN IM B3 (IM V5, IM V6) SHAFT WITH FITTED KEY FULL-KEY BALANCING BEARING: PERFORMANCE, VIBRATION SEVERITY GRADE: SPECIAL/B, SHAFT AND FLANGE ACCURACY: SPECIAL POWER CONNECTOR (ABOVE) CABLE ENTRY ON THE RIGHT SIGNAL CONNECTION D-END | - | 0 | 0
1PH8133-1DF10-2LC1 |  | 1PH8133-1DF10-2LC1 | 1 | UN | 1 | 20 | D | D | N | N | 85015230 | 1 |  | 106 | KG | 4041.31 | 4041.31 | MC05 | MC05 | SIMOTICS M Compact induction motor 1500rpm, 15 kW 96Nm, 34A, 342V 1750rpm, 17.5kW 96Nm, 34A, 392V 2000rpm, 20 kW 96Nm, 34A, 445V forced ventilation; direction of air flow NDE--> DE; Degree of protection IP55 Incremental encoder 22-bit with commutation position (encoder IC22DQ) with DRIVE-CLiQ interface DESIGN IM B3 (IM V5, IM V6) SHAFT WITH FITTED KEY HALF-KEY BALANCING BEARING: PERFORMANCE, VIBRATION SEVERITY GRADE: SPECIAL/B, SHAFT AND FLANGE ACCURACY: SPECIAL TERMINAL BOX (ABOVE) CABLE ENTRY ON THE ND-END SIGNAL CONNECTION LEFT | - | 0 | 0
1PH8133-1DF12-2GA1-Z | V90 | 1PH8133-1DF12-2GA1-ZV90 | 1 | UN | 1 | 20 | D | D | N | N | 85015230 | 1 |  | 106 | KG | 3704.83 | 3704.83 | MC05 | MC05 | SIMOTICS M Compact induction motor 1500rpm, 15 kW 96Nm, 34A, 342V 1750rpm, 17.5kW 96Nm, 34A, 392V 2000rpm, 20 kW 96Nm, 34A, 445V forced ventilation; direction of air flow NDE--> DE; Degree of protection IP55 Incremental encoder 22-bit with commutation position (encoder IC22DQ) with DRIVE-CLiQ interface DESIGN IM B5 (IMV 1,IM V3) SHAFT WITH FITTED KEY HALF-KEY BALANCING BEARING: STANDARD, VIBRATION SEVERITY GRADE: R/A, SHAFT AND FLANGE ACCURACY: R TERMINAL BOX (ABOVE) CABLE ENTRY ON THE RIGHT SIGNAL CONNECTION D-END V90: SHAFT END 42 X 110 MM COMPATIBLE FOR 1PH7 | - | 0 | 0
1PH8133-1DF12-2LC1 |  | 1PH8133-1DF12-2LC1 | 1 | UN | 1 | 20 | D | D | N | N | 85015230 | 1 |  | 106 | KG | 4200.26 | 4200.26 | MC05 | MC05 | SIMOTICS M Compact induction motor 1500rpm, 15 kW 96Nm, 34A, 342V 1750rpm, 17.5kW 96Nm, 34A, 392V 2000rpm, 20 kW 96Nm, 34A, 445V forced ventilation; direction of air flow NDE--> DE; Degree of protection IP55 Incremental encoder 22-bit with commutation position (encoder IC22DQ) with DRIVE-CLiQ interface DESIGN IM B5 (IMV 1,IM V3) SHAFT WITH FITTED KEY HALF-KEY BALANCING BEARING: PERFORMANCE, VIBRATION SEVERITY GRADE: SPECIAL/B, SHAFT AND FLANGE ACCURACY: SPECIAL TERMINAL BOX (ABOVE) CABLE ENTRY ON THE ND-END SIGNAL CONNECTION LEFT | - | 0 | 0
1PH8133-1DG00-0BA1 |  | 1PH8133-1DG00-0BA1 | 1 | UN | 1 | 20 | D | D | N | N | 85015230 | 1 |  | 106 | KG | 3676.84 | 3676.84 | MC05 | MC05 | SIMOTICS M Compact induction motor 2000rpm, 20 kW 96Nm, 45 A, 350 V 2300rpm, 22.5kW 93Nm, 44A, 400 V 2650rpm, 24 kW 86Nm, 41A, 456V forced ventilation; direction of air flow DE--> NDE; Degree of protection IP55 Incremental encoder 22-bit with commutation position (encoder IC22DQ) with DRIVE-CLiQ interface DESIGN IM B3 (IM V5, IM V6) PLAIN SHAFT WITHOUT FITTED KEY; BEARING: STANDARD WITH FIXED BEARING, VIBRATION SEVERITY GRADE: R/A, FLANGE ACCURACY: R TERMINAL BOX (ABOVE) CABLE ENTRY ON THE RIGHT SIGNAL CONNECTION D-END | - | 0 | 0
1PH8133-1DG00-0BB1 |  | 1PH8133-1DG00-0BB1 | 1 | UN | 1 | 20 | D | D | N | N | 85015230 | 1 |  | 106 | KG | 3676.84 | 3676.84 | MC05 | MC05 | SIMOTICS M Compact induction motor 2000rpm, 20 kW 96Nm, 45 A, 350 V 2300rpm, 22.5kW 93Nm, 44A, 400 V 2650rpm, 24 kW 86Nm, 41A, 456V forced ventilation; direction of air flow DE--> NDE; Degree of protection IP55 Incremental encoder 22-bit with commutation position (encoder IC22DQ) with DRIVE-CLiQ interface DESIGN IM B3 (IM V5, IM V6) PLAIN SHAFT WITHOUT FITTED KEY; BEARING: STANDARD WITH FIXED BEARING, VIBRATION SEVERITY GRADE: R/A, FLANGE ACCURACY: R TERMINAL BOX (ABOVE) CABLE ENTRY ON THE LEFT SIGNAL CONNECTION D-END | - | 0 | 0
1PH8133-1DG00-0BF1 |  | 1PH8133-1DG00-0BF1 | 1 | UN | 1 | 20 | D | D | N | N | 85015230 | 1 |  | 106 | KG | 3676.84 | 3676.84 | MC05 | MC05 | SIMOTICS M Compact induction motor 2000rpm, 20 kW 96Nm, 45 A, 350 V 2300rpm, 22.5kW 93Nm, 44A, 400 V 2650rpm, 24 kW 86Nm, 41A, 456V forced ventilation; direction of air flow DE--> NDE; Degree of protection IP55 Incremental encoder 22-bit with commutation position (encoder IC22DQ) with DRIVE-CLiQ interface DESIGN IM B3 (IM V5, IM V6) PLAIN SHAFT WITHOUT FITTED KEY; BEARING: STANDARD WITH FIXED BEARING, VIBRATION SEVERITY GRADE: R/A, FLANGE ACCURACY: R POWER CONNECTOR(ABOVE) CABLE ENTRY ON THE LEFT SIGNAL CONNECTION D-END | - | 0 | 0
1PH8133-1DG00-0LA1-Z | V90 | 1PH8133-1DG00-0LA1-ZV90 | 1 | UN | 1 | 20 | D | D | N | N | 85015230 | 1 |  | 106 | KG | 4100.26 | 4100.26 | MC05 | MC05 | SIMOTICS M Compact induction motor 2000rpm, 20 kW 96Nm, 45 A, 350 V 2300rpm, 22.5kW 93Nm, 44A, 400 V 2650rpm, 24 kW 86Nm, 41A, 456V forced ventilation; direction of air flow DE--> NDE; Degree of protection IP55 Incremental encoder 22-bit with commutation position (encoder IC22DQ) with DRIVE-CLiQ interface DESIGN IM B3 (IM V5, IM V6) PLAIN SHAFT WITHOUT FITTED KEY; BEARING: PERFORMANCE, VIBRATION SEVERITY GRADE: SPECIAL/B, SHAFT AND FLANGE ACCURACY: SPECIAL TERMINAL BOX (ABOVE) CABLE ENTRY ON THE RIGHT SIGNAL CONNECTION D-END V90: SHAFT END 42 X 110 MM COMPATIBLE FOR 1PH7 | - | 0 | 0
1PH8133-1DG00-2LB1 |  | 1PH8133-1DG00-2LB1 | 1 | UN | 1 | 20 | D | D | N | N | 85015230 | 1 |  | 106 | KG | 4041.31 | 4041.31 | MC05 | MC05 | SIMOTICS M Compact induction motor 2000rpm, 20 kW 96Nm, 45 A, 350 V 2300rpm, 22.5kW 93Nm, 44A, 400 V 2650rpm, 24 kW 86Nm, 41A, 456V forced ventilation; direction of air flow DE--> NDE; Degree of protection IP55 Incremental encoder 22-bit with commutation position (encoder IC22DQ) with DRIVE-CLiQ interface DESIGN IM B3 (IM V5, IM V6) SHAFT WITH FITTED KEY HALF-KEY BALANCING BEARING: PERFORMANCE, VIBRATION SEVERITY GRADE: SPECIAL/B, SHAFT AND FLANGE ACCURACY: SPECIAL TERMINAL BOX (ABOVE) CABLE ENTRY ON THE LEFT SIGNAL CONNECTION D-END | - | 0 | 0
1PH8133-1DG00-2LB1-Z | V90 | 1PH8133-1DG00-2LB1-ZV90 | 1 | UN | 1 | 20 | D | D | N | N | 85015230 | 1 |  | 106 | KG | 4100.26 | 4100.26 | MC05 | MC05 | SIMOTICS M Compact induction motor 2000rpm, 20 kW 96Nm, 45 A, 350 V 2300rpm, 22.5kW 93Nm, 44A, 400 V 2650rpm, 24 kW 86Nm, 41A, 456V forced ventilation; direction of air flow DE--> NDE; Degree of protection IP55 Incremental encoder 22-bit with commutation position (encoder IC22DQ) with DRIVE-CLiQ interface DESIGN IM B3 (IM V5, IM V6) SHAFT WITH FITTED KEY HALF-KEY BALANCING BEARING: PERFORMANCE, VIBRATION SEVERITY GRADE: SPECIAL/B, SHAFT AND FLANGE ACCURACY: SPECIAL TERMINAL BOX (ABOVE) CABLE ENTRY ON THE LEFT SIGNAL CONNECTION D-END V90: SHAFT END 42 X 110 MM COMPATIBLE FOR 1PH7 | - | 0 | 0
1PH8133-1DG02-0BB1 |  | 1PH8133-1DG02-0BB1 | 1 | UN | 1 | 20 | D | D | N | N | 85015230 | 1 |  | 106 | KG | 3835.79 | 3835.79 | MC05 | MC05 | SIMOTICS M Compact induction motor 2000rpm, 20 kW 96Nm, 45 A, 350 V 2300rpm, 22.5kW 93Nm, 44A, 400 V 2650rpm, 24 kW 86Nm, 41A, 456V forced ventilation; direction of air flow DE--> NDE; Degree of protection IP55 Incremental encoder 22-bit with commutation position (encoder IC22DQ) with DRIVE-CLiQ interface DESIGN IM B5 (IMV 1,IM V3) PLAIN SHAFT WITHOUT FITTED KEY; BEARING: STANDARD WITH FIXED BEARING, VIBRATION SEVERITY GRADE: R/A, FLANGE ACCURACY: R TERMINAL BOX (ABOVE) CABLE ENTRY ON THE LEFT SIGNAL CONNECTION D-END | - | 0 | 0
1PH8133-1DG02-0CE1 |  | 1PH8133-1DG02-0CE1 | 1 | UN | 1 | 20 | D | D | N | N | 85015230 | 1 |  | 106 | KG | 3965.81 | 3965.81 | MC05 | MC05 | SIMOTICS M Compact induction motor 2000rpm, 20 kW 96Nm, 45 A, 350 V 2300rpm, 22.5kW 93Nm, 44A, 400 V 2650rpm, 24 kW 86Nm, 41A, 456V forced ventilation; direction of air flow DE--> NDE; Degree of protection IP55 Incremental encoder 22-bit with commutation position (encoder IC22DQ) with DRIVE-CLiQ interface DESIGN IM B5 (IMV 1,IM V3) PLAIN SHAFT WITHOUT FITTED KEY; BEARING: STANDARD WITH FIXED BEARING, VIBRATION SEVERITY GRADE: S/A, SHAFT AND FLANGE ACCURACY: R POWER CONNECTOR (ABOVE) CABLE ENTRY ON THE RIGHT SIGNAL CONNECTION D-END | - | 0 | 0
1PH8133-1DG02-2BE1 |  | 1PH8133-1DG02-2BE1 | 1 | UN | 1 | 20 | D | D | N | N | 85015230 | 1 |  | 106 | KG | 3835.79 | 3835.79 | MC05 | MC05 | SIMOTICS M Compact induction motor 2000rpm, 20 kW 96Nm, 45 A, 350 V 2300rpm, 22.5kW 93Nm, 44A, 400 V 2650rpm, 24 kW 86Nm, 41A, 456V forced ventilation; direction of air flow DE--> NDE; Degree of protection IP55 Incremental encoder 22-bit with commutation position (encoder IC22DQ) with DRIVE-CLiQ interface DESIGN IM B5 (IMV 1,IM V3) SHAFT WITH FITTED KEY HALF-KEY BALANCING BEARING: STANDARD WITH FIXED BEARING, VIBRATION SEVERITY GRADE: R/A, FLANGE ACCURACY: R POWER CONNECTOR (ABOVE) CABLE ENTRY ON THE RIGHT SIGNAL CONNECTION D-END | - | 0 | 0
1PH8133-1DG02-2BG1 |  | 1PH8133-1DG02-2BG1 | 1 | UN | 1 | 20 | D | D | N | N | 85015230 | 1 |  | 106 | KG | 3835.79 | 3835.79 | MC05 | MC05 | SIMOTICS M Compact induction motor 2000rpm, 20 kW 96Nm, 45 A, 350 V 2300rpm, 22.5kW 93Nm, 44A, 400 V 2650rpm, 24 kW 86Nm, 41A, 456V forced ventilation; direction of air flow DE--> NDE; Degree of protection IP55 Incremental encoder 22-bit with commutation position (encoder IC22DQ) with DRIVE-CLiQ interface DESIGN IM B5 (IMV 1,IM V3) SHAFT WITH FITTED KEY HALF-KEY BALANCING BEARING: STANDARD WITH FIXED BEARING, VIBRATION SEVERITY GRADE: R/A, FLANGE ACCURACY: R POWER CONNECTOR (ABOVE) CABLE ENTRY ON THE ND-END SIGNAL CONNECTION LEFT | - | 0 | 0
1PH8133-1DG03-0BB1 |  | 1PH8133-1DG03-0BB1 | 1 | UN | 1 | 20 | D | D | N | N | 85015230 | 1 |  | 106 | KG | 4038.09 | 4038.09 | MC05 | MC05 | SIMOTICS M Compact induction motor 2000rpm, 20 kW 96Nm, 45 A, 350 V 2300rpm, 22.5kW 93Nm, 44A, 400 V 2650rpm, 24 kW 86Nm, 41A, 456V forced ventilation; direction of air flow DE--> NDE; Degree of protection IP55 Incremental encoder 22-bit with commutation position (encoder IC22DQ) with DRIVE-CLiQ interface Design IM B35 (IM V15, (IM V35) PLAIN SHAFT WITHOUT FITTED KEY; BEARING: STANDARD WITH FIXED BEARING, VIBRATION SEVERITY GRADE: R/A, FLANGE ACCURACY: R TERMINAL BOX (ABOVE) CABLE ENTRY ON THE LEFT SIGNAL CONNECTION D-END | - | 0 | 0
1PH8133-1EB12-0BB1 |  | 1PH8133-1EB12-0BB1 | 1 | UN | 1 | 20 | D | D | N | N | 85015220 | 1 |  | 106 | KG | 3790.34 | 3790.34 | MC05 | MC05 | SIMOTICS M Compact induction motor 400rpm, 5.2kW 124Nm, 15.5A, 309V 500rpm, 6.5kW 124Nm, 15.5A, 363V 600rpm, 7.8kW 124Nm, 15.5A, 421V forced ventilation; direction of air flow NDE--> DE; Degree of protection IP55 Absolute encoder EnDat 2048 S/R (encoder AM2048S/R) Design IM B5 (IMV 1, IM V3) Smooth shaft without feather key; Bearing version: standard Vibration severity: R/A; Shaft and flange accuracy: R terminal box (top); cable entry left; Signal connection DE | - | 0 | 0
1PH8133-1EB12-0BB1-Z | Q80 | 1PH8133-1EB12-0BB1-ZQ80 | 1 | UN | 1 | 20 | D | D | N | N | 85015230 | 1 |  | 106 | KG | 3853.14 | 3853.14 | MC05 | MC05 | SIMOTICS M Compact induction motor 400rpm, 5.2kW 124Nm, 15.5A, 309V 500rpm, 6.5kW, 124Nm, 15.5A, 363V 600rpm, 7.8 kW, 124Nm, 15.5A, 421V forced ventilation; direction of air flow NDE--> DE; Degree of protection IP55 Absolute encoder EnDat 2048 S/R (encoder AM2048S/R) Design IM B5 (IMV 1, IM V3) Smooth shaft without feather key; Bearing version: standard Vibration severity: R/A; Shaft and flange accuracy: R terminal box (top); cable entry left; Signal connection DE Q80: Increased bearing preloading | - | 0 | 0
1PH8133-1EG20-0DH1 |  | 1PH8133-1EG20-0DH1 | 1 | UN | 1 | 20 | D | D | N | N | 85015230 | 1 |  | 123 | KG | 4559.24 | 4559.24 | MC05 | MC05 | SIMOTICS M Compact induction motor 2000rpm, 22kW, 105Nm, 52A, 336V 2300rpm, 25kW, 104Nm, 52A, 373V 2650rpm, 28kW, 101Nm, 50 A, 427V water cooling Degree of protection IP65 ABSOLUTE ENCODER ENDAT 2048 S/R (ENCODER AM2048S/R) with TEMPERAT. SENSOR KTY84-130 DESIGN IM B3 (IM V5, IM V6) PLAIN SHAFT WITHOUT FITTED KEY; BEARING: STANDARD WITH FIXED BEARING, VIBRATION SEVERITY GRADE: SR/A, SHAFT AND FLANGE ACCURACY: R POWER CONNECTOR (ABOVE) CABLE ENTRY ON THE D-END SIGNAL CONNECTION LEFT | - | 0 | 0
1PH8133-1FD10-1BA1 |  | 1PH8133-1FD10-1BA1 | 1 | UN | 1 | 20 | D | D | N | N | 85015230 | 1 |  | 106 | KG | 4283.74 | 4283.74 | MC05 | MC05 | SIMOTICS M Compact induction motor 1000rpm, 12kW 115Nm, 30 A, 319V 1150rpm, 13.5kW 112Nm, 29A, 361V 1350rpm, 15 kW 106Nm, 28A, 417V forced ventilation; direction of air flow NDE--> DE; Degree of protection IP55 Absolute encoder 22-bit Single-turn and 12-bit multi-turn (encoder AM22DQ) with DRIVE-CLiQ interface DESIGN IM B3 (IM V5, IM V6) SHAFT WITH FITTED KEY FULL-KEY BALANCING BEARING: STANDARD WITH FIXED BEARING, VIBRATION SEVERITY GRADE: R/A, FLANGE ACCURACY: R TERMINAL BOX (ABOVE) CABLE ENTRY ON THE RIGHT SIGNAL CONNECTION D-END | - | 0 | 0
1PH8133-1FD12-0BB1 |  | 1PH8133-1FD12-0BB1 | 1 | UN | 1 | 20 | D | D | N | N | 85015230 | 1 |  | 106 | KG | 4442.69 | 4442.69 | MC05 | MC05 | SIMOTICS M Compact induction motor 1000rpm, 12kW 115Nm, 30 A, 319V 1150rpm, 13.5kW 112Nm, 29A, 361V 1350rpm, 15 kW 106Nm, 28A, 417V forced ventilation; direction of air flow NDE--> DE; Degree of protection IP55 Absolute encoder 22-bit Single-turn and 12-bit multi-turn (encoder AM22DQ) with DRIVE-CLiQ interface DESIGN IM B5 (IMV 1,IM V3) PLAIN SHAFT WITHOUT FITTED KEY; BEARING: STANDARD WITH FIXED BEARING, VIBRATION SEVERITY GRADE: R/A, FLANGE ACCURACY: R TERMINAL BOX (ABOVE) CABLE ENTRY ON THE LEFT SIGNAL CONNECTION D-END | - | 0 | 0
1PH8133-1FF02-0GA1 |  | 1PH8133-1FF02-0GA1 | 1 | UN | 1 | 20 | D | D | N | N | 85015230 | 1 |  | 106 | KG | 4252.78 | 4252.78 | MC05 | MC05 | SIMOTICS M Compact induction motor 1500rpm, 15 kW 96Nm, 34A, 342V 1750rpm, 17.5kW 96Nm, 34A, 392V 2000rpm, 20 kW 96Nm, 34A, 445V forced ventilation; direction of air flow DE--> NDE; Degree of protection IP55 Absolute encoder 22-bit Single-turn and 12-bit multi-turn (encoder AM22DQ) with DRIVE-CLiQ interface DESIGN IM B5 (IMV 1,IM V3) PLAIN SHAFT WITHOUT FITTED KEY; BEARING: STANDARD, VIBRATION SEVERITY GRADE: R/A, SHAFT AND FLANGE ACCURACY: R TERMINAL BOX (ABOVE) CABLE ENTRY ON THE RIGHT SIGNAL CONNECTION D-END | - | 0 | 0
1PH8133-1FF02-2CB1 |  | 1PH8133-1FF02-2CB1 | 1 | UN | 1 | 20 | D | D | N | N | 85015230 | 1 |  | 106 | KG | 4572.71 | 4572.71 | MC05 | MC05 | SIMOTICS M Compact induction motor 1500rpm, 15 kW 96Nm, 34A, 342V 1750rpm, 17.5kW 96Nm, 34A, 392V 2000rpm, 20 kW 96Nm, 34A, 445V forced ventilation; direction of air flow DE--> NDE; Degree of protection IP55 Absolute encoder 22-bit Single-turn and 12-bit multi-turn (encoder AM22DQ) with DRIVE-CLiQ interface DESIGN IM B5 (IMV 1,IM V3) SHAFT WITH FITTED KEY HALF-KEY BALANCING BEARING: STANDARD WITH FIXED BEARING, VIBRATION SEVERITY GRADE: S/A, SHAFT AND FLANGE ACCURACY: R TERMINAL BOX (ABOVE) CABLE ENTRY ON THE LEFT SIGNAL CONNECTION D-END | - | 0 | 0
1PH8133-1FF10-1BA1 |  | 1PH8133-1FF10-1BA1 | 1 | UN | 1 | 20 | D | D | N | N | 85015230 | 1 |  | 106 | KG | 4283.74 | 4283.74 | MC05 | MC05 | SIMOTICS M Compact induction motor 1500rpm, 15 kW 96Nm, 34A, 342V 1750rpm, 17.5kW 96Nm, 34A, 392V 2000rpm, 20 kW 96Nm, 34A, 445V forced ventilation; direction of air flow NDE--> DE; Degree of protection IP55 Absolute encoder 22-bit Single-turn and 12-bit multi-turn (encoder AM22DQ) with DRIVE-CLiQ interface DESIGN IM B3 (IM V5, IM V6) SHAFT WITH FITTED KEY FULL-KEY BALANCING BEARING: STANDARD WITH FIXED BEARING, VIBRATION SEVERITY GRADE: R/A, FLANGE ACCURACY: R TERMINAL BOX (ABOVE) CABLE ENTRY ON THE RIGHT SIGNAL CONNECTION D-END | - | 0 | 0
1PH8133-1FF10-1QC1 |  | 1PH8133-1FF10-1QC1 | 1 | UN | 1 | 20 | D | D | N | N | 85015230 | 1 |  | 106 | KG | 4570.66 | 4570.66 | MC05 | MC05 | SIMOTICS M Compact induction motor 1500rpm, 15 kW 96Nm, 34A, 342V 1750rpm, 17.5kW 96Nm, 34A, 392V 2000rpm, 20 kW 96Nm, 34A, 445V forced ventilation; direction of air flow NDE--> DE; Degree of protection IP55 Absolute encoder 22-bit Single-turn and 12-bit multi-turn (encoder AM22DQ) with DRIVE-CLiQ interface DESIGN IM B3 (IM V5, IM V6) SHAFT WITH FITTED KEY FULL-KEY BALANCING BEARING: ADVANCED LIFETIME VIBRATION SEVERITY S/A SHAFT A. FLANGE ACCURACY GR. R TERMINAL BOX (ABOVE) CABLE ENTRY ON THE ND-END SIGNAL CONNECTION LEFT | - | 0 | 0
1PH8133-1FF12-0GA1-Z | G14K23 | 1PH8133-1FF12-0GA1-ZG14K23 | 1 | UN | 1 | 20 | D | D | N | N | 85015230 | 1 |  | 106 | KG | 4696.24 | 4696.24 | MC05 | MC05 | SIMOTICS M Compact induction motor 1500rpm, 15 kW 96Nm, 34A, 342V 1750rpm, 17.5kW 96Nm, 34A, 392V 2000rpm, 20 kW 96Nm, 34A, 445V forced ventilation; direction of air flow NDE--> DE; Degree of protection IP55 Absolute encoder 22-bit Single-turn and 12-bit multi-turn (encoder AM22DQ) with DRIVE-CLiQ interface DESIGN IM B5 (IMV 1,IM V3) PLAIN SHAFT WITHOUT FITTED KEY; BEARING: STANDARD, VIBRATION SEVERITY GRADE: R/A, SHAFT AND FLANGE ACCURACY: R TERMINAL BOX (ABOVE) CABLE ENTRY ON THE RIGHT SIGNAL CONNECTION D-END G14: FAN ASSEMBLY WITH AIR FILTER K23: SPECIAL PAINTING WORLDWIDE | - | 0 | 0
1PH8133-1FF12-1BB1-Z | G14 | 1PH8133-1FF12-1BB1-ZG14 | 1 | UN | 1 | 20 | D | D | N | N | 85015230 | 1 |  | 106 | KG | 4734.43 | 4734.43 | MC05 | MC05 | SIMOTICS M Compact induction motor 1500rpm, 15 kW 96Nm, 34A, 342V 1750rpm, 17.5kW 96Nm, 34A, 392V 2000rpm, 20 kW 96Nm, 34A, 445V forced ventilation; direction of air flow NDE--> DE; Degree of protection IP55 Absolute encoder 22-bit Single-turn and 12-bit multi-turn (encoder AM22DQ) with DRIVE-CLiQ interface DESIGN IM B5 (IMV 1,IM V3) SHAFT WITH FITTED KEY FULL-KEY BALANCING BEARING: STANDARD WITH FIXED BEARING, VIBRATION SEVERITY GRADE: R/A, FLANGE ACCURACY: R TERMINAL BOX (ABOVE) CABLE ENTRY ON THE LEFT SIGNAL CONNECTION D-END G14: FAN ASSEMBLY WITH AIR FILTER | - | 0 | 0
1PH8133-1FF13-2BA1 |  | 1PH8133-1FF13-2BA1 | 1 | UN | 1 | 20 | D | D | N | N | 85015230 | 1 |  | 106 | KG | 4644.99 | 4644.99 | MC05 | MC05 | SIMOTICS M Compact induction motor 1500rpm, 15 kW 96Nm, 34A, 342V 1750rpm, 17.5kW 96Nm, 34A, 392V 2000rpm, 20 kW 96Nm, 34A, 445V forced ventilation; direction of air flow NDE--> DE; Degree of protection IP55 Absolute encoder 22-bit Single-turn and 12-bit multi-turn (encoder AM22DQ) with DRIVE-CLiQ interface Design IM B35 (IM V15, (IM V35) SHAFT WITH FITTED KEY HALF-KEY BALANCING BEARING: STANDARD WITH FIXED BEARING, VIBRATION SEVERITY GRADE: R/A, FLANGE ACCURACY: R TERMINAL BOX (ABOVE) CABLE ENTRY ON THE RIGHT SIGNAL CONNECTION D-END | - | 0 | 0
1PH8133-1FG12-1BC1-Z | G14 | 1PH8133-1FG12-1BC1-ZG14 | 1 | UN | 1 | 20 | D | D | N | N | 85015230 | 1 |  | 106 | KG | 4734.43 | 4734.43 | MC05 | MC05 | SIMOTICS M Compact induction motor 2000rpm, 20 kW 96Nm, 45 A, 350 V 2300rpm, 22.5kW 93Nm, 44A, 400 V 2650rpm, 24 kW 86Nm, 41A, 456V forced ventilation; direction of air flow NDE--> DE; Degree of protection IP55 Absolute encoder 22-bit Single-turn and 12-bit multi-turn (encoder AM22DQ) with DRIVE-CLiQ interface DESIGN IM B5 (IMV 1,IM V3) SHAFT WITH FITTED KEY FULL-KEY BALANCING BEARING: STANDARD WITH FIXED BEARING, VIBRATION SEVERITY GRADE: R/A, FLANGE ACCURACY: R TERMINAL BOX (ABOVE) CABLE ENTRY ON THE ND-END SIGNAL CONNECTION LEFT G14: FAN ASSEMBLY WITH AIR FILTER | - | 0 | 0
1PH8133-1HB03-1BA1 |  | 1PH8133-1HB03-1BA1 | 1 | UN | 1 | 20 | D | D | N | N | 85015230 | 1 |  | 106 | KG | 3366.6 | 3366.6 | MC05 | MC05 | SIMOTICS M Compact induction motor 400rpm 5.2kW 124Nm 15.5A 309V 500rpm 6.5kW 124Nm 15.5A 363V 600rpm 7.8kW 124Nm 15.5A 421V forced ventilation; direction of air flow DE--> NDE; Degree of protection IP55 Incremental encoder HTL 1024 S/R (encoder HTL1024S/R) With temperature sensor KTY 84-130 Design IM B35 (IM V15, (IM V35) SHAFT WITH FITTED KEY FULL-KEY BALANCING BEARING: STANDARD WITH FIXED BEARING, VIBRATION SEVERITY GRADE: R/A, FLANGE ACCURACY: R TERMINAL BOX (ABOVE) CABLE ENTRY ON THE RIGHT SIGNAL CONNECTION D-END | - | 0 | 0
1PH8133-1HB03-1CA1 |  | 1PH8133-1HB03-1CA1 | 1 | UN | 1 | 20 | D | D | N | N | 85015230 | 1 |  | 106 | KG | 3496.62 | 3496.62 | MC05 | MC05 | SIMOTICS M Compact induction motor 400rpm 5.2kW 124Nm 15.5A 309V 500rpm 6.5kW 124Nm 15.5A 363V 600rpm 7.8kW 124Nm 15.5A 421V forced ventilation; direction of air flow DE--> NDE; Degree of protection IP55 Incremental encoder HTL 1024 S/R (encoder HTL1024S/R) With temperature sensor KTY 84-130 Design IM B35 (IM V15, (IM V35) SHAFT WITH FITTED KEY FULL-KEY BALANCING BEARING: STANDARD WITH FIXED BEARING, VIBRATION SEVERITY GRADE: S/A, SHAFT AND FLANGE ACCURACY: R TERMINAL BOX (ABOVE) CABLE ENTRY ON THE RIGHT SIGNAL CONNECTION D-END | - | 0 | 0
1PH8133-1HD00-1BA2 |  | 1PH8133-1HD00-1BA2 | 1 | UN | 1 | 20 | D | D | N | N | 85015230 | 1 |  | 106 | KG | 2997.7 | 2997.7 | MC05 | MC05 | SIMOTICS M Compact asynchronous motor 1000 rpm, 12 kW, 115 Nm, 30 A, 319 V 1150 rpm, 13.5 kW, 112 Nm, 29 A, 361 V 1350 rpm, 15 kW, 106 Nm, 28 A, 417 V Forced ventilation; Direction of air flow DE --> NDE; Degree of protection IP55 Incremental encoder HTL 1024 S/R (encoder HTL1024S/R) With temperature sensor Pt1000 DESIGN IM B3 (IM V5, IM V6) SHAFT WITH FITTED KEY FULL-KEY BALANCING BEARING: STANDARD WITH FIXED BEARING, VIBRATION SEVERITY GRADE: R/A, FLANGE ACCURACY: R TERMINAL BOX (ABOVE) CABLE ENTRY ON THE RIGHT SIGNAL CONNECTION D-END | - | 0 | 0
1PH8133-1HD00-2GB1-Z | K23K24V90 | 1PH8133-1HD00-2GB1-ZK23K24V90 | 1 | UN | 1 | 20 | D | D | N | N | 85015230 | 1 |  | 106 | KG | 3127.26 | 3127.26 | MC05 | MC05 | SIMOTICS M Compact induction motor 1000rpm, 12kW 115Nm, 30 A, 319V 1150rpm, 13.5kW 112Nm, 29A, 361V 1350rpm, 15 kW 106Nm, 28A, 417V forced ventilation; direction of air flow DE--> NDE; Degree of protection IP55 Incremental encoder HTL 1024 S/R (encoder HTL1024S/R) With temperature sensor KTY 84-130 DESIGN IM B3 (IM V5, IM V6) SHAFT WITH FITTED KEY HALF-KEY BALANCING BEARING: STANDARD, VIBRATION SEVERITY GRADE: R/A, SHAFT AND FLANGE ACCURACY: R TERMINAL BOX (ABOVE) CABLE ENTRY ON THE LEFT SIGNAL CONNECTION D-END K23: SPECIAL PAINTING WORLDWIDE K24: PRIMING (PALE GREEN) V90: SHAFT END 42 X 110 MM COMPATIBLE FOR 1PH7 | - | 0 | 0
1PH8133-1HD00-2GB1-Z | V90 | 1PH8133-1HD00-2GB1-ZV90 | 1 | UN | 1 | 20 | D | D | N | N | 85015230 | 1 |  | 106 | KG | 2874.39 | 2874.39 | MC05 | MC05 | SIMOTICS M Compact induction motor 1000rpm, 12kW 115Nm, 30 A, 319V 1150rpm, 13.5kW 112Nm, 29A, 361V 1350rpm, 15 kW 106Nm, 28A, 417V forced ventilation; direction of air flow DE--> NDE; Degree of protection IP55 Incremental encoder HTL 1024 S/R (encoder HTL1024S/R) With temperature sensor KTY 84-130 DESIGN IM B3 (IM V5, IM V6) SHAFT WITH FITTED KEY HALF-KEY BALANCING BEARING: STANDARD, VIBRATION SEVERITY GRADE: R/A, SHAFT AND FLANGE ACCURACY: R TERMINAL BOX (ABOVE) CABLE ENTRY ON THE LEFT SIGNAL CONNECTION D-END V90: SHAFT END 42 X 110 MM COMPATIBLE FOR 1PH7 | - | 0 | 0
1PH8133-1HD03-2GB1 |  | 1PH8133-1HD03-2GB1 | 1 | UN | 1 | 20 | D | D | N | N | 85015230 | 1 |  | 106 | KG | 3176.69 | 3176.69 | MC05 | MC05 | SIMOTICS M Compact induction motor 1000rpm, 12kW 115Nm, 30 A, 319V 1150rpm, 13.5kW 112Nm, 29A, 361V 1350rpm, 15 kW 106Nm, 28A, 417V forced ventilation; direction of air flow DE--> NDE; Degree of protection IP55 Incremental encoder HTL 1024 S/R (encoder HTL1024S/R) With temperature sensor KTY 84-130 Design IM B35 (IM V15, (IM V35) SHAFT WITH FITTED KEY HALF-KEY BALANCING BEARING: STANDARD, VIBRATION SEVERITY GRADE: R/A, SHAFT AND FLANGE ACCURACY: R TERMINAL BOX (ABOVE) CABLE ENTRY ON THE LEFT SIGNAL CONNECTION D-END | - | 0 | 0
1PH8133-1HD10-0BA1 |  | 1PH8133-1HD10-0BA1 | 1 | UN | 1 | 20 | D | D | N | N | 85015230 | 1 |  | 106 | KG | 3005.35 | 3005.35 | MC05 | MC05 | SIMOTICS M Compact induction motor 1000rpm, 12kW 115Nm, 30 A, 319V 1150rpm, 13.5kW 112Nm, 29A, 361V 1350rpm, 15 kW 106Nm, 28A, 417V forced ventilation; direction of air flow NDE--> DE; Degree of protection IP55 Incremental encoder HTL 1024 S/R (encoder HTL1024S/R) With temperature sensor KTY 84-130 DESIGN IM B3 (IM V5, IM V6) PLAIN SHAFT WITHOUT FITTED KEY; BEARING: STANDARD WITH FIXED BEARING, VIBRATION SEVERITY GRADE: R/A, FLANGE ACCURACY: R TERMINAL BOX (ABOVE) CABLE ENTRY ON THE RIGHT SIGNAL CONNECTION D-END | - | 0 | 0
1PH8133-1HD10-0BB1 |  | 1PH8133-1HD10-0BB1 | 1 | UN | 1 | 20 | D | D | N | N | 85015230 | 1 |  | 106 | KG | 3005.35 | 3005.35 | MC05 | MC05 | SIMOTICS M Compact induction motor 1000rpm, 12kW 115Nm, 30 A, 319V 1150rpm, 13.5kW 112Nm, 29A, 361V 1350rpm, 15 kW 106Nm, 28A, 417V forced ventilation; direction of air flow NDE--> DE; Degree of protection IP55 Incremental encoder HTL 1024 S/R (encoder HTL1024S/R) With temperature sensor KTY 84-130 DESIGN IM B3 (IM V5, IM V6) PLAIN SHAFT WITHOUT FITTED KEY; BEARING: STANDARD WITH FIXED BEARING, VIBRATION SEVERITY GRADE: R/A, FLANGE ACCURACY: R TERMINAL BOX (ABOVE) CABLE ENTRY ON THE LEFT SIGNAL CONNECTION D-END | - | 0 | 0
1PH8133-1HD10-0BC1 |  | 1PH8133-1HD10-0BC1 | 1 | UN | 1 | 20 | D | D | N | N | 85015230 | 1 |  | 106 | KG | 3005.35 | 3005.35 | MC05 | MC05 | SIMOTICS M Compact induction motor 1000rpm, 12kW 115Nm, 30 A, 319V 1150rpm, 13.5kW 112Nm, 29A, 361V 1350rpm, 15 kW 106Nm, 28A, 417V forced ventilation; direction of air flow NDE--> DE; Degree of protection IP55 Incremental encoder HTL 1024 S/R (encoder HTL1024S/R) With temperature sensor KTY 84-130 DESIGN IM B3 (IM V5, IM V6) PLAIN SHAFT WITHOUT FITTED KEY; BEARING: STANDARD WITH FIXED BEARING, VIBRATION SEVERITY GRADE: R/A, FLANGE ACCURACY: R TERMINAL BOX (ABOVE) CABLE ENTRY ON THE ND-END SIGNAL CONNECTION LEFT | - | 0 | 0
1PH8133-1HD10-0CA1 |  | 1PH8133-1HD10-0CA1 | 1 | UN | 1 | 20 | D | D | N | N | 85015230 | 1 |  | 106 | KG | 3135.37 | 3135.37 | MC05 | MC05 | SIMOTICS M Compact induction motor 1000rpm, 12kW 115Nm, 30 A, 319V 1150rpm, 13.5kW 112Nm, 29A, 361V 1350rpm, 15 kW 106Nm, 28A, 417V forced ventilation; direction of air flow NDE--> DE; Degree of protection IP55 Incremental encoder HTL 1024 S/R (encoder HTL1024S/R) With temperature sensor KTY 84-130 DESIGN IM B3 (IM V5, IM V6) PLAIN SHAFT WITHOUT FITTED KEY; BEARING: STANDARD WITH FIXED BEARING, VIBRATION SEVERITY GRADE: S/A, SHAFT AND FLANGE ACCURACY: R TERMINAL BOX (ABOVE) CABLE ENTRY ON THE RIGHT SIGNAL CONNECTION D-END | - | 0 | 0
1PH8133-1HD10-0CB1 |  | 1PH8133-1HD10-0CB1 | 1 | UN | 1 | 20 | D | D | N | N | 85015230 | 1 |  | 106 | KG | 3135.37 | 3135.37 | MC05 | MC05 | SIMOTICS M Compact induction motor 1000rpm, 12kW 115Nm, 30 A, 319V 1150rpm, 13.5kW 112Nm, 29A, 361V 1350rpm, 15 kW 106Nm, 28A, 417V forced ventilation; direction of air flow NDE--> DE; Degree of protection IP55 Incremental encoder HTL 1024 S/R (encoder HTL1024S/R) With temperature sensor KTY 84-130 DESIGN IM B3 (IM V5, IM V6) PLAIN SHAFT WITHOUT FITTED KEY; BEARING: STANDARD WITH FIXED BEARING, VIBRATION SEVERITY GRADE: S/A, SHAFT AND FLANGE ACCURACY: R TERMINAL BOX (ABOVE) CABLE ENTRY ON THE LEFT SIGNAL CONNECTION D-END | - | 0 | 0
1PH8133-1HD10-0CC1 |  | 1PH8133-1HD10-0CC1 | 1 | UN | 1 | 20 | D | D | N | N | 85015230 | 1 |  | 106 | KG | 3135.37 | 3135.37 | MC05 | MC05 | SIMOTICS M Compact induction motor 1000rpm, 12kW 115Nm, 30 A, 319V 1150rpm, 13.5kW 112Nm, 29A, 361V 1350rpm, 15 kW 106Nm, 28A, 417V forced ventilation; direction of air flow NDE--> DE; Degree of protection IP55 Incremental encoder HTL 1024 S/R (encoder HTL1024S/R) With temperature sensor KTY 84-130 DESIGN IM B3 (IM V5, IM V6) PLAIN SHAFT WITHOUT FITTED KEY; BEARING: STANDARD WITH FIXED BEARING, VIBRATION SEVERITY GRADE: S/A, SHAFT AND FLANGE ACCURACY: R TERMINAL BOX (ABOVE) CABLE ENTRY ON THE ND-END SIGNAL CONNECTION LEFT | - | 0 | 0
1PH8133-1HD10-2BA1 |  | 1PH8133-1HD10-2BA1 | 1 | UN | 1 | 20 | D | D | N | N | 85015230 | 1 |  | 106 | KG | 3005.35 | 3005.35 | MC05 | MC05 | SIMOTICS M Compact induction motor 1000rpm, 12kW 115Nm, 30 A, 319V 1150rpm, 13.5kW 112Nm, 29A, 361V 1350rpm, 15 kW 106Nm, 28A, 417V forced ventilation; direction of air flow NDE--> DE; Degree of protection IP55 Incremental encoder HTL 1024 S/R (encoder HTL1024S/R) With temperature sensor KTY 84-130 DESIGN IM B3 (IM V5, IM V6) SHAFT WITH FITTED KEY HALF-KEY BALANCING BEARING: STANDARD WITH FIXED BEARING, VIBRATION SEVERITY GRADE: R/A, FLANGE ACCURACY: R TERMINAL BOX (ABOVE) CABLE ENTRY ON THE RIGHT SIGNAL CONNECTION D-END | - | 0 | 0
1PH8133-1HD10-2BB1 |  | 1PH8133-1HD10-2BB1 | 1 | UN | 1 | 20 | D | D | N | N | 85015230 | 1 |  | 106 | KG | 3005.35 | 3005.35 | MC05 | MC05 | SIMOTICS M Compact induction motor 1000rpm, 12kW 115Nm, 30 A, 319V 1150rpm, 13.5kW 112Nm, 29A, 361V 1350rpm, 15 kW 106Nm, 28A, 417V forced ventilation; direction of air flow NDE--> DE; Degree of protection IP55 Incremental encoder HTL 1024 S/R (encoder HTL1024S/R) With temperature sensor KTY 84-130 DESIGN IM B3 (IM V5, IM V6) SHAFT WITH FITTED KEY HALF-KEY BALANCING BEARING: STANDARD WITH FIXED BEARING, VIBRATION SEVERITY GRADE: R/A, FLANGE ACCURACY: R TERMINAL BOX (ABOVE) CABLE ENTRY ON THE LEFT SIGNAL CONNECTION D-END | - | 0 | 0
1PH8133-1HD10-2BC1 |  | 1PH8133-1HD10-2BC1 | 1 | UN | 1 | 20 | D | D | N | N | 85015230 | 1 |  | 106 | KG | 3005.35 | 3005.35 | MC05 | MC05 | SIMOTICS M Compact induction motor 1000rpm, 12kW 115Nm, 30 A, 319V 1150rpm, 13.5kW 112Nm, 29A, 361V 1350rpm, 15 kW 106Nm, 28A, 417V forced ventilation; direction of air flow NDE--> DE; Degree of protection IP55 Incremental encoder HTL 1024 S/R (encoder HTL1024S/R) With temperature sensor KTY 84-130 DESIGN IM B3 (IM V5, IM V6) SHAFT WITH FITTED KEY HALF-KEY BALANCING BEARING: STANDARD WITH FIXED BEARING, VIBRATION SEVERITY GRADE: R/A, FLANGE ACCURACY: R TERMINAL BOX (ABOVE) CABLE ENTRY ON THE ND-END SIGNAL CONNECTION LEFT | - | 0 | 0
1PH8133-1HD10-2CA1 |  | 1PH8133-1HD10-2CA1 | 1 | UN | 1 | 20 | D | D | N | N | 85015230 | 1 |  | 106 | KG | 3135.37 | 3135.37 | MC05 | MC05 | SIMOTICS M Compact induction motor 1000rpm, 12kW 115Nm, 30 A, 319V 1150rpm, 13.5kW 112Nm, 29A, 361V 1350rpm, 15 kW 106Nm, 28A, 417V forced ventilation; direction of air flow NDE--> DE; Degree of protection IP55 Incremental encoder HTL 1024 S/R (encoder HTL1024S/R) With temperature sensor KTY 84-130 DESIGN IM B3 (IM V5, IM V6) SHAFT WITH FITTED KEY HALF-KEY BALANCING BEARING: STANDARD WITH FIXED BEARING, VIBRATION SEVERITY GRADE: S/A, SHAFT AND FLANGE ACCURACY: R TERMINAL BOX (ABOVE) CABLE ENTRY ON THE RIGHT SIGNAL CONNECTION D-END | - | 0 | 0
1PH8133-1HD10-2CB1 |  | 1PH8133-1HD10-2CB1 | 1 | UN | 1 | 20 | D | D | N | N | 85015230 | 1 |  | 106 | KG | 3135.37 | 3135.37 | MC05 | MC05 | SIMOTICS M Compact induction motor 1000rpm, 12kW 115Nm, 30 A, 319V 1150rpm, 13.5kW 112Nm, 29A, 361V 1350rpm, 15 kW 106Nm, 28A, 417V forced ventilation; direction of air flow NDE--> DE; Degree of protection IP55 Incremental encoder HTL 1024 S/R (encoder HTL1024S/R) With temperature sensor KTY 84-130 DESIGN IM B3 (IM V5, IM V6) SHAFT WITH FITTED KEY HALF-KEY BALANCING BEARING: STANDARD WITH FIXED BEARING, VIBRATION SEVERITY GRADE: S/A, SHAFT AND FLANGE ACCURACY: R TERMINAL BOX (ABOVE) CABLE ENTRY ON THE LEFT SIGNAL CONNECTION D-END | - | 0 | 0
1PH8133-1HD10-2CC1 |  | 1PH8133-1HD10-2CC1 | 1 | UN | 1 | 20 | D | D | N | N | 85015230 | 1 |  | 106 | KG | 3135.37 | 3135.37 | MC05 | MC05 | SIMOTICS M Compact induction motor 1000rpm, 12kW 115Nm, 30 A, 319V 1150rpm, 13.5kW 112Nm, 29A, 361V 1350rpm, 15 kW 106Nm, 28A, 417V forced ventilation; direction of air flow NDE--> DE; Degree of protection IP55 Incremental encoder HTL 1024 S/R (encoder HTL1024S/R) With temperature sensor KTY 84-130 DESIGN IM B3 (IM V5, IM V6) SHAFT WITH FITTED KEY HALF-KEY BALANCING BEARING: STANDARD WITH FIXED BEARING, VIBRATION SEVERITY GRADE: S/A, SHAFT AND FLANGE ACCURACY: R TERMINAL BOX (ABOVE) CABLE ENTRY ON THE ND-END SIGNAL CONNECTION LEFT | - | 0 | 0
1PH8133-1HD10-2GA1-Z | V90 | 1PH8133-1HD10-2GA1-ZV90 | 1 | UN | 1 | 20 | D | D | N | N | 85015230 | 1 |  | 106 | KG | 2874.39 | 2874.39 | MC05 | MC05 | SIMOTICS M Compact induction motor 1000rpm, 12kW 115Nm, 30 A, 319V 1150rpm, 13.5kW 112Nm, 29A, 361V 1350rpm, 15 kW 106Nm, 28A, 417V forced ventilation; direction of air flow NDE--> DE; Degree of protection IP55 Incremental encoder HTL 1024 S/R (encoder HTL1024S/R) With temperature sensor KTY 84-130 DESIGN IM B3 (IM V5, IM V6) SHAFT WITH FITTED KEY HALF-KEY BALANCING BEARING: STANDARD, VIBRATION SEVERITY GRADE: R/A, SHAFT AND FLANGE ACCURACY: R TERMINAL BOX (ABOVE) CABLE ENTRY ON THE RIGHT SIGNAL CONNECTION D-END V90: SHAFT END 42 X 110 MM COMPATIBLE FOR 1PH7 | - | 0 | 0
1PH8133-1HD12-0BA1 |  | 1PH8133-1HD12-0BA1 | 1 | UN | 1 | 20 | D | D | N | N | 85015230 | 1 |  | 106 | KG | 3164.3 | 3164.3 | MC05 | MC05 | SIMOTICS M Compact induction motor 1000rpm, 12kW 115Nm, 30 A, 319V 1150rpm, 13.5kW 112Nm, 29A, 361V 1350rpm, 15 kW 106Nm, 28A, 417V forced ventilation; direction of air flow NDE--> DE; Degree of protection IP55 Incremental encoder HTL 1024 S/R (encoder HTL1024S/R) With temperature sensor KTY 84-130 DESIGN IM B5 (IMV 1,IM V3) PLAIN SHAFT WITHOUT FITTED KEY; BEARING: STANDARD WITH FIXED BEARING, VIBRATION SEVERITY GRADE: R/A, FLANGE ACCURACY: R TERMINAL BOX (ABOVE) CABLE ENTRY ON THE RIGHT SIGNAL CONNECTION D-END | - | 0 | 0
1PH8133-1HD12-0BB1 |  | 1PH8133-1HD12-0BB1 | 1 | UN | 1 | 20 | D | D | N | N | 85015230 | 1 |  | 106 | KG | 3164.3 | 3164.3 | MC05 | MC05 | SIMOTICS M Compact induction motor 1000rpm, 12kW 115Nm, 30 A, 319V 1150rpm, 13.5kW 112Nm, 29A, 361V 1350rpm, 15 kW 106Nm, 28A, 417V forced ventilation; direction of air flow NDE--> DE; Degree of protection IP55 Incremental encoder HTL 1024 S/R (encoder HTL1024S/R) With temperature sensor KTY 84-130 DESIGN IM B5 (IMV 1,IM V3) PLAIN SHAFT WITHOUT FITTED KEY; BEARING: STANDARD WITH FIXED BEARING, VIBRATION SEVERITY GRADE: R/A, FLANGE ACCURACY: R TERMINAL BOX (ABOVE) CABLE ENTRY ON THE LEFT SIGNAL CONNECTION D-END | - | 0 | 0
1PH8133-1HD12-0BC1 |  | 1PH8133-1HD12-0BC1 | 1 | UN | 1 | 20 | D | D | N | N | 85015230 | 1 |  | 106 | KG | 3164.3 | 3164.3 | MC05 | MC05 | SIMOTICS M Compact induction motor 1000rpm, 12kW 115Nm, 30 A, 319V 1150rpm, 13.5kW 112Nm, 29A, 361V 1350rpm, 15 kW 106Nm, 28A, 417V forced ventilation; direction of air flow NDE--> DE; Degree of protection IP55 Incremental encoder HTL 1024 S/R (encoder HTL1024S/R) With temperature sensor KTY 84-130 DESIGN IM B5 (IMV 1,IM V3) PLAIN SHAFT WITHOUT FITTED KEY; BEARING: STANDARD WITH FIXED BEARING, VIBRATION SEVERITY GRADE: R/A, FLANGE ACCURACY: R TERMINAL BOX (ABOVE) CABLE ENTRY ON THE ND-END SIGNAL CONNECTION LEFT | - | 0 | 0
1PH8133-1HD12-0CA1 |  | 1PH8133-1HD12-0CA1 | 1 | UN | 1 | 20 | D | D | N | N | 85015230 | 1 |  | 106 | KG | 3294.32 | 3294.32 | MC05 | MC05 | SIMOTICS M Compact induction motor 1000rpm, 12kW 115Nm, 30 A, 319V 1150rpm, 13.5kW 112Nm, 29A, 361V 1350rpm, 15 kW 106Nm, 28A, 417V forced ventilation; direction of air flow NDE--> DE; Degree of protection IP55 Incremental encoder HTL 1024 S/R (encoder HTL1024S/R) With temperature sensor KTY 84-130 DESIGN IM B5 (IMV 1,IM V3) PLAIN SHAFT WITHOUT FITTED KEY; BEARING: STANDARD WITH FIXED BEARING, VIBRATION SEVERITY GRADE: S/A, SHAFT AND FLANGE ACCURACY: R TERMINAL BOX (ABOVE) CABLE ENTRY ON THE RIGHT SIGNAL CONNECTION D-END | - | 0 | 0
1PH8133-1HD12-0CB1 |  | 1PH8133-1HD12-0CB1 | 1 | UN | 1 | 20 | D | D | N | N | 85015230 | 1 |  | 106 | KG | 3294.32 | 3294.32 | MC05 | MC05 | SIMOTICS M Compact induction motor 1000rpm, 12kW 115Nm, 30 A, 319V 1150rpm, 13.5kW 112Nm, 29A, 361V 1350rpm, 15 kW 106Nm, 28A, 417V forced ventilation; direction of air flow NDE--> DE; Degree of protection IP55 Incremental encoder HTL 1024 S/R (encoder HTL1024S/R) With temperature sensor KTY 84-130 DESIGN IM B5 (IMV 1,IM V3) PLAIN SHAFT WITHOUT FITTED KEY; BEARING: STANDARD WITH FIXED BEARING, VIBRATION SEVERITY GRADE: S/A, SHAFT AND FLANGE ACCURACY: R TERMINAL BOX (ABOVE) CABLE ENTRY ON THE LEFT SIGNAL CONNECTION D-END | - | 0 | 0
1PH8133-1HD12-0CC1 |  | 1PH8133-1HD12-0CC1 | 1 | UN | 1 | 20 | D | D | N | N | 85015230 | 1 |  | 106 | KG | 3294.32 | 3294.32 | MC05 | MC05 | SIMOTICS M Compact induction motor 1000rpm, 12kW 115Nm, 30 A, 319V 1150rpm, 13.5kW 112Nm, 29A, 361V 1350rpm, 15 kW 106Nm, 28A, 417V forced ventilation; direction of air flow NDE--> DE; Degree of protection IP55 Incremental encoder HTL 1024 S/R (encoder HTL1024S/R) With temperature sensor KTY 84-130 DESIGN IM B5 (IMV 1,IM V3) PLAIN SHAFT WITHOUT FITTED KEY; BEARING: STANDARD WITH FIXED BEARING, VIBRATION SEVERITY GRADE: S/A, SHAFT AND FLANGE ACCURACY: R TERMINAL BOX (ABOVE) CABLE ENTRY ON THE ND-END SIGNAL CONNECTION LEFT | - | 0 | 0
1PH8133-1HD12-2BA1 |  | 1PH8133-1HD12-2BA1 | 1 | UN | 1 | 20 | D | D | N | N | 85015230 | 1 |  | 106 | KG | 3164.3 | 3164.3 | MC05 | MC05 | SIMOTICS M Compact induction motor 1000rpm, 12kW 115Nm, 30 A, 319V 1150rpm, 13.5kW 112Nm, 29A, 361V 1350rpm, 15 kW 106Nm, 28A, 417V forced ventilation; direction of air flow NDE--> DE; Degree of protection IP55 Incremental encoder HTL 1024 S/R (encoder HTL1024S/R) With temperature sensor KTY 84-130 DESIGN IM B5 (IMV 1,IM V3) SHAFT WITH FITTED KEY HALF-KEY BALANCING BEARING: STANDARD WITH FIXED BEARING, VIBRATION SEVERITY GRADE: R/A, FLANGE ACCURACY: R TERMINAL BOX (ABOVE) CABLE ENTRY ON THE RIGHT SIGNAL CONNECTION D-END | - | 0 | 0
1PH8133-1HD12-2BB1 |  | 1PH8133-1HD12-2BB1 | 1 | UN | 1 | 20 | D | D | N | N | 85015230 | 1 |  | 106 | KG | 3164.3 | 3164.3 | MC05 | MC05 | SIMOTICS M Compact induction motor 1000rpm, 12kW 115Nm, 30 A, 319V 1150rpm, 13.5kW 112Nm, 29A, 361V 1350rpm, 15 kW 106Nm, 28A, 417V forced ventilation; direction of air flow NDE--> DE; Degree of protection IP55 Incremental encoder HTL 1024 S/R (encoder HTL1024S/R) With temperature sensor KTY 84-130 DESIGN IM B5 (IMV 1,IM V3) SHAFT WITH FITTED KEY HALF-KEY BALANCING BEARING: STANDARD WITH FIXED BEARING, VIBRATION SEVERITY GRADE: R/A, FLANGE ACCURACY: R TERMINAL BOX (ABOVE) CABLE ENTRY ON THE LEFT SIGNAL CONNECTION D-END | - | 0 | 0
1PH8133-1HD12-2BC1 |  | 1PH8133-1HD12-2BC1 | 1 | UN | 1 | 20 | D | D | N | N | 85015230 | 1 |  | 106 | KG | 3164.3 | 3164.3 | MC05 | MC05 | SIMOTICS M Compact induction motor 1000rpm, 12kW 115Nm, 30 A, 319V 1150rpm, 13.5kW 112Nm, 29A, 361V 1350rpm, 15 kW 106Nm, 28A, 417V forced ventilation; direction of air flow NDE--> DE; Degree of protection IP55 Incremental encoder HTL 1024 S/R (encoder HTL1024S/R) With temperature sensor KTY 84-130 DESIGN IM B5 (IMV 1,IM V3) SHAFT WITH FITTED KEY HALF-KEY BALANCING BEARING: STANDARD WITH FIXED BEARING, VIBRATION SEVERITY GRADE: R/A, FLANGE ACCURACY: R TERMINAL BOX (ABOVE) CABLE ENTRY ON THE ND-END SIGNAL CONNECTION LEFT | - | 0 | 0
1PH8133-1HD12-2CA1 |  | 1PH8133-1HD12-2CA1 | 1 | UN | 1 | 20 | D | D | N | N | 85015230 | 1 |  | 106 | KG | 3294.32 | 3294.32 | MC05 | MC05 | SIMOTICS M Compact induction motor 1000rpm, 12kW 115Nm, 30 A, 319V 1150rpm, 13.5kW 112Nm, 29A, 361V 1350rpm, 15 kW 106Nm, 28A, 417V forced ventilation; direction of air flow NDE--> DE; Degree of protection IP55 Incremental encoder HTL 1024 S/R (encoder HTL1024S/R) With temperature sensor KTY 84-130 DESIGN IM B5 (IMV 1,IM V3) SHAFT WITH FITTED KEY HALF-KEY BALANCING BEARING: STANDARD WITH FIXED BEARING, VIBRATION SEVERITY GRADE: S/A, SHAFT AND FLANGE ACCURACY: R TERMINAL BOX (ABOVE) CABLE ENTRY ON THE RIGHT SIGNAL CONNECTION D-END | - | 0 | 0
1PH8133-1HD12-2CB1 |  | 1PH8133-1HD12-2CB1 | 1 | UN | 1 | 20 | D | D | N | N | 85015230 | 1 |  | 106 | KG | 3294.32 | 3294.32 | MC05 | MC05 | SIMOTICS M Compact induction motor 1000rpm, 12kW 115Nm, 30 A, 319V 1150rpm, 13.5kW 112Nm, 29A, 361V 1350rpm, 15 kW 106Nm, 28A, 417V forced ventilation; direction of air flow NDE--> DE; Degree of protection IP55 Incremental encoder HTL 1024 S/R (encoder HTL1024S/R) With temperature sensor KTY 84-130 DESIGN IM B5 (IMV 1,IM V3) SHAFT WITH FITTED KEY HALF-KEY BALANCING BEARING: STANDARD WITH FIXED BEARING, VIBRATION SEVERITY GRADE: S/A, SHAFT AND FLANGE ACCURACY: R TERMINAL BOX (ABOVE) CABLE ENTRY ON THE LEFT SIGNAL CONNECTION D-END | - | 0 | 0
1PH8133-1HD12-2CC1 |  | 1PH8133-1HD12-2CC1 | 1 | UN | 1 | 20 | D | D | N | N | 85015230 | 1 |  | 106 | KG | 3294.32 | 3294.32 | MC05 | MC05 | SIMOTICS M Compact induction motor 1000rpm, 12kW 115Nm, 30 A, 319V 1150rpm, 13.5kW 112Nm, 29A, 361V 1350rpm, 15 kW 106Nm, 28A, 417V forced ventilation; direction of air flow NDE--> DE; Degree of protection IP55 Incremental encoder HTL 1024 S/R (encoder HTL1024S/R) With temperature sensor KTY 84-130 DESIGN IM B5 (IMV 1,IM V3) SHAFT WITH FITTED KEY HALF-KEY BALANCING BEARING: STANDARD WITH FIXED BEARING, VIBRATION SEVERITY GRADE: S/A, SHAFT AND FLANGE ACCURACY: R TERMINAL BOX (ABOVE) CABLE ENTRY ON THE ND-END SIGNAL CONNECTION LEFT | - | 0 | 0
1PH8133-1HD13-0BA1 |  | 1PH8133-1HD13-0BA1 | 1 | UN | 1 | 20 | D | D | N | N | 85015230 | 1 |  | 106 | KG | 3366.6 | 3366.6 | MC05 | MC05 | SIMOTICS M Compact induction motor 1000rpm, 12kW 115Nm, 30 A, 319V 1150rpm, 13.5kW 112Nm, 29A, 361V 1350rpm, 15 kW 106Nm, 28A, 417V forced ventilation; direction of air flow NDE--> DE; Degree of protection IP55 Incremental encoder HTL 1024 S/R (encoder HTL1024S/R) With temperature sensor KTY 84-130 Design IM B35 (IM V15, (IM V35) PLAIN SHAFT WITHOUT FITTED KEY; BEARING: STANDARD WITH FIXED BEARING, VIBRATION SEVERITY GRADE: R/A, FLANGE ACCURACY: R TERMINAL BOX (ABOVE) CABLE ENTRY ON THE RIGHT SIGNAL CONNECTION D-END | - | 0 | 0
1PH8133-1HD13-0BB1 |  | 1PH8133-1HD13-0BB1 | 1 | UN | 1 | 20 | D | D | N | N | 85015230 | 1 |  | 106 | KG | 3366.6 | 3366.6 | MC05 | MC05 | SIMOTICS M Compact induction motor 1000rpm, 12kW 115Nm, 30 A, 319V 1150rpm, 13.5kW 112Nm, 29A, 361V 1350rpm, 15 kW 106Nm, 28A, 417V forced ventilation; direction of air flow NDE--> DE; Degree of protection IP55 Incremental encoder HTL 1024 S/R (encoder HTL1024S/R) With temperature sensor KTY 84-130 Design IM B35 (IM V15, (IM V35) PLAIN SHAFT WITHOUT FITTED KEY; BEARING: STANDARD WITH FIXED BEARING, VIBRATION SEVERITY GRADE: R/A, FLANGE ACCURACY: R TERMINAL BOX (ABOVE) CABLE ENTRY ON THE LEFT SIGNAL CONNECTION D-END | - | 0 | 0
1PH8133-1HD13-0BC1 |  | 1PH8133-1HD13-0BC1 | 1 | UN | 1 | 20 | D | D | N | N | 85015230 | 1 |  | 106 | KG | 3366.6 | 3366.6 | MC05 | MC05 | SIMOTICS M Compact induction motor 1000rpm, 12kW 115Nm, 30 A, 319V 1150rpm, 13.5kW 112Nm, 29A, 361V 1350rpm, 15 kW 106Nm, 28A, 417V forced ventilation; direction of air flow NDE--> DE; Degree of protection IP55 Incremental encoder HTL 1024 S/R (encoder HTL1024S/R) With temperature sensor KTY 84-130 Design IM B35 (IM V15, (IM V35) PLAIN SHAFT WITHOUT FITTED KEY; BEARING: STANDARD WITH FIXED BEARING, VIBRATION SEVERITY GRADE: R/A, FLANGE ACCURACY: R TERMINAL BOX (ABOVE) CABLE ENTRY ON THE ND-END SIGNAL CONNECTION LEFT | - | 0 | 0
1PH8133-1HD13-0CA1 |  | 1PH8133-1HD13-0CA1 | 1 | UN | 1 | 20 | D | D | N | N | 85015230 | 1 |  | 106 | KG | 3496.62 | 3496.62 | MC05 | MC05 | SIMOTICS M Compact induction motor 1000rpm, 12kW 115Nm, 30 A, 319V 1150rpm, 13.5kW 112Nm, 29A, 361V 1350rpm, 15 kW 106Nm, 28A, 417V forced ventilation; direction of air flow NDE--> DE; Degree of protection IP55 Incremental encoder HTL 1024 S/R (encoder HTL1024S/R) With temperature sensor KTY 84-130 Design IM B35 (IM V15, (IM V35) PLAIN SHAFT WITHOUT FITTED KEY; BEARING: STANDARD WITH FIXED BEARING, VIBRATION SEVERITY GRADE: S/A, SHAFT AND FLANGE ACCURACY: R TERMINAL BOX (ABOVE) CABLE ENTRY ON THE RIGHT SIGNAL CONNECTION D-END | - | 0 | 0
1PH8133-1HD13-0CB1 |  | 1PH8133-1HD13-0CB1 | 1 | UN | 1 | 20 | D | D | N | N | 85015230 | 1 |  | 106 | KG | 3496.62 | 3496.62 | MC05 | MC05 | SIMOTICS M Compact induction motor 1000rpm, 12kW 115Nm, 30 A, 319V 1150rpm, 13.5kW 112Nm, 29A, 361V 1350rpm, 15 kW 106Nm, 28A, 417V forced ventilation; direction of air flow NDE--> DE; Degree of protection IP55 Incremental encoder HTL 1024 S/R (encoder HTL1024S/R) With temperature sensor KTY 84-130 Design IM B35 (IM V15, (IM V35) PLAIN SHAFT WITHOUT FITTED KEY; BEARING: STANDARD WITH FIXED BEARING, VIBRATION SEVERITY GRADE: S/A, SHAFT AND FLANGE ACCURACY: R TERMINAL BOX (ABOVE) CABLE ENTRY ON THE LEFT SIGNAL CONNECTION D-END | - | 0 | 0
1PH8133-1HD13-0CC1 |  | 1PH8133-1HD13-0CC1 | 1 | UN | 1 | 20 | D | D | N | N | 85015230 | 1 |  | 106 | KG | 3496.62 | 3496.62 | MC05 | MC05 | SIMOTICS M Compact induction motor 1000rpm, 12kW 115Nm, 30 A, 319V 1150rpm, 13.5kW 112Nm, 29A, 361V 1350rpm, 15 kW 106Nm, 28A, 417V forced ventilation; direction of air flow NDE--> DE; Degree of protection IP55 Incremental encoder HTL 1024 S/R (encoder HTL1024S/R) With temperature sensor KTY 84-130 Design IM B35 (IM V15, (IM V35) PLAIN SHAFT WITHOUT FITTED KEY; BEARING: STANDARD WITH FIXED BEARING, VIBRATION SEVERITY GRADE: S/A, SHAFT AND FLANGE ACCURACY: R TERMINAL BOX (ABOVE) CABLE ENTRY ON THE ND-END SIGNAL CONNECTION LEFT | - | 0 | 0
1PH8133-1HD13-2BA1 |  | 1PH8133-1HD13-2BA1 | 1 | UN | 1 | 20 | D | D | N | N | 85015230 | 1 |  | 106 | KG | 3366.6 | 3366.6 | MC05 | MC05 | SIMOTICS M Compact induction motor 1000rpm, 12kW 115Nm, 30 A, 319V 1150rpm, 13.5kW 112Nm, 29A, 361V 1350rpm, 15 kW 106Nm, 28A, 417V forced ventilation; direction of air flow NDE--> DE; Degree of protection IP55 Incremental encoder HTL 1024 S/R (encoder HTL1024S/R) With temperature sensor KTY 84-130 Design IM B35 (IM V15, (IM V35) SHAFT WITH FITTED KEY HALF-KEY BALANCING BEARING: STANDARD WITH FIXED BEARING, VIBRATION SEVERITY GRADE: R/A, FLANGE ACCURACY: R TERMINAL BOX (ABOVE) CABLE ENTRY ON THE RIGHT SIGNAL CONNECTION D-END | - | 0 | 0
1PH8133-1HD13-2BB1 |  | 1PH8133-1HD13-2BB1 | 1 | UN | 1 | 20 | D | D | N | N | 85015230 | 1 |  | 106 | KG | 3366.6 | 3366.6 | MC05 | MC05 | SIMOTICS M Compact induction motor 1000rpm, 12kW 115Nm, 30 A, 319V 1150rpm, 13.5kW 112Nm, 29A, 361V 1350rpm, 15 kW 106Nm, 28A, 417V forced ventilation; direction of air flow NDE--> DE; Degree of protection IP55 Incremental encoder HTL 1024 S/R (encoder HTL1024S/R) With temperature sensor KTY 84-130 Design IM B35 (IM V15, (IM V35) SHAFT WITH FITTED KEY HALF-KEY BALANCING BEARING: STANDARD WITH FIXED BEARING, VIBRATION SEVERITY GRADE: R/A, FLANGE ACCURACY: R TERMINAL BOX (ABOVE) CABLE ENTRY ON THE LEFT SIGNAL CONNECTION D-END | - | 0 | 0
1PH8133-1HD13-2BC1 |  | 1PH8133-1HD13-2BC1 | 1 | UN | 1 | 20 | D | D | N | N | 85015230 | 1 |  | 106 | KG | 3366.6 | 3366.6 | MC05 | MC05 | SIMOTICS M Compact induction motor 1000rpm, 12kW 115Nm, 30 A, 319V 1150rpm, 13.5kW 112Nm, 29A, 361V 1350rpm, 15 kW 106Nm, 28A, 417V forced ventilation; direction of air flow NDE--> DE; Degree of protection IP55 Incremental encoder HTL 1024 S/R (encoder HTL1024S/R) With temperature sensor KTY 84-130 Design IM B35 (IM V15, (IM V35) SHAFT WITH FITTED KEY HALF-KEY BALANCING BEARING: STANDARD WITH FIXED BEARING, VIBRATION SEVERITY GRADE: R/A, FLANGE ACCURACY: R TERMINAL BOX (ABOVE) CABLE ENTRY ON THE ND-END SIGNAL CONNECTION LEFT | - | 0 | 0
1PH8133-1HD13-2CA1 |  | 1PH8133-1HD13-2CA1 | 1 | UN | 1 | 20 | D | D | N | N | 85015230 | 1 |  | 106 | KG | 3496.62 | 3496.62 | MC05 | MC05 | SIMOTICS M Compact induction motor 1000rpm, 12kW 115Nm, 30 A, 319V 1150rpm, 13.5kW 112Nm, 29A, 361V 1350rpm, 15 kW 106Nm, 28A, 417V forced ventilation; direction of air flow NDE--> DE; Degree of protection IP55 Incremental encoder HTL 1024 S/R (encoder HTL1024S/R) With temperature sensor KTY 84-130 Design IM B35 (IM V15, (IM V35) SHAFT WITH FITTED KEY HALF-KEY BALANCING BEARING: STANDARD WITH FIXED BEARING, VIBRATION SEVERITY GRADE: S/A, SHAFT AND FLANGE ACCURACY: R TERMINAL BOX (ABOVE) CABLE ENTRY ON THE RIGHT SIGNAL CONNECTION D-END | - | 0 | 0
1PH8133-1HD13-2CB1 |  | 1PH8133-1HD13-2CB1 | 1 | UN | 1 | 20 | D | D | N | N | 85015230 | 1 |  | 106 | KG | 3496.62 | 3496.62 | MC05 | MC05 | SIMOTICS M Compact induction motor 1000rpm, 12kW 115Nm, 30 A, 319V 1150rpm, 13.5kW 112Nm, 29A, 361V 1350rpm, 15 kW 106Nm, 28A, 417V forced ventilation; direction of air flow NDE--> DE; Degree of protection IP55 Incremental encoder HTL 1024 S/R (encoder HTL1024S/R) With temperature sensor KTY 84-130 Design IM B35 (IM V15, (IM V35) SHAFT WITH FITTED KEY HALF-KEY BALANCING BEARING: STANDARD WITH FIXED BEARING, VIBRATION SEVERITY GRADE: S/A, SHAFT AND FLANGE ACCURACY: R TERMINAL BOX (ABOVE) CABLE ENTRY ON THE LEFT SIGNAL CONNECTION D-END | - | 0 | 0
1PH8133-1HD13-2CC1 |  | 1PH8133-1HD13-2CC1 | 1 | UN | 1 | 20 | D | D | N | N | 85015230 | 1 |  | 106 | KG | 3496.62 | 3496.62 | MC05 | MC05 | SIMOTICS M Compact induction motor 1000rpm, 12kW 115Nm, 30 A, 319V 1150rpm, 13.5kW 112Nm, 29A, 361V 1350rpm, 15 kW 106Nm, 28A, 417V forced ventilation; direction of air flow NDE--> DE; Degree of protection IP55 Incremental encoder HTL 1024 S/R (encoder HTL1024S/R) With temperature sensor KTY 84-130 Design IM B35 (IM V15, (IM V35) SHAFT WITH FITTED KEY HALF-KEY BALANCING BEARING: STANDARD WITH FIXED BEARING, VIBRATION SEVERITY GRADE: S/A, SHAFT AND FLANGE ACCURACY: R TERMINAL BOX (ABOVE) CABLE ENTRY ON THE ND-END SIGNAL CONNECTION LEFT | - | 0 | 0
1PH8133-1HF00-1FA1 |  | 1PH8133-1HF00-1FA1 | 1 | UN | 1 | 20 | D | D | N | N | 85015230 | 1 |  | 106 | KG | 3092.85 | 3092.85 | MC05 | MC05 | SIMOTICS M Compact induction motor 1500rpm, 15 kW 96Nm, 34A, 342V 1750rpm, 17.5kW 96Nm, 34A, 392V 2000rpm, 20 kW 96Nm, 34A, 445V forced ventilation; direction of air flow DE--> NDE; Degree of protection IP55 Incremental encoder HTL 1024 S/R (encoder HTL1024S/R) With temperature sensor KTY 84-130 DESIGN IM B3 (IM V5, IM V6) SHAFT WITH FITTED KEY FULL-KEY BALANCING BEARING: INCREASED RADIAL FORCES, VIBRATION SEVERITY GRADE: R/A, SHAFT AND FLANGE ACCURACY: R TERMINAL BOX (ABOVE) CABLE ENTRY ON THE RIGHT SIGNAL CONNECTION D-END | - | 0 | 0
1PH8133-1HF00-2FA2 |  | 1PH8133-1HF00-2FA2 | 1 | UN | 1 | 20 | D | D | N | N | 85015230 | 1 |  | 106 | KG | 3085.2 | 3085.2 | MC05 | MC05 | SIMOTICS M Compact asynchronous motor 1500 rpm, 15 kW, 96 Nm, 34 A, 342 V 1750 rpm, 17.5 kW, 96 Nm, 34 A, 392 V 2000 rpm, 20 kW, 96 Nm, 34 A, 445 V Forced ventilation; Direction of air flow DE --> NDE; Degree of protection IP55 Incremental encoder HTL 1024 S/R (encoder HTL1024S/R) With temperature sensor Pt1000 DESIGN IM B3 (IM V5, IM V6) SHAFT WITH FITTED KEY HALF-KEY BALANCING BEARING: INCREASED RADIAL FORCES, VIBRATION SEVERITY GRADE: R/A, SHAFT AND FLANGE ACCURACY: R TERMINAL BOX (ABOVE) CABLE ENTRY ON THE RIGHT SIGNAL CONNECTION D-END | - | 0 | 0
1PH8133-1HF03-1BC2 |  | 1PH8133-1HF03-1BC2 | 1 | UN | 1 | 20 | D | D | N | N | 85015230 | 1 |  | 106 | KG | 3358.95 | 3358.95 | MC05 | MC05 | SIMOTICS M Compact asynchronous motor 1500 rpm, 15 kW, 96 Nm, 34 A, 342 V 1750 rpm, 17.5 kW, 96 Nm, 34 A, 392 V 2000 rpm, 20 kW, 96 Nm, 34 A, 445 V Forced ventilation; Direction of air flow DE --> NDE; Degree of protection IP55 Incremental encoder HTL 1024 S/R (encoder HTL1024S/R) With temperature sensor Pt1000 Design IM B35 (IM V15, (IM V35) SHAFT WITH FITTED KEY FULL-KEY BALANCING BEARING: STANDARD WITH FIXED BEARING, VIBRATION SEVERITY GRADE: R/A, FLANGE ACCURACY: R TERMINAL BOX (ABOVE) CABLE ENTRY ON THE ND-END SIGNAL CONNECTION LEFT | - | 0 | 0
1PH8133-1HF03-1BC2-Z | V90 | 1PH8133-1HF03-1BC2-ZV90 | 1 | UN | 1 | 20 | D | D | N | N | 85015230 | 1 |  | 106 | KG | 3417.9 | 3417.9 | MC05 | MC05 | SIMOTICS M Compact asynchronous motor 1500 rpm, 15 kW, 96 Nm, 34 A, 342 V 1750 rpm, 17.5 kW, 96 Nm, 34 A, 392 V 2000 rpm, 20 kW, 96 Nm, 34 A, 445 V Forced ventilation; Direction of air flow DE --> NDE; Degree of protection IP55 Incremental encoder HTL 1024 S/R (encoder HTL1024S/R) With temperature sensor Pt1000 Design IM B35 (IM V15, (IM V35) SHAFT WITH FITTED KEY FULL-KEY BALANCING BEARING: STANDARD WITH FIXED BEARING, VIBRATION SEVERITY GRADE: R/A, FLANGE ACCURACY: R TERMINAL BOX (ABOVE) CABLE ENTRY ON THE ND-END SIGNAL CONNECTION LEFT V90: SHAFT END 42 X 110 MM COMPATIBLE FOR 1PH7 | - | 0 | 0
1PH8133-1HF10-0BA1 |  | 1PH8133-1HF10-0BA1 | 1 | UN | 1 | 20 | D | D | N | N | 85015230 | 1 |  | 106 | KG | 3005.35 | 3005.35 | MC05 | MC05 | SIMOTICS M Compact induction motor 1500rpm, 15 kW 96Nm, 34A, 342V 1750rpm, 17.5kW 96Nm, 34A, 392V 2000rpm, 20 kW 96Nm, 34A, 445V forced ventilation; direction of air flow NDE--> DE; Degree of protection IP55 Incremental encoder HTL 1024 S/R (encoder HTL1024S/R) With temperature sensor KTY 84-130 DESIGN IM B3 (IM V5, IM V6) PLAIN SHAFT WITHOUT FITTED KEY; BEARING: STANDARD WITH FIXED BEARING, VIBRATION SEVERITY GRADE: R/A, FLANGE ACCURACY: R TERMINAL BOX (ABOVE) CABLE ENTRY ON THE RIGHT SIGNAL CONNECTION D-END | - | 0 | 0
1PH8133-1HF10-0BB1 |  | 1PH8133-1HF10-0BB1 | 1 | UN | 1 | 20 | D | D | N | N | 85015230 | 1 |  | 106 | KG | 3005.35 | 3005.35 | MC05 | MC05 | SIMOTICS M Compact induction motor 1500rpm, 15 kW 96Nm, 34A, 342V 1750rpm, 17.5kW 96Nm, 34A, 392V 2000rpm, 20 kW 96Nm, 34A, 445V forced ventilation; direction of air flow NDE--> DE; Degree of protection IP55 Incremental encoder HTL 1024 S/R (encoder HTL1024S/R) With temperature sensor KTY 84-130 DESIGN IM B3 (IM V5, IM V6) PLAIN SHAFT WITHOUT FITTED KEY; BEARING: STANDARD WITH FIXED BEARING, VIBRATION SEVERITY GRADE: R/A, FLANGE ACCURACY: R TERMINAL BOX (ABOVE) CABLE ENTRY ON THE LEFT SIGNAL CONNECTION D-END | - | 0 | 0
1PH8133-1HF10-0BC1 |  | 1PH8133-1HF10-0BC1 | 1 | UN | 1 | 20 | D | D | N | N | 85015230 | 1 |  | 106 | KG | 3005.35 | 3005.35 | MC05 | MC05 | SIMOTICS M Compact induction motor 1500rpm, 15 kW 96Nm, 34A, 342V 1750rpm, 17.5kW 96Nm, 34A, 392V 2000rpm, 20 kW 96Nm, 34A, 445V forced ventilation; direction of air flow NDE--> DE; Degree of protection IP55 Incremental encoder HTL 1024 S/R (encoder HTL1024S/R) With temperature sensor KTY 84-130 DESIGN IM B3 (IM V5, IM V6) PLAIN SHAFT WITHOUT FITTED KEY; BEARING: STANDARD WITH FIXED BEARING, VIBRATION SEVERITY GRADE: R/A, FLANGE ACCURACY: R TERMINAL BOX (ABOVE) CABLE ENTRY ON THE ND-END SIGNAL CONNECTION LEFT | - | 0 | 0
1PH8133-1HF10-0CA1 |  | 1PH8133-1HF10-0CA1 | 1 | UN | 1 | 20 | D | D | N | N | 85015230 | 1 |  | 106 | KG | 3135.37 | 3135.37 | MC05 | MC05 | SIMOTICS M Compact induction motor 1500rpm, 15 kW 96Nm, 34A, 342V 1750rpm, 17.5kW 96Nm, 34A, 392V 2000rpm, 20 kW 96Nm, 34A, 445V forced ventilation; direction of air flow NDE--> DE; Degree of protection IP55 Incremental encoder HTL 1024 S/R (encoder HTL1024S/R) With temperature sensor KTY 84-130 DESIGN IM B3 (IM V5, IM V6) PLAIN SHAFT WITHOUT FITTED KEY; BEARING: STANDARD WITH FIXED BEARING, VIBRATION SEVERITY GRADE: S/A, SHAFT AND FLANGE ACCURACY: R TERMINAL BOX (ABOVE) CABLE ENTRY ON THE RIGHT SIGNAL CONNECTION D-END | - | 0 | 0
1PH8133-1HF10-0CB1 |  | 1PH8133-1HF10-0CB1 | 1 | UN | 1 | 20 | D | D | N | N | 85015230 | 1 |  | 106 | KG | 3135.37 | 3135.37 | MC05 | MC05 | SIMOTICS M Compact induction motor 1500rpm, 15 kW 96Nm, 34A, 342V 1750rpm, 17.5kW 96Nm, 34A, 392V 2000rpm, 20 kW 96Nm, 34A, 445V forced ventilation; direction of air flow NDE--> DE; Degree of protection IP55 Incremental encoder HTL 1024 S/R (encoder HTL1024S/R) With temperature sensor KTY 84-130 DESIGN IM B3 (IM V5, IM V6) PLAIN SHAFT WITHOUT FITTED KEY; BEARING: STANDARD WITH FIXED BEARING, VIBRATION SEVERITY GRADE: S/A, SHAFT AND FLANGE ACCURACY: R TERMINAL BOX (ABOVE) CABLE ENTRY ON THE LEFT SIGNAL CONNECTION D-END | - | 0 | 0
1PH8133-1HF10-0CC1 |  | 1PH8133-1HF10-0CC1 | 1 | UN | 1 | 20 | D | D | N | N | 85015230 | 1 |  | 106 | KG | 3135.37 | 3135.37 | MC05 | MC05 | SIMOTICS M Compact induction motor 1500rpm, 15 kW 96Nm, 34A, 342V 1750rpm, 17.5kW 96Nm, 34A, 392V 2000rpm, 20 kW 96Nm, 34A, 445V forced ventilation; direction of air flow NDE--> DE; Degree of protection IP55 Incremental encoder HTL 1024 S/R (encoder HTL1024S/R) With temperature sensor KTY 84-130 DESIGN IM B3 (IM V5, IM V6) PLAIN SHAFT WITHOUT FITTED KEY; BEARING: STANDARD WITH FIXED BEARING, VIBRATION SEVERITY GRADE: S/A, SHAFT AND FLANGE ACCURACY: R TERMINAL BOX (ABOVE) CABLE ENTRY ON THE ND-END SIGNAL CONNECTION LEFT | - | 0 | 0
1PH8133-1HF10-1GA1 |  | 1PH8133-1HF10-1GA1 | 1 | UN | 1 | 20 | D | D | N | N | 85015230 | 1 |  | 106 | KG | 2815.44 | 2815.44 | MC05 | MC05 | SIMOTICS M Compact induction motor 1500rpm, 15 kW 96Nm, 34A, 342V 1750rpm, 17.5kW 96Nm, 34A, 392V 2000rpm, 20 kW 96Nm, 34A, 445V forced ventilation; direction of air flow NDE--> DE; Degree of protection IP55 Incremental encoder HTL 1024 S/R (encoder HTL1024S/R) With temperature sensor KTY 84-130 DESIGN IM B3 (IM V5, IM V6) SHAFT WITH FITTED KEY FULL-KEY BALANCING BEARING: STANDARD, VIBRATION SEVERITY GRADE: R/A, SHAFT AND FLANGE ACCURACY: R TERMINAL BOX (ABOVE) CABLE ENTRY ON THE RIGHT SIGNAL CONNECTION D-END | - | 0 | 0
1PH8133-1HF10-2BA1 |  | 1PH8133-1HF10-2BA1 | 1 | UN | 1 | 20 | D | D | N | N | 85015230 | 1 |  | 106 | KG | 3005.35 | 3005.35 | MC05 | MC05 | SIMOTICS M Compact induction motor 1500rpm, 15 kW 96Nm, 34A, 342V 1750rpm, 17.5kW 96Nm, 34A, 392V 2000rpm, 20 kW 96Nm, 34A, 445V forced ventilation; direction of air flow NDE--> DE; Degree of protection IP55 Incremental encoder HTL 1024 S/R (encoder HTL1024S/R) With temperature sensor KTY 84-130 DESIGN IM B3 (IM V5, IM V6) SHAFT WITH FITTED KEY HALF-KEY BALANCING BEARING: STANDARD WITH FIXED BEARING, VIBRATION SEVERITY GRADE: R/A, FLANGE ACCURACY: R TERMINAL BOX (ABOVE) CABLE ENTRY ON THE RIGHT SIGNAL CONNECTION D-END | - | 0 | 0
1PH8133-1HF10-2BB1 |  | 1PH8133-1HF10-2BB1 | 1 | UN | 1 | 20 | D | D | N | N | 85015230 | 1 |  | 106 | KG | 3005.35 | 3005.35 | MC05 | MC05 | SIMOTICS M Compact induction motor 1500rpm, 15 kW 96Nm, 34A, 342V 1750rpm, 17.5kW 96Nm, 34A, 392V 2000rpm, 20 kW 96Nm, 34A, 445V forced ventilation; direction of air flow NDE--> DE; Degree of protection IP55 Incremental encoder HTL 1024 S/R (encoder HTL1024S/R) With temperature sensor KTY 84-130 DESIGN IM B3 (IM V5, IM V6) SHAFT WITH FITTED KEY HALF-KEY BALANCING BEARING: STANDARD WITH FIXED BEARING, VIBRATION SEVERITY GRADE: R/A, FLANGE ACCURACY: R TERMINAL BOX (ABOVE) CABLE ENTRY ON THE LEFT SIGNAL CONNECTION D-END | - | 0 | 0
1PH8133-1HF10-2BC1 |  | 1PH8133-1HF10-2BC1 | 1 | UN | 1 | 20 | D | D | N | N | 85015230 | 1 |  | 106 | KG | 3005.35 | 3005.35 | MC05 | MC05 | SIMOTICS M Compact induction motor 1500rpm, 15 kW 96Nm, 34A, 342V 1750rpm, 17.5kW 96Nm, 34A, 392V 2000rpm, 20 kW 96Nm, 34A, 445V forced ventilation; direction of air flow NDE--> DE; Degree of protection IP55 Incremental encoder HTL 1024 S/R (encoder HTL1024S/R) With temperature sensor KTY 84-130 DESIGN IM B3 (IM V5, IM V6) SHAFT WITH FITTED KEY HALF-KEY BALANCING BEARING: STANDARD WITH FIXED BEARING, VIBRATION SEVERITY GRADE: R/A, FLANGE ACCURACY: R TERMINAL BOX (ABOVE) CABLE ENTRY ON THE ND-END SIGNAL CONNECTION LEFT | - | 0 | 0
1PH8133-1HF10-2CA1 |  | 1PH8133-1HF10-2CA1 | 1 | UN | 1 | 20 | D | D | N | N | 85015230 | 1 |  | 106 | KG | 3135.37 | 3135.37 | MC05 | MC05 | SIMOTICS M Compact induction motor 1500rpm, 15 kW 96Nm, 34A, 342V 1750rpm, 17.5kW 96Nm, 34A, 392V 2000rpm, 20 kW 96Nm, 34A, 445V forced ventilation; direction of air flow NDE--> DE; Degree of protection IP55 Incremental encoder HTL 1024 S/R (encoder HTL1024S/R) With temperature sensor KTY 84-130 DESIGN IM B3 (IM V5, IM V6) SHAFT WITH FITTED KEY HALF-KEY BALANCING BEARING: STANDARD WITH FIXED BEARING, VIBRATION SEVERITY GRADE: S/A, SHAFT AND FLANGE ACCURACY: R TERMINAL BOX (ABOVE) CABLE ENTRY ON THE RIGHT SIGNAL CONNECTION D-END | - | 0 | 0
1PH8133-1HF10-2CB1 |  | 1PH8133-1HF10-2CB1 | 1 | UN | 1 | 20 | D | D | N | N | 85015230 | 1 |  | 106 | KG | 3135.37 | 3135.37 | MC05 | MC05 | SIMOTICS M Compact induction motor 1500rpm, 15 kW 96Nm, 34A, 342V 1750rpm, 17.5kW 96Nm, 34A, 392V 2000rpm, 20 kW 96Nm, 34A, 445V forced ventilation; direction of air flow NDE--> DE; Degree of protection IP55 Incremental encoder HTL 1024 S/R (encoder HTL1024S/R) With temperature sensor KTY 84-130 DESIGN IM B3 (IM V5, IM V6) SHAFT WITH FITTED KEY HALF-KEY BALANCING BEARING: STANDARD WITH FIXED BEARING, VIBRATION SEVERITY GRADE: S/A, SHAFT AND FLANGE ACCURACY: R TERMINAL BOX (ABOVE) CABLE ENTRY ON THE LEFT SIGNAL CONNECTION D-END | - | 0 | 0
1PH8133-1HF10-2CC1 |  | 1PH8133-1HF10-2CC1 | 1 | UN | 1 | 20 | D | D | N | N | 85015230 | 1 |  | 106 | KG | 3135.37 | 3135.37 | MC05 | MC05 | SIMOTICS M Compact induction motor 1500rpm, 15 kW 96Nm, 34A, 342V 1750rpm, 17.5kW 96Nm, 34A, 392V 2000rpm, 20 kW 96Nm, 34A, 445V forced ventilation; direction of air flow NDE--> DE; Degree of protection IP55 Incremental encoder HTL 1024 S/R (encoder HTL1024S/R) With temperature sensor KTY 84-130 DESIGN IM B3 (IM V5, IM V6) SHAFT WITH FITTED KEY HALF-KEY BALANCING BEARING: STANDARD WITH FIXED BEARING, VIBRATION SEVERITY GRADE: S/A, SHAFT AND FLANGE ACCURACY: R TERMINAL BOX (ABOVE) CABLE ENTRY ON THE ND-END SIGNAL CONNECTION LEFT | - | 0 | 0
1PH8133-1HF10-2HA1-Z | V90X01 | 1PH8133-1HF10-2HA1-ZV90X01 | 1 | UN | 1 | 20 | D | D | N | N | 85015230 | 1 |  | 106 | KG | 3105.59 | 3105.59 | MC05 | MC05 | SIMOTICS M Compact induction motor 1500rpm, 15 kW 96Nm, 34A, 342V 1750rpm, 17.5kW 96Nm, 34A, 392V 2000rpm, 20 kW 96Nm, 34A, 445V forced ventilation; direction of air flow NDE--> DE; Degree of protection IP55 Incremental encoder HTL 1024 S/R (encoder HTL1024S/R) With temperature sensor KTY 84-130 DESIGN IM B3 (IM V5, IM V6) SHAFT WITH FITTED KEY HALF-KEY BALANCING BEARING: STANDARD, VIBRATION SEVERITY GRADE: S/A, SHAFT AND FLANGE ACCURACY: R TERMINAL BOX (ABOVE) CABLE ENTRY ON THE RIGHT SIGNAL CONNECTION D-END V90: SHAFT END 42 X 110 MM COMPATIBLE FOR 1PH7 X01: Paint finish in RAL 9005 (matte black) | - | 0 | 0
1PH8133-1HF12-0BA1 |  | 1PH8133-1HF12-0BA1 | 1 | UN | 1 | 20 | D | D | N | N | 85015230 | 1 |  | 106 | KG | 3164.3 | 3164.3 | MC05 | MC05 | SIMOTICS M Compact induction motor 1500rpm, 15 kW 96Nm, 34A, 342V 1750rpm, 17.5kW 96Nm, 34A, 392V 2000rpm, 20 kW 96Nm, 34A, 445V forced ventilation; direction of air flow NDE--> DE; Degree of protection IP55 Incremental encoder HTL 1024 S/R (encoder HTL1024S/R) With temperature sensor KTY 84-130 DESIGN IM B5 (IMV 1,IM V3) PLAIN SHAFT WITHOUT FITTED KEY; BEARING: STANDARD WITH FIXED BEARING, VIBRATION SEVERITY GRADE: R/A, FLANGE ACCURACY: R TERMINAL BOX (ABOVE) CABLE ENTRY ON THE RIGHT SIGNAL CONNECTION D-END | - | 0 | 0
1PH8133-1HF12-0BB1 |  | 1PH8133-1HF12-0BB1 | 1 | UN | 1 | 20 | D | D | N | N | 85015230 | 1 |  | 106 | KG | 3164.3 | 3164.3 | MC05 | MC05 | SIMOTICS M Compact induction motor 1500rpm, 15 kW 96Nm, 34A, 342V 1750rpm, 17.5kW 96Nm, 34A, 392V 2000rpm, 20 kW 96Nm, 34A, 445V forced ventilation; direction of air flow NDE--> DE; Degree of protection IP55 Incremental encoder HTL 1024 S/R (encoder HTL1024S/R) With temperature sensor KTY 84-130 DESIGN IM B5 (IMV 1,IM V3) PLAIN SHAFT WITHOUT FITTED KEY; BEARING: STANDARD WITH FIXED BEARING, VIBRATION SEVERITY GRADE: R/A, FLANGE ACCURACY: R TERMINAL BOX (ABOVE) CABLE ENTRY ON THE LEFT SIGNAL CONNECTION D-END | - | 0 | 0
1PH8133-1HF12-0BC1 |  | 1PH8133-1HF12-0BC1 | 1 | UN | 1 | 20 | D | D | N | N | 85015230 | 1 |  | 106 | KG | 3164.3 | 3164.3 | MC05 | MC05 | SIMOTICS M Compact induction motor 1500rpm, 15 kW 96Nm, 34A, 342V 1750rpm, 17.5kW 96Nm, 34A, 392V 2000rpm, 20 kW 96Nm, 34A, 445V forced ventilation; direction of air flow NDE--> DE; Degree of protection IP55 Incremental encoder HTL 1024 S/R (encoder HTL1024S/R) With temperature sensor KTY 84-130 DESIGN IM B5 (IMV 1,IM V3) PLAIN SHAFT WITHOUT FITTED KEY; BEARING: STANDARD WITH FIXED BEARING, VIBRATION SEVERITY GRADE: R/A, FLANGE ACCURACY: R TERMINAL BOX (ABOVE) CABLE ENTRY ON THE ND-END SIGNAL CONNECTION LEFT | - | 0 | 0
1PH8133-1HF12-0CA1 |  | 1PH8133-1HF12-0CA1 | 1 | UN | 1 | 20 | D | D | N | N | 85015230 | 1 |  | 106 | KG | 3294.32 | 3294.32 | MC05 | MC05 | SIMOTICS M Compact induction motor 1500rpm, 15 kW 96Nm, 34A, 342V 1750rpm, 17.5kW 96Nm, 34A, 392V 2000rpm, 20 kW 96Nm, 34A, 445V forced ventilation; direction of air flow NDE--> DE; Degree of protection IP55 Incremental encoder HTL 1024 S/R (encoder HTL1024S/R) With temperature sensor KTY 84-130 DESIGN IM B5 (IMV 1,IM V3) PLAIN SHAFT WITHOUT FITTED KEY; BEARING: STANDARD WITH FIXED BEARING, VIBRATION SEVERITY GRADE: S/A, SHAFT AND FLANGE ACCURACY: R TERMINAL BOX (ABOVE) CABLE ENTRY ON THE RIGHT SIGNAL CONNECTION D-END | - | 0 | 0
1PH8133-1HF12-0CB1 |  | 1PH8133-1HF12-0CB1 | 1 | UN | 1 | 20 | D | D | N | N | 85015230 | 1 |  | 106 | KG | 3294.32 | 3294.32 | MC05 | MC05 | SIMOTICS M Compact induction motor 1500rpm, 15 kW 96Nm, 34A, 342V 1750rpm, 17.5kW 96Nm, 34A, 392V 2000rpm, 20 kW 96Nm, 34A, 445V forced ventilation; direction of air flow NDE--> DE; Degree of protection IP55 Incremental encoder HTL 1024 S/R (encoder HTL1024S/R) With temperature sensor KTY 84-130 DESIGN IM B5 (IMV 1,IM V3) PLAIN SHAFT WITHOUT FITTED KEY; BEARING: STANDARD WITH FIXED BEARING, VIBRATION SEVERITY GRADE: S/A, SHAFT AND FLANGE ACCURACY: R TERMINAL BOX (ABOVE) CABLE ENTRY ON THE LEFT SIGNAL CONNECTION D-END | - | 0 | 0
1PH8133-1HF12-0CC1 |  | 1PH8133-1HF12-0CC1 | 1 | UN | 1 | 20 | D | D | N | N | 85015230 | 1 |  | 106 | KG | 3294.32 | 3294.32 | MC05 | MC05 | SIMOTICS M Compact induction motor 1500rpm, 15 kW 96Nm, 34A, 342V 1750rpm, 17.5kW 96Nm, 34A, 392V 2000rpm, 20 kW 96Nm, 34A, 445V forced ventilation; direction of air flow NDE--> DE; Degree of protection IP55 Incremental encoder HTL 1024 S/R (encoder HTL1024S/R) With temperature sensor KTY 84-130 DESIGN IM B5 (IMV 1,IM V3) PLAIN SHAFT WITHOUT FITTED KEY; BEARING: STANDARD WITH FIXED BEARING, VIBRATION SEVERITY GRADE: S/A, SHAFT AND FLANGE ACCURACY: R TERMINAL BOX (ABOVE) CABLE ENTRY ON THE ND-END SIGNAL CONNECTION LEFT | - | 0 | 0
1PH8133-1HF12-1CA1-Z | V90 | 1PH8133-1HF12-1CA1-ZV90 | 1 | UN | 1 | 20 | D | D | N | N | 85015230 | 1 |  | 106 | KG | 3353.27 | 3353.27 | MC05 | MC05 | SIMOTICS M Compact induction motor 1500rpm, 15 kW 96Nm, 34A, 342V 1750rpm, 17.5kW 96Nm, 34A, 392V 2000rpm, 20 kW 96Nm, 34A, 445V forced ventilation; direction of air flow NDE--> DE; Degree of protection IP55 Incremental encoder HTL 1024 S/R (encoder HTL1024S/R) With temperature sensor KTY 84-130 DESIGN IM B5 (IMV 1,IM V3) SHAFT WITH FITTED KEY FULL-KEY BALANCING BEARING: STANDARD WITH FIXED BEARING, VIBRATION SEVERITY GRADE: S/A, SHAFT AND FLANGE ACCURACY: R TERMINAL BOX (ABOVE) CABLE ENTRY ON THE RIGHT SIGNAL CONNECTION D-END V90: SHAFT END 42 X 110 MM COMPATIBLE FOR 1PH7 | - | 0 | 0
1PH8133-1HF12-2BA1 |  | 1PH8133-1HF12-2BA1 | 1 | UN | 1 | 20 | D | D | N | N | 85015230 | 1 |  | 106 | KG | 3164.3 | 3164.3 | MC05 | MC05 | SIMOTICS M Compact induction motor 1500rpm, 15 kW 96Nm, 34A, 342V 1750rpm, 17.5kW 96Nm, 34A, 392V 2000rpm, 20 kW 96Nm, 34A, 445V forced ventilation; direction of air flow NDE--> DE; Degree of protection IP55 Incremental encoder HTL 1024 S/R (encoder HTL1024S/R) With temperature sensor KTY 84-130 DESIGN IM B5 (IMV 1,IM V3) SHAFT WITH FITTED KEY HALF-KEY BALANCING BEARING: STANDARD WITH FIXED BEARING, VIBRATION SEVERITY GRADE: R/A, FLANGE ACCURACY: R TERMINAL BOX (ABOVE) CABLE ENTRY ON THE RIGHT SIGNAL CONNECTION D-END | - | 0 | 0
1PH8133-1HF12-2BB1 |  | 1PH8133-1HF12-2BB1 | 1 | UN | 1 | 20 | D | D | N | N | 85015230 | 1 |  | 106 | KG | 3164.3 | 3164.3 | MC05 | MC05 | SIMOTICS M Compact induction motor 1500rpm, 15 kW 96Nm, 34A, 342V 1750rpm, 17.5kW 96Nm, 34A, 392V 2000rpm, 20 kW 96Nm, 34A, 445V forced ventilation; direction of air flow NDE--> DE; Degree of protection IP55 Incremental encoder HTL 1024 S/R (encoder HTL1024S/R) With temperature sensor KTY 84-130 DESIGN IM B5 (IMV 1,IM V3) SHAFT WITH FITTED KEY HALF-KEY BALANCING BEARING: STANDARD WITH FIXED BEARING, VIBRATION SEVERITY GRADE: R/A, FLANGE ACCURACY: R TERMINAL BOX (ABOVE) CABLE ENTRY ON THE LEFT SIGNAL CONNECTION D-END | - | 0 | 0
1PH8133-1HF12-2BC1 |  | 1PH8133-1HF12-2BC1 | 1 | UN | 1 | 20 | D | D | N | N | 85015230 | 1 |  | 106 | KG | 3164.3 | 3164.3 | MC05 | MC05 | SIMOTICS M Compact induction motor 1500rpm, 15 kW 96Nm, 34A, 342V 1750rpm, 17.5kW 96Nm, 34A, 392V 2000rpm, 20 kW 96Nm, 34A, 445V forced ventilation; direction of air flow NDE--> DE; Degree of protection IP55 Incremental encoder HTL 1024 S/R (encoder HTL1024S/R) With temperature sensor KTY 84-130 DESIGN IM B5 (IMV 1,IM V3) SHAFT WITH FITTED KEY HALF-KEY BALANCING BEARING: STANDARD WITH FIXED BEARING, VIBRATION SEVERITY GRADE: R/A, FLANGE ACCURACY: R TERMINAL BOX (ABOVE) CABLE ENTRY ON THE ND-END SIGNAL CONNECTION LEFT | - | 0 | 0
1PH8133-1HF12-2CA1 |  | 1PH8133-1HF12-2CA1 | 1 | UN | 1 | 20 | D | D | N | N | 85015230 | 1 |  | 106 | KG | 3294.32 | 3294.32 | MC05 | MC05 | SIMOTICS M Compact induction motor 1500rpm, 15 kW 96Nm, 34A, 342V 1750rpm, 17.5kW 96Nm, 34A, 392V 2000rpm, 20 kW 96Nm, 34A, 445V forced ventilation; direction of air flow NDE--> DE; Degree of protection IP55 Incremental encoder HTL 1024 S/R (encoder HTL1024S/R) With temperature sensor KTY 84-130 DESIGN IM B5 (IMV 1,IM V3) SHAFT WITH FITTED KEY HALF-KEY BALANCING BEARING: STANDARD WITH FIXED BEARING, VIBRATION SEVERITY GRADE: S/A, SHAFT AND FLANGE ACCURACY: R TERMINAL BOX (ABOVE) CABLE ENTRY ON THE RIGHT SIGNAL CONNECTION D-END | - | 0 | 0
1PH8133-1HF12-2CB1 |  | 1PH8133-1HF12-2CB1 | 1 | UN | 1 | 20 | D | D | N | N | 85015230 | 1 |  | 106 | KG | 3294.32 | 3294.32 | MC05 | MC05 | SIMOTICS M Compact induction motor 1500rpm, 15 kW 96Nm, 34A, 342V 1750rpm, 17.5kW 96Nm, 34A, 392V 2000rpm, 20 kW 96Nm, 34A, 445V forced ventilation; direction of air flow NDE--> DE; Degree of protection IP55 Incremental encoder HTL 1024 S/R (encoder HTL1024S/R) With temperature sensor KTY 84-130 DESIGN IM B5 (IMV 1,IM V3) SHAFT WITH FITTED KEY HALF-KEY BALANCING BEARING: STANDARD WITH FIXED BEARING, VIBRATION SEVERITY GRADE: S/A, SHAFT AND FLANGE ACCURACY: R TERMINAL BOX (ABOVE) CABLE ENTRY ON THE LEFT SIGNAL CONNECTION D-END | - | 0 | 0
1PH8133-1HF12-2CC1 |  | 1PH8133-1HF12-2CC1 | 1 | UN | 1 | 20 | D | D | N | N | 85015230 | 1 |  | 106 | KG | 3294.32 | 3294.32 | MC05 | MC05 | SIMOTICS M Compact induction motor 1500rpm, 15 kW 96Nm, 34A, 342V 1750rpm, 17.5kW 96Nm, 34A, 392V 2000rpm, 20 kW 96Nm, 34A, 445V forced ventilation; direction of air flow NDE--> DE; Degree of protection IP55 Incremental encoder HTL 1024 S/R (encoder HTL1024S/R) With temperature sensor KTY 84-130 DESIGN IM B5 (IMV 1,IM V3) SHAFT WITH FITTED KEY HALF-KEY BALANCING BEARING: STANDARD WITH FIXED BEARING, VIBRATION SEVERITY GRADE: S/A, SHAFT AND FLANGE ACCURACY: R TERMINAL BOX (ABOVE) CABLE ENTRY ON THE ND-END SIGNAL CONNECTION LEFT | - | 0 | 0
1PH8133-1HF12-2GA1-Z | V90 | 1PH8133-1HF12-2GA1-ZV90 | 1 | UN | 1 | 20 | D | D | N | N | 85015230 | 1 |  | 106 | KG | 3033.34 | 3033.34 | MC05 | MC05 | SIMOTICS M Compact induction motor 1500rpm, 15 kW 96Nm, 34A, 342V 1750rpm, 17.5kW 96Nm, 34A, 392V 2000rpm, 20 kW 96Nm, 34A, 445V forced ventilation; direction of air flow NDE--> DE; Degree of protection IP55 Incremental encoder HTL 1024 S/R (encoder HTL1024S/R) With temperature sensor KTY 84-130 DESIGN IM B5 (IMV 1,IM V3) SHAFT WITH FITTED KEY HALF-KEY BALANCING BEARING: STANDARD, VIBRATION SEVERITY GRADE: R/A, SHAFT AND FLANGE ACCURACY: R TERMINAL BOX (ABOVE) CABLE ENTRY ON THE RIGHT SIGNAL CONNECTION D-END V90: SHAFT END 42 X 110 MM COMPATIBLE FOR 1PH7 | - | 0 | 0
1PH8133-1HF13-0BA1 |  | 1PH8133-1HF13-0BA1 | 1 | UN | 1 | 20 | D | D | N | N | 85015230 | 1 |  | 106 | KG | 3366.6 | 3366.6 | MC05 | MC05 | SIMOTICS M Compact induction motor 1500rpm, 15 kW 96Nm, 34A, 342V 1750rpm, 17.5kW 96Nm, 34A, 392V 2000rpm, 20 kW 96Nm, 34A, 445V forced ventilation; direction of air flow NDE--> DE; Degree of protection IP55 Incremental encoder HTL 1024 S/R (encoder HTL1024S/R) With temperature sensor KTY 84-130 Design IM B35 (IM V15, (IM V35) PLAIN SHAFT WITHOUT FITTED KEY; BEARING: STANDARD WITH FIXED BEARING, VIBRATION SEVERITY GRADE: R/A, FLANGE ACCURACY: R TERMINAL BOX (ABOVE) CABLE ENTRY ON THE RIGHT SIGNAL CONNECTION D-END | - | 0 | 0
1PH8133-1HF13-0BB1 |  | 1PH8133-1HF13-0BB1 | 1 | UN | 1 | 20 | D | D | N | N | 85015230 | 1 |  | 106 | KG | 3366.6 | 3366.6 | MC05 | MC05 | SIMOTICS M Compact induction motor 1500rpm, 15 kW 96Nm, 34A, 342V 1750rpm, 17.5kW 96Nm, 34A, 392V 2000rpm, 20 kW 96Nm, 34A, 445V forced ventilation; direction of air flow NDE--> DE; Degree of protection IP55 Incremental encoder HTL 1024 S/R (encoder HTL1024S/R) With temperature sensor KTY 84-130 Design IM B35 (IM V15, (IM V35) PLAIN SHAFT WITHOUT FITTED KEY; BEARING: STANDARD WITH FIXED BEARING, VIBRATION SEVERITY GRADE: R/A, FLANGE ACCURACY: R TERMINAL BOX (ABOVE) CABLE ENTRY ON THE LEFT SIGNAL CONNECTION D-END | - | 0 | 0
1PH8133-1HF13-0BC1 |  | 1PH8133-1HF13-0BC1 | 1 | UN | 1 | 20 | D | D | N | N | 85015230 | 1 |  | 106 | KG | 3366.6 | 3366.6 | MC05 | MC05 | SIMOTICS M Compact induction motor 1500rpm, 15 kW 96Nm, 34A, 342V 1750rpm, 17.5kW 96Nm, 34A, 392V 2000rpm, 20 kW 96Nm, 34A, 445V forced ventilation; direction of air flow NDE--> DE; Degree of protection IP55 Incremental encoder HTL 1024 S/R (encoder HTL1024S/R) With temperature sensor KTY 84-130 Design IM B35 (IM V15, (IM V35) PLAIN SHAFT WITHOUT FITTED KEY; BEARING: STANDARD WITH FIXED BEARING, VIBRATION SEVERITY GRADE: R/A, FLANGE ACCURACY: R TERMINAL BOX (ABOVE) CABLE ENTRY ON THE ND-END SIGNAL CONNECTION LEFT | - | 0 | 0
1PH8133-1HF13-0CA1 |  | 1PH8133-1HF13-0CA1 | 1 | UN | 1 | 20 | D | D | N | N | 85015230 | 1 |  | 106 | KG | 3496.62 | 3496.62 | MC05 | MC05 | SIMOTICS M Compact induction motor 1500rpm, 15 kW 96Nm, 34A, 342V 1750rpm, 17.5kW 96Nm, 34A, 392V 2000rpm, 20 kW 96Nm, 34A, 445V forced ventilation; direction of air flow NDE--> DE; Degree of protection IP55 Incremental encoder HTL 1024 S/R (encoder HTL1024S/R) With temperature sensor KTY 84-130 Design IM B35 (IM V15, (IM V35) PLAIN SHAFT WITHOUT FITTED KEY; BEARING: STANDARD WITH FIXED BEARING, VIBRATION SEVERITY GRADE: S/A, SHAFT AND FLANGE ACCURACY: R TERMINAL BOX (ABOVE) CABLE ENTRY ON THE RIGHT SIGNAL CONNECTION D-END | - | 0 | 0
1PH8133-1HF13-0CB1 |  | 1PH8133-1HF13-0CB1 | 1 | UN | 1 | 20 | D | D | N | N | 85015230 | 1 |  | 106 | KG | 3496.62 | 3496.62 | MC05 | MC05 | SIMOTICS M Compact induction motor 1500rpm, 15 kW 96Nm, 34A, 342V 1750rpm, 17.5kW 96Nm, 34A, 392V 2000rpm, 20 kW 96Nm, 34A, 445V forced ventilation; direction of air flow NDE--> DE; Degree of protection IP55 Incremental encoder HTL 1024 S/R (encoder HTL1024S/R) With temperature sensor KTY 84-130 Design IM B35 (IM V15, (IM V35) PLAIN SHAFT WITHOUT FITTED KEY; BEARING: STANDARD WITH FIXED BEARING, VIBRATION SEVERITY GRADE: S/A, SHAFT AND FLANGE ACCURACY: R TERMINAL BOX (ABOVE) CABLE ENTRY ON THE LEFT SIGNAL CONNECTION D-END | - | 0 | 0
1PH8133-1HF13-0CC1 |  | 1PH8133-1HF13-0CC1 | 1 | UN | 1 | 20 | D | D | N | N | 85015230 | 1 |  | 106 | KG | 3496.62 | 3496.62 | MC05 | MC05 | SIMOTICS M Compact induction motor 1500rpm, 15 kW 96Nm, 34A, 342V 1750rpm, 17.5kW 96Nm, 34A, 392V 2000rpm, 20 kW 96Nm, 34A, 445V forced ventilation; direction of air flow NDE--> DE; Degree of protection IP55 Incremental encoder HTL 1024 S/R (encoder HTL1024S/R) With temperature sensor KTY 84-130 Design IM B35 (IM V15, (IM V35) PLAIN SHAFT WITHOUT FITTED KEY; BEARING: STANDARD WITH FIXED BEARING, VIBRATION SEVERITY GRADE: S/A, SHAFT AND FLANGE ACCURACY: R TERMINAL BOX (ABOVE) CABLE ENTRY ON THE ND-END SIGNAL CONNECTION LEFT | - | 0 | 0
1PH8133-1HF13-1BA1 |  | 1PH8133-1HF13-1BA1 | 1 | UN | 1 | 20 | D | D | N | N | 85015230 | 1 |  | 106 | KG | 3366.6 | 3366.6 | MC05 | MC05 | SIMOTICS M Compact induction motor 1500rpm, 15 kW 96Nm, 34A, 342V 1750rpm, 17.5kW 96Nm, 34A, 392V 2000rpm, 20 kW 96Nm, 34A, 445V forced ventilation; direction of air flow NDE--> DE; Degree of protection IP55 Incremental encoder HTL 1024 S/R (encoder HTL1024S/R) With temperature sensor KTY 84-130 Design IM B35 (IM V15, (IM V35) SHAFT WITH FITTED KEY FULL-KEY BALANCING BEARING: STANDARD WITH FIXED BEARING, VIBRATION SEVERITY GRADE: R/A, FLANGE ACCURACY: R TERMINAL BOX (ABOVE) CABLE ENTRY ON THE RIGHT SIGNAL CONNECTION D-END | - | 0 | 0
1PH8133-1HF13-1CA1 |  | 1PH8133-1HF13-1CA1 | 1 | UN | 1 | 20 | D | D | N | N | 85015230 | 1 |  | 106 | KG | 3496.62 | 3496.62 | MC05 | MC05 | SIMOTICS M Compact induction motor 1500rpm, 15 kW 96Nm, 34A, 342V 1750rpm, 17.5kW 96Nm, 34A, 392V 2000rpm, 20 kW 96Nm, 34A, 445V forced ventilation; direction of air flow NDE--> DE; Degree of protection IP55 Incremental encoder HTL 1024 S/R (encoder HTL1024S/R) With temperature sensor KTY 84-130 Design IM B35 (IM V15, (IM V35) SHAFT WITH FITTED KEY FULL-KEY BALANCING BEARING: STANDARD WITH FIXED BEARING, VIBRATION SEVERITY GRADE: S/A, SHAFT AND FLANGE ACCURACY: R TERMINAL BOX (ABOVE) CABLE ENTRY ON THE RIGHT SIGNAL CONNECTION D-END | - | 0 | 0
1PH8133-1HF13-2BA1 |  | 1PH8133-1HF13-2BA1 | 1 | UN | 1 | 20 | D | D | N | N | 85015230 | 1 |  | 106 | KG | 3366.6 | 3366.6 | MC05 | MC05 | SIMOTICS M Compact induction motor 1500rpm, 15 kW 96Nm, 34A, 342V 1750rpm, 17.5kW 96Nm, 34A, 392V 2000rpm, 20 kW 96Nm, 34A, 445V forced ventilation; direction of air flow NDE--> DE; Degree of protection IP55 Incremental encoder HTL 1024 S/R (encoder HTL1024S/R) With temperature sensor KTY 84-130 Design IM B35 (IM V15, (IM V35) SHAFT WITH FITTED KEY HALF-KEY BALANCING BEARING: STANDARD WITH FIXED BEARING, VIBRATION SEVERITY GRADE: R/A, FLANGE ACCURACY: R TERMINAL BOX (ABOVE) CABLE ENTRY ON THE RIGHT SIGNAL CONNECTION D-END | - | 0 | 0
1PH8133-1HF13-2BB1 |  | 1PH8133-1HF13-2BB1 | 1 | UN | 1 | 20 | D | D | N | N | 85015230 | 1 |  | 106 | KG | 3366.6 | 3366.6 | MC05 | MC05 | SIMOTICS M Compact induction motor 1500rpm, 15 kW 96Nm, 34A, 342V 1750rpm, 17.5kW 96Nm, 34A, 392V 2000rpm, 20 kW 96Nm, 34A, 445V forced ventilation; direction of air flow NDE--> DE; Degree of protection IP55 Incremental encoder HTL 1024 S/R (encoder HTL1024S/R) With temperature sensor KTY 84-130 Design IM B35 (IM V15, (IM V35) SHAFT WITH FITTED KEY HALF-KEY BALANCING BEARING: STANDARD WITH FIXED BEARING, VIBRATION SEVERITY GRADE: R/A, FLANGE ACCURACY: R TERMINAL BOX (ABOVE) CABLE ENTRY ON THE LEFT SIGNAL CONNECTION D-END | - | 0 | 0
1PH8133-1HF13-2BC1 |  | 1PH8133-1HF13-2BC1 | 1 | UN | 1 | 20 | D | D | N | N | 85015230 | 1 |  | 106 | KG | 3366.6 | 3366.6 | MC05 | MC05 | SIMOTICS M Compact induction motor 1500rpm, 15 kW 96Nm, 34A, 342V 1750rpm, 17.5kW 96Nm, 34A, 392V 2000rpm, 20 kW 96Nm, 34A, 445V forced ventilation; direction of air flow NDE--> DE; Degree of protection IP55 Incremental encoder HTL 1024 S/R (encoder HTL1024S/R) With temperature sensor KTY 84-130 Design IM B35 (IM V15, (IM V35) SHAFT WITH FITTED KEY HALF-KEY BALANCING BEARING: STANDARD WITH FIXED BEARING, VIBRATION SEVERITY GRADE: R/A, FLANGE ACCURACY: R TERMINAL BOX (ABOVE) CABLE ENTRY ON THE ND-END SIGNAL CONNECTION LEFT | - | 0 | 0
1PH8133-1HF13-2CA1 |  | 1PH8133-1HF13-2CA1 | 1 | UN | 1 | 20 | D | D | N | N | 85015230 | 1 |  | 106 | KG | 3496.62 | 3496.62 | MC05 | MC05 | SIMOTICS M Compact induction motor 1500rpm, 15 kW 96Nm, 34A, 342V 1750rpm, 17.5kW 96Nm, 34A, 392V 2000rpm, 20 kW 96Nm, 34A, 445V forced ventilation; direction of air flow NDE--> DE; Degree of protection IP55 Incremental encoder HTL 1024 S/R (encoder HTL1024S/R) With temperature sensor KTY 84-130 Design IM B35 (IM V15, (IM V35) SHAFT WITH FITTED KEY HALF-KEY BALANCING BEARING: STANDARD WITH FIXED BEARING, VIBRATION SEVERITY GRADE: S/A, SHAFT AND FLANGE ACCURACY: R TERMINAL BOX (ABOVE) CABLE ENTRY ON THE RIGHT SIGNAL CONNECTION D-END | - | 0 | 0
1PH8133-1HF13-2CB1 |  | 1PH8133-1HF13-2CB1 | 1 | UN | 1 | 20 | D | D | N | N | 85015230 | 1 |  | 106 | KG | 3496.62 | 3496.62 | MC05 | MC05 | SIMOTICS M Compact induction motor 1500rpm, 15 kW 96Nm, 34A, 342V 1750rpm, 17.5kW 96Nm, 34A, 392V 2000rpm, 20 kW 96Nm, 34A, 445V forced ventilation; direction of air flow NDE--> DE; Degree of protection IP55 Incremental encoder HTL 1024 S/R (encoder HTL1024S/R) With temperature sensor KTY 84-130 Design IM B35 (IM V15, (IM V35) SHAFT WITH FITTED KEY HALF-KEY BALANCING BEARING: STANDARD WITH FIXED BEARING, VIBRATION SEVERITY GRADE: S/A, SHAFT AND FLANGE ACCURACY: R TERMINAL BOX (ABOVE) CABLE ENTRY ON THE LEFT SIGNAL CONNECTION D-END | - | 0 | 0
1PH8133-1HF13-2CC1 |  | 1PH8133-1HF13-2CC1 | 1 | UN | 1 | 20 | D | D | N | N | 85015230 | 1 |  | 106 | KG | 3496.62 | 3496.62 | MC05 | MC05 | SIMOTICS M Compact induction motor 1500rpm, 15 kW 96Nm, 34A, 342V 1750rpm, 17.5kW 96Nm, 34A, 392V 2000rpm, 20 kW 96Nm, 34A, 445V forced ventilation; direction of air flow NDE--> DE; Degree of protection IP55 Incremental encoder HTL 1024 S/R (encoder HTL1024S/R) With temperature sensor KTY 84-130 Design IM B35 (IM V15, (IM V35) SHAFT WITH FITTED KEY HALF-KEY BALANCING BEARING: STANDARD WITH FIXED BEARING, VIBRATION SEVERITY GRADE: S/A, SHAFT AND FLANGE ACCURACY: R TERMINAL BOX (ABOVE) CABLE ENTRY ON THE ND-END SIGNAL CONNECTION LEFT | - | 0 | 0
1PH8133-1HF13-2GA1-Z | M39 | 1PH8133-1HF13-2GA1-ZM39 | 1 | UN | 1 | 20 | D | D | N | N | 85015230 | 1 |  | 106 | KG | 4268.26 | 4268.26 | MC05 | MC05 | SIMOTICS M Compact induction motor 1500rpm, 15 kW 96Nm, 34A, 342V 1750rpm, 17.5kW 96Nm, 34A, 392V 2000rpm, 20 kW 96Nm, 34A, 445V forced ventilation; direction of air flow NDE--> DE; Degree of protection IP55 Incremental encoder HTL 1024 S/R (encoder HTL1024S/R) With temperature sensor KTY 84-130 Design IM B35 (IM V15, (IM V35) SHAFT WITH FITTED KEY HALF-KEY BALANCING BEARING: STANDARD, VIBRATION SEVERITY GRADE: R/A, SHAFT AND FLANGE ACCURACY: R TERMINAL BOX (ABOVE) CABLE ENTRY ON THE RIGHT SIGNAL CONNECTION D-END M39: FOR USE IN HAZARDOUS AREA EX-ZONE 22 CABLE ROUTING ABOVE SIGNAL CONNECTION D-END | - | 0 | 0
1PH8133-1HF20-0BA1 |  | 1PH8133-1HF20-0BA1 | 1 | UN | 1 | 20 | D | D | N | N | 85015230 | 1 |  | 123 | KG | 3542.68 | 3542.68 | MC05 | MC05 | SIMOTICS M Compact induction motor 1500rpm, 17kW, 108Nm, 38A, 345V 1750rpm, 19.5kW, 106Nm, 38A, 40 2000rpm, 22.5kW, 107Nm, 38A, 45 water cooling Degree of protection IP65 Incremental encoder HTL 1024 S/R (encoder HTL1024S/R) With temperature sensor KTY 84-130 DESIGN IM B3 (IM V5, IM V6) PLAIN SHAFT WITHOUT FITTED KEY; BEARING: STANDARD WITH FIXED BEARING, VIBRATION SEVERITY GRADE: R/A, FLANGE ACCURACY: R TERMINAL BOX (ABOVE) CABLE ENTRY ON THE RIGHT SIGNAL CONNECTION D-END | - | 0 | 0
1PH8133-1HF20-0BB1 |  | 1PH8133-1HF20-0BB1 | 1 | UN | 1 | 20 | D | D | N | N | 85015230 | 1 |  | 123 | KG | 3542.68 | 3542.68 | MC05 | MC05 | SIMOTICS M Compact induction motor 1500rpm, 17kW, 108Nm, 38A, 345V 1750rpm, 19.5kW, 106Nm, 38A, 40 2000rpm, 22.5kW, 107Nm, 38A, 45 water cooling Degree of protection IP65 Incremental encoder HTL 1024 S/R (encoder HTL1024S/R) With temperature sensor KTY 84-130 DESIGN IM B3 (IM V5, IM V6) PLAIN SHAFT WITHOUT FITTED KEY; BEARING: STANDARD WITH FIXED BEARING, VIBRATION SEVERITY GRADE: R/A, FLANGE ACCURACY: R TERMINAL BOX (ABOVE) CABLE ENTRY ON THE LEFT SIGNAL CONNECTION D-END | - | 0 | 0
1PH8133-1HF20-0BC1 |  | 1PH8133-1HF20-0BC1 | 1 | UN | 1 | 20 | D | D | N | N | 85015230 | 1 |  | 123 | KG | 3542.68 | 3542.68 | MC05 | MC05 | SIMOTICS M Compact induction motor 1500rpm, 17kW, 108Nm, 38A, 345V 1750rpm, 19.5kW, 106Nm, 38A, 40 2000rpm, 22.5kW, 107Nm, 38A, 45 water cooling Degree of protection IP65 Incremental encoder HTL 1024 S/R (encoder HTL1024S/R) With temperature sensor KTY 84-130 DESIGN IM B3 (IM V5, IM V6) PLAIN SHAFT WITHOUT FITTED KEY; BEARING: STANDARD WITH FIXED BEARING, VIBRATION SEVERITY GRADE: R/A, FLANGE ACCURACY: R TERMINAL BOX (ABOVE) CABLE ENTRY ON THE ND-END SIGNAL CONNECTION LEFT | - | 0 | 0
1PH8133-1HF20-0CA1 |  | 1PH8133-1HF20-0CA1 | 1 | UN | 1 | 20 | D | D | N | N | 85015230 | 1 |  | 123 | KG | 3672.7 | 3672.7 | MC05 | MC05 | SIMOTICS M Compact induction motor 1500rpm, 17kW, 108Nm, 38A, 345V 1750rpm, 19.5kW, 106Nm, 38A, 40 2000rpm, 22.5kW, 107Nm, 38A, 45 water cooling Degree of protection IP65 Incremental encoder HTL 1024 S/R (encoder HTL1024S/R) With temperature sensor KTY 84-130 DESIGN IM B3 (IM V5, IM V6) PLAIN SHAFT WITHOUT FITTED KEY; BEARING: STANDARD WITH FIXED BEARING, VIBRATION SEVERITY GRADE: S/A, SHAFT AND FLANGE ACCURACY: R TERMINAL BOX (ABOVE) CABLE ENTRY ON THE RIGHT SIGNAL CONNECTION D-END | - | 0 | 0
1PH8133-1HF20-0CB1 |  | 1PH8133-1HF20-0CB1 | 1 | UN | 1 | 20 | D | D | N | N | 85015230 | 1 |  | 123 | KG | 3672.7 | 3672.7 | MC05 | MC05 | SIMOTICS M Compact induction motor 1500rpm, 17kW, 108Nm, 38A, 345V 1750rpm, 19.5kW, 106Nm, 38A, 40 2000rpm, 22.5kW, 107Nm, 38A, 45 water cooling Degree of protection IP65 Incremental encoder HTL 1024 S/R (encoder HTL1024S/R) With temperature sensor KTY 84-130 DESIGN IM B3 (IM V5, IM V6) PLAIN SHAFT WITHOUT FITTED KEY; BEARING: STANDARD WITH FIXED BEARING, VIBRATION SEVERITY GRADE: S/A, SHAFT AND FLANGE ACCURACY: R TERMINAL BOX (ABOVE) CABLE ENTRY ON THE LEFT SIGNAL CONNECTION D-END | - | 0 | 0
1PH8133-1HF20-0CC1 |  | 1PH8133-1HF20-0CC1 | 1 | UN | 1 | 20 | D | D | N | N | 85015230 | 1 |  | 123 | KG | 3672.7 | 3672.7 | MC05 | MC05 | SIMOTICS M Compact induction motor 1500rpm, 17kW, 108Nm, 38A, 345V 1750rpm, 19.5kW, 106Nm, 38A, 40 2000rpm, 22.5kW, 107Nm, 38A, 45 water cooling Degree of protection IP65 Incremental encoder HTL 1024 S/R (encoder HTL1024S/R) With temperature sensor KTY 84-130 DESIGN IM B3 (IM V5, IM V6) PLAIN SHAFT WITHOUT FITTED KEY; BEARING: STANDARD WITH FIXED BEARING, VIBRATION SEVERITY GRADE: S/A, SHAFT AND FLANGE ACCURACY: R TERMINAL BOX (ABOVE) CABLE ENTRY ON THE ND-END SIGNAL CONNECTION LEFT | - | 0 | 0
1PH8133-1HF20-2BA1 |  | 1PH8133-1HF20-2BA1 | 1 | UN | 1 | 20 | D | D | N | N | 85015230 | 1 |  | 123 | KG | 3542.68 | 3542.68 | MC05 | MC05 | SIMOTICS M Compact induction motor 1500rpm, 17kW, 108Nm, 38A, 345V 1750rpm, 19.5kW, 106Nm, 38A, 40 2000rpm, 22.5kW, 107Nm, 38A, 45 water cooling Degree of protection IP65 Incremental encoder HTL 1024 S/R (encoder HTL1024S/R) With temperature sensor KTY 84-130 DESIGN IM B3 (IM V5, IM V6) SHAFT WITH FITTED KEY HALF-KEY BALANCING BEARING: STANDARD WITH FIXED BEARING, VIBRATION SEVERITY GRADE: R/A, FLANGE ACCURACY: R TERMINAL BOX (ABOVE) CABLE ENTRY ON THE RIGHT SIGNAL CONNECTION D-END | - | 0 | 0
1PH8133-1HF20-2BB1 |  | 1PH8133-1HF20-2BB1 | 1 | UN | 1 | 20 | D | D | N | N | 85015230 | 1 |  | 123 | KG | 3542.68 | 3542.68 | MC05 | MC05 | SIMOTICS M Compact induction motor 1500rpm, 17kW, 108Nm, 38A, 345V 1750rpm, 19.5kW, 106Nm, 38A, 40 2000rpm, 22.5kW, 107Nm, 38A, 45 water cooling Degree of protection IP65 Incremental encoder HTL 1024 S/R (encoder HTL1024S/R) With temperature sensor KTY 84-130 DESIGN IM B3 (IM V5, IM V6) SHAFT WITH FITTED KEY HALF-KEY BALANCING BEARING: STANDARD WITH FIXED BEARING, VIBRATION SEVERITY GRADE: R/A, FLANGE ACCURACY: R TERMINAL BOX (ABOVE) CABLE ENTRY ON THE LEFT SIGNAL CONNECTION D-END | - | 0 | 0
1PH8133-1HF20-2BC1 |  | 1PH8133-1HF20-2BC1 | 1 | UN | 1 | 20 | D | D | N | N | 85015230 | 1 |  | 123 | KG | 3542.68 | 3542.68 | MC05 | MC05 | SIMOTICS M Compact induction motor 1500rpm, 17kW, 108Nm, 38A, 345V 1750rpm, 19.5kW, 106Nm, 38A, 40 2000rpm, 22.5kW, 107Nm, 38A, 45 water cooling Degree of protection IP65 Incremental encoder HTL 1024 S/R (encoder HTL1024S/R) With temperature sensor KTY 84-130 DESIGN IM B3 (IM V5, IM V6) SHAFT WITH FITTED KEY HALF-KEY BALANCING BEARING: STANDARD WITH FIXED BEARING, VIBRATION SEVERITY GRADE: R/A, FLANGE ACCURACY: R TERMINAL BOX (ABOVE) CABLE ENTRY ON THE ND-END SIGNAL CONNECTION LEFT | - | 0 | 0
1PH8133-1HF20-2CA1 |  | 1PH8133-1HF20-2CA1 | 1 | UN | 1 | 20 | D | D | N | N | 85015230 | 1 |  | 123 | KG | 3672.7 | 3672.7 | MC05 | MC05 | SIMOTICS M Compact induction motor 1500rpm, 17kW, 108Nm, 38A, 345V 1750rpm, 19.5kW, 106Nm, 38A, 40 2000rpm, 22.5kW, 107Nm, 38A, 45 water cooling Degree of protection IP65 Incremental encoder HTL 1024 S/R (encoder HTL1024S/R) With temperature sensor KTY 84-130 DESIGN IM B3 (IM V5, IM V6) SHAFT WITH FITTED KEY HALF-KEY BALANCING BEARING: STANDARD WITH FIXED BEARING, VIBRATION SEVERITY GRADE: S/A, SHAFT AND FLANGE ACCURACY: R TERMINAL BOX (ABOVE) CABLE ENTRY ON THE RIGHT SIGNAL CONNECTION D-END | - | 0 | 0
1PH8133-1HF20-2CB1 |  | 1PH8133-1HF20-2CB1 | 1 | UN | 1 | 20 | D | D | N | N | 85015230 | 1 |  | 123 | KG | 3672.7 | 3672.7 | MC05 | MC05 | SIMOTICS M Compact induction motor 1500rpm, 17kW, 108Nm, 38A, 345V 1750rpm, 19.5kW, 106Nm, 38A, 40 2000rpm, 22.5kW, 107Nm, 38A, 45 water cooling Degree of protection IP65 Incremental encoder HTL 1024 S/R (encoder HTL1024S/R) With temperature sensor KTY 84-130 DESIGN IM B3 (IM V5, IM V6) SHAFT WITH FITTED KEY HALF-KEY BALANCING BEARING: STANDARD WITH FIXED BEARING, VIBRATION SEVERITY GRADE: S/A, SHAFT AND FLANGE ACCURACY: R TERMINAL BOX (ABOVE) CABLE ENTRY ON THE LEFT SIGNAL CONNECTION D-END | - | 0 | 0
1PH8133-1HF20-2CC1 |  | 1PH8133-1HF20-2CC1 | 1 | UN | 1 | 20 | D | D | N | N | 85015230 | 1 |  | 123 | KG | 3672.7 | 3672.7 | MC05 | MC05 | SIMOTICS M Compact induction motor 1500rpm, 17kW, 108Nm, 38A, 345V 1750rpm, 19.5kW, 106Nm, 38A, 40 2000rpm, 22.5kW, 107Nm, 38A, 45 water cooling Degree of protection IP65 Incremental encoder HTL 1024 S/R (encoder HTL1024S/R) With temperature sensor KTY 84-130 DESIGN IM B3 (IM V5, IM V6) SHAFT WITH FITTED KEY HALF-KEY BALANCING BEARING: STANDARD WITH FIXED BEARING, VIBRATION SEVERITY GRADE: S/A, SHAFT AND FLANGE ACCURACY: R TERMINAL BOX (ABOVE) CABLE ENTRY ON THE ND-END SIGNAL CONNECTION LEFT | - | 0 | 0
1PH8133-1HF22-0BA1 |  | 1PH8133-1HF22-0BA1 | 1 | UN | 1 | 20 | D | D | N | N | 85015230 | 1 |  | 123 | KG | 3701.63 | 3701.63 | MC05 | MC05 | SIMOTICS M Compact induction motor 1500rpm, 17kW, 108Nm, 38A, 345V 1750rpm, 19.5kW, 106Nm, 38A, 40 2000rpm, 22.5kW, 107Nm, 38A, 45 water cooling Degree of protection IP65 Incremental encoder HTL 1024 S/R (encoder HTL1024S/R) With temperature sensor KTY 84-130 DESIGN IM B5 (IMV 1,IM V3) PLAIN SHAFT WITHOUT FITTED KEY; BEARING: STANDARD WITH FIXED BEARING, VIBRATION SEVERITY GRADE: R/A, FLANGE ACCURACY: R TERMINAL BOX (ABOVE) CABLE ENTRY ON THE RIGHT SIGNAL CONNECTION D-END | - | 0 | 0
1PH8133-1HF22-0BB1 |  | 1PH8133-1HF22-0BB1 | 1 | UN | 1 | 20 | D | D | N | N | 85015230 | 1 |  | 123 | KG | 3701.63 | 3701.63 | MC05 | MC05 | SIMOTICS M Compact induction motor 1500rpm, 17kW, 108Nm, 38A, 345V 1750rpm, 19.5kW, 106Nm, 38A, 40 2000rpm, 22.5kW, 107Nm, 38A, 45 water cooling Degree of protection IP65 Incremental encoder HTL 1024 S/R (encoder HTL1024S/R) With temperature sensor KTY 84-130 DESIGN IM B5 (IMV 1,IM V3) PLAIN SHAFT WITHOUT FITTED KEY; BEARING: STANDARD WITH FIXED BEARING, VIBRATION SEVERITY GRADE: R/A, FLANGE ACCURACY: R TERMINAL BOX (ABOVE) CABLE ENTRY ON THE LEFT SIGNAL CONNECTION D-END | - | 0 | 0
1PH8133-1HF22-0BC1 |  | 1PH8133-1HF22-0BC1 | 1 | UN | 1 | 20 | D | D | N | N | 85015230 | 1 |  | 123 | KG | 3701.63 | 3701.63 | MC05 | MC05 | SIMOTICS M Compact induction motor 1500rpm, 17kW, 108Nm, 38A, 345V 1750rpm, 19.5kW, 106Nm, 38A, 40 2000rpm, 22.5kW, 107Nm, 38A, 45 water cooling Degree of protection IP65 Incremental encoder HTL 1024 S/R (encoder HTL1024S/R) With temperature sensor KTY 84-130 DESIGN IM B5 (IMV 1,IM V3) PLAIN SHAFT WITHOUT FITTED KEY; BEARING: STANDARD WITH FIXED BEARING, VIBRATION SEVERITY GRADE: R/A, FLANGE ACCURACY: R TERMINAL BOX (ABOVE) CABLE ENTRY ON THE ND-END SIGNAL CONNECTION LEFT | - | 0 | 0
1PH8133-1HF22-0CA1 |  | 1PH8133-1HF22-0CA1 | 1 | UN | 1 | 20 | D | D | N | N | 85015230 | 1 |  | 123 | KG | 3831.65 | 3831.65 | MC05 | MC05 | SIMOTICS M Compact induction motor 1500rpm, 17kW, 108Nm, 38A, 345V 1750rpm, 19.5kW, 106Nm, 38A, 40 2000rpm, 22.5kW, 107Nm, 38A, 45 water cooling Degree of protection IP65 Incremental encoder HTL 1024 S/R (encoder HTL1024S/R) With temperature sensor KTY 84-130 DESIGN IM B5 (IMV 1,IM V3) PLAIN SHAFT WITHOUT FITTED KEY; BEARING: STANDARD WITH FIXED BEARING, VIBRATION SEVERITY GRADE: S/A, SHAFT AND FLANGE ACCURACY: R TERMINAL BOX (ABOVE) CABLE ENTRY ON THE RIGHT SIGNAL CONNECTION D-END | - | 0 | 0
1PH8133-1HF22-0CB1 |  | 1PH8133-1HF22-0CB1 | 1 | UN | 1 | 20 | D | D | N | N | 85015230 | 1 |  | 123 | KG | 3831.65 | 3831.65 | MC05 | MC05 | SIMOTICS M Compact induction motor 1500rpm, 17kW, 108Nm, 38A, 345V 1750rpm, 19.5kW, 106Nm, 38A, 40 2000rpm, 22.5kW, 107Nm, 38A, 45 water cooling Degree of protection IP65 Incremental encoder HTL 1024 S/R (encoder HTL1024S/R) With temperature sensor KTY 84-130 DESIGN IM B5 (IMV 1,IM V3) PLAIN SHAFT WITHOUT FITTED KEY; BEARING: STANDARD WITH FIXED BEARING, VIBRATION SEVERITY GRADE: S/A, SHAFT AND FLANGE ACCURACY: R TERMINAL BOX (ABOVE) CABLE ENTRY ON THE LEFT SIGNAL CONNECTION D-END | - | 0 | 0
1PH8133-1HF22-0CC1 |  | 1PH8133-1HF22-0CC1 | 1 | UN | 1 | 20 | D | D | N | N | 85015230 | 1 |  | 123 | KG | 3831.65 | 3831.65 | MC05 | MC05 | SIMOTICS M Compact induction motor 1500rpm, 17kW, 108Nm, 38A, 345V 1750rpm, 19.5kW, 106Nm, 38A, 40 2000rpm, 22.5kW, 107Nm, 38A, 45 water cooling Degree of protection IP65 Incremental encoder HTL 1024 S/R (encoder HTL1024S/R) With temperature sensor KTY 84-130 DESIGN IM B5 (IMV 1,IM V3) PLAIN SHAFT WITHOUT FITTED KEY; BEARING: STANDARD WITH FIXED BEARING, VIBRATION SEVERITY GRADE: S/A, SHAFT AND FLANGE ACCURACY: R TERMINAL BOX (ABOVE) CABLE ENTRY ON THE ND-END SIGNAL CONNECTION LEFT | - | 0 | 0
1PH8133-1HF22-2BA1 |  | 1PH8133-1HF22-2BA1 | 1 | UN | 1 | 20 | D | D | N | N | 85015230 | 1 |  | 123 | KG | 3701.63 | 3701.63 | MC05 | MC05 | SIMOTICS M Compact induction motor 1500rpm, 17kW, 108Nm, 38A, 345V 1750rpm, 19.5kW, 106Nm, 38A, 40 2000rpm, 22.5kW, 107Nm, 38A, 45 water cooling Degree of protection IP65 Incremental encoder HTL 1024 S/R (encoder HTL1024S/R) With temperature sensor KTY 84-130 DESIGN IM B5 (IMV 1,IM V3) SHAFT WITH FITTED KEY HALF-KEY BALANCING BEARING: STANDARD WITH FIXED BEARING, VIBRATION SEVERITY GRADE: R/A, FLANGE ACCURACY: R TERMINAL BOX (ABOVE) CABLE ENTRY ON THE RIGHT SIGNAL CONNECTION D-END | - | 0 | 0
1PH8133-1HF22-2BB1 |  | 1PH8133-1HF22-2BB1 | 1 | UN | 1 | 20 | D | D | N | N | 85015230 | 1 |  | 123 | KG | 3701.63 | 3701.63 | MC05 | MC05 | SIMOTICS M Compact induction motor 1500rpm, 17kW, 108Nm, 38A, 345V 1750rpm, 19.5kW, 106Nm, 38A, 40 2000rpm, 22.5kW, 107Nm, 38A, 45 water cooling Degree of protection IP65 Incremental encoder HTL 1024 S/R (encoder HTL1024S/R) With temperature sensor KTY 84-130 DESIGN IM B5 (IMV 1,IM V3) SHAFT WITH FITTED KEY HALF-KEY BALANCING BEARING: STANDARD WITH FIXED BEARING, VIBRATION SEVERITY GRADE: R/A, FLANGE ACCURACY: R TERMINAL BOX (ABOVE) CABLE ENTRY ON THE LEFT SIGNAL CONNECTION D-END | - | 0 | 0
1PH8133-1HF22-2BC1 |  | 1PH8133-1HF22-2BC1 | 1 | UN | 1 | 20 | D | D | N | N | 85015230 | 1 |  | 123 | KG | 3701.63 | 3701.63 | MC05 | MC05 | SIMOTICS M Compact induction motor 1500rpm, 17kW, 108Nm, 38A, 345V 1750rpm, 19.5kW, 106Nm, 38A, 40 2000rpm, 22.5kW, 107Nm, 38A, 45 water cooling Degree of protection IP65 Incremental encoder HTL 1024 S/R (encoder HTL1024S/R) With temperature sensor KTY 84-130 DESIGN IM B5 (IMV 1,IM V3) SHAFT WITH FITTED KEY HALF-KEY BALANCING BEARING: STANDARD WITH FIXED BEARING, VIBRATION SEVERITY GRADE: R/A, FLANGE ACCURACY: R TERMINAL BOX (ABOVE) CABLE ENTRY ON THE ND-END SIGNAL CONNECTION LEFT | - | 0 | 0
1PH8133-1HF22-2CA1 |  | 1PH8133-1HF22-2CA1 | 1 | UN | 1 | 20 | D | D | N | N | 85015230 | 1 |  | 123 | KG | 3831.65 | 3831.65 | MC05 | MC05 | SIMOTICS M Compact induction motor 1500rpm, 17kW, 108Nm, 38A, 345V 1750rpm, 19.5kW, 106Nm, 38A, 40 2000rpm, 22.5kW, 107Nm, 38A, 45 water cooling Degree of protection IP65 Incremental encoder HTL 1024 S/R (encoder HTL1024S/R) With temperature sensor KTY 84-130 DESIGN IM B5 (IMV 1,IM V3) SHAFT WITH FITTED KEY HALF-KEY BALANCING BEARING: STANDARD WITH FIXED BEARING, VIBRATION SEVERITY GRADE: S/A, SHAFT AND FLANGE ACCURACY: R TERMINAL BOX (ABOVE) CABLE ENTRY ON THE RIGHT SIGNAL CONNECTION D-END | - | 0 | 0
1PH8133-1HF22-2CB1 |  | 1PH8133-1HF22-2CB1 | 1 | UN | 1 | 20 | D | D | N | N | 85015230 | 1 |  | 123 | KG | 3831.65 | 3831.65 | MC05 | MC05 | SIMOTICS M Compact induction motor 1500rpm, 17kW, 108Nm, 38A, 345V 1750rpm, 19.5kW, 106Nm, 38A, 40 2000rpm, 22.5kW, 107Nm, 38A, 45 water cooling Degree of protection IP65 Incremental encoder HTL 1024 S/R (encoder HTL1024S/R) With temperature sensor KTY 84-130 DESIGN IM B5 (IMV 1,IM V3) SHAFT WITH FITTED KEY HALF-KEY BALANCING BEARING: STANDARD WITH FIXED BEARING, VIBRATION SEVERITY GRADE: S/A, SHAFT AND FLANGE ACCURACY: R TERMINAL BOX (ABOVE) CABLE ENTRY ON THE LEFT SIGNAL CONNECTION D-END | - | 0 | 0
1PH8133-1HF22-2CC1 |  | 1PH8133-1HF22-2CC1 | 1 | UN | 1 | 20 | D | D | N | N | 85015230 | 1 |  | 123 | KG | 3831.65 | 3831.65 | MC05 | MC05 | SIMOTICS M Compact induction motor 1500rpm, 17kW, 108Nm, 38A, 345V 1750rpm, 19.5kW, 106Nm, 38A, 40 2000rpm, 22.5kW, 107Nm, 38A, 45 water cooling Degree of protection IP65 Incremental encoder HTL 1024 S/R (encoder HTL1024S/R) With temperature sensor KTY 84-130 DESIGN IM B5 (IMV 1,IM V3) SHAFT WITH FITTED KEY HALF-KEY BALANCING BEARING: STANDARD WITH FIXED BEARING, VIBRATION SEVERITY GRADE: S/A, SHAFT AND FLANGE ACCURACY: R TERMINAL BOX (ABOVE) CABLE ENTRY ON THE ND-END SIGNAL CONNECTION LEFT | - | 0 | 0
1PH8133-1HF23-0BA1 |  | 1PH8133-1HF23-0BA1 | 1 | UN | 1 | 20 | D | D | N | N | 85015230 | 1 |  | 123 | KG | 3903.93 | 3903.93 | MC05 | MC05 | SIMOTICS M Compact induction motor 1500rpm, 17kW, 108Nm, 38A, 345V 1750rpm, 19.5kW, 106Nm, 38A, 40 2000rpm, 22.5kW, 107Nm, 38A, 45 water cooling Degree of protection IP65 Incremental encoder HTL 1024 S/R (encoder HTL1024S/R) With temperature sensor KTY 84-130 Design IM B35 (IM V15, (IM V35) PLAIN SHAFT WITHOUT FITTED KEY; BEARING: STANDARD WITH FIXED BEARING, VIBRATION SEVERITY GRADE: R/A, FLANGE ACCURACY: R TERMINAL BOX (ABOVE) CABLE ENTRY ON THE RIGHT SIGNAL CONNECTION D-END | - | 0 | 0
1PH8133-1HF23-0BB1 |  | 1PH8133-1HF23-0BB1 | 1 | UN | 1 | 20 | D | D | N | N | 85015230 | 1 |  | 123 | KG | 3903.93 | 3903.93 | MC05 | MC05 | SIMOTICS M Compact induction motor 1500rpm, 17kW, 108Nm, 38A, 345V 1750rpm, 19.5kW, 106Nm, 38A, 40 2000rpm, 22.5kW, 107Nm, 38A, 45 water cooling Degree of protection IP65 Incremental encoder HTL 1024 S/R (encoder HTL1024S/R) With temperature sensor KTY 84-130 Design IM B35 (IM V15, (IM V35) PLAIN SHAFT WITHOUT FITTED KEY; BEARING: STANDARD WITH FIXED BEARING, VIBRATION SEVERITY GRADE: R/A, FLANGE ACCURACY: R TERMINAL BOX (ABOVE) CABLE ENTRY ON THE LEFT SIGNAL CONNECTION D-END | - | 0 | 0
1PH8133-1HF23-0BC1 |  | 1PH8133-1HF23-0BC1 | 1 | UN | 1 | 20 | D | D | N | N | 85015230 | 1 |  | 123 | KG | 3903.93 | 3903.93 | MC05 | MC05 | SIMOTICS M Compact induction motor 1500rpm, 17kW, 108Nm, 38A, 345V 1750rpm, 19.5kW, 106Nm, 38A, 40 2000rpm, 22.5kW, 107Nm, 38A, 45 water cooling Degree of protection IP65 Incremental encoder HTL 1024 S/R (encoder HTL1024S/R) With temperature sensor KTY 84-130 Design IM B35 (IM V15, (IM V35) PLAIN SHAFT WITHOUT FITTED KEY; BEARING: STANDARD WITH FIXED BEARING, VIBRATION SEVERITY GRADE: R/A, FLANGE ACCURACY: R TERMINAL BOX (ABOVE) CABLE ENTRY ON THE ND-END SIGNAL CONNECTION LEFT | - | 0 | 0
1PH8133-1HF23-0CA1 |  | 1PH8133-1HF23-0CA1 | 1 | UN | 1 | 20 | D | D | N | N | 85015230 | 1 |  | 123 | KG | 4033.95 | 4033.95 | MC05 | MC05 | SIMOTICS M Compact induction motor 1500rpm, 17kW, 108Nm, 38A, 345V 1750rpm, 19.5kW, 106Nm, 38A, 40 2000rpm, 22.5kW, 107Nm, 38A, 45 water cooling Degree of protection IP65 Incremental encoder HTL 1024 S/R (encoder HTL1024S/R) With temperature sensor KTY 84-130 Design IM B35 (IM V15, (IM V35) PLAIN SHAFT WITHOUT FITTED KEY; BEARING: STANDARD WITH FIXED BEARING, VIBRATION SEVERITY GRADE: S/A, SHAFT AND FLANGE ACCURACY: R TERMINAL BOX (ABOVE) CABLE ENTRY ON THE RIGHT SIGNAL CONNECTION D-END | - | 0 | 0
1PH8133-1HF23-0CB1 |  | 1PH8133-1HF23-0CB1 | 1 | UN | 1 | 20 | D | D | N | N | 85015230 | 1 |  | 123 | KG | 4033.95 | 4033.95 | MC05 | MC05 | SIMOTICS M Compact induction motor 1500rpm, 17kW, 108Nm, 38A, 345V 1750rpm, 19.5kW, 106Nm, 38A, 40 2000rpm, 22.5kW, 107Nm, 38A, 45 water cooling Degree of protection IP65 Incremental encoder HTL 1024 S/R (encoder HTL1024S/R) With temperature sensor KTY 84-130 Design IM B35 (IM V15, (IM V35) PLAIN SHAFT WITHOUT FITTED KEY; BEARING: STANDARD WITH FIXED BEARING, VIBRATION SEVERITY GRADE: S/A, SHAFT AND FLANGE ACCURACY: R TERMINAL BOX (ABOVE) CABLE ENTRY ON THE LEFT SIGNAL CONNECTION D-END | - | 0 | 0
1PH8133-1HF23-0CC1 |  | 1PH8133-1HF23-0CC1 | 1 | UN | 1 | 20 | D | D | N | N | 85015230 | 1 |  | 123 | KG | 4033.95 | 4033.95 | MC05 | MC05 | SIMOTICS M Compact induction motor 1500rpm, 17kW, 108Nm, 38A, 345V 1750rpm, 19.5kW, 106Nm, 38A, 40 2000rpm, 22.5kW, 107Nm, 38A, 45 water cooling Degree of protection IP65 Incremental encoder HTL 1024 S/R (encoder HTL1024S/R) With temperature sensor KTY 84-130 Design IM B35 (IM V15, (IM V35) PLAIN SHAFT WITHOUT FITTED KEY; BEARING: STANDARD WITH FIXED BEARING, VIBRATION SEVERITY GRADE: S/A, SHAFT AND FLANGE ACCURACY: R TERMINAL BOX (ABOVE) CABLE ENTRY ON THE ND-END SIGNAL CONNECTION LEFT | - | 0 | 0
1PH8133-1HF23-2BA1 |  | 1PH8133-1HF23-2BA1 | 1 | UN | 1 | 20 | D | D | N | N | 85015230 | 1 |  | 123 | KG | 3903.93 | 3903.93 | MC05 | MC05 | SIMOTICS M Compact induction motor 1500rpm, 17kW, 108Nm, 38A, 345V 1750rpm, 19.5kW, 106Nm, 38A, 40 2000rpm, 22.5kW, 107Nm, 38A, 45 water cooling Degree of protection IP65 Incremental encoder HTL 1024 S/R (encoder HTL1024S/R) With temperature sensor KTY 84-130 Design IM B35 (IM V15, (IM V35) SHAFT WITH FITTED KEY HALF-KEY BALANCING BEARING: STANDARD WITH FIXED BEARING, VIBRATION SEVERITY GRADE: R/A, FLANGE ACCURACY: R TERMINAL BOX (ABOVE) CABLE ENTRY ON THE RIGHT SIGNAL CONNECTION D-END | - | 0 | 0
1PH8133-1HF23-2BB1 |  | 1PH8133-1HF23-2BB1 | 1 | UN | 1 | 20 | D | D | N | N | 85015230 | 1 |  | 123 | KG | 3903.93 | 3903.93 | MC05 | MC05 | SIMOTICS M Compact induction motor 1500rpm, 17kW, 108Nm, 38A, 345V 1750rpm, 19.5kW, 106Nm, 38A, 40 2000rpm, 22.5kW, 107Nm, 38A, 45 water cooling Degree of protection IP65 Incremental encoder HTL 1024 S/R (encoder HTL1024S/R) With temperature sensor KTY 84-130 Design IM B35 (IM V15, (IM V35) SHAFT WITH FITTED KEY HALF-KEY BALANCING BEARING: STANDARD WITH FIXED BEARING, VIBRATION SEVERITY GRADE: R/A, FLANGE ACCURACY: R TERMINAL BOX (ABOVE) CABLE ENTRY ON THE LEFT SIGNAL CONNECTION D-END | - | 0 | 0
1PH8133-1HF23-2BC1 |  | 1PH8133-1HF23-2BC1 | 1 | UN | 1 | 20 | D | D | N | N | 85015230 | 1 |  | 123 | KG | 3903.93 | 3903.93 | MC05 | MC05 | SIMOTICS M Compact induction motor 1500rpm, 17kW, 108Nm, 38A, 345V 1750rpm, 19.5kW, 106Nm, 38A, 40 2000rpm, 22.5kW, 107Nm, 38A, 45 water cooling Degree of protection IP65 Incremental encoder HTL 1024 S/R (encoder HTL1024S/R) With temperature sensor KTY 84-130 Design IM B35 (IM V15, (IM V35) SHAFT WITH FITTED KEY HALF-KEY BALANCING BEARING: STANDARD WITH FIXED BEARING, VIBRATION SEVERITY GRADE: R/A, FLANGE ACCURACY: R TERMINAL BOX (ABOVE) CABLE ENTRY ON THE ND-END SIGNAL CONNECTION LEFT | - | 0 | 0
1PH8133-1HF23-2CA1 |  | 1PH8133-1HF23-2CA1 | 1 | UN | 1 | 20 | D | D | N | N | 85015230 | 1 |  | 123 | KG | 4033.95 | 4033.95 | MC05 | MC05 | SIMOTICS M Compact induction motor 1500rpm, 17kW, 108Nm, 38A, 345V 1750rpm, 19.5kW, 106Nm, 38A, 40 2000rpm, 22.5kW, 107Nm, 38A, 45 water cooling Degree of protection IP65 Incremental encoder HTL 1024 S/R (encoder HTL1024S/R) With temperature sensor KTY 84-130 Design IM B35 (IM V15, (IM V35) SHAFT WITH FITTED KEY HALF-KEY BALANCING BEARING: STANDARD WITH FIXED BEARING, VIBRATION SEVERITY GRADE: S/A, SHAFT AND FLANGE ACCURACY: R TERMINAL BOX (ABOVE) CABLE ENTRY ON THE RIGHT SIGNAL CONNECTION D-END | - | 0 | 0
1PH8133-1HF23-2CB1 |  | 1PH8133-1HF23-2CB1 | 1 | UN | 1 | 20 | D | D | N | N | 85015230 | 1 |  | 123 | KG | 4033.95 | 4033.95 | MC05 | MC05 | SIMOTICS M Compact induction motor 1500rpm, 17kW, 108Nm, 38A, 345V 1750rpm, 19.5kW, 106Nm, 38A, 40 2000rpm, 22.5kW, 107Nm, 38A, 45 water cooling Degree of protection IP65 Incremental encoder HTL 1024 S/R (encoder HTL1024S/R) With temperature sensor KTY 84-130 Design IM B35 (IM V15, (IM V35) SHAFT WITH FITTED KEY HALF-KEY BALANCING BEARING: STANDARD WITH FIXED BEARING, VIBRATION SEVERITY GRADE: S/A, SHAFT AND FLANGE ACCURACY: R TERMINAL BOX (ABOVE) CABLE ENTRY ON THE LEFT SIGNAL CONNECTION D-END | - | 0 | 0
1PH8133-1HF23-2CC1 |  | 1PH8133-1HF23-2CC1 | 1 | UN | 1 | 20 | D | D | N | N | 85015230 | 1 |  | 123 | KG | 4033.95 | 4033.95 | MC05 | MC05 | SIMOTICS M Compact induction motor 1500rpm, 17kW, 108Nm, 38A, 345V 1750rpm, 19.5kW, 106Nm, 38A, 40 2000rpm, 22.5kW, 107Nm, 38A, 45 water cooling Degree of protection IP65 Incremental encoder HTL 1024 S/R (encoder HTL1024S/R) With temperature sensor KTY 84-130 Design IM B35 (IM V15, (IM V35) SHAFT WITH FITTED KEY HALF-KEY BALANCING BEARING: STANDARD WITH FIXED BEARING, VIBRATION SEVERITY GRADE: S/A, SHAFT AND FLANGE ACCURACY: R TERMINAL BOX (ABOVE) CABLE ENTRY ON THE ND-END SIGNAL CONNECTION LEFT | - | 0 | 0
1PH8133-1HG03-1BA2-Z | V90X01 | 1PH8133-1HG03-1BA2-ZV90X01 | 1 | UN | 1 | 20 | D | D | N | N | 85015230 | 1 |  | 106 | KG | 3519.05 | 3519.05 | MC05 | MC05 | SIMOTICS M Compact asynchronous motor 2000 rpm, 20 kW, 96 Nm, 45 A, 350 V 2300 rpm, 22.5 kW, 93 Nm, 44 A, 400 V 2650 rpm, 24 kW, 86 Nm, 41 A, 456 V Forced ventilation; Direction of air flow DE --> NDE; Degree of protection IP55 Incremental encoder HTL 1024 S/R (encoder HTL1024S/R) With temperature sensor Pt1000 Design IM B35 (IM V15, (IM V35) SHAFT WITH FITTED KEY FULL-KEY BALANCING BEARING: STANDARD WITH FIXED BEARING, VIBRATION SEVERITY GRADE: R/A, FLANGE ACCURACY: R TERMINAL BOX (ABOVE) CABLE ENTRY ON THE RIGHT SIGNAL CONNECTION D-END V90: SHAFT END 42 X 110 MM COMPATIBLE FOR 1PH7 X01: Paint finish in RAL 9005 (matte black) | - | 0 | 0
1PH8133-1HG20-0BC1-Z | V90X01 | 1PH8133-1HG20-0BC1-ZV90X01 | 1 | UN | 1 | 20 | D | D | N | N | 85015230 | 1 |  | 123 | KG | 3702.78 | 3702.78 | MC05 | MC05 | SIMOTICS M Compact induction motor 2000rpm, 22kW, 105Nm, 52A, 336V 2300rpm, 25kW, 104Nm, 52A, 373V 2650rpm, 28kW, 101Nm, 50 A, 427V water cooling Degree of protection IP65 Incremental encoder HTL 1024 S/R (encoder HTL1024S/R) With temperature sensor KTY 84-130 DESIGN IM B3 (IM V5, IM V6) PLAIN SHAFT WITHOUT FITTED KEY; BEARING: STANDARD WITH FIXED BEARING, VIBRATION SEVERITY GRADE: R/A, FLANGE ACCURACY: R TERMINAL BOX (ABOVE) CABLE ENTRY ON THE ND-END SIGNAL CONNECTION LEFT V90: SHAFT END 42 X 110 MM COMPATIBLE FOR 1PH7 X01: Paint finish in RAL 9005 (matte black) | - | 0 | 0
1PH8133-1JD03-2DA1 |  | 1PH8133-1JD03-2DA1 | 1 | UN | 1 | 20 | D | D | N | N | 85015230 | 1 |  | 106 | KG | 3823.3 | 3823.3 | MC05 | MC05 | SIMOTICS M Compact induction motor 1000rpm, 12kW 115Nm, 30 A, 319V 1150rpm, 13.5kW 112Nm, 29A, 361V 1350rpm, 15 kW 106Nm, 28A, 417V forced ventilation; direction of air flow DE--> NDE; Degree of protection IP55 Incremental encoder HTL 2048 S/R (encoder HTL2048S/R) With temperature sensor KTY 84-130 Design IM B35 (IM V15, (IM V35) SHAFT WITH FITTED KEY HALF-KEY BALANCING BEARING: STANDARD WITH FIXED BEARING, VIBRATION SEVERITY GRADE: SR/A, SHAFT AND FLANGE ACCURACY: R TERMINAL BOX (ABOVE) CABLE ENTRY ON THE RIGHT SIGNAL CONNECTION D-END | - | 0 | 0
1PH8133-1JD10-0BA1 |  | 1PH8133-1JD10-0BA1 | 1 | UN | 1 | 20 | D | D | N | N | 85015230 | 1 |  | 106 | KG | 3285.28 | 3285.28 | MC05 | MC05 | SIMOTICS M Compact induction motor 1000rpm, 12kW 115Nm, 30 A, 319V 1150rpm, 13.5kW 112Nm, 29A, 361V 1350rpm, 15 kW 106Nm, 28A, 417V forced ventilation; direction of air flow NDE--> DE; Degree of protection IP55 Incremental encoder HTL 2048 S/R (encoder HTL2048S/R) With temperature sensor KTY 84-130 DESIGN IM B3 (IM V5, IM V6) PLAIN SHAFT WITHOUT FITTED KEY; BEARING: STANDARD WITH FIXED BEARING, VIBRATION SEVERITY GRADE: R/A, FLANGE ACCURACY: R TERMINAL BOX (ABOVE) CABLE ENTRY ON THE RIGHT SIGNAL CONNECTION D-END | - | 0 | 0
1PH8133-1JD10-0BB1 |  | 1PH8133-1JD10-0BB1 | 1 | UN | 1 | 20 | D | D | N | N | 85015230 | 1 |  | 106 | KG | 3285.28 | 3285.28 | MC05 | MC05 | SIMOTICS M Compact induction motor 1000rpm, 12kW 115Nm, 30 A, 319V 1150rpm, 13.5kW 112Nm, 29A, 361V 1350rpm, 15 kW 106Nm, 28A, 417V forced ventilation; direction of air flow NDE--> DE; Degree of protection IP55 Incremental encoder HTL 2048 S/R (encoder HTL2048S/R) With temperature sensor KTY 84-130 DESIGN IM B3 (IM V5, IM V6) PLAIN SHAFT WITHOUT FITTED KEY; BEARING: STANDARD WITH FIXED BEARING, VIBRATION SEVERITY GRADE: R/A, FLANGE ACCURACY: R TERMINAL BOX (ABOVE) CABLE ENTRY ON THE LEFT SIGNAL CONNECTION D-END | - | 0 | 0
1PH8133-1JD10-0BC1 |  | 1PH8133-1JD10-0BC1 | 1 | UN | 1 | 20 | D | D | N | N | 85015230 | 1 |  | 106 | KG | 3285.28 | 3285.28 | MC05 | MC05 | SIMOTICS M Compact induction motor 1000rpm, 12kW 115Nm, 30 A, 319V 1150rpm, 13.5kW 112Nm, 29A, 361V 1350rpm, 15 kW 106Nm, 28A, 417V forced ventilation; direction of air flow NDE--> DE; Degree of protection IP55 Incremental encoder HTL 2048 S/R (encoder HTL2048S/R) With temperature sensor KTY 84-130 DESIGN IM B3 (IM V5, IM V6) PLAIN SHAFT WITHOUT FITTED KEY; BEARING: STANDARD WITH FIXED BEARING, VIBRATION SEVERITY GRADE: R/A, FLANGE ACCURACY: R TERMINAL BOX (ABOVE) CABLE ENTRY ON THE ND-END SIGNAL CONNECTION LEFT | - | 0 | 0
1PH8133-1JD10-0CA1 |  | 1PH8133-1JD10-0CA1 | 1 | UN | 1 | 20 | D | D | N | N | 85015230 | 1 |  | 106 | KG | 3415.3 | 3415.3 | MC05 | MC05 | SIMOTICS M Compact induction motor 1000rpm, 12kW 115Nm, 30 A, 319V 1150rpm, 13.5kW 112Nm, 29A, 361V 1350rpm, 15 kW 106Nm, 28A, 417V forced ventilation; direction of air flow NDE--> DE; Degree of protection IP55 Incremental encoder HTL 2048 S/R (encoder HTL2048S/R) With temperature sensor KTY 84-130 DESIGN IM B3 (IM V5, IM V6) PLAIN SHAFT WITHOUT FITTED KEY; BEARING: STANDARD WITH FIXED BEARING, VIBRATION SEVERITY GRADE: S/A, SHAFT AND FLANGE ACCURACY: R TERMINAL BOX (ABOVE) CABLE ENTRY ON THE RIGHT SIGNAL CONNECTION D-END | - | 0 | 0
1PH8133-1JD10-0CB1 |  | 1PH8133-1JD10-0CB1 | 1 | UN | 1 | 20 | D | D | N | N | 85015230 | 1 |  | 106 | KG | 3415.3 | 3415.3 | MC05 | MC05 | SIMOTICS M Compact induction motor 1000rpm, 12kW 115Nm, 30 A, 319V 1150rpm, 13.5kW 112Nm, 29A, 361V 1350rpm, 15 kW 106Nm, 28A, 417V forced ventilation; direction of air flow NDE--> DE; Degree of protection IP55 Incremental encoder HTL 2048 S/R (encoder HTL2048S/R) With temperature sensor KTY 84-130 DESIGN IM B3 (IM V5, IM V6) PLAIN SHAFT WITHOUT FITTED KEY; BEARING: STANDARD WITH FIXED BEARING, VIBRATION SEVERITY GRADE: S/A, SHAFT AND FLANGE ACCURACY: R TERMINAL BOX (ABOVE) CABLE ENTRY ON THE LEFT SIGNAL CONNECTION D-END | - | 0 | 0
1PH8133-1JD10-0CC1 |  | 1PH8133-1JD10-0CC1 | 1 | UN | 1 | 20 | D | D | N | N | 85015230 | 1 |  | 106 | KG | 3415.3 | 3415.3 | MC05 | MC05 | SIMOTICS M Compact induction motor 1000rpm, 12kW 115Nm, 30 A, 319V 1150rpm, 13.5kW 112Nm, 29A, 361V 1350rpm, 15 kW 106Nm, 28A, 417V forced ventilation; direction of air flow NDE--> DE; Degree of protection IP55 Incremental encoder HTL 2048 S/R (encoder HTL2048S/R) With temperature sensor KTY 84-130 DESIGN IM B3 (IM V5, IM V6) PLAIN SHAFT WITHOUT FITTED KEY; BEARING: STANDARD WITH FIXED BEARING, VIBRATION SEVERITY GRADE: S/A, SHAFT AND FLANGE ACCURACY: R TERMINAL BOX (ABOVE) CABLE ENTRY ON THE ND-END SIGNAL CONNECTION LEFT | - | 0 | 0
1PH8133-1JD10-2BA1 |  | 1PH8133-1JD10-2BA1 | 1 | UN | 1 | 20 | D | D | N | N | 85015230 | 1 |  | 106 | KG | 3285.28 | 3285.28 | MC05 | MC05 | SIMOTICS M Compact induction motor 1000rpm, 12kW 115Nm, 30 A, 319V 1150rpm, 13.5kW 112Nm, 29A, 361V 1350rpm, 15 kW 106Nm, 28A, 417V forced ventilation; direction of air flow NDE--> DE; Degree of protection IP55 Incremental encoder HTL 2048 S/R (encoder HTL2048S/R) With temperature sensor KTY 84-130 DESIGN IM B3 (IM V5, IM V6) SHAFT WITH FITTED KEY HALF-KEY BALANCING BEARING: STANDARD WITH FIXED BEARING, VIBRATION SEVERITY GRADE: R/A, FLANGE ACCURACY: R TERMINAL BOX (ABOVE) CABLE ENTRY ON THE RIGHT SIGNAL CONNECTION D-END | - | 0 | 0
1PH8133-1JD10-2BB1 |  | 1PH8133-1JD10-2BB1 | 1 | UN | 1 | 20 | D | D | N | N | 85015230 | 1 |  | 106 | KG | 3285.28 | 3285.28 | MC05 | MC05 | SIMOTICS M Compact induction motor 1000rpm, 12kW 115Nm, 30 A, 319V 1150rpm, 13.5kW 112Nm, 29A, 361V 1350rpm, 15 kW 106Nm, 28A, 417V forced ventilation; direction of air flow NDE--> DE; Degree of protection IP55 Incremental encoder HTL 2048 S/R (encoder HTL2048S/R) With temperature sensor KTY 84-130 DESIGN IM B3 (IM V5, IM V6) SHAFT WITH FITTED KEY HALF-KEY BALANCING BEARING: STANDARD WITH FIXED BEARING, VIBRATION SEVERITY GRADE: R/A, FLANGE ACCURACY: R TERMINAL BOX (ABOVE) CABLE ENTRY ON THE LEFT SIGNAL CONNECTION D-END | - | 0 | 0
1PH8133-1JD10-2BC1 |  | 1PH8133-1JD10-2BC1 | 1 | UN | 1 | 20 | D | D | N | N | 85015230 | 1 |  | 106 | KG | 3285.28 | 3285.28 | MC05 | MC05 | SIMOTICS M Compact induction motor 1000rpm, 12kW 115Nm, 30 A, 319V 1150rpm, 13.5kW 112Nm, 29A, 361V 1350rpm, 15 kW 106Nm, 28A, 417V forced ventilation; direction of air flow NDE--> DE; Degree of protection IP55 Incremental encoder HTL 2048 S/R (encoder HTL2048S/R) With temperature sensor KTY 84-130 DESIGN IM B3 (IM V5, IM V6) SHAFT WITH FITTED KEY HALF-KEY BALANCING BEARING: STANDARD WITH FIXED BEARING, VIBRATION SEVERITY GRADE: R/A, FLANGE ACCURACY: R TERMINAL BOX (ABOVE) CABLE ENTRY ON THE ND-END SIGNAL CONNECTION LEFT | - | 0 | 0
1PH8133-1JD10-2CA1 |  | 1PH8133-1JD10-2CA1 | 1 | UN | 1 | 20 | D | D | N | N | 85015230 | 1 |  | 106 | KG | 3415.3 | 3415.3 | MC05 | MC05 | SIMOTICS M Compact induction motor 1000rpm, 12kW 115Nm, 30 A, 319V 1150rpm, 13.5kW 112Nm, 29A, 361V 1350rpm, 15 kW 106Nm, 28A, 417V forced ventilation; direction of air flow NDE--> DE; Degree of protection IP55 Incremental encoder HTL 2048 S/R (encoder HTL2048S/R) With temperature sensor KTY 84-130 DESIGN IM B3 (IM V5, IM V6) SHAFT WITH FITTED KEY HALF-KEY BALANCING BEARING: STANDARD WITH FIXED BEARING, VIBRATION SEVERITY GRADE: S/A, SHAFT AND FLANGE ACCURACY: R TERMINAL BOX (ABOVE) CABLE ENTRY ON THE RIGHT SIGNAL CONNECTION D-END | - | 0 | 0
1PH8133-1JD10-2CB1 |  | 1PH8133-1JD10-2CB1 | 1 | UN | 1 | 20 | D | D | N | N | 85015230 | 1 |  | 106 | KG | 3415.3 | 3415.3 | MC05 | MC05 | SIMOTICS M Compact induction motor 1000rpm, 12kW 115Nm, 30 A, 319V 1150rpm, 13.5kW 112Nm, 29A, 361V 1350rpm, 15 kW 106Nm, 28A, 417V forced ventilation; direction of air flow NDE--> DE; Degree of protection IP55 Incremental encoder HTL 2048 S/R (encoder HTL2048S/R) With temperature sensor KTY 84-130 DESIGN IM B3 (IM V5, IM V6) SHAFT WITH FITTED KEY HALF-KEY BALANCING BEARING: STANDARD WITH FIXED BEARING, VIBRATION SEVERITY GRADE: S/A, SHAFT AND FLANGE ACCURACY: R TERMINAL BOX (ABOVE) CABLE ENTRY ON THE LEFT SIGNAL CONNECTION D-END | - | 0 | 0
1PH8133-1JD10-2CC1 |  | 1PH8133-1JD10-2CC1 | 1 | UN | 1 | 20 | D | D | N | N | 85015230 | 1 |  | 106 | KG | 3415.3 | 3415.3 | MC05 | MC05 | SIMOTICS M Compact induction motor 1000rpm, 12kW 115Nm, 30 A, 319V 1150rpm, 13.5kW 112Nm, 29A, 361V 1350rpm, 15 kW 106Nm, 28A, 417V forced ventilation; direction of air flow NDE--> DE; Degree of protection IP55 Incremental encoder HTL 2048 S/R (encoder HTL2048S/R) With temperature sensor KTY 84-130 DESIGN IM B3 (IM V5, IM V6) SHAFT WITH FITTED KEY HALF-KEY BALANCING BEARING: STANDARD WITH FIXED BEARING, VIBRATION SEVERITY GRADE: S/A, SHAFT AND FLANGE ACCURACY: R TERMINAL BOX (ABOVE) CABLE ENTRY ON THE ND-END SIGNAL CONNECTION LEFT | - | 0 | 0
1PH8133-1JD12-0BA1 |  | 1PH8133-1JD12-0BA1 | 1 | UN | 1 | 20 | D | D | N | N | 85015230 | 1 |  | 106 | KG | 3444.23 | 3444.23 | MC05 | MC05 | SIMOTICS M Compact induction motor 1000rpm, 12kW 115Nm, 30 A, 319V 1150rpm, 13.5kW 112Nm, 29A, 361V 1350rpm, 15 kW 106Nm, 28A, 417V forced ventilation; direction of air flow NDE--> DE; Degree of protection IP55 Incremental encoder HTL 2048 S/R (encoder HTL2048S/R) With temperature sensor KTY 84-130 DESIGN IM B5 (IMV 1,IM V3) PLAIN SHAFT WITHOUT FITTED KEY; BEARING: STANDARD WITH FIXED BEARING, VIBRATION SEVERITY GRADE: R/A, FLANGE ACCURACY: R TERMINAL BOX (ABOVE) CABLE ENTRY ON THE RIGHT SIGNAL CONNECTION D-END | - | 0 | 0
1PH8133-1JD12-0BB1 |  | 1PH8133-1JD12-0BB1 | 1 | UN | 1 | 20 | D | D | N | N | 85015230 | 1 |  | 106 | KG | 3444.23 | 3444.23 | MC05 | MC05 | SIMOTICS M Compact induction motor 1000rpm, 12kW 115Nm, 30 A, 319V 1150rpm, 13.5kW 112Nm, 29A, 361V 1350rpm, 15 kW 106Nm, 28A, 417V forced ventilation; direction of air flow NDE--> DE; Degree of protection IP55 Incremental encoder HTL 2048 S/R (encoder HTL2048S/R) With temperature sensor KTY 84-130 DESIGN IM B5 (IMV 1,IM V3) PLAIN SHAFT WITHOUT FITTED KEY; BEARING: STANDARD WITH FIXED BEARING, VIBRATION SEVERITY GRADE: R/A, FLANGE ACCURACY: R TERMINAL BOX (ABOVE) CABLE ENTRY ON THE LEFT SIGNAL CONNECTION D-END | - | 0 | 0
1PH8133-1JD12-0BC1 |  | 1PH8133-1JD12-0BC1 | 1 | UN | 1 | 20 | D | D | N | N | 85015230 | 1 |  | 106 | KG | 3444.23 | 3444.23 | MC05 | MC05 | SIMOTICS M Compact induction motor 1000rpm, 12kW 115Nm, 30 A, 319V 1150rpm, 13.5kW 112Nm, 29A, 361V 1350rpm, 15 kW 106Nm, 28A, 417V forced ventilation; direction of air flow NDE--> DE; Degree of protection IP55 Incremental encoder HTL 2048 S/R (encoder HTL2048S/R) With temperature sensor KTY 84-130 DESIGN IM B5 (IMV 1,IM V3) PLAIN SHAFT WITHOUT FITTED KEY; BEARING: STANDARD WITH FIXED BEARING, VIBRATION SEVERITY GRADE: R/A, FLANGE ACCURACY: R TERMINAL BOX (ABOVE) CABLE ENTRY ON THE ND-END SIGNAL CONNECTION LEFT | - | 0 | 0
1PH8133-1JD12-0CA1 |  | 1PH8133-1JD12-0CA1 | 1 | UN | 1 | 20 | D | D | N | N | 85015230 | 1 |  | 106 | KG | 3574.25 | 3574.25 | MC05 | MC05 | SIMOTICS M Compact induction motor 1000rpm, 12kW 115Nm, 30 A, 319V 1150rpm, 13.5kW 112Nm, 29A, 361V 1350rpm, 15 kW 106Nm, 28A, 417V forced ventilation; direction of air flow NDE--> DE; Degree of protection IP55 Incremental encoder HTL 2048 S/R (encoder HTL2048S/R) With temperature sensor KTY 84-130 DESIGN IM B5 (IMV 1,IM V3) PLAIN SHAFT WITHOUT FITTED KEY; BEARING: STANDARD WITH FIXED BEARING, VIBRATION SEVERITY GRADE: S/A, SHAFT AND FLANGE ACCURACY: R TERMINAL BOX (ABOVE) CABLE ENTRY ON THE RIGHT SIGNAL CONNECTION D-END | - | 0 | 0
1PH8133-1JD12-0CB1 |  | 1PH8133-1JD12-0CB1 | 1 | UN | 1 | 20 | D | D | N | N | 85015230 | 1 |  | 106 | KG | 3574.25 | 3574.25 | MC05 | MC05 | SIMOTICS M Compact induction motor 1000rpm, 12kW 115Nm, 30 A, 319V 1150rpm, 13.5kW 112Nm, 29A, 361V 1350rpm, 15 kW 106Nm, 28A, 417V forced ventilation; direction of air flow NDE--> DE; Degree of protection IP55 Incremental encoder HTL 2048 S/R (encoder HTL2048S/R) With temperature sensor KTY 84-130 DESIGN IM B5 (IMV 1,IM V3) PLAIN SHAFT WITHOUT FITTED KEY; BEARING: STANDARD WITH FIXED BEARING, VIBRATION SEVERITY GRADE: S/A, SHAFT AND FLANGE ACCURACY: R TERMINAL BOX (ABOVE) CABLE ENTRY ON THE LEFT SIGNAL CONNECTION D-END | - | 0 | 0
1PH8133-1JD12-0CC1 |  | 1PH8133-1JD12-0CC1 | 1 | UN | 1 | 20 | D | D | N | N | 85015230 | 1 |  | 106 | KG | 3574.25 | 3574.25 | MC05 | MC05 | SIMOTICS M Compact induction motor 1000rpm, 12kW 115Nm, 30 A, 319V 1150rpm, 13.5kW 112Nm, 29A, 361V 1350rpm, 15 kW 106Nm, 28A, 417V forced ventilation; direction of air flow NDE--> DE; Degree of protection IP55 Incremental encoder HTL 2048 S/R (encoder HTL2048S/R) With temperature sensor KTY 84-130 DESIGN IM B5 (IMV 1,IM V3) PLAIN SHAFT WITHOUT FITTED KEY; BEARING: STANDARD WITH FIXED BEARING, VIBRATION SEVERITY GRADE: S/A, SHAFT AND FLANGE ACCURACY: R TERMINAL BOX (ABOVE) CABLE ENTRY ON THE ND-END SIGNAL CONNECTION LEFT | - | 0 | 0
1PH8133-1JD12-2BA1 |  | 1PH8133-1JD12-2BA1 | 1 | UN | 1 | 20 | D | D | N | N | 85015230 | 1 |  | 106 | KG | 3444.23 | 3444.23 | MC05 | MC05 | SIMOTICS M Compact induction motor 1000rpm, 12kW 115Nm, 30 A, 319V 1150rpm, 13.5kW 112Nm, 29A, 361V 1350rpm, 15 kW 106Nm, 28A, 417V forced ventilation; direction of air flow NDE--> DE; Degree of protection IP55 Incremental encoder HTL 2048 S/R (encoder HTL2048S/R) With temperature sensor KTY 84-130 DESIGN IM B5 (IMV 1,IM V3) SHAFT WITH FITTED KEY HALF-KEY BALANCING BEARING: STANDARD WITH FIXED BEARING, VIBRATION SEVERITY GRADE: R/A, FLANGE ACCURACY: R TERMINAL BOX (ABOVE) CABLE ENTRY ON THE RIGHT SIGNAL CONNECTION D-END | - | 0 | 0
1PH8133-1JD12-2BB1 |  | 1PH8133-1JD12-2BB1 | 1 | UN | 1 | 20 | D | D | N | N | 85015230 | 1 |  | 106 | KG | 3444.23 | 3444.23 | MC05 | MC05 | SIMOTICS M Compact induction motor 1000rpm, 12kW 115Nm, 30 A, 319V 1150rpm, 13.5kW 112Nm, 29A, 361V 1350rpm, 15 kW 106Nm, 28A, 417V forced ventilation; direction of air flow NDE--> DE; Degree of protection IP55 Incremental encoder HTL 2048 S/R (encoder HTL2048S/R) With temperature sensor KTY 84-130 DESIGN IM B5 (IMV 1,IM V3) SHAFT WITH FITTED KEY HALF-KEY BALANCING BEARING: STANDARD WITH FIXED BEARING, VIBRATION SEVERITY GRADE: R/A, FLANGE ACCURACY: R TERMINAL BOX (ABOVE) CABLE ENTRY ON THE LEFT SIGNAL CONNECTION D-END | - | 0 | 0
1PH8133-1JD12-2BC1 |  | 1PH8133-1JD12-2BC1 | 1 | UN | 1 | 20 | D | D | N | N | 85015230 | 1 |  | 106 | KG | 3444.23 | 3444.23 | MC05 | MC05 | SIMOTICS M Compact induction motor 1000rpm, 12kW 115Nm, 30 A, 319V 1150rpm, 13.5kW 112Nm, 29A, 361V 1350rpm, 15 kW 106Nm, 28A, 417V forced ventilation; direction of air flow NDE--> DE; Degree of protection IP55 Incremental encoder HTL 2048 S/R (encoder HTL2048S/R) With temperature sensor KTY 84-130 DESIGN IM B5 (IMV 1,IM V3) SHAFT WITH FITTED KEY HALF-KEY BALANCING BEARING: STANDARD WITH FIXED BEARING, VIBRATION SEVERITY GRADE: R/A, FLANGE ACCURACY: R TERMINAL BOX (ABOVE) CABLE ENTRY ON THE ND-END SIGNAL CONNECTION LEFT | - | 0 | 0
1PH8133-1JD12-2CA1 |  | 1PH8133-1JD12-2CA1 | 1 | UN | 1 | 20 | D | D | N | N | 85015230 | 1 |  | 106 | KG | 3574.25 | 3574.25 | MC05 | MC05 | SIMOTICS M Compact induction motor 1000rpm, 12kW 115Nm, 30 A, 319V 1150rpm, 13.5kW 112Nm, 29A, 361V 1350rpm, 15 kW 106Nm, 28A, 417V forced ventilation; direction of air flow NDE--> DE; Degree of protection IP55 Incremental encoder HTL 2048 S/R (encoder HTL2048S/R) With temperature sensor KTY 84-130 DESIGN IM B5 (IMV 1,IM V3) SHAFT WITH FITTED KEY HALF-KEY BALANCING BEARING: STANDARD WITH FIXED BEARING, VIBRATION SEVERITY GRADE: S/A, SHAFT AND FLANGE ACCURACY: R TERMINAL BOX (ABOVE) CABLE ENTRY ON THE RIGHT SIGNAL CONNECTION D-END | - | 0 | 0
1PH8133-1JD12-2CB1 |  | 1PH8133-1JD12-2CB1 | 1 | UN | 1 | 20 | D | D | N | N | 85015230 | 1 |  | 106 | KG | 3574.25 | 3574.25 | MC05 | MC05 | SIMOTICS M Compact induction motor 1000rpm, 12kW 115Nm, 30 A, 319V 1150rpm, 13.5kW 112Nm, 29A, 361V 1350rpm, 15 kW 106Nm, 28A, 417V forced ventilation; direction of air flow NDE--> DE; Degree of protection IP55 Incremental encoder HTL 2048 S/R (encoder HTL2048S/R) With temperature sensor KTY 84-130 DESIGN IM B5 (IMV 1,IM V3) SHAFT WITH FITTED KEY HALF-KEY BALANCING BEARING: STANDARD WITH FIXED BEARING, VIBRATION SEVERITY GRADE: S/A, SHAFT AND FLANGE ACCURACY: R TERMINAL BOX (ABOVE) CABLE ENTRY ON THE LEFT SIGNAL CONNECTION D-END | - | 0 | 0
1PH8133-1JD12-2CC1 |  | 1PH8133-1JD12-2CC1 | 1 | UN | 1 | 20 | D | D | N | N | 85015230 | 1 |  | 106 | KG | 3574.25 | 3574.25 | MC05 | MC05 | SIMOTICS M Compact induction motor 1000rpm, 12kW 115Nm, 30 A, 319V 1150rpm, 13.5kW 112Nm, 29A, 361V 1350rpm, 15 kW 106Nm, 28A, 417V forced ventilation; direction of air flow NDE--> DE; Degree of protection IP55 Incremental encoder HTL 2048 S/R (encoder HTL2048S/R) With temperature sensor KTY 84-130 DESIGN IM B5 (IMV 1,IM V3) SHAFT WITH FITTED KEY HALF-KEY BALANCING BEARING: STANDARD WITH FIXED BEARING, VIBRATION SEVERITY GRADE: S/A, SHAFT AND FLANGE ACCURACY: R TERMINAL BOX (ABOVE) CABLE ENTRY ON THE ND-END SIGNAL CONNECTION LEFT | - | 0 | 0
1PH8133-1JD13-0BA1 |  | 1PH8133-1JD13-0BA1 | 1 | UN | 1 | 20 | D | D | N | N | 85015230 | 1 |  | 106 | KG | 3646.53 | 3646.53 | MC05 | MC05 | SIMOTICS M Compact induction motor 1000rpm, 12kW 115Nm, 30 A, 319V 1150rpm, 13.5kW 112Nm, 29A, 361V 1350rpm, 15 kW 106Nm, 28A, 417V forced ventilation; direction of air flow NDE--> DE; Degree of protection IP55 Incremental encoder HTL 2048 S/R (encoder HTL2048S/R) With temperature sensor KTY 84-130 Design IM B35 (IM V15, (IM V35) PLAIN SHAFT WITHOUT FITTED KEY; BEARING: STANDARD WITH FIXED BEARING, VIBRATION SEVERITY GRADE: R/A, FLANGE ACCURACY: R TERMINAL BOX (ABOVE) CABLE ENTRY ON THE RIGHT SIGNAL CONNECTION D-END | - | 0 | 0
1PH8133-1JD13-0BB1 |  | 1PH8133-1JD13-0BB1 | 1 | UN | 1 | 20 | D | D | N | N | 85015230 | 1 |  | 106 | KG | 3646.53 | 3646.53 | MC05 | MC05 | SIMOTICS M Compact induction motor 1000rpm, 12kW 115Nm, 30 A, 319V 1150rpm, 13.5kW 112Nm, 29A, 361V 1350rpm, 15 kW 106Nm, 28A, 417V forced ventilation; direction of air flow NDE--> DE; Degree of protection IP55 Incremental encoder HTL 2048 S/R (encoder HTL2048S/R) With temperature sensor KTY 84-130 Design IM B35 (IM V15, (IM V35) PLAIN SHAFT WITHOUT FITTED KEY; BEARING: STANDARD WITH FIXED BEARING, VIBRATION SEVERITY GRADE: R/A, FLANGE ACCURACY: R TERMINAL BOX (ABOVE) CABLE ENTRY ON THE LEFT SIGNAL CONNECTION D-END | - | 0 | 0
1PH8133-1JD13-0BC1 |  | 1PH8133-1JD13-0BC1 | 1 | UN | 1 | 20 | D | D | N | N | 85015230 | 1 |  | 106 | KG | 3646.53 | 3646.53 | MC05 | MC05 | SIMOTICS M Compact induction motor 1000rpm, 12kW 115Nm, 30 A, 319V 1150rpm, 13.5kW 112Nm, 29A, 361V 1350rpm, 15 kW 106Nm, 28A, 417V forced ventilation; direction of air flow NDE--> DE; Degree of protection IP55 Incremental encoder HTL 2048 S/R (encoder HTL2048S/R) With temperature sensor KTY 84-130 Design IM B35 (IM V15, (IM V35) PLAIN SHAFT WITHOUT FITTED KEY; BEARING: STANDARD WITH FIXED BEARING, VIBRATION SEVERITY GRADE: R/A, FLANGE ACCURACY: R TERMINAL BOX (ABOVE) CABLE ENTRY ON THE ND-END SIGNAL CONNECTION LEFT | - | 0 | 0
1PH8133-1JD13-0CA1 |  | 1PH8133-1JD13-0CA1 | 1 | UN | 1 | 20 | D | D | N | N | 85015230 | 1 |  | 106 | KG | 3776.55 | 3776.55 | MC05 | MC05 | SIMOTICS M Compact induction motor 1000rpm, 12kW 115Nm, 30 A, 319V 1150rpm, 13.5kW 112Nm, 29A, 361V 1350rpm, 15 kW 106Nm, 28A, 417V forced ventilation; direction of air flow NDE--> DE; Degree of protection IP55 Incremental encoder HTL 2048 S/R (encoder HTL2048S/R) With temperature sensor KTY 84-130 Design IM B35 (IM V15, (IM V35) PLAIN SHAFT WITHOUT FITTED KEY; BEARING: STANDARD WITH FIXED BEARING, VIBRATION SEVERITY GRADE: S/A, SHAFT AND FLANGE ACCURACY: R TERMINAL BOX (ABOVE) CABLE ENTRY ON THE RIGHT SIGNAL CONNECTION D-END | - | 0 | 0
1PH8133-1JD13-0CB1 |  | 1PH8133-1JD13-0CB1 | 1 | UN | 1 | 20 | D | D | N | N | 85015230 | 1 |  | 106 | KG | 3776.55 | 3776.55 | MC05 | MC05 | SIMOTICS M Compact induction motor 1000rpm, 12kW 115Nm, 30 A, 319V 1150rpm, 13.5kW 112Nm, 29A, 361V 1350rpm, 15 kW 106Nm, 28A, 417V forced ventilation; direction of air flow NDE--> DE; Degree of protection IP55 Incremental encoder HTL 2048 S/R (encoder HTL2048S/R) With temperature sensor KTY 84-130 Design IM B35 (IM V15, (IM V35) PLAIN SHAFT WITHOUT FITTED KEY; BEARING: STANDARD WITH FIXED BEARING, VIBRATION SEVERITY GRADE: S/A, SHAFT AND FLANGE ACCURACY: R TERMINAL BOX (ABOVE) CABLE ENTRY ON THE LEFT SIGNAL CONNECTION D-END | - | 0 | 0
1PH8133-1JD13-0CC1 |  | 1PH8133-1JD13-0CC1 | 1 | UN | 1 | 20 | D | D | N | N | 85015230 | 1 |  | 106 | KG | 3776.55 | 3776.55 | MC05 | MC05 | SIMOTICS M Compact induction motor 1000rpm, 12kW 115Nm, 30 A, 319V 1150rpm, 13.5kW 112Nm, 29A, 361V 1350rpm, 15 kW 106Nm, 28A, 417V forced ventilation; direction of air flow NDE--> DE; Degree of protection IP55 Incremental encoder HTL 2048 S/R (encoder HTL2048S/R) With temperature sensor KTY 84-130 Design IM B35 (IM V15, (IM V35) PLAIN SHAFT WITHOUT FITTED KEY; BEARING: STANDARD WITH FIXED BEARING, VIBRATION SEVERITY GRADE: S/A, SHAFT AND FLANGE ACCURACY: R TERMINAL BOX (ABOVE) CABLE ENTRY ON THE ND-END SIGNAL CONNECTION LEFT | - | 0 | 0
1PH8133-1JD13-2BA1 |  | 1PH8133-1JD13-2BA1 | 1 | UN | 1 | 20 | D | D | N | N | 85015230 | 1 |  | 106 | KG | 3646.53 | 3646.53 | MC05 | MC05 | SIMOTICS M Compact induction motor 1000rpm, 12kW 115Nm, 30 A, 319V 1150rpm, 13.5kW 112Nm, 29A, 361V 1350rpm, 15 kW 106Nm, 28A, 417V forced ventilation; direction of air flow NDE--> DE; Degree of protection IP55 Incremental encoder HTL 2048 S/R (encoder HTL2048S/R) With temperature sensor KTY 84-130 Design IM B35 (IM V15, (IM V35) SHAFT WITH FITTED KEY HALF-KEY BALANCING BEARING: STANDARD WITH FIXED BEARING, VIBRATION SEVERITY GRADE: R/A, FLANGE ACCURACY: R TERMINAL BOX (ABOVE) CABLE ENTRY ON THE RIGHT SIGNAL CONNECTION D-END | - | 0 | 0
1PH8133-1JD13-2BB1 |  | 1PH8133-1JD13-2BB1 | 1 | UN | 1 | 20 | D | D | N | N | 85015230 | 1 |  | 106 | KG | 3646.53 | 3646.53 | MC05 | MC05 | SIMOTICS M Compact induction motor 1000rpm, 12kW 115Nm, 30 A, 319V 1150rpm, 13.5kW 112Nm, 29A, 361V 1350rpm, 15 kW 106Nm, 28A, 417V forced ventilation; direction of air flow NDE--> DE; Degree of protection IP55 Incremental encoder HTL 2048 S/R (encoder HTL2048S/R) With temperature sensor KTY 84-130 Design IM B35 (IM V15, (IM V35) SHAFT WITH FITTED KEY HALF-KEY BALANCING BEARING: STANDARD WITH FIXED BEARING, VIBRATION SEVERITY GRADE: R/A, FLANGE ACCURACY: R TERMINAL BOX (ABOVE) CABLE ENTRY ON THE LEFT SIGNAL CONNECTION D-END | - | 0 | 0
1PH8133-1JD13-2BC1 |  | 1PH8133-1JD13-2BC1 | 1 | UN | 1 | 20 | D | D | N | N | 85015230 | 1 |  | 106 | KG | 3646.53 | 3646.53 | MC05 | MC05 | SIMOTICS M Compact induction motor 1000rpm, 12kW 115Nm, 30 A, 319V 1150rpm, 13.5kW 112Nm, 29A, 361V 1350rpm, 15 kW 106Nm, 28A, 417V forced ventilation; direction of air flow NDE--> DE; Degree of protection IP55 Incremental encoder HTL 2048 S/R (encoder HTL2048S/R) With temperature sensor KTY 84-130 Design IM B35 (IM V15, (IM V35) SHAFT WITH FITTED KEY HALF-KEY BALANCING BEARING: STANDARD WITH FIXED BEARING, VIBRATION SEVERITY GRADE: R/A, FLANGE ACCURACY: R TERMINAL BOX (ABOVE) CABLE ENTRY ON THE ND-END SIGNAL CONNECTION LEFT | - | 0 | 0
1PH8133-1JD13-2CA1 |  | 1PH8133-1JD13-2CA1 | 1 | UN | 1 | 20 | D | D | N | N | 85015230 | 1 |  | 106 | KG | 3776.55 | 3776.55 | MC05 | MC05 | SIMOTICS M Compact induction motor 1000rpm, 12kW 115Nm, 30 A, 319V 1150rpm, 13.5kW 112Nm, 29A, 361V 1350rpm, 15 kW 106Nm, 28A, 417V forced ventilation; direction of air flow NDE--> DE; Degree of protection IP55 Incremental encoder HTL 2048 S/R (encoder HTL2048S/R) With temperature sensor KTY 84-130 Design IM B35 (IM V15, (IM V35) SHAFT WITH FITTED KEY HALF-KEY BALANCING BEARING: STANDARD WITH FIXED BEARING, VIBRATION SEVERITY GRADE: S/A, SHAFT AND FLANGE ACCURACY: R TERMINAL BOX (ABOVE) CABLE ENTRY ON THE RIGHT SIGNAL CONNECTION D-END | - | 0 | 0
1PH8133-1JD13-2CB1 |  | 1PH8133-1JD13-2CB1 | 1 | UN | 1 | 20 | D | D | N | N | 85015230 | 1 |  | 106 | KG | 3776.55 | 3776.55 | MC05 | MC05 | SIMOTICS M Compact induction motor 1000rpm, 12kW 115Nm, 30 A, 319V 1150rpm, 13.5kW 112Nm, 29A, 361V 1350rpm, 15 kW 106Nm, 28A, 417V forced ventilation; direction of air flow NDE--> DE; Degree of protection IP55 Incremental encoder HTL 2048 S/R (encoder HTL2048S/R) With temperature sensor KTY 84-130 Design IM B35 (IM V15, (IM V35) SHAFT WITH FITTED KEY HALF-KEY BALANCING BEARING: STANDARD WITH FIXED BEARING, VIBRATION SEVERITY GRADE: S/A, SHAFT AND FLANGE ACCURACY: R TERMINAL BOX (ABOVE) CABLE ENTRY ON THE LEFT SIGNAL CONNECTION D-END | - | 0 | 0
1PH8133-1JD13-2CC1 |  | 1PH8133-1JD13-2CC1 | 1 | UN | 1 | 20 | D | D | N | N | 85015230 | 1 |  | 106 | KG | 3776.55 | 3776.55 | MC05 | MC05 | SIMOTICS M Compact induction motor 1000rpm, 12kW 115Nm, 30 A, 319V 1150rpm, 13.5kW 112Nm, 29A, 361V 1350rpm, 15 kW 106Nm, 28A, 417V forced ventilation; direction of air flow NDE--> DE; Degree of protection IP55 Incremental encoder HTL 2048 S/R (encoder HTL2048S/R) With temperature sensor KTY 84-130 Design IM B35 (IM V15, (IM V35) SHAFT WITH FITTED KEY HALF-KEY BALANCING BEARING: STANDARD WITH FIXED BEARING, VIBRATION SEVERITY GRADE: S/A, SHAFT AND FLANGE ACCURACY: R TERMINAL BOX (ABOVE) CABLE ENTRY ON THE ND-END SIGNAL CONNECTION LEFT | - | 0 | 0
1PH8133-1JF10-0BA1 |  | 1PH8133-1JF10-0BA1 | 1 | UN | 1 | 20 | D | D | N | N | 85015230 | 1 |  | 106 | KG | 3285.28 | 3285.28 | MC05 | MC05 | SIMOTICS M Compact induction motor 1500rpm, 15 kW 96Nm, 34A, 342V 1750rpm, 17.5kW 96Nm, 34A, 392V 2000rpm, 20 kW 96Nm, 34A, 445V forced ventilation; direction of air flow NDE--> DE; Degree of protection IP55 Incremental encoder HTL 2048 S/R (encoder HTL2048S/R) With temperature sensor KTY 84-130 DESIGN IM B3 (IM V5, IM V6) PLAIN SHAFT WITHOUT FITTED KEY; BEARING: STANDARD WITH FIXED BEARING, VIBRATION SEVERITY GRADE: R/A, FLANGE ACCURACY: R TERMINAL BOX (ABOVE) CABLE ENTRY ON THE RIGHT SIGNAL CONNECTION D-END | - | 0 | 0
1PH8133-1JF10-0BB1 |  | 1PH8133-1JF10-0BB1 | 1 | UN | 1 | 20 | D | D | N | N | 85015230 | 1 |  | 106 | KG | 3285.28 | 3285.28 | MC05 | MC05 | SIMOTICS M Compact induction motor 1500rpm, 15 kW 96Nm, 34A, 342V 1750rpm, 17.5kW 96Nm, 34A, 392V 2000rpm, 20 kW 96Nm, 34A, 445V forced ventilation; direction of air flow NDE--> DE; Degree of protection IP55 Incremental encoder HTL 2048 S/R (encoder HTL2048S/R) With temperature sensor KTY 84-130 DESIGN IM B3 (IM V5, IM V6) PLAIN SHAFT WITHOUT FITTED KEY; BEARING: STANDARD WITH FIXED BEARING, VIBRATION SEVERITY GRADE: R/A, FLANGE ACCURACY: R TERMINAL BOX (ABOVE) CABLE ENTRY ON THE LEFT SIGNAL CONNECTION D-END | - | 0 | 0
1PH8133-1JF10-0BC1 |  | 1PH8133-1JF10-0BC1 | 1 | UN | 1 | 20 | D | D | N | N | 85015230 | 1 |  | 106 | KG | 3285.28 | 3285.28 | MC05 | MC05 | SIMOTICS M Compact induction motor 1500rpm, 15 kW 96Nm, 34A, 342V 1750rpm, 17.5kW 96Nm, 34A, 392V 2000rpm, 20 kW 96Nm, 34A, 445V forced ventilation; direction of air flow NDE--> DE; Degree of protection IP55 Incremental encoder HTL 2048 S/R (encoder HTL2048S/R) With temperature sensor KTY 84-130 DESIGN IM B3 (IM V5, IM V6) PLAIN SHAFT WITHOUT FITTED KEY; BEARING: STANDARD WITH FIXED BEARING, VIBRATION SEVERITY GRADE: R/A, FLANGE ACCURACY: R TERMINAL BOX (ABOVE) CABLE ENTRY ON THE ND-END SIGNAL CONNECTION LEFT | - | 0 | 0
1PH8133-1JF10-0CA1 |  | 1PH8133-1JF10-0CA1 | 1 | UN | 1 | 20 | D | D | N | N | 85015230 | 1 |  | 106 | KG | 3415.3 | 3415.3 | MC05 | MC05 | SIMOTICS M Compact induction motor 1500rpm, 15 kW 96Nm, 34A, 342V 1750rpm, 17.5kW 96Nm, 34A, 392V 2000rpm, 20 kW 96Nm, 34A, 445V forced ventilation; direction of air flow NDE--> DE; Degree of protection IP55 Incremental encoder HTL 2048 S/R (encoder HTL2048S/R) With temperature sensor KTY 84-130 DESIGN IM B3 (IM V5, IM V6) PLAIN SHAFT WITHOUT FITTED KEY; BEARING: STANDARD WITH FIXED BEARING, VIBRATION SEVERITY GRADE: S/A, SHAFT AND FLANGE ACCURACY: R TERMINAL BOX (ABOVE) CABLE ENTRY ON THE RIGHT SIGNAL CONNECTION D-END | - | 0 | 0
1PH8133-1JF10-0CB1 |  | 1PH8133-1JF10-0CB1 | 1 | UN | 1 | 20 | D | D | N | N | 85015230 | 1 |  | 106 | KG | 3415.3 | 3415.3 | MC05 | MC05 | SIMOTICS M Compact induction motor 1500rpm, 15 kW 96Nm, 34A, 342V 1750rpm, 17.5kW 96Nm, 34A, 392V 2000rpm, 20 kW 96Nm, 34A, 445V forced ventilation; direction of air flow NDE--> DE; Degree of protection IP55 Incremental encoder HTL 2048 S/R (encoder HTL2048S/R) With temperature sensor KTY 84-130 DESIGN IM B3 (IM V5, IM V6) PLAIN SHAFT WITHOUT FITTED KEY; BEARING: STANDARD WITH FIXED BEARING, VIBRATION SEVERITY GRADE: S/A, SHAFT AND FLANGE ACCURACY: R TERMINAL BOX (ABOVE) CABLE ENTRY ON THE LEFT SIGNAL CONNECTION D-END | - | 0 | 0
1PH8133-1JF10-0CC1 |  | 1PH8133-1JF10-0CC1 | 1 | UN | 1 | 20 | D | D | N | N | 85015230 | 1 |  | 106 | KG | 3415.3 | 3415.3 | MC05 | MC05 | SIMOTICS M Compact induction motor 1500rpm, 15 kW 96Nm, 34A, 342V 1750rpm, 17.5kW 96Nm, 34A, 392V 2000rpm, 20 kW 96Nm, 34A, 445V forced ventilation; direction of air flow NDE--> DE; Degree of protection IP55 Incremental encoder HTL 2048 S/R (encoder HTL2048S/R) With temperature sensor KTY 84-130 DESIGN IM B3 (IM V5, IM V6) PLAIN SHAFT WITHOUT FITTED KEY; BEARING: STANDARD WITH FIXED BEARING, VIBRATION SEVERITY GRADE: S/A, SHAFT AND FLANGE ACCURACY: R TERMINAL BOX (ABOVE) CABLE ENTRY ON THE ND-END SIGNAL CONNECTION LEFT | - | 0 | 0
1PH8133-1JF10-2BA1 |  | 1PH8133-1JF10-2BA1 | 1 | UN | 1 | 20 | D | D | N | N | 85015230 | 1 |  | 106 | KG | 3285.28 | 3285.28 | MC05 | MC05 | SIMOTICS M Compact induction motor 1500rpm, 15 kW 96Nm, 34A, 342V 1750rpm, 17.5kW 96Nm, 34A, 392V 2000rpm, 20 kW 96Nm, 34A, 445V forced ventilation; direction of air flow NDE--> DE; Degree of protection IP55 Incremental encoder HTL 2048 S/R (encoder HTL2048S/R) With temperature sensor KTY 84-130 DESIGN IM B3 (IM V5, IM V6) SHAFT WITH FITTED KEY HALF-KEY BALANCING BEARING: STANDARD WITH FIXED BEARING, VIBRATION SEVERITY GRADE: R/A, FLANGE ACCURACY: R TERMINAL BOX (ABOVE) CABLE ENTRY ON THE RIGHT SIGNAL CONNECTION D-END | - | 0 | 0
1PH8133-1JF10-2BB1 |  | 1PH8133-1JF10-2BB1 | 1 | UN | 1 | 20 | D | D | N | N | 85015230 | 1 |  | 106 | KG | 3285.28 | 3285.28 | MC05 | MC05 | SIMOTICS M Compact induction motor 1500rpm, 15 kW 96Nm, 34A, 342V 1750rpm, 17.5kW 96Nm, 34A, 392V 2000rpm, 20 kW 96Nm, 34A, 445V forced ventilation; direction of air flow NDE--> DE; Degree of protection IP55 Incremental encoder HTL 2048 S/R (encoder HTL2048S/R) With temperature sensor KTY 84-130 DESIGN IM B3 (IM V5, IM V6) SHAFT WITH FITTED KEY HALF-KEY BALANCING BEARING: STANDARD WITH FIXED BEARING, VIBRATION SEVERITY GRADE: R/A, FLANGE ACCURACY: R TERMINAL BOX (ABOVE) CABLE ENTRY ON THE LEFT SIGNAL CONNECTION D-END | - | 0 | 0
1PH8133-1JF10-2BC1 |  | 1PH8133-1JF10-2BC1 | 1 | UN | 1 | 20 | D | D | N | N | 85015230 | 1 |  | 106 | KG | 3285.28 | 3285.28 | MC05 | MC05 | SIMOTICS M Compact induction motor 1500rpm, 15 kW 96Nm, 34A, 342V 1750rpm, 17.5kW 96Nm, 34A, 392V 2000rpm, 20 kW 96Nm, 34A, 445V forced ventilation; direction of air flow NDE--> DE; Degree of protection IP55 Incremental encoder HTL 2048 S/R (encoder HTL2048S/R) With temperature sensor KTY 84-130 DESIGN IM B3 (IM V5, IM V6) SHAFT WITH FITTED KEY HALF-KEY BALANCING BEARING: STANDARD WITH FIXED BEARING, VIBRATION SEVERITY GRADE: R/A, FLANGE ACCURACY: R TERMINAL BOX (ABOVE) CABLE ENTRY ON THE ND-END SIGNAL CONNECTION LEFT | - | 0 | 0
1PH8133-1JF10-2CA1 |  | 1PH8133-1JF10-2CA1 | 1 | UN | 1 | 20 | D | D | N | N | 85015230 | 1 |  | 106 | KG | 3415.3 | 3415.3 | MC05 | MC05 | SIMOTICS M Compact induction motor 1500rpm, 15 kW 96Nm, 34A, 342V 1750rpm, 17.5kW 96Nm, 34A, 392V 2000rpm, 20 kW 96Nm, 34A, 445V forced ventilation; direction of air flow NDE--> DE; Degree of protection IP55 Incremental encoder HTL 2048 S/R (encoder HTL2048S/R) With temperature sensor KTY 84-130 DESIGN IM B3 (IM V5, IM V6) SHAFT WITH FITTED KEY HALF-KEY BALANCING BEARING: STANDARD WITH FIXED BEARING, VIBRATION SEVERITY GRADE: S/A, SHAFT AND FLANGE ACCURACY: R TERMINAL BOX (ABOVE) CABLE ENTRY ON THE RIGHT SIGNAL CONNECTION D-END | - | 0 | 0
1PH8133-1JF10-2CB1 |  | 1PH8133-1JF10-2CB1 | 1 | UN | 1 | 20 | D | D | N | N | 85015230 | 1 |  | 106 | KG | 3415.3 | 3415.3 | MC05 | MC05 | SIMOTICS M Compact induction motor 1500rpm, 15 kW 96Nm, 34A, 342V 1750rpm, 17.5kW 96Nm, 34A, 392V 2000rpm, 20 kW 96Nm, 34A, 445V forced ventilation; direction of air flow NDE--> DE; Degree of protection IP55 Incremental encoder HTL 2048 S/R (encoder HTL2048S/R) With temperature sensor KTY 84-130 DESIGN IM B3 (IM V5, IM V6) SHAFT WITH FITTED KEY HALF-KEY BALANCING BEARING: STANDARD WITH FIXED BEARING, VIBRATION SEVERITY GRADE: S/A, SHAFT AND FLANGE ACCURACY: R TERMINAL BOX (ABOVE) CABLE ENTRY ON THE LEFT SIGNAL CONNECTION D-END | - | 0 | 0
1PH8133-1JF10-2CC1 |  | 1PH8133-1JF10-2CC1 | 1 | UN | 1 | 20 | D | D | N | N | 85015230 | 1 |  | 106 | KG | 3415.3 | 3415.3 | MC05 | MC05 | SIMOTICS M Compact induction motor 1500rpm, 15 kW 96Nm, 34A, 342V 1750rpm, 17.5kW 96Nm, 34A, 392V 2000rpm, 20 kW 96Nm, 34A, 445V forced ventilation; direction of air flow NDE--> DE; Degree of protection IP55 Incremental encoder HTL 2048 S/R (encoder HTL2048S/R) With temperature sensor KTY 84-130 DESIGN IM B3 (IM V5, IM V6) SHAFT WITH FITTED KEY HALF-KEY BALANCING BEARING: STANDARD WITH FIXED BEARING, VIBRATION SEVERITY GRADE: S/A, SHAFT AND FLANGE ACCURACY: R TERMINAL BOX (ABOVE) CABLE ENTRY ON THE ND-END SIGNAL CONNECTION LEFT | - | 0 | 0
1PH8133-1JF12-0BA1 |  | 1PH8133-1JF12-0BA1 | 1 | UN | 1 | 20 | D | D | N | N | 85015230 | 1 |  | 106 | KG | 3444.23 | 3444.23 | MC05 | MC05 | SIMOTICS M Compact induction motor 1500rpm, 15 kW 96Nm, 34A, 342V 1750rpm, 17.5kW 96Nm, 34A, 392V 2000rpm, 20 kW 96Nm, 34A, 445V forced ventilation; direction of air flow NDE--> DE; Degree of protection IP55 Incremental encoder HTL 2048 S/R (encoder HTL2048S/R) With temperature sensor KTY 84-130 DESIGN IM B5 (IMV 1,IM V3) PLAIN SHAFT WITHOUT FITTED KEY; BEARING: STANDARD WITH FIXED BEARING, VIBRATION SEVERITY GRADE: R/A, FLANGE ACCURACY: R TERMINAL BOX (ABOVE) CABLE ENTRY ON THE RIGHT SIGNAL CONNECTION D-END | - | 0 | 0
1PH8133-1JF12-0BB1 |  | 1PH8133-1JF12-0BB1 | 1 | UN | 1 | 20 | D | D | N | N | 85015230 | 1 |  | 106 | KG | 3444.23 | 3444.23 | MC05 | MC05 | SIMOTICS M Compact induction motor 1500rpm, 15 kW 96Nm, 34A, 342V 1750rpm, 17.5kW 96Nm, 34A, 392V 2000rpm, 20 kW 96Nm, 34A, 445V forced ventilation; direction of air flow NDE--> DE; Degree of protection IP55 Incremental encoder HTL 2048 S/R (encoder HTL2048S/R) With temperature sensor KTY 84-130 DESIGN IM B5 (IMV 1,IM V3) PLAIN SHAFT WITHOUT FITTED KEY; BEARING: STANDARD WITH FIXED BEARING, VIBRATION SEVERITY GRADE: R/A, FLANGE ACCURACY: R TERMINAL BOX (ABOVE) CABLE ENTRY ON THE LEFT SIGNAL CONNECTION D-END | - | 0 | 0
1PH8133-1JF12-0BC1 |  | 1PH8133-1JF12-0BC1 | 1 | UN | 1 | 20 | D | D | N | N | 85015230 | 1 |  | 106 | KG | 3444.23 | 3444.23 | MC05 | MC05 | SIMOTICS M Compact induction motor 1500rpm, 15 kW 96Nm, 34A, 342V 1750rpm, 17.5kW 96Nm, 34A, 392V 2000rpm, 20 kW 96Nm, 34A, 445V forced ventilation; direction of air flow NDE--> DE; Degree of protection IP55 Incremental encoder HTL 2048 S/R (encoder HTL2048S/R) With temperature sensor KTY 84-130 DESIGN IM B5 (IMV 1,IM V3) PLAIN SHAFT WITHOUT FITTED KEY; BEARING: STANDARD WITH FIXED BEARING, VIBRATION SEVERITY GRADE: R/A, FLANGE ACCURACY: R TERMINAL BOX (ABOVE) CABLE ENTRY ON THE ND-END SIGNAL CONNECTION LEFT | - | 0 | 0
1PH8133-1JF12-0CA1 |  | 1PH8133-1JF12-0CA1 | 1 | UN | 1 | 20 | D | D | N | N | 85015230 | 1 |  | 106 | KG | 3574.25 | 3574.25 | MC05 | MC05 | SIMOTICS M Compact induction motor 1500rpm, 15 kW 96Nm, 34A, 342V 1750rpm, 17.5kW 96Nm, 34A, 392V 2000rpm, 20 kW 96Nm, 34A, 445V forced ventilation; direction of air flow NDE--> DE; Degree of protection IP55 Incremental encoder HTL 2048 S/R (encoder HTL2048S/R) With temperature sensor KTY 84-130 DESIGN IM B5 (IMV 1,IM V3) PLAIN SHAFT WITHOUT FITTED KEY; BEARING: STANDARD WITH FIXED BEARING, VIBRATION SEVERITY GRADE: S/A, SHAFT AND FLANGE ACCURACY: R TERMINAL BOX (ABOVE) CABLE ENTRY ON THE RIGHT SIGNAL CONNECTION D-END | - | 0 | 0
1PH8133-1JF12-0CB1 |  | 1PH8133-1JF12-0CB1 | 1 | UN | 1 | 20 | D | D | N | N | 85015230 | 1 |  | 106 | KG | 3574.25 | 3574.25 | MC05 | MC05 | SIMOTICS M Compact induction motor 1500rpm, 15 kW 96Nm, 34A, 342V 1750rpm, 17.5kW 96Nm, 34A, 392V 2000rpm, 20 kW 96Nm, 34A, 445V forced ventilation; direction of air flow NDE--> DE; Degree of protection IP55 Incremental encoder HTL 2048 S/R (encoder HTL2048S/R) With temperature sensor KTY 84-130 DESIGN IM B5 (IMV 1,IM V3) PLAIN SHAFT WITHOUT FITTED KEY; BEARING: STANDARD WITH FIXED BEARING, VIBRATION SEVERITY GRADE: S/A, SHAFT AND FLANGE ACCURACY: R TERMINAL BOX (ABOVE) CABLE ENTRY ON THE LEFT SIGNAL CONNECTION D-END | - | 0 | 0
1PH8133-1JF12-0CC1 |  | 1PH8133-1JF12-0CC1 | 1 | UN | 1 | 20 | D | D | N | N | 85015230 | 1 |  | 106 | KG | 3574.25 | 3574.25 | MC05 | MC05 | SIMOTICS M Compact induction motor 1500rpm, 15 kW 96Nm, 34A, 342V 1750rpm, 17.5kW 96Nm, 34A, 392V 2000rpm, 20 kW 96Nm, 34A, 445V forced ventilation; direction of air flow NDE--> DE; Degree of protection IP55 Incremental encoder HTL 2048 S/R (encoder HTL2048S/R) With temperature sensor KTY 84-130 DESIGN IM B5 (IMV 1,IM V3) PLAIN SHAFT WITHOUT FITTED KEY; BEARING: STANDARD WITH FIXED BEARING, VIBRATION SEVERITY GRADE: S/A, SHAFT AND FLANGE ACCURACY: R TERMINAL BOX (ABOVE) CABLE ENTRY ON THE ND-END SIGNAL CONNECTION LEFT | - | 0 | 0
1PH8133-1JF12-2BA1 |  | 1PH8133-1JF12-2BA1 | 1 | UN | 1 | 20 | D | D | N | N | 85015230 | 1 |  | 106 | KG | 3444.23 | 3444.23 | MC05 | MC05 | SIMOTICS M Compact induction motor 1500rpm, 15 kW 96Nm, 34A, 342V 1750rpm, 17.5kW 96Nm, 34A, 392V 2000rpm, 20 kW 96Nm, 34A, 445V forced ventilation; direction of air flow NDE--> DE; Degree of protection IP55 Incremental encoder HTL 2048 S/R (encoder HTL2048S/R) With temperature sensor KTY 84-130 DESIGN IM B5 (IMV 1,IM V3) SHAFT WITH FITTED KEY HALF-KEY BALANCING BEARING: STANDARD WITH FIXED BEARING, VIBRATION SEVERITY GRADE: R/A, FLANGE ACCURACY: R TERMINAL BOX (ABOVE) CABLE ENTRY ON THE RIGHT SIGNAL CONNECTION D-END | - | 0 | 0
1PH8133-1JF12-2BB1 |  | 1PH8133-1JF12-2BB1 | 1 | UN | 1 | 20 | D | D | N | N | 85015230 | 1 |  | 106 | KG | 3444.23 | 3444.23 | MC05 | MC05 | SIMOTICS M Compact induction motor 1500rpm, 15 kW 96Nm, 34A, 342V 1750rpm, 17.5kW 96Nm, 34A, 392V 2000rpm, 20 kW 96Nm, 34A, 445V forced ventilation; direction of air flow NDE--> DE; Degree of protection IP55 Incremental encoder HTL 2048 S/R (encoder HTL2048S/R) With temperature sensor KTY 84-130 DESIGN IM B5 (IMV 1,IM V3) SHAFT WITH FITTED KEY HALF-KEY BALANCING BEARING: STANDARD WITH FIXED BEARING, VIBRATION SEVERITY GRADE: R/A, FLANGE ACCURACY: R TERMINAL BOX (ABOVE) CABLE ENTRY ON THE LEFT SIGNAL CONNECTION D-END | - | 0 | 0
1PH8133-1JF12-2BC1 |  | 1PH8133-1JF12-2BC1 | 1 | UN | 1 | 20 | D | D | N | N | 85015230 | 1 |  | 106 | KG | 3444.23 | 3444.23 | MC05 | MC05 | SIMOTICS M Compact induction motor 1500rpm, 15 kW 96Nm, 34A, 342V 1750rpm, 17.5kW 96Nm, 34A, 392V 2000rpm, 20 kW 96Nm, 34A, 445V forced ventilation; direction of air flow NDE--> DE; Degree of protection IP55 Incremental encoder HTL 2048 S/R (encoder HTL2048S/R) With temperature sensor KTY 84-130 DESIGN IM B5 (IMV 1,IM V3) SHAFT WITH FITTED KEY HALF-KEY BALANCING BEARING: STANDARD WITH FIXED BEARING, VIBRATION SEVERITY GRADE: R/A, FLANGE ACCURACY: R TERMINAL BOX (ABOVE) CABLE ENTRY ON THE ND-END SIGNAL CONNECTION LEFT | - | 0 | 0
1PH8133-1JF12-2CA1 |  | 1PH8133-1JF12-2CA1 | 1 | UN | 1 | 20 | D | D | N | N | 85015230 | 1 |  | 106 | KG | 3574.25 | 3574.25 | MC05 | MC05 | SIMOTICS M Compact induction motor 1500rpm, 15 kW 96Nm, 34A, 342V 1750rpm, 17.5kW 96Nm, 34A, 392V 2000rpm, 20 kW 96Nm, 34A, 445V forced ventilation; direction of air flow NDE--> DE; Degree of protection IP55 Incremental encoder HTL 2048 S/R (encoder HTL2048S/R) With temperature sensor KTY 84-130 DESIGN IM B5 (IMV 1,IM V3) SHAFT WITH FITTED KEY HALF-KEY BALANCING BEARING: STANDARD WITH FIXED BEARING, VIBRATION SEVERITY GRADE: S/A, SHAFT AND FLANGE ACCURACY: R TERMINAL BOX (ABOVE) CABLE ENTRY ON THE RIGHT SIGNAL CONNECTION D-END | - | 0 | 0
1PH8133-1JF12-2CB1 |  | 1PH8133-1JF12-2CB1 | 1 | UN | 1 | 20 | D | D | N | N | 85015230 | 1 |  | 106 | KG | 3574.25 | 3574.25 | MC05 | MC05 | SIMOTICS M Compact induction motor 1500rpm, 15 kW 96Nm, 34A, 342V 1750rpm, 17.5kW 96Nm, 34A, 392V 2000rpm, 20 kW 96Nm, 34A, 445V forced ventilation; direction of air flow NDE--> DE; Degree of protection IP55 Incremental encoder HTL 2048 S/R (encoder HTL2048S/R) With temperature sensor KTY 84-130 DESIGN IM B5 (IMV 1,IM V3) SHAFT WITH FITTED KEY HALF-KEY BALANCING BEARING: STANDARD WITH FIXED BEARING, VIBRATION SEVERITY GRADE: S/A, SHAFT AND FLANGE ACCURACY: R TERMINAL BOX (ABOVE) CABLE ENTRY ON THE LEFT SIGNAL CONNECTION D-END | - | 0 | 0
1PH8133-1JF12-2CC1 |  | 1PH8133-1JF12-2CC1 | 1 | UN | 1 | 20 | D | D | N | N | 85015230 | 1 |  | 106 | KG | 3574.25 | 3574.25 | MC05 | MC05 | SIMOTICS M Compact induction motor 1500rpm, 15 kW 96Nm, 34A, 342V 1750rpm, 17.5kW 96Nm, 34A, 392V 2000rpm, 20 kW 96Nm, 34A, 445V forced ventilation; direction of air flow NDE--> DE; Degree of protection IP55 Incremental encoder HTL 2048 S/R (encoder HTL2048S/R) With temperature sensor KTY 84-130 DESIGN IM B5 (IMV 1,IM V3) SHAFT WITH FITTED KEY HALF-KEY BALANCING BEARING: STANDARD WITH FIXED BEARING, VIBRATION SEVERITY GRADE: S/A, SHAFT AND FLANGE ACCURACY: R TERMINAL BOX (ABOVE) CABLE ENTRY ON THE ND-END SIGNAL CONNECTION LEFT | - | 0 | 0
1PH8133-1JF13-0BA1 |  | 1PH8133-1JF13-0BA1 | 1 | UN | 1 | 20 | D | D | N | N | 85015230 | 1 |  | 106 | KG | 3646.53 | 3646.53 | MC05 | MC05 | SIMOTICS M Compact induction motor 1500rpm, 15 kW 96Nm, 34A, 342V 1750rpm, 17.5kW 96Nm, 34A, 392V 2000rpm, 20 kW 96Nm, 34A, 445V forced ventilation; direction of air flow NDE--> DE; Degree of protection IP55 Incremental encoder HTL 2048 S/R (encoder HTL2048S/R) With temperature sensor KTY 84-130 Design IM B35 (IM V15, (IM V35) PLAIN SHAFT WITHOUT FITTED KEY; BEARING: STANDARD WITH FIXED BEARING, VIBRATION SEVERITY GRADE: R/A, FLANGE ACCURACY: R TERMINAL BOX (ABOVE) CABLE ENTRY ON THE RIGHT SIGNAL CONNECTION D-END | - | 0 | 0
1PH8133-1JF13-0BB1 |  | 1PH8133-1JF13-0BB1 | 1 | UN | 1 | 20 | D | D | N | N | 85015230 | 1 |  | 106 | KG | 3646.53 | 3646.53 | MC05 | MC05 | SIMOTICS M Compact induction motor 1500rpm, 15 kW 96Nm, 34A, 342V 1750rpm, 17.5kW 96Nm, 34A, 392V 2000rpm, 20 kW 96Nm, 34A, 445V forced ventilation; direction of air flow NDE--> DE; Degree of protection IP55 Incremental encoder HTL 2048 S/R (encoder HTL2048S/R) With temperature sensor KTY 84-130 Design IM B35 (IM V15, (IM V35) PLAIN SHAFT WITHOUT FITTED KEY; BEARING: STANDARD WITH FIXED BEARING, VIBRATION SEVERITY GRADE: R/A, FLANGE ACCURACY: R TERMINAL BOX (ABOVE) CABLE ENTRY ON THE LEFT SIGNAL CONNECTION D-END | - | 0 | 0
1PH8133-1JF13-0BC1 |  | 1PH8133-1JF13-0BC1 | 1 | UN | 1 | 20 | D | D | N | N | 85015230 | 1 |  | 106 | KG | 3646.53 | 3646.53 | MC05 | MC05 | SIMOTICS M Compact induction motor 1500rpm, 15 kW 96Nm, 34A, 342V 1750rpm, 17.5kW 96Nm, 34A, 392V 2000rpm, 20 kW 96Nm, 34A, 445V forced ventilation; direction of air flow NDE--> DE; Degree of protection IP55 Incremental encoder HTL 2048 S/R (encoder HTL2048S/R) With temperature sensor KTY 84-130 Design IM B35 (IM V15, (IM V35) PLAIN SHAFT WITHOUT FITTED KEY; BEARING: STANDARD WITH FIXED BEARING, VIBRATION SEVERITY GRADE: R/A, FLANGE ACCURACY: R TERMINAL BOX (ABOVE) CABLE ENTRY ON THE ND-END SIGNAL CONNECTION LEFT | - | 0 | 0
1PH8133-1JF13-0CA1 |  | 1PH8133-1JF13-0CA1 | 1 | UN | 1 | 20 | D | D | N | N | 85015230 | 1 |  | 106 | KG | 3776.55 | 3776.55 | MC05 | MC05 | SIMOTICS M Compact induction motor 1500rpm, 15 kW 96Nm, 34A, 342V 1750rpm, 17.5kW 96Nm, 34A, 392V 2000rpm, 20 kW 96Nm, 34A, 445V forced ventilation; direction of air flow NDE--> DE; Degree of protection IP55 Incremental encoder HTL 2048 S/R (encoder HTL2048S/R) With temperature sensor KTY 84-130 Design IM B35 (IM V15, (IM V35) PLAIN SHAFT WITHOUT FITTED KEY; BEARING: STANDARD WITH FIXED BEARING, VIBRATION SEVERITY GRADE: S/A, SHAFT AND FLANGE ACCURACY: R TERMINAL BOX (ABOVE) CABLE ENTRY ON THE RIGHT SIGNAL CONNECTION D-END | - | 0 | 0
1PH8133-1JF13-0CB1 |  | 1PH8133-1JF13-0CB1 | 1 | UN | 1 | 20 | D | D | N | N | 85015230 | 1 |  | 106 | KG | 3776.55 | 3776.55 | MC05 | MC05 | SIMOTICS M Compact induction motor 1500rpm, 15 kW 96Nm, 34A, 342V 1750rpm, 17.5kW 96Nm, 34A, 392V 2000rpm, 20 kW 96Nm, 34A, 445V forced ventilation; direction of air flow NDE--> DE; Degree of protection IP55 Incremental encoder HTL 2048 S/R (encoder HTL2048S/R) With temperature sensor KTY 84-130 Design IM B35 (IM V15, (IM V35) PLAIN SHAFT WITHOUT FITTED KEY; BEARING: STANDARD WITH FIXED BEARING, VIBRATION SEVERITY GRADE: S/A, SHAFT AND FLANGE ACCURACY: R TERMINAL BOX (ABOVE) CABLE ENTRY ON THE LEFT SIGNAL CONNECTION D-END | - | 0 | 0
1PH8133-1JF13-0CC1 |  | 1PH8133-1JF13-0CC1 | 1 | UN | 1 | 20 | D | D | N | N | 85015230 | 1 |  | 106 | KG | 3776.55 | 3776.55 | MC05 | MC05 | SIMOTICS M Compact induction motor 1500rpm, 15 kW 96Nm, 34A, 342V 1750rpm, 17.5kW 96Nm, 34A, 392V 2000rpm, 20 kW 96Nm, 34A, 445V forced ventilation; direction of air flow NDE--> DE; Degree of protection IP55 Incremental encoder HTL 2048 S/R (encoder HTL2048S/R) With temperature sensor KTY 84-130 Design IM B35 (IM V15, (IM V35) PLAIN SHAFT WITHOUT FITTED KEY; BEARING: STANDARD WITH FIXED BEARING, VIBRATION SEVERITY GRADE: S/A, SHAFT AND FLANGE ACCURACY: R TERMINAL BOX (ABOVE) CABLE ENTRY ON THE ND-END SIGNAL CONNECTION LEFT | - | 0 | 0
1PH8133-1JF13-2BA1 |  | 1PH8133-1JF13-2BA1 | 1 | UN | 1 | 20 | D | D | N | N | 85015230 | 1 |  | 106 | KG | 3646.53 | 3646.53 | MC05 | MC05 | SIMOTICS M Compact induction motor 1500rpm, 15 kW 96Nm, 34A, 342V 1750rpm, 17.5kW 96Nm, 34A, 392V 2000rpm, 20 kW 96Nm, 34A, 445V forced ventilation; direction of air flow NDE--> DE; Degree of protection IP55 Incremental encoder HTL 2048 S/R (encoder HTL2048S/R) With temperature sensor KTY 84-130 Design IM B35 (IM V15, (IM V35) SHAFT WITH FITTED KEY HALF-KEY BALANCING BEARING: STANDARD WITH FIXED BEARING, VIBRATION SEVERITY GRADE: R/A, FLANGE ACCURACY: R TERMINAL BOX (ABOVE) CABLE ENTRY ON THE RIGHT SIGNAL CONNECTION D-END | - | 0 | 0
1PH8133-1JF13-2BB1 |  | 1PH8133-1JF13-2BB1 | 1 | UN | 1 | 20 | D | D | N | N | 85015230 | 1 |  | 106 | KG | 3646.53 | 3646.53 | MC05 | MC05 | SIMOTICS M Compact induction motor 1500rpm, 15 kW 96Nm, 34A, 342V 1750rpm, 17.5kW 96Nm, 34A, 392V 2000rpm, 20 kW 96Nm, 34A, 445V forced ventilation; direction of air flow NDE--> DE; Degree of protection IP55 Incremental encoder HTL 2048 S/R (encoder HTL2048S/R) With temperature sensor KTY 84-130 Design IM B35 (IM V15, (IM V35) SHAFT WITH FITTED KEY HALF-KEY BALANCING BEARING: STANDARD WITH FIXED BEARING, VIBRATION SEVERITY GRADE: R/A, FLANGE ACCURACY: R TERMINAL BOX (ABOVE) CABLE ENTRY ON THE LEFT SIGNAL CONNECTION D-END | - | 0 | 0
1PH8133-1JF13-2BC1 |  | 1PH8133-1JF13-2BC1 | 1 | UN | 1 | 20 | D | D | N | N | 85015230 | 1 |  | 106 | KG | 3646.53 | 3646.53 | MC05 | MC05 | SIMOTICS M Compact induction motor 1500rpm, 15 kW 96Nm, 34A, 342V 1750rpm, 17.5kW 96Nm, 34A, 392V 2000rpm, 20 kW 96Nm, 34A, 445V forced ventilation; direction of air flow NDE--> DE; Degree of protection IP55 Incremental encoder HTL 2048 S/R (encoder HTL2048S/R) With temperature sensor KTY 84-130 Design IM B35 (IM V15, (IM V35) SHAFT WITH FITTED KEY HALF-KEY BALANCING BEARING: STANDARD WITH FIXED BEARING, VIBRATION SEVERITY GRADE: R/A, FLANGE ACCURACY: R TERMINAL BOX (ABOVE) CABLE ENTRY ON THE ND-END SIGNAL CONNECTION LEFT | - | 0 | 0
1PH8133-1JF13-2CA1 |  | 1PH8133-1JF13-2CA1 | 1 | UN | 1 | 20 | D | D | N | N | 85015230 | 1 |  | 106 | KG | 3776.55 | 3776.55 | MC05 | MC05 | SIMOTICS M Compact induction motor 1500rpm, 15 kW 96Nm, 34A, 342V 1750rpm, 17.5kW 96Nm, 34A, 392V 2000rpm, 20 kW 96Nm, 34A, 445V forced ventilation; direction of air flow NDE--> DE; Degree of protection IP55 Incremental encoder HTL 2048 S/R (encoder HTL2048S/R) With temperature sensor KTY 84-130 Design IM B35 (IM V15, (IM V35) SHAFT WITH FITTED KEY HALF-KEY BALANCING BEARING: STANDARD WITH FIXED BEARING, VIBRATION SEVERITY GRADE: S/A, SHAFT AND FLANGE ACCURACY: R TERMINAL BOX (ABOVE) CABLE ENTRY ON THE RIGHT SIGNAL CONNECTION D-END | - | 0 | 0
1PH8133-1JF13-2CB1 |  | 1PH8133-1JF13-2CB1 | 1 | UN | 1 | 20 | D | D | N | N | 85015230 | 1 |  | 106 | KG | 3776.55 | 3776.55 | MC05 | MC05 | SIMOTICS M Compact induction motor 1500rpm, 15 kW 96Nm, 34A, 342V 1750rpm, 17.5kW 96Nm, 34A, 392V 2000rpm, 20 kW 96Nm, 34A, 445V forced ventilation; direction of air flow NDE--> DE; Degree of protection IP55 Incremental encoder HTL 2048 S/R (encoder HTL2048S/R) With temperature sensor KTY 84-130 Design IM B35 (IM V15, (IM V35) SHAFT WITH FITTED KEY HALF-KEY BALANCING BEARING: STANDARD WITH FIXED BEARING, VIBRATION SEVERITY GRADE: S/A, SHAFT AND FLANGE ACCURACY: R TERMINAL BOX (ABOVE) CABLE ENTRY ON THE LEFT SIGNAL CONNECTION D-END | - | 0 | 0
1PH8133-1JF13-2CC1 |  | 1PH8133-1JF13-2CC1 | 1 | UN | 1 | 20 | D | D | N | N | 85015230 | 1 |  | 106 | KG | 3776.55 | 3776.55 | MC05 | MC05 | SIMOTICS M Compact induction motor 1500rpm, 15 kW 96Nm, 34A, 342V 1750rpm, 17.5kW 96Nm, 34A, 392V 2000rpm, 20 kW 96Nm, 34A, 445V forced ventilation; direction of air flow NDE--> DE; Degree of protection IP55 Incremental encoder HTL 2048 S/R (encoder HTL2048S/R) With temperature sensor KTY 84-130 Design IM B35 (IM V15, (IM V35) SHAFT WITH FITTED KEY HALF-KEY BALANCING BEARING: STANDARD WITH FIXED BEARING, VIBRATION SEVERITY GRADE: S/A, SHAFT AND FLANGE ACCURACY: R TERMINAL BOX (ABOVE) CABLE ENTRY ON THE ND-END SIGNAL CONNECTION LEFT | - | 0 | 0
1PH8133-1JF20-0BA1 |  | 1PH8133-1JF20-0BA1 | 1 | UN | 1 | 20 | D | D | N | N | 85015230 | 1 |  | 123 | KG | 3822.61 | 3822.61 | MC05 | MC05 | SIMOTICS M Compact induction motor 1500rpm, 17kW, 108Nm, 38A, 345V 1750rpm, 19.5kW, 106Nm, 38A, 40 2000rpm, 22.5kW, 107Nm, 38A, 45 water cooling Degree of protection IP65 Incremental encoder HTL 2048 S/R (encoder HTL2048S/R) With temperature sensor KTY 84-130 DESIGN IM B3 (IM V5, IM V6) PLAIN SHAFT WITHOUT FITTED KEY; BEARING: STANDARD WITH FIXED BEARING, VIBRATION SEVERITY GRADE: R/A, FLANGE ACCURACY: R TERMINAL BOX (ABOVE) CABLE ENTRY ON THE RIGHT SIGNAL CONNECTION D-END | - | 0 | 0
1PH8133-1JF20-0BB1 |  | 1PH8133-1JF20-0BB1 | 1 | UN | 1 | 20 | D | D | N | N | 85015230 | 1 |  | 123 | KG | 3822.61 | 3822.61 | MC05 | MC05 | SIMOTICS M Compact induction motor 1500rpm, 17kW, 108Nm, 38A, 345V 1750rpm, 19.5kW, 106Nm, 38A, 40 2000rpm, 22.5kW, 107Nm, 38A, 45 water cooling Degree of protection IP65 Incremental encoder HTL 2048 S/R (encoder HTL2048S/R) With temperature sensor KTY 84-130 DESIGN IM B3 (IM V5, IM V6) PLAIN SHAFT WITHOUT FITTED KEY; BEARING: STANDARD WITH FIXED BEARING, VIBRATION SEVERITY GRADE: R/A, FLANGE ACCURACY: R TERMINAL BOX (ABOVE) CABLE ENTRY ON THE LEFT SIGNAL CONNECTION D-END | - | 0 | 0
1PH8133-1JF20-0BC1 |  | 1PH8133-1JF20-0BC1 | 1 | UN | 1 | 20 | D | D | N | N | 85015230 | 1 |  | 123 | KG | 3822.61 | 3822.61 | MC05 | MC05 | SIMOTICS M Compact induction motor 1500rpm, 17kW, 108Nm, 38A, 345V 1750rpm, 19.5kW, 106Nm, 38A, 40 2000rpm, 22.5kW, 107Nm, 38A, 45 water cooling Degree of protection IP65 Incremental encoder HTL 2048 S/R (encoder HTL2048S/R) With temperature sensor KTY 84-130 DESIGN IM B3 (IM V5, IM V6) PLAIN SHAFT WITHOUT FITTED KEY; BEARING: STANDARD WITH FIXED BEARING, VIBRATION SEVERITY GRADE: R/A, FLANGE ACCURACY: R TERMINAL BOX (ABOVE) CABLE ENTRY ON THE ND-END SIGNAL CONNECTION LEFT | - | 0 | 0
1PH8133-1JF20-0CA1 |  | 1PH8133-1JF20-0CA1 | 1 | UN | 1 | 20 | D | D | N | N | 85015230 | 1 |  | 123 | KG | 3952.63 | 3952.63 | MC05 | MC05 | SIMOTICS M Compact induction motor 1500rpm, 17kW, 108Nm, 38A, 345V 1750rpm, 19.5kW, 106Nm, 38A, 40 2000rpm, 22.5kW, 107Nm, 38A, 45 water cooling Degree of protection IP65 Incremental encoder HTL 2048 S/R (encoder HTL2048S/R) With temperature sensor KTY 84-130 DESIGN IM B3 (IM V5, IM V6) PLAIN SHAFT WITHOUT FITTED KEY; BEARING: STANDARD WITH FIXED BEARING, VIBRATION SEVERITY GRADE: S/A, SHAFT AND FLANGE ACCURACY: R TERMINAL BOX (ABOVE) CABLE ENTRY ON THE RIGHT SIGNAL CONNECTION D-END | - | 0 | 0
1PH8133-1JF20-0CB1 |  | 1PH8133-1JF20-0CB1 | 1 | UN | 1 | 20 | D | D | N | N | 85015230 | 1 |  | 123 | KG | 3952.63 | 3952.63 | MC05 | MC05 | SIMOTICS M Compact induction motor 1500rpm, 17kW, 108Nm, 38A, 345V 1750rpm, 19.5kW, 106Nm, 38A, 40 2000rpm, 22.5kW, 107Nm, 38A, 45 water cooling Degree of protection IP65 Incremental encoder HTL 2048 S/R (encoder HTL2048S/R) With temperature sensor KTY 84-130 DESIGN IM B3 (IM V5, IM V6) PLAIN SHAFT WITHOUT FITTED KEY; BEARING: STANDARD WITH FIXED BEARING, VIBRATION SEVERITY GRADE: S/A, SHAFT AND FLANGE ACCURACY: R TERMINAL BOX (ABOVE) CABLE ENTRY ON THE LEFT SIGNAL CONNECTION D-END | - | 0 | 0
1PH8133-1JF20-0CC1 |  | 1PH8133-1JF20-0CC1 | 1 | UN | 1 | 20 | D | D | N | N | 85015230 | 1 |  | 123 | KG | 3952.63 | 3952.63 | MC05 | MC05 | SIMOTICS M Compact induction motor 1500rpm, 17kW, 108Nm, 38A, 345V 1750rpm, 19.5kW, 106Nm, 38A, 40 2000rpm, 22.5kW, 107Nm, 38A, 45 water cooling Degree of protection IP65 Incremental encoder HTL 2048 S/R (encoder HTL2048S/R) With temperature sensor KTY 84-130 DESIGN IM B3 (IM V5, IM V6) PLAIN SHAFT WITHOUT FITTED KEY; BEARING: STANDARD WITH FIXED BEARING, VIBRATION SEVERITY GRADE: S/A, SHAFT AND FLANGE ACCURACY: R TERMINAL BOX (ABOVE) CABLE ENTRY ON THE ND-END SIGNAL CONNECTION LEFT | - | 0 | 0
1PH8133-1JF20-2BA1 |  | 1PH8133-1JF20-2BA1 | 1 | UN | 1 | 20 | D | D | N | N | 85015230 | 1 |  | 123 | KG | 3822.61 | 3822.61 | MC05 | MC05 | SIMOTICS M Compact induction motor 1500rpm, 17kW, 108Nm, 38A, 345V 1750rpm, 19.5kW, 106Nm, 38A, 40 2000rpm, 22.5kW, 107Nm, 38A, 45 water cooling Degree of protection IP65 Incremental encoder HTL 2048 S/R (encoder HTL2048S/R) With temperature sensor KTY 84-130 DESIGN IM B3 (IM V5, IM V6) SHAFT WITH FITTED KEY HALF-KEY BALANCING BEARING: STANDARD WITH FIXED BEARING, VIBRATION SEVERITY GRADE: R/A, FLANGE ACCURACY: R TERMINAL BOX (ABOVE) CABLE ENTRY ON THE RIGHT SIGNAL CONNECTION D-END | - | 0 | 0
1PH8133-1JF20-2BB1 |  | 1PH8133-1JF20-2BB1 | 1 | UN | 1 | 20 | D | D | N | N | 85015230 | 1 |  | 123 | KG | 3822.61 | 3822.61 | MC05 | MC05 | SIMOTICS M Compact induction motor 1500rpm, 17kW, 108Nm, 38A, 345V 1750rpm, 19.5kW, 106Nm, 38A, 40 2000rpm, 22.5kW, 107Nm, 38A, 45 water cooling Degree of protection IP65 Incremental encoder HTL 2048 S/R (encoder HTL2048S/R) With temperature sensor KTY 84-130 DESIGN IM B3 (IM V5, IM V6) SHAFT WITH FITTED KEY HALF-KEY BALANCING BEARING: STANDARD WITH FIXED BEARING, VIBRATION SEVERITY GRADE: R/A, FLANGE ACCURACY: R TERMINAL BOX (ABOVE) CABLE ENTRY ON THE LEFT SIGNAL CONNECTION D-END | - | 0 | 0
1PH8133-1JF20-2BC1 |  | 1PH8133-1JF20-2BC1 | 1 | UN | 1 | 20 | D | D | N | N | 85015230 | 1 |  | 123 | KG | 3822.61 | 3822.61 | MC05 | MC05 | SIMOTICS M Compact induction motor 1500rpm, 17kW, 108Nm, 38A, 345V 1750rpm, 19.5kW, 106Nm, 38A, 40 2000rpm, 22.5kW, 107Nm, 38A, 45 water cooling Degree of protection IP65 Incremental encoder HTL 2048 S/R (encoder HTL2048S/R) With temperature sensor KTY 84-130 DESIGN IM B3 (IM V5, IM V6) SHAFT WITH FITTED KEY HALF-KEY BALANCING BEARING: STANDARD WITH FIXED BEARING, VIBRATION SEVERITY GRADE: R/A, FLANGE ACCURACY: R TERMINAL BOX (ABOVE) CABLE ENTRY ON THE ND-END SIGNAL CONNECTION LEFT | - | 0 | 0
1PH8133-1JF20-2CA1 |  | 1PH8133-1JF20-2CA1 | 1 | UN | 1 | 20 | D | D | N | N | 85015230 | 1 |  | 123 | KG | 3952.63 | 3952.63 | MC05 | MC05 | SIMOTICS M Compact induction motor 1500rpm, 17kW, 108Nm, 38A, 345V 1750rpm, 19.5kW, 106Nm, 38A, 40 2000rpm, 22.5kW, 107Nm, 38A, 45 water cooling Degree of protection IP65 Incremental encoder HTL 2048 S/R (encoder HTL2048S/R) With temperature sensor KTY 84-130 DESIGN IM B3 (IM V5, IM V6) SHAFT WITH FITTED KEY HALF-KEY BALANCING BEARING: STANDARD WITH FIXED BEARING, VIBRATION SEVERITY GRADE: S/A, SHAFT AND FLANGE ACCURACY: R TERMINAL BOX (ABOVE) CABLE ENTRY ON THE RIGHT SIGNAL CONNECTION D-END | - | 0 | 0
1PH8133-1JF20-2CB1 |  | 1PH8133-1JF20-2CB1 | 1 | UN | 1 | 20 | D | D | N | N | 85015230 | 1 |  | 123 | KG | 3952.63 | 3952.63 | MC05 | MC05 | SIMOTICS M Compact induction motor 1500rpm, 17kW, 108Nm, 38A, 345V 1750rpm, 19.5kW, 106Nm, 38A, 40 2000rpm, 22.5kW, 107Nm, 38A, 45 water cooling Degree of protection IP65 Incremental encoder HTL 2048 S/R (encoder HTL2048S/R) With temperature sensor KTY 84-130 DESIGN IM B3 (IM V5, IM V6) SHAFT WITH FITTED KEY HALF-KEY BALANCING BEARING: STANDARD WITH FIXED BEARING, VIBRATION SEVERITY GRADE: S/A, SHAFT AND FLANGE ACCURACY: R TERMINAL BOX (ABOVE) CABLE ENTRY ON THE LEFT SIGNAL CONNECTION D-END | - | 0 | 0
1PH8133-1JF20-2CC1 |  | 1PH8133-1JF20-2CC1 | 1 | UN | 1 | 20 | D | D | N | N | 85015230 | 1 |  | 123 | KG | 3952.63 | 3952.63 | MC05 | MC05 | SIMOTICS M Compact induction motor 1500rpm, 17kW, 108Nm, 38A, 345V 1750rpm, 19.5kW, 106Nm, 38A, 40 2000rpm, 22.5kW, 107Nm, 38A, 45 water cooling Degree of protection IP65 Incremental encoder HTL 2048 S/R (encoder HTL2048S/R) With temperature sensor KTY 84-130 DESIGN IM B3 (IM V5, IM V6) SHAFT WITH FITTED KEY HALF-KEY BALANCING BEARING: STANDARD WITH FIXED BEARING, VIBRATION SEVERITY GRADE: S/A, SHAFT AND FLANGE ACCURACY: R TERMINAL BOX (ABOVE) CABLE ENTRY ON THE ND-END SIGNAL CONNECTION LEFT | - | 0 | 0
1PH8133-1JF22-0BA1 |  | 1PH8133-1JF22-0BA1 | 1 | UN | 1 | 20 | D | D | N | N | 85015230 | 1 |  | 123 | KG | 3981.56 | 3981.56 | MC05 | MC05 | SIMOTICS M Compact induction motor 1500rpm, 17kW, 108Nm, 38A, 345V 1750rpm, 19.5kW, 106Nm, 38A, 40 2000rpm, 22.5kW, 107Nm, 38A, 45 water cooling Degree of protection IP65 Incremental encoder HTL 2048 S/R (encoder HTL2048S/R) With temperature sensor KTY 84-130 DESIGN IM B5 (IMV 1,IM V3) PLAIN SHAFT WITHOUT FITTED KEY; BEARING: STANDARD WITH FIXED BEARING, VIBRATION SEVERITY GRADE: R/A, FLANGE ACCURACY: R TERMINAL BOX (ABOVE) CABLE ENTRY ON THE RIGHT SIGNAL CONNECTION D-END | - | 0 | 0
1PH8133-1JF22-0BB1 |  | 1PH8133-1JF22-0BB1 | 1 | UN | 1 | 20 | D | D | N | N | 85015230 | 1 |  | 123 | KG | 3981.56 | 3981.56 | MC05 | MC05 | SIMOTICS M Compact induction motor 1500rpm, 17kW, 108Nm, 38A, 345V 1750rpm, 19.5kW, 106Nm, 38A, 40 2000rpm, 22.5kW, 107Nm, 38A, 45 water cooling Degree of protection IP65 Incremental encoder HTL 2048 S/R (encoder HTL2048S/R) With temperature sensor KTY 84-130 DESIGN IM B5 (IMV 1,IM V3) PLAIN SHAFT WITHOUT FITTED KEY; BEARING: STANDARD WITH FIXED BEARING, VIBRATION SEVERITY GRADE: R/A, FLANGE ACCURACY: R TERMINAL BOX (ABOVE) CABLE ENTRY ON THE LEFT SIGNAL CONNECTION D-END | - | 0 | 0
1PH8133-1JF22-0BC1 |  | 1PH8133-1JF22-0BC1 | 1 | UN | 1 | 20 | D | D | N | N | 85015230 | 1 |  | 123 | KG | 3981.56 | 3981.56 | MC05 | MC05 | SIMOTICS M Compact induction motor 1500rpm, 17kW, 108Nm, 38A, 345V 1750rpm, 19.5kW, 106Nm, 38A, 40 2000rpm, 22.5kW, 107Nm, 38A, 45 water cooling Degree of protection IP65 Incremental encoder HTL 2048 S/R (encoder HTL2048S/R) With temperature sensor KTY 84-130 DESIGN IM B5 (IMV 1,IM V3) PLAIN SHAFT WITHOUT FITTED KEY; BEARING: STANDARD WITH FIXED BEARING, VIBRATION SEVERITY GRADE: R/A, FLANGE ACCURACY: R TERMINAL BOX (ABOVE) CABLE ENTRY ON THE ND-END SIGNAL CONNECTION LEFT | - | 0 | 0
1PH8133-1JF22-0CA1 |  | 1PH8133-1JF22-0CA1 | 1 | UN | 1 | 20 | D | D | N | N | 85015230 | 1 |  | 123 | KG | 4111.58 | 4111.58 | MC05 | MC05 | SIMOTICS M Compact induction motor 1500rpm, 17kW, 108Nm, 38A, 345V 1750rpm, 19.5kW, 106Nm, 38A, 40 2000rpm, 22.5kW, 107Nm, 38A, 45 water cooling Degree of protection IP65 Incremental encoder HTL 2048 S/R (encoder HTL2048S/R) With temperature sensor KTY 84-130 DESIGN IM B5 (IMV 1,IM V3) PLAIN SHAFT WITHOUT FITTED KEY; BEARING: STANDARD WITH FIXED BEARING, VIBRATION SEVERITY GRADE: S/A, SHAFT AND FLANGE ACCURACY: R TERMINAL BOX (ABOVE) CABLE ENTRY ON THE RIGHT SIGNAL CONNECTION D-END | - | 0 | 0
1PH8133-1JF22-0CB1 |  | 1PH8133-1JF22-0CB1 | 1 | UN | 1 | 20 | D | D | N | N | 85015230 | 1 |  | 123 | KG | 4111.58 | 4111.58 | MC05 | MC05 | SIMOTICS M Compact induction motor 1500rpm, 17kW, 108Nm, 38A, 345V 1750rpm, 19.5kW, 106Nm, 38A, 40 2000rpm, 22.5kW, 107Nm, 38A, 45 water cooling Degree of protection IP65 Incremental encoder HTL 2048 S/R (encoder HTL2048S/R) With temperature sensor KTY 84-130 DESIGN IM B5 (IMV 1,IM V3) PLAIN SHAFT WITHOUT FITTED KEY; BEARING: STANDARD WITH FIXED BEARING, VIBRATION SEVERITY GRADE: S/A, SHAFT AND FLANGE ACCURACY: R TERMINAL BOX (ABOVE) CABLE ENTRY ON THE LEFT SIGNAL CONNECTION D-END | - | 0 | 0
1PH8133-1JF22-0CC1 |  | 1PH8133-1JF22-0CC1 | 1 | UN | 1 | 20 | D | D | N | N | 85015230 | 1 |  | 123 | KG | 4111.58 | 4111.58 | MC05 | MC05 | SIMOTICS M Compact induction motor 1500rpm, 17kW, 108Nm, 38A, 345V 1750rpm, 19.5kW, 106Nm, 38A, 40 2000rpm, 22.5kW, 107Nm, 38A, 45 water cooling Degree of protection IP65 Incremental encoder HTL 2048 S/R (encoder HTL2048S/R) With temperature sensor KTY 84-130 DESIGN IM B5 (IMV 1,IM V3) PLAIN SHAFT WITHOUT FITTED KEY; BEARING: STANDARD WITH FIXED BEARING, VIBRATION SEVERITY GRADE: S/A, SHAFT AND FLANGE ACCURACY: R TERMINAL BOX (ABOVE) CABLE ENTRY ON THE ND-END SIGNAL CONNECTION LEFT | - | 0 | 0
1PH8133-1JF22-2BA1 |  | 1PH8133-1JF22-2BA1 | 1 | UN | 1 | 20 | D | D | N | N | 85015230 | 1 |  | 123 | KG | 3981.56 | 3981.56 | MC05 | MC05 | SIMOTICS M Compact induction motor 1500rpm, 17kW, 108Nm, 38A, 345V 1750rpm, 19.5kW, 106Nm, 38A, 40 2000rpm, 22.5kW, 107Nm, 38A, 45 water cooling Degree of protection IP65 Incremental encoder HTL 2048 S/R (encoder HTL2048S/R) With temperature sensor KTY 84-130 DESIGN IM B5 (IMV 1,IM V3) SHAFT WITH FITTED KEY HALF-KEY BALANCING BEARING: STANDARD WITH FIXED BEARING, VIBRATION SEVERITY GRADE: R/A, FLANGE ACCURACY: R TERMINAL BOX (ABOVE) CABLE ENTRY ON THE RIGHT SIGNAL CONNECTION D-END | - | 0 | 0
1PH8133-1JF22-2BB1 |  | 1PH8133-1JF22-2BB1 | 1 | UN | 1 | 20 | D | D | N | N | 85015230 | 1 |  | 123 | KG | 3981.56 | 3981.56 | MC05 | MC05 | SIMOTICS M Compact induction motor 1500rpm, 17kW, 108Nm, 38A, 345V 1750rpm, 19.5kW, 106Nm, 38A, 40 2000rpm, 22.5kW, 107Nm, 38A, 45 water cooling Degree of protection IP65 Incremental encoder HTL 2048 S/R (encoder HTL2048S/R) With temperature sensor KTY 84-130 DESIGN IM B5 (IMV 1,IM V3) SHAFT WITH FITTED KEY HALF-KEY BALANCING BEARING: STANDARD WITH FIXED BEARING, VIBRATION SEVERITY GRADE: R/A, FLANGE ACCURACY: R TERMINAL BOX (ABOVE) CABLE ENTRY ON THE LEFT SIGNAL CONNECTION D-END | - | 0 | 0
1PH8133-1JF22-2BC1 |  | 1PH8133-1JF22-2BC1 | 1 | UN | 1 | 20 | D | D | N | N | 85015230 | 1 |  | 123 | KG | 3981.56 | 3981.56 | MC05 | MC05 | SIMOTICS M Compact induction motor 1500rpm, 17kW, 108Nm, 38A, 345V 1750rpm, 19.5kW, 106Nm, 38A, 40 2000rpm, 22.5kW, 107Nm, 38A, 45 water cooling Degree of protection IP65 Incremental encoder HTL 2048 S/R (encoder HTL2048S/R) With temperature sensor KTY 84-130 DESIGN IM B5 (IMV 1,IM V3) SHAFT WITH FITTED KEY HALF-KEY BALANCING BEARING: STANDARD WITH FIXED BEARING, VIBRATION SEVERITY GRADE: R/A, FLANGE ACCURACY: R TERMINAL BOX (ABOVE) CABLE ENTRY ON THE ND-END SIGNAL CONNECTION LEFT | - | 0 | 0
1PH8133-1JF22-2CA1 |  | 1PH8133-1JF22-2CA1 | 1 | UN | 1 | 20 | D | D | N | N | 85015230 | 1 |  | 123 | KG | 4111.58 | 4111.58 | MC05 | MC05 | SIMOTICS M Compact induction motor 1500rpm, 17kW, 108Nm, 38A, 345V 1750rpm, 19.5kW, 106Nm, 38A, 40 2000rpm, 22.5kW, 107Nm, 38A, 45 water cooling Degree of protection IP65 Incremental encoder HTL 2048 S/R (encoder HTL2048S/R) With temperature sensor KTY 84-130 DESIGN IM B5 (IMV 1,IM V3) SHAFT WITH FITTED KEY HALF-KEY BALANCING BEARING: STANDARD WITH FIXED BEARING, VIBRATION SEVERITY GRADE: S/A, SHAFT AND FLANGE ACCURACY: R TERMINAL BOX (ABOVE) CABLE ENTRY ON THE RIGHT SIGNAL CONNECTION D-END | - | 0 | 0
1PH8133-1JF22-2CB1 |  | 1PH8133-1JF22-2CB1 | 1 | UN | 1 | 20 | D | D | N | N | 85015230 | 1 |  | 123 | KG | 4111.58 | 4111.58 | MC05 | MC05 | SIMOTICS M Compact induction motor 1500rpm, 17kW, 108Nm, 38A, 345V 1750rpm, 19.5kW, 106Nm, 38A, 40 2000rpm, 22.5kW, 107Nm, 38A, 45 water cooling Degree of protection IP65 Incremental encoder HTL 2048 S/R (encoder HTL2048S/R) With temperature sensor KTY 84-130 DESIGN IM B5 (IMV 1,IM V3) SHAFT WITH FITTED KEY HALF-KEY BALANCING BEARING: STANDARD WITH FIXED BEARING, VIBRATION SEVERITY GRADE: S/A, SHAFT AND FLANGE ACCURACY: R TERMINAL BOX (ABOVE) CABLE ENTRY ON THE LEFT SIGNAL CONNECTION D-END | - | 0 | 0
1PH8133-1JF22-2CC1 |  | 1PH8133-1JF22-2CC1 | 1 | UN | 1 | 20 | D | D | N | N | 85015230 | 1 |  | 123 | KG | 4111.58 | 4111.58 | MC05 | MC05 | SIMOTICS M Compact induction motor 1500rpm, 17kW, 108Nm, 38A, 345V 1750rpm, 19.5kW, 106Nm, 38A, 40 2000rpm, 22.5kW, 107Nm, 38A, 45 water cooling Degree of protection IP65 Incremental encoder HTL 2048 S/R (encoder HTL2048S/R) With temperature sensor KTY 84-130 DESIGN IM B5 (IMV 1,IM V3) SHAFT WITH FITTED KEY HALF-KEY BALANCING BEARING: STANDARD WITH FIXED BEARING, VIBRATION SEVERITY GRADE: S/A, SHAFT AND FLANGE ACCURACY: R TERMINAL BOX (ABOVE) CABLE ENTRY ON THE ND-END SIGNAL CONNECTION LEFT | - | 0 | 0
1PH8133-1JF23-0BA1 |  | 1PH8133-1JF23-0BA1 | 1 | UN | 1 | 20 | D | D | N | N | 85015230 | 1 |  | 123 | KG | 4183.86 | 4183.86 | MC05 | MC05 | SIMOTICS M Compact induction motor 1500rpm, 17kW, 108Nm, 38A, 345V 1750rpm, 19.5kW, 106Nm, 38A, 40 2000rpm, 22.5kW, 107Nm, 38A, 45 water cooling Degree of protection IP65 Incremental encoder HTL 2048 S/R (encoder HTL2048S/R) With temperature sensor KTY 84-130 Design IM B35 (IM V15, (IM V35) PLAIN SHAFT WITHOUT FITTED KEY; BEARING: STANDARD WITH FIXED BEARING, VIBRATION SEVERITY GRADE: R/A, FLANGE ACCURACY: R TERMINAL BOX (ABOVE) CABLE ENTRY ON THE RIGHT SIGNAL CONNECTION D-END | - | 0 | 0
1PH8133-1JF23-0BB1 |  | 1PH8133-1JF23-0BB1 | 1 | UN | 1 | 20 | D | D | N | N | 85015230 | 1 |  | 123 | KG | 4183.86 | 4183.86 | MC05 | MC05 | SIMOTICS M Compact induction motor 1500rpm, 17kW, 108Nm, 38A, 345V 1750rpm, 19.5kW, 106Nm, 38A, 40 2000rpm, 22.5kW, 107Nm, 38A, 45 water cooling Degree of protection IP65 Incremental encoder HTL 2048 S/R (encoder HTL2048S/R) With temperature sensor KTY 84-130 Design IM B35 (IM V15, (IM V35) PLAIN SHAFT WITHOUT FITTED KEY; BEARING: STANDARD WITH FIXED BEARING, VIBRATION SEVERITY GRADE: R/A, FLANGE ACCURACY: R TERMINAL BOX (ABOVE) CABLE ENTRY ON THE LEFT SIGNAL CONNECTION D-END | - | 0 | 0
1PH8133-1JF23-0BC1 |  | 1PH8133-1JF23-0BC1 | 1 | UN | 1 | 20 | D | D | N | N | 85015230 | 1 |  | 123 | KG | 4183.86 | 4183.86 | MC05 | MC05 | SIMOTICS M Compact induction motor 1500rpm, 17kW, 108Nm, 38A, 345V 1750rpm, 19.5kW, 106Nm, 38A, 40 2000rpm, 22.5kW, 107Nm, 38A, 45 water cooling Degree of protection IP65 Incremental encoder HTL 2048 S/R (encoder HTL2048S/R) With temperature sensor KTY 84-130 Design IM B35 (IM V15, (IM V35) PLAIN SHAFT WITHOUT FITTED KEY; BEARING: STANDARD WITH FIXED BEARING, VIBRATION SEVERITY GRADE: R/A, FLANGE ACCURACY: R TERMINAL BOX (ABOVE) CABLE ENTRY ON THE ND-END SIGNAL CONNECTION LEFT | - | 0 | 0
1PH8133-1JF23-0CA1 |  | 1PH8133-1JF23-0CA1 | 1 | UN | 1 | 20 | D | D | N | N | 85015230 | 1 |  | 123 | KG | 4313.88 | 4313.88 | MC05 | MC05 | SIMOTICS M Compact induction motor 1500rpm, 17kW, 108Nm, 38A, 345V 1750rpm, 19.5kW, 106Nm, 38A, 40 2000rpm, 22.5kW, 107Nm, 38A, 45 water cooling Degree of protection IP65 Incremental encoder HTL 2048 S/R (encoder HTL2048S/R) With temperature sensor KTY 84-130 Design IM B35 (IM V15, (IM V35) PLAIN SHAFT WITHOUT FITTED KEY; BEARING: STANDARD WITH FIXED BEARING, VIBRATION SEVERITY GRADE: S/A, SHAFT AND FLANGE ACCURACY: R TERMINAL BOX (ABOVE) CABLE ENTRY ON THE RIGHT SIGNAL CONNECTION D-END | - | 0 | 0
1PH8133-1JF23-0CB1 |  | 1PH8133-1JF23-0CB1 | 1 | UN | 1 | 20 | D | D | N | N | 85015230 | 1 |  | 123 | KG | 4313.88 | 4313.88 | MC05 | MC05 | SIMOTICS M Compact induction motor 1500rpm, 17kW, 108Nm, 38A, 345V 1750rpm, 19.5kW, 106Nm, 38A, 40 2000rpm, 22.5kW, 107Nm, 38A, 45 water cooling Degree of protection IP65 Incremental encoder HTL 2048 S/R (encoder HTL2048S/R) With temperature sensor KTY 84-130 Design IM B35 (IM V15, (IM V35) PLAIN SHAFT WITHOUT FITTED KEY; BEARING: STANDARD WITH FIXED BEARING, VIBRATION SEVERITY GRADE: S/A, SHAFT AND FLANGE ACCURACY: R TERMINAL BOX (ABOVE) CABLE ENTRY ON THE LEFT SIGNAL CONNECTION D-END | - | 0 | 0
1PH8133-1JF23-0CC1 |  | 1PH8133-1JF23-0CC1 | 1 | UN | 1 | 20 | D | D | N | N | 85015230 | 1 |  | 123 | KG | 4313.88 | 4313.88 | MC05 | MC05 | SIMOTICS M Compact induction motor 1500rpm, 17kW, 108Nm, 38A, 345V 1750rpm, 19.5kW, 106Nm, 38A, 40 2000rpm, 22.5kW, 107Nm, 38A, 45 water cooling Degree of protection IP65 Incremental encoder HTL 2048 S/R (encoder HTL2048S/R) With temperature sensor KTY 84-130 Design IM B35 (IM V15, (IM V35) PLAIN SHAFT WITHOUT FITTED KEY; BEARING: STANDARD WITH FIXED BEARING, VIBRATION SEVERITY GRADE: S/A, SHAFT AND FLANGE ACCURACY: R TERMINAL BOX (ABOVE) CABLE ENTRY ON THE ND-END SIGNAL CONNECTION LEFT | - | 0 | 0
1PH8133-1JF23-1BA1-Z | V90 | 1PH8133-1JF23-1BA1-ZV90 | 1 | UN | 1 | 20 | D | D | N | N | 85015230 | 1 |  | 123 | KG | 4242.81 | 4242.81 | MC05 | MC05 | SIMOTICS M Compact induction motor 1500rpm, 17kW, 108Nm, 38A, 345V 1750rpm, 19.5kW, 106Nm, 38A, 40 2000rpm, 22.5kW, 107Nm, 38A, 45 water cooling Degree of protection IP65 Incremental encoder HTL 2048 S/R (encoder HTL2048S/R) With temperature sensor KTY 84-130 Design IM B35 (IM V15, (IM V35) SHAFT WITH FITTED KEY FULL-KEY BALANCING BEARING: STANDARD WITH FIXED BEARING, VIBRATION SEVERITY GRADE: R/A, FLANGE ACCURACY: R TERMINAL BOX (ABOVE) CABLE ENTRY ON THE RIGHT SIGNAL CONNECTION D-END V90: SHAFT END 42 X 110 MM COMPATIBLE FOR 1PH7 | - | 0 | 0
1PH8133-1JF23-2BA1 |  | 1PH8133-1JF23-2BA1 | 1 | UN | 1 | 20 | D | D | N | N | 85015230 | 1 |  | 123 | KG | 4183.86 | 4183.86 | MC05 | MC05 | SIMOTICS M Compact induction motor 1500rpm, 17kW, 108Nm, 38A, 345V 1750rpm, 19.5kW, 106Nm, 38A, 40 2000rpm, 22.5kW, 107Nm, 38A, 45 water cooling Degree of protection IP65 Incremental encoder HTL 2048 S/R (encoder HTL2048S/R) With temperature sensor KTY 84-130 Design IM B35 (IM V15, (IM V35) SHAFT WITH FITTED KEY HALF-KEY BALANCING BEARING: STANDARD WITH FIXED BEARING, VIBRATION SEVERITY GRADE: R/A, FLANGE ACCURACY: R TERMINAL BOX (ABOVE) CABLE ENTRY ON THE RIGHT SIGNAL CONNECTION D-END | - | 0 | 0
1PH8133-1JF23-2BB1 |  | 1PH8133-1JF23-2BB1 | 1 | UN | 1 | 20 | D | D | N | N | 85015230 | 1 |  | 123 | KG | 4183.86 | 4183.86 | MC05 | MC05 | SIMOTICS M Compact induction motor 1500rpm, 17kW, 108Nm, 38A, 345V 1750rpm, 19.5kW, 106Nm, 38A, 40 2000rpm, 22.5kW, 107Nm, 38A, 45 water cooling Degree of protection IP65 Incremental encoder HTL 2048 S/R (encoder HTL2048S/R) With temperature sensor KTY 84-130 Design IM B35 (IM V15, (IM V35) SHAFT WITH FITTED KEY HALF-KEY BALANCING BEARING: STANDARD WITH FIXED BEARING, VIBRATION SEVERITY GRADE: R/A, FLANGE ACCURACY: R TERMINAL BOX (ABOVE) CABLE ENTRY ON THE LEFT SIGNAL CONNECTION D-END | - | 0 | 0
1PH8133-1JF23-2BC1 |  | 1PH8133-1JF23-2BC1 | 1 | UN | 1 | 20 | D | D | N | N | 85015230 | 1 |  | 123 | KG | 4183.86 | 4183.86 | MC05 | MC05 | SIMOTICS M Compact induction motor 1500rpm, 17kW, 108Nm, 38A, 345V 1750rpm, 19.5kW, 106Nm, 38A, 40 2000rpm, 22.5kW, 107Nm, 38A, 45 water cooling Degree of protection IP65 Incremental encoder HTL 2048 S/R (encoder HTL2048S/R) With temperature sensor KTY 84-130 Design IM B35 (IM V15, (IM V35) SHAFT WITH FITTED KEY HALF-KEY BALANCING BEARING: STANDARD WITH FIXED BEARING, VIBRATION SEVERITY GRADE: R/A, FLANGE ACCURACY: R TERMINAL BOX (ABOVE) CABLE ENTRY ON THE ND-END SIGNAL CONNECTION LEFT | - | 0 | 0
1PH8133-1JF23-2CA1 |  | 1PH8133-1JF23-2CA1 | 1 | UN | 1 | 20 | D | D | N | N | 85015230 | 1 |  | 123 | KG | 4313.88 | 4313.88 | MC05 | MC05 | SIMOTICS M Compact induction motor 1500rpm, 17kW, 108Nm, 38A, 345V 1750rpm, 19.5kW, 106Nm, 38A, 40 2000rpm, 22.5kW, 107Nm, 38A, 45 water cooling Degree of protection IP65 Incremental encoder HTL 2048 S/R (encoder HTL2048S/R) With temperature sensor KTY 84-130 Design IM B35 (IM V15, (IM V35) SHAFT WITH FITTED KEY HALF-KEY BALANCING BEARING: STANDARD WITH FIXED BEARING, VIBRATION SEVERITY GRADE: S/A, SHAFT AND FLANGE ACCURACY: R TERMINAL BOX (ABOVE) CABLE ENTRY ON THE RIGHT SIGNAL CONNECTION D-END | - | 0 | 0
1PH8133-1JF23-2CB1 |  | 1PH8133-1JF23-2CB1 | 1 | UN | 1 | 20 | D | D | N | N | 85015230 | 1 |  | 123 | KG | 4313.88 | 4313.88 | MC05 | MC05 | SIMOTICS M Compact induction motor 1500rpm, 17kW, 108Nm, 38A, 345V 1750rpm, 19.5kW, 106Nm, 38A, 40 2000rpm, 22.5kW, 107Nm, 38A, 45 water cooling Degree of protection IP65 Incremental encoder HTL 2048 S/R (encoder HTL2048S/R) With temperature sensor KTY 84-130 Design IM B35 (IM V15, (IM V35) SHAFT WITH FITTED KEY HALF-KEY BALANCING BEARING: STANDARD WITH FIXED BEARING, VIBRATION SEVERITY GRADE: S/A, SHAFT AND FLANGE ACCURACY: R TERMINAL BOX (ABOVE) CABLE ENTRY ON THE LEFT SIGNAL CONNECTION D-END | - | 0 | 0
1PH8133-1JF23-2CC1 |  | 1PH8133-1JF23-2CC1 | 1 | UN | 1 | 20 | D | D | N | N | 85015230 | 1 |  | 123 | KG | 4313.88 | 4313.88 | MC05 | MC05 | SIMOTICS M Compact induction motor 1500rpm, 17kW, 108Nm, 38A, 345V 1750rpm, 19.5kW, 106Nm, 38A, 40 2000rpm, 22.5kW, 107Nm, 38A, 45 water cooling Degree of protection IP65 Incremental encoder HTL 2048 S/R (encoder HTL2048S/R) With temperature sensor KTY 84-130 Design IM B35 (IM V15, (IM V35) SHAFT WITH FITTED KEY HALF-KEY BALANCING BEARING: STANDARD WITH FIXED BEARING, VIBRATION SEVERITY GRADE: S/A, SHAFT AND FLANGE ACCURACY: R TERMINAL BOX (ABOVE) CABLE ENTRY ON THE ND-END SIGNAL CONNECTION LEFT | - | 0 | 0
1PH8133-1JG12-2GA1-Z | V90 | 1PH8133-1JG12-2GA1-ZV90 | 1 | UN | 1 | 20 | D | D | N | N | 85015230 | 1 |  | 106 | KG | 3313.27 | 3313.27 | MC05 | MC05 | SIMOTICS M Compact induction motor 2000rpm, 20 kW 96Nm, 45 A, 350 V 2300rpm, 22.5kW 93Nm, 44A, 400 V 2650rpm, 24 kW 86Nm, 41A, 456V forced ventilation; direction of air flow NDE--> DE; Degree of protection IP55 Incremental encoder HTL 2048 S/R (encoder HTL2048S/R) With temperature sensor KTY 84-130 DESIGN IM B5 (IMV 1,IM V3) SHAFT WITH FITTED KEY HALF-KEY BALANCING BEARING: STANDARD, VIBRATION SEVERITY GRADE: R/A, SHAFT AND FLANGE ACCURACY: R TERMINAL BOX (ABOVE) CABLE ENTRY ON THE RIGHT SIGNAL CONNECTION D-END V90: SHAFT END 42 X 110 MM COMPATIBLE FOR 1PH7 | - | 0 | 0
1PH8133-1MF00-1GA1-Z | K24V90 | 1PH8133-1MF00-1GA1-ZK24V90 | 1 | UN | 1 | 20 | D | D | N | N | 85015230 | 1 |  | 106 | KG | 3196.54 | 3196.54 | MC05 | MC05 | SIMOTICS M Compact induction motor 1500rpm, 15 kW 96Nm, 34A, 342V 1750rpm, 17.5kW 96Nm, 34A, 392V 2000rpm, 20 kW 96Nm, 34A, 445V forced ventilation; direction of air flow DE--> NDE; Degree of protection IP55 Incremental encoder SIN/COS 1 VPP 2048 S/R with C and D track (encoder IC2048S/R) with temperature sensor KTY 84-130 DESIGN IM B3 (IM V5, IM V6) SHAFT WITH FITTED KEY FULL-KEY BALANCING BEARING: STANDARD, VIBRATION SEVERITY GRADE: R/A, SHAFT AND FLANGE ACCURACY: R TERMINAL BOX (ABOVE) CABLE ENTRY ON THE RIGHT SIGNAL CONNECTION D-END K24: PRIMING (PALE GREEN) V90: SHAFT END 42 X 110 MM COMPATIBLE FOR 1PH7 | - | 0 | 0
1PH8133-1MF03-0BA1-Z | V90 | 1PH8133-1MF03-0BA1-ZV90 | 1 | UN | 1 | 20 | D | D | N | N | 85015230 | 1 |  | 106 | KG | 3646.55 | 3646.55 | MC05 | MC05 | SIMOTICS M Compact induction motor 1500rpm, 15 kW 96Nm, 34A, 342V 1750rpm, 17.5kW 96Nm, 34A, 392V 2000rpm, 20 kW 96Nm, 34A, 445V forced ventilation; direction of air flow DE--> NDE; Degree of protection IP55 Incremental encoder SIN/COS 1 VPP 2048 S/R with C and D track (encoder IC2048S/R) with temperature sensor KTY 84-130 Design IM B35 (IM V15, (IM V35) PLAIN SHAFT WITHOUT FITTED KEY; BEARING: STANDARD WITH FIXED BEARING, VIBRATION SEVERITY GRADE: R/A, FLANGE ACCURACY: R TERMINAL BOX (ABOVE) CABLE ENTRY ON THE RIGHT SIGNAL CONNECTION D-END V90: SHAFT END 42 X 110 MM COMPATIBLE FOR 1PH7 | - | 0 | 0
1PH8133-1MF03-0GD2-Z | V90 | 1PH8133-1MF03-0GD2-ZV90 | 1 | UN | 1 | 20 | D | D | N | N | 85015230 | 1 |  | 106 | KG | 3573.77 | 3573.77 | MC05 | MC05 | SIMOTICS M Compact asynchronous motor 1500 rpm, 15 kW, 96 Nm, 34 A, 342 V 1750 rpm, 17.5 kW, 96 Nm, 34 A, 392 V 2000 rpm, 20 kW, 96 Nm, 34 A, 445 V Forced ventilation; Direction of air flow DE --> NDE; Degree of protection IP55 Incremental encoder SIN/COS 1 VPP 2048 S/R with C and D track (encoder IC2048S/R) with temperature sensor Pt1000 Design IM B35 (IM V15, (IM V35) PLAIN SHAFT WITHOUT FITTED KEY; BEARING: STANDARD, VIBRATION SEVERITY GRADE: R/A, SHAFT AND FLANGE ACCURACY: R TERMINAL BOX (ABOVE) CABLE ENTRY ON THE D-END SIGNAL CONNECTION LEFT V90: SHAFT END 42 X 110 MM COMPATIBLE FOR 1PH7 | - | 0 | 0
1PH8133-1MF12-1BC1-Z | X01 | 1PH8133-1MF12-1BC1-ZX01 | 1 | UN | 1 | 20 | D | D | N | N | 85015230 | 1 |  | 106 | KG | 3486.45 | 3486.45 | MC05 | MC05 | SIMOTICS M Compact induction motor 1500rpm, 15 kW 96Nm, 34A, 342V 1750rpm, 17.5kW 96Nm, 34A, 392V 2000rpm, 20 kW 96Nm, 34A, 445V forced ventilation; direction of air flow NDE--> DE; Degree of protection IP55 Incremental encoder SIN/COS 1 VPP 2048 S/R with C and D track (encoder IC2048S/R) with temperature sensor KTY 84-130 DESIGN IM B5 (IMV 1,IM V3) SHAFT WITH FITTED KEY FULL-KEY BALANCING BEARING: STANDARD WITH FIXED BEARING, VIBRATION SEVERITY GRADE: R/A, FLANGE ACCURACY: R TERMINAL BOX (ABOVE) CABLE ENTRY ON THE ND-END SIGNAL CONNECTION LEFT X01: Paint finish in RAL 9005 (matte black) | - | 0 | 0
1PH8133-1MF13-1LA1 |  | 1PH8133-1MF13-1LA1 | 1 | UN | 1 | 20 | D | D | N | N | 85015230 | 1 |  | 106 | KG | 3952.07 | 3952.07 | MC05 | MC05 | SIMOTICS M Compact induction motor 1500rpm, 15 kW 96Nm, 34A, 342V 1750rpm, 17.5kW 96Nm, 34A, 392V 2000rpm, 20 kW 96Nm, 34A, 445V forced ventilation; direction of air flow NDE--> DE; Degree of protection IP55 Incremental encoder SIN/COS 1 VPP 2048 S/R with C and D track (encoder IC2048S/R) with temperature sensor KTY 84-130 Design IM B35 (IM V15, (IM V35) SHAFT WITH FITTED KEY FULL-KEY BALANCING BEARING: PERFORMANCE, VIBRATION SEVERITY GRADE: SPECIAL/B, SHAFT AND FLANGE ACCURACY: SPECIAL TERMINAL BOX (ABOVE) CABLE ENTRY ON THE RIGHT SIGNAL CONNECTION D-END | - | 0 | 0
1PH8133-1MF13-2BA1 |  | 1PH8133-1MF13-2BA1 | 1 | UN | 1 | 20 | D | D | N | N | 85015230 | 1 |  | 106 | KG | 3587.6 | 3587.6 | MC05 | MC05 | SIMOTICS M Compact induction motor 1500rpm, 15 kW 96Nm, 34A, 342V 1750rpm, 17.5kW 96Nm, 34A, 392V 2000rpm, 20 kW 96Nm, 34A, 445V forced ventilation; direction of air flow NDE--> DE; Degree of protection IP55 Incremental encoder SIN/COS 1 VPP 2048 S/R with C and D track (encoder IC2048S/R) with temperature sensor KTY 84-130 Design IM B35 (IM V15, (IM V35) SHAFT WITH FITTED KEY HALF-KEY BALANCING BEARING: STANDARD WITH FIXED BEARING, VIBRATION SEVERITY GRADE: R/A, FLANGE ACCURACY: R TERMINAL BOX (ABOVE) CABLE ENTRY ON THE RIGHT SIGNAL CONNECTION D-END | - | 0 | 0
1PH8133-1MF90-1BB1-Z | K10L1AQ21Y84 | 1PH8133-1MF90-1BB1-ZK10L1AQ21Y84 | 1 | UN | 1 | 20 | D | D | N | N | 85015230 | 1 |  | 106 | KG | 5159.32 | 5159.32 | MC05 | MC05 | SIMOTICS M Compact induction motor 1500rpm, 15 kW 96Nm, 34A, 342V 1750rpm, 17.5kW 96Nm, 34A, 392V 2000rpm, 20 kW 96Nm, 34A, 445V Forced ventilation; direction of air flow DE--> NDE; Degree of protection IP55 Motor customer-spec. Offer number SMR-26-2012 K10: Terminal box NDE left Q21: Thread locking with Loctite L1A: special fan Y84: customer text | - | 0 | 0
1PH8133-1MG02-0HA1-Z | V90 | 1PH8133-1MG02-0HA1-ZV90 | 1 | UN | 1 | 20 | D | D | N | N | 85015230 | 1 |  | 106 | KG | 3384.39 | 3384.39 | MC05 | MC05 | SIMOTICS M Compact induction motor 2000rpm, 20 kW 96Nm, 45 A, 350 V 2300rpm, 22.5kW 93Nm, 44A, 400 V 2650rpm, 24 kW 86Nm, 41A, 456V forced ventilation; direction of air flow DE--> NDE; Degree of protection IP55 Incremental encoder SIN/COS 1 VPP 2048 S/R with C and D track (encoder IC2048S/R) with temperature sensor KTY 84-130 DESIGN IM B5 (IMV 1,IM V3) PLAIN SHAFT WITHOUT FITTED KEY; BEARING: STANDARD, VIBRATION SEVERITY GRADE: S/A, SHAFT AND FLANGE ACCURACY: R TERMINAL BOX (ABOVE) CABLE ENTRY ON THE RIGHT SIGNAL CONNECTION D-END V90: SHAFT END 42 X 110 MM COMPATIBLE FOR 1PH7 | - | 0 | 0
1PH8133-1MG02-1BB1-Z | V90 | 1PH8133-1MG02-1BB1-ZV90 | 1 | UN | 1 | 20 | D | D | N | N | 85015230 | 1 |  | 106 | KG | 3444.25 | 3444.25 | MC05 | MC05 | SIMOTICS M Compact induction motor 2000rpm, 20 kW 96Nm, 45 A, 350 V 2300rpm, 22.5kW 93Nm, 44A, 400 V 2650rpm, 24 kW 86Nm, 41A, 456V forced ventilation; direction of air flow DE--> NDE; Degree of protection IP55 Incremental encoder SIN/COS 1 VPP 2048 S/R with C and D track (encoder IC2048S/R) with temperature sensor KTY 84-130 DESIGN IM B5 (IMV 1,IM V3) SHAFT WITH FITTED KEY FULL-KEY BALANCING BEARING: STANDARD WITH FIXED BEARING, VIBRATION SEVERITY GRADE: R/A, FLANGE ACCURACY: R TERMINAL BOX (ABOVE) CABLE ENTRY ON THE LEFT SIGNAL CONNECTION D-END V90: SHAFT END 42 X 110 MM COMPATIBLE FOR 1PH7 | - | 0 | 0
1PH8133-1MG02-2BC2-Z | V90 | 1PH8133-1MG02-2BC2-ZV90 | 1 | UN | 1 | 20 | D | D | N | N | 85015230 | 1 |  | 106 | KG | 3432.35 | 3432.35 | MC05 | MC05 | SIMOTICS M Compact asynchronous motor 2000 rpm, 20 kW, 96 Nm, 45 A, 350 V 2300 rpm, 22.5 kW, 93 Nm, 44 A, 400 V 2650 rpm, 24 kW, 86 Nm, 41 A, 456 V Forced ventilation; Direction of air flow DE --> NDE; Degree of protection IP55 Incremental encoder SIN/COS 1 VPP 2048 S/R with C and D track (encoder IC2048S/R) with temperature sensor Pt1000 DESIGN IM B5 (IMV 1,IM V3) SHAFT WITH FITTED KEY HALF-KEY BALANCING BEARING: STANDARD WITH FIXED BEARING, VIBRATION SEVERITY GRADE: R/A, FLANGE ACCURACY: R TERMINAL BOX (ABOVE) CABLE ENTRY ON THE ND-END SIGNAL CONNECTION LEFT V90: SHAFT END 42 X 110 MM COMPATIBLE FOR 1PH7 | - | 0 | 0
1PH8133-1MG02-2DA1 |  | 1PH8133-1MG02-2DA1 | 1 | UN | 1 | 20 | D | D | N | N | 85015230 | 1 |  | 106 | KG | 3562.07 | 3562.07 | MC05 | MC05 | SIMOTICS M Compact induction motor 2000rpm, 20 kW 96Nm, 45 A, 350 V 2300rpm, 22.5kW 93Nm, 44A, 400 V 2650rpm, 24 kW 86Nm, 41A, 456V forced ventilation; direction of air flow DE--> NDE; Degree of protection IP55 Incremental encoder SIN/COS 1 VPP 2048 S/R with C and D track (encoder IC2048S/R) with temperature sensor KTY 84-130 DESIGN IM B5 (IMV 1,IM V3) SHAFT WITH FITTED KEY HALF-KEY BALANCING BEARING: STANDARD WITH FIXED BEARING, VIBRATION SEVERITY GRADE: SR/A, SHAFT AND FLANGE ACCURACY: R TERMINAL BOX (ABOVE) CABLE ENTRY ON THE RIGHT SIGNAL CONNECTION D-END | - | 0 | 0
1PH8133-1SD00-1LA1 |  | 1PH8133-1SD00-1LA1 | 1 | UN | 1 | 20 | D | D | N | N | 85015230 | 1 |  | 106 | KG | 4937.2 | 4937.2 | MC05 | MC05 | SIMOTICS M Compact induction motor 1000rpm, 12kW 115Nm, 30 A, 319V 1150rpm, 13.5kW 112Nm, 29A, 361V 1350rpm, 15 kW 106Nm, 28A, 417V forced ventilation; direction of air flow DE--> NDE; Degree of protection IP55 Incremental encoder 19-bit Without commutation position (encoder IN19DQ) with DRIVE-CLiQ interface DESIGN IM B3 (IM V5, IM V6) SHAFT WITH FITTED KEY FULL-KEY BALANCING BEARING: PERFORMANCE, VIBRATION SEVERITY GRADE: SPECIAL/B, SHAFT AND FLANGE ACCURACY: SPECIAL TERMINAL BOX (ABOVE) CABLE ENTRY ON THE RIGHT SIGNAL CONNECTION D-END | - | 0 | 0
1PH8133-1SF03-0LA1 |  | 1PH8133-1SF03-0LA1 | 1 | UN | 1 | 20 | D | D | N | N | 85015230 | 1 |  | 106 | KG | 5298.45 | 5298.45 | MC05 | MC05 | SIMOTICS M Compact induction motor 1500rpm, 15 kW 96Nm, 34A, 342V 1750rpm, 17.5kW 96Nm, 34A, 392V 2000rpm, 20 kW 96Nm, 34A, 445V forced ventilation; direction of air flow DE--> NDE; Degree of protection IP55 Incremental encoder 19-bit Without commutation position (encoder IN19DQ) with DRIVE-CLiQ interface Design IM B35 (IM V15, (IM V35) PLAIN SHAFT WITHOUT FITTED KEY; BEARING: PERFORMANCE, VIBRATION SEVERITY GRADE: SPECIAL/B, SHAFT AND FLANGE ACCURACY: SPECIAL TERMINAL BOX (ABOVE) CABLE ENTRY ON THE RIGHT SIGNAL CONNECTION D-END | - | 0 | 0
1PH8133-1SG02-3MA1-Z | Q53 | 1PH8133-1SG02-3MA1-ZQ53 | 1 | UN | 1 | 20 | D | D | N | N | 85015230 | 1 |  | 109 | KG | 7246.28 | 7246.28 | MC05 | MC05 | SIMOTICS M Compact induction motor 2300rpm, 22.5kW, 93Nm, 44A, 400 V forced ventilation; direction of air flow DE--> NDE; Degree of protection IP55 Incremental encoder 19-bit without commutation position (encoder IN19DQ) with Drive-CLiQ interface Type: GEL2444K Type of construction IM B5 (IMV 1, IM V3) Smooth hollow shaft, Bearing version: High Performance; Terminal box (top); cable entry on the right; Signal connection DE Q53: Customer-specific Shaft version and compensating washers and compensating washers | - | 0 | 0
1PH8133-1SG12-2LA1 |  | 1PH8133-1SG12-2LA1 | 1 | UN | 1 | 20 | D | D | N | N | 85015230 | 1 |  | 106 | KG | 5096.15 | 5096.15 | MC05 | MC05 | SIMOTICS M Compact induction motor 2000rpm, 20 kW 96Nm, 45 A, 350 V 2300rpm, 22.5kW 93Nm, 44A, 400 V 2650rpm, 24 kW 86Nm, 41A, 456V forced ventilation; direction of air flow NDE--> DE; Degree of protection IP55 Incremental encoder 19-bit Without commutation position (encoder IN19DQ) with DRIVE-CLiQ interface DESIGN IM B5 (IMV 1,IM V3) SHAFT WITH FITTED KEY HALF-KEY BALANCING BEARING: PERFORMANCE, VIBRATION SEVERITY GRADE: SPECIAL/B, SHAFT AND FLANGE ACCURACY: SPECIAL TERMINAL BOX (ABOVE) CABLE ENTRY ON THE RIGHT SIGNAL CONNECTION D-END | - | 0 | 0
1PH8133-1UD02-1LC1 |  | 1PH8133-1UD02-1LC1 | 1 | UN | 1 | 20 | D | D | N | N | 85015230 | 1 |  | 106 | KG | 4337.88 | 4337.88 | MC05 | MC05 | SIMOTICS M Compact induction motor 1000rpm, 12kW 115Nm, 30 A, 319V 1150rpm, 13.5kW 112Nm, 29A, 361V 1350rpm, 15 kW 106Nm, 28A, 417V forced ventilation; direction of air flow DE--> NDE; Degree of protection IP55 Incremental encoder 20-bit Without commutation position (encoder IN20DQ) with DRIVE-CLiQ interface DESIGN IM B5 (IMV 1,IM V3) SHAFT WITH FITTED KEY FULL-KEY BALANCING BEARING: PERFORMANCE, VIBRATION SEVERITY GRADE: SPECIAL/B, SHAFT AND FLANGE ACCURACY: SPECIAL TERMINAL BOX (ABOVE) CABLE ENTRY ON THE ND-END SIGNAL CONNECTION LEFT | - | 0 | 0
1PH8133-1UF00-1LA1 |  | 1PH8133-1UF00-1LA1 | 1 | UN | 1 | 20 | D | D | N | N | 85015230 | 1 |  | 106 | KG | 4178.93 | 4178.93 | MC05 | MC05 | SIMOTICS M Compact induction motor 1500rpm, 15 kW 96Nm, 34A, 342V 1750rpm, 17.5kW 96Nm, 34A, 392V 2000rpm, 20 kW 96Nm, 34A, 445V forced ventilation; direction of air flow DE--> NDE; Degree of protection IP55 Incremental encoder 20-bit Without commutation position (encoder IN20DQ) with DRIVE-CLiQ interface DESIGN IM B3 (IM V5, IM V6) SHAFT WITH FITTED KEY FULL-KEY BALANCING BEARING: PERFORMANCE, VIBRATION SEVERITY GRADE: SPECIAL/B, SHAFT AND FLANGE ACCURACY: SPECIAL TERMINAL BOX (ABOVE) CABLE ENTRY ON THE RIGHT SIGNAL CONNECTION D-END | - | 0 | 0
1PH8133-1UF10-1LC1-Z | G14 | 1PH8133-1UF10-1LC1-ZG14 | 1 | UN | 1 | 20 | D | D | N | N | 85015230 | 1 |  | 106 | KG | 4470.67 | 4470.67 | MC05 | MC05 | SIMOTICS M Compact induction motor 1500rpm, 15 kW 96Nm, 34A, 342V 1750rpm, 17.5kW 96Nm, 34A, 392V 2000rpm, 20 kW 96Nm, 34A, 445V forced ventilation; direction of air flow NDE--> DE; Degree of protection IP55 Incremental encoder 20-bit Without commutation position (encoder IN20DQ) with DRIVE-CLiQ interface DESIGN IM B3 (IM V5, IM V6) SHAFT WITH FITTED KEY FULL-KEY BALANCING BEARING: PERFORMANCE, VIBRATION SEVERITY GRADE: SPECIAL/B, SHAFT AND FLANGE ACCURACY: SPECIAL TERMINAL BOX (ABOVE) CABLE ENTRY ON THE ND-END SIGNAL CONNECTION LEFT G14: FAN ASSEMBLY WITH AIR FILTER | - | 0 | 0
1PH8133-1UG00-1LA1 |  | 1PH8133-1UG00-1LA1 | 1 | UN | 1 | 20 | D | D | N | N | 85015230 | 1 |  | 106 | KG | 4178.93 | 4178.93 | MC05 | MC05 | SIMOTICS M Compact induction motor 2000rpm, 20 kW 96Nm, 45 A, 350 V 2300rpm, 22.5kW 93Nm, 44A, 400 V 2650rpm, 24 kW 86Nm, 41A, 456V forced ventilation; direction of air flow DE--> NDE; Degree of protection IP55 Incremental encoder 20-bit Without commutation position (encoder IN20DQ) with DRIVE-CLiQ interface DESIGN IM B3 (IM V5, IM V6) SHAFT WITH FITTED KEY FULL-KEY BALANCING BEARING: PERFORMANCE, VIBRATION SEVERITY GRADE: SPECIAL/B, SHAFT AND FLANGE ACCURACY: SPECIAL TERMINAL BOX (ABOVE) CABLE ENTRY ON THE RIGHT SIGNAL CONNECTION D-END | - | 0 | 0
1PH8133-1UG03-0MB1-Z | V90 | 1PH8133-1UG03-0MB1-ZV90 | 1 | UN | 1 | 20 | D | D | N | N | 85015230 | 1 |  | 106 | KG | 4894.74 | 4894.74 | MC05 | MC05 | SIMOTICS M Compact induction motor 2000rpm, 20 kW 96Nm, 45 A, 350 V 2300rpm, 22.5kW 93Nm, 44A, 400 V 2650rpm, 24 kW 86Nm, 41A, 456V forced ventilation; direction of air flow DE--> NDE; Degree of protection IP55 Incremental encoder 20-bit Without commutation position (encoder IN20DQ) with DRIVE-CLiQ interface Design IM B35 (IM V15, (IM V35) PLAIN SHAFT WITHOUT FITTED KEY; BEARING: HIGH PERFORMANCE VIBRATION SEVERITY GRADE SPECIAL/B SHAFT AND FLANGE ACCURACY GR. R TERMINAL BOX (ABOVE) CABLE ENTRY ON THE LEFT SIGNAL CONNECTION D-END V90: SHAFT END 42 X 110 MM COMPATIBLE FOR 1PH7 | - | 0 | 0
1PH8133-1UG03-1LA1 |  | 1PH8133-1UG03-1LA1 | 1 | UN | 1 | 20 | D | D | N | N | 85015230 | 1 |  | 106 | KG | 4540.18 | 4540.18 | MC05 | MC05 | SIMOTICS M Compact induction motor 2000rpm, 20 kW 96Nm, 45 A, 350 V 2300rpm, 22.5kW 93Nm, 44A, 400 V 2650rpm, 24 kW 86Nm, 41A, 456V forced ventilation; direction of air flow DE--> NDE; Degree of protection IP55 Incremental encoder 20-bit Without commutation position (encoder IN20DQ) with DRIVE-CLiQ interface Design IM B35 (IM V15, (IM V35) SHAFT WITH FITTED KEY FULL-KEY BALANCING BEARING: PERFORMANCE, VIBRATION SEVERITY GRADE: SPECIAL/B, SHAFT AND FLANGE ACCURACY: SPECIAL TERMINAL BOX (ABOVE) CABLE ENTRY ON THE RIGHT SIGNAL CONNECTION D-END | - | 0 | 0
1PH8133-1YF13-1HA1-Z | A12G14L74 | 1PH8133-1YF13-1HA1-ZA12G14L74 | 1 | UN | 1 | 20 | D | D | N | N | 85015230 | 1 |  | 106 | KG | 4854 | 4854 | MC05 | MC05 | SIMOTICS M Compact induction motor 1500rpm, 15 kW 96Nm, 34A, 342V 1750rpm, 17.5kW 96Nm, 34A, 392V 2000rpm, 20 kW 96Nm, 34A, 445V forced ventilation; direction of air flow NDE--> DE; Degree of protection IP55 Incremental encoder HTL 2048 S/R (encoder HTL2048S/R) Connection via terminal block (additional terminal box) With temperature sensor KTY 84-130 Design IM B35 (IM V15, (IM V35) SHAFT WITH FITTED KEY FULL-KEY BALANCING BEARING: STANDARD, VIBRATION SEVERITY GRADE: S/A, SHAFT AND FLANGE ACCURACY: R TERMINAL BOX (ABOVE) CABLE ENTRY ON THE RIGHT SIGNAL CONNECTION D-END A12: PROTECT. BY PTC THERMISTOR WARNING AND SWITCHOFF G14: FAN ASSEMBLY WITH AIR FILTER L74: FAN DEGREE OF PROTECTION IP 65 | - | 0 | 0
1PH8133-2DF00-0CA1 |  | 1PH8133-2DF00-0CA1 | 1 | UN | 1 | 40 | X | D | N | N | 85015230 | 1 |  | 103 | KG | 7610.74 | 7610.74 | MC05 | MC05 | SIMOTICS M Compact synchronous motor 1500rpm, 19.9kW 127Nm, 44A, 316V 1750rpm, 23.1kW 126Nm, 43A, 366V 2000rpm, 26.2kW 125Nm, 43A, 415 V forced ventilation; direction of air flow DE--> NDE; Degree of protection IP55 Incremental encoder 22-bit with commutation position (encoder IC22DQ) with DRIVE-CLiQ interface DESIGN IM B3 (IM V5, IM V6) PLAIN SHAFT WITHOUT FITTED KEY; BEARING: STANDARD WITH FIXED BEARING, VIBRATION SEVERITY GRADE: S/A, SHAFT AND FLANGE ACCURACY: R TERMINAL BOX (ABOVE) CABLE ENTRY ON THE RIGHT SIGNAL CONNECTION D-END | - | 0 | 0
1PH8133-2DF00-2BE1 |  | 1PH8133-2DF00-2BE1 | 1 | UN | 1 | 40 | X | D | N | N | 85015230 | 1 |  | 103 | KG | 7480.72 | 7480.72 | MC05 | MC05 | SIMOTICS M Compact synchronous motor 1500rpm, 19.9kW 127Nm, 44A, 316V 1750rpm, 23.1kW 126Nm, 43A, 366V 2000rpm, 26.2kW 125Nm, 43A, 415 V forced ventilation; direction of air flow DE--> NDE; Degree of protection IP55 Incremental encoder 22-bit with commutation position (encoder IC22DQ) with DRIVE-CLiQ interface DESIGN IM B3 (IM V5, IM V6) SHAFT WITH FITTED KEY HALF-KEY BALANCING BEARING: STANDARD WITH FIXED BEARING, VIBRATION SEVERITY GRADE: R/A, FLANGE ACCURACY: R POWER CONNECTOR (ABOVE) CABLE ENTRY ON THE RIGHT SIGNAL CONNECTION D-END | - | 0 | 0
1PH8133-2DF03-0CA1 |  | 1PH8133-2DF03-0CA1 | 1 | UN | 1 | 40 | X | D | N | N | 85015230 | 1 |  | 103 | KG | 7971.99 | 7971.99 | MC05 | MC05 | SIMOTICS M Compact synchronous motor 1500rpm, 19.9kW 127Nm, 44A, 316V 1750rpm, 23.1kW 126Nm, 43A, 366V 2000rpm, 26.2kW 125Nm, 43A, 415 V forced ventilation; direction of air flow DE--> NDE; Degree of protection IP55 Incremental encoder 22-bit with commutation position (encoder IC22DQ) with DRIVE-CLiQ interface Design IM B35 (IM V15, (IM V35) PLAIN SHAFT WITHOUT FITTED KEY; BEARING: STANDARD WITH FIXED BEARING, VIBRATION SEVERITY GRADE: S/A, SHAFT AND FLANGE ACCURACY: R TERMINAL BOX (ABOVE) CABLE ENTRY ON THE RIGHT SIGNAL CONNECTION D-END | - | 0 | 0
1PH8133-2EL00-0BA1 |  | 1PH8133-2EL00-0BA1 | 1 | UN | 1 | 40 | X | D | N | N | 85015290 | 1 |  | 103 | KG | 7649.02 | 7649.02 | MC05 | MC05 | SIMOTICS M Compact synchronous motor 2500rpm, 31.7kW 121Nm, 55A, 371V 2800rpm, 35.2kW 120Nm, 54A, 415 V 3000rpm, 37.4kW 119Nm, 54A, 449V forced ventilation; direction of air flow DE--> NDE; Degree of protection IP55 ABSOLUTE ENCODER ENDAT 2048 S/R (ENCODER AM2048S/R) with TEMPERAT. SENSOR KTY84-130 DESIGN IM B3 (IM V5, IM V6) PLAIN SHAFT WITHOUT FITTED KEY; BEARING: STANDARD WITH FIXED BEARING, VIBRATION SEVERITY GRADE: R/A, FLANGE ACCURACY: R TERMINAL BOX (ABOVE) CABLE ENTRY ON THE RIGHT SIGNAL CONNECTION D-END | - | 0 | 0
1PH8133-2FG20-1GH1 |  | 1PH8133-2FG20-1GH1 | 1 | UN | 1 | 40 | X | D | N | N | 85015290 | 1 |  | 120 | KG | 7564.13 | 7564.13 | MC05 | MC05 | SIMOTICS M Compact synchronous motor 2000rpm, 30.6kW 146Nm, 57A, 383V 2300rpm, 34.9kW 145Nm, 57A, 415 V 2650rpm, 39.1kW 141Nm, 57A, 449V water cooling Degree of protection IP65 Absolute encoder 22-bit Single-turn and 12-bit multi-turn (encoder AM22DQ) with DRIVE-CLiQ interface DESIGN IM B3 (IM V5, IM V6) SHAFT WITH FITTED KEY FULL-KEY BALANCING BEARING: STANDARD, VIBRATION SEVERITY GRADE: R/A, SHAFT AND FLANGE ACCURACY: R POWER CONNECTOR (ABOVE) CABLE ENTRY ON THE D-END SIGNAL CONNECTION LEFT | - | 0 | 0
1PH8133-3AF02-2AA1-Z | U60X01 | 1PH8133-3AF02-2AA1-ZU60X01 | 1 | UN | 1 | 20 | D | D | N | N | 85015230 | 1 |  | 152 | KG | 5245.71 | 5245.71 | MC05 | MC05 | SIMOTICS M Compact induction motor 1500rpm, 15 kW 96Nm, 34A, 342V 1750rpm, 17.5kW 96Nm, 34A, 392V 2000rpm, 20 kW 96Nm, 34A, 445V forced ventilation; direction of air flow DE--> NDE; Degree of protection IP55 Without encoder With temperature sensor KTY 84-130 DESIGN IM B5 (IMV 1,IM V3) SHAFT WITH FITTED KEY HALF-KEY BALANCING BEARING: STANDARD VIBRATION SEVERITY GRADE A; SHAFT A.FLANGE ACCURACY GR.N TERMINAL BOX (ABOVE) CABLE ENTRY ON THE RIGHT SIGNAL CONNECTION D-END U60: HOLDING BRAKE 230 V X01: Paint finish in RAL 9005 (matte black) | - | 0 | 0
1PH8133-3DD03-2AA1-Z | U67 | 1PH8133-3DD03-2AA1-ZU67 | 1 | UN | 1 | 20 | D | D | N | N | 85015230 | 1 |  | 152 | KG | 6654.01 | 6654.01 | MC05 | MC05 | SIMOTICS M Compact induction motor 1000rpm, 12kW 115Nm, 30 A, 319V 1150rpm, 13.5kW 112Nm, 29A, 361V 1350rpm, 15 kW 106Nm, 28A, 417V forced ventilation; direction of air flow DE--> NDE; Degree of protection IP55 Incremental encoder 22-bit with commutation position (encoder IC22DQ) with DRIVE-CLiQ interface Design IM B35 (IM V15, (IM V35) SHAFT WITH FITTED KEY HALF-KEY BALANCING BEARING: STANDARD VIBRATION SEVERITY GRADE A; SHAFT A.FLANGE ACCURACY GR.N TERMINAL BOX (ABOVE) CABLE ENTRY ON THE RIGHT SIGNAL CONNECTION D-END U67: HOLDING BRAKE DC 24 V WITH MANUAL AIR LEVER | - | 0 | 0
1PH8133-3DD03-2AB1-Z | U67 | 1PH8133-3DD03-2AB1-ZU67 | 1 | UN | 1 | 20 | D | D | N | N | 85015230 | 1 |  | 152 | KG | 6654.01 | 6654.01 | MC05 | MC05 | SIMOTICS M Compact induction motor 1000rpm, 12kW 115Nm, 30 A, 319V 1150rpm, 13.5kW 112Nm, 29A, 361V 1350rpm, 15 kW 106Nm, 28A, 417V forced ventilation; direction of air flow DE--> NDE; Degree of protection IP55 Incremental encoder 22-bit with commutation position (encoder IC22DQ) with DRIVE-CLiQ interface Design IM B35 (IM V15, (IM V35) SHAFT WITH FITTED KEY HALF-KEY BALANCING BEARING: STANDARD VIBRATION SEVERITY GRADE A; SHAFT A.FLANGE ACCURACY GR.N TERMINAL BOX (ABOVE) CABLE ENTRY ON THE LEFT SIGNAL CONNECTION D-END U67: HOLDING BRAKE DC 24 V WITH MANUAL AIR LEVER | - | 0 | 0
1PH8133-3EG03-0AA1 |  | 1PH8133-3EG03-0AA1 | 1 | UN | 1 | 20 | D | D | N | N | 85015230 | 1 |  | 106 | KG | 4015.72 | 4015.72 | MC05 | MC05 | SIMOTICS M Compact induction motor 2000rpm, 20 kW 96Nm, 45 A, 350 V 2300rpm, 22.5kW 93Nm, 44A, 400 V 2650rpm, 24 kW 86Nm, 41A, 456V forced ventilation; direction of air flow DE--> NDE; Degree of protection IP55 ABSOLUTE ENCODER ENDAT 2048 S/R (ENCODER AM2048S/R) with TEMPERAT. SENSOR KTY84-130 Design IM B35 (IM V15, (IM V35) PLAIN SHAFT WITHOUT FITTED KEY; BEARING: STANDARD VIBRATION SEVERITY GRADE A; SHAFT A.FLANGE ACCURACY GR.N TERMINAL BOX (ABOVE) CABLE ENTRY ON THE RIGHT SIGNAL CONNECTION D-END | - | 0 | 0
1PH8133-3EG03-0AA1-Z | U61 | 1PH8133-3EG03-0AA1-ZU61 | 1 | UN | 1 | 20 | D | D | N | N | 85015230 | 1 |  | 152 | KG | 6539.09 | 6539.09 | MC05 | MC05 | SIMOTICS M Compact induction motor 2000rpm, 20 kW 96Nm, 45 A, 350 V 2300rpm, 22.5kW 93Nm, 44A, 400 V 2650rpm, 24 kW 86Nm, 41A, 456V forced ventilation; direction of air flow DE--> NDE; Degree of protection IP55 ABSOLUTE ENCODER ENDAT 2048 S/R (ENCODER AM2048S/R) with TEMPERAT. SENSOR KTY84-130 Design IM B35 (IM V15, (IM V35) PLAIN SHAFT WITHOUT FITTED KEY; BEARING: STANDARD VIBRATION SEVERITY GRADE A; SHAFT A.FLANGE ACCURACY GR.N TERMINAL BOX (ABOVE) CABLE ENTRY ON THE RIGHT SIGNAL CONNECTION D-END U61: HOLDING BRAKE 230 V WITH MICROSWITCH | - | 0 | 0
1PH8133-3FD02-2AA1-Z | U65 | 1PH8133-3FD02-2AA1-ZU65 | 1 | UN | 1 | 20 | D | D | N | N | 85015230 | 1 |  | 152 | KG | 6950.38 | 6950.38 | MC05 | MC05 | SIMOTICS M Compact induction motor 1000rpm, 12kW 115Nm, 30 A, 319V 1150rpm, 13.5kW 112Nm, 29A, 361V 1350rpm, 15 kW 106Nm, 28A, 417V forced ventilation; direction of air flow DE--> NDE; Degree of protection IP55 Absolute encoder 22-bit Single-turn and 12-bit multi-turn (encoder AM22DQ) with DRIVE-CLiQ interface DESIGN IM B5 (IMV 1,IM V3) SHAFT WITH FITTED KEY HALF-KEY BALANCING BEARING: STANDARD VIBRATION SEVERITY GRADE A; SHAFT A.FLANGE ACCURACY GR.N TERMINAL BOX (ABOVE) CABLE ENTRY ON THE RIGHT SIGNAL CONNECTION D-END U65: HOLDING BRAKE DC 24 V | - | 0 | 0
1PH8133-3FD03-2AB1-Z | U65 | 1PH8133-3FD03-2AB1-ZU65 | 1 | UN | 1 | 20 | D | D | N | N | 85015230 | 1 |  | 152 | KG | 7152.68 | 7152.68 | MC05 | MC05 | SIMOTICS M Compact induction motor 1000rpm, 12kW 115Nm, 30 A, 319V 1150rpm, 13.5kW 112Nm, 29A, 361V 1350rpm, 15 kW 106Nm, 28A, 417V forced ventilation; direction of air flow DE--> NDE; Degree of protection IP55 Absolute encoder 22-bit Single-turn and 12-bit multi-turn (encoder AM22DQ) with DRIVE-CLiQ interface Design IM B35 (IM V15, (IM V35) SHAFT WITH FITTED KEY HALF-KEY BALANCING BEARING: STANDARD VIBRATION SEVERITY GRADE A; SHAFT A.FLANGE ACCURACY GR.N TERMINAL BOX (ABOVE) CABLE ENTRY ON THE LEFT SIGNAL CONNECTION D-END U65: HOLDING BRAKE DC 24 V | - | 0 | 0
1PH8133-3FD13-0AA1-Z | U65 | 1PH8133-3FD13-0AA1-ZU65 | 1 | UN | 1 | 20 | D | D | N | N | 85015230 | 1 |  | 152 | KG | 7152.68 | 7152.68 | MC05 | MC05 | SIMOTICS M Compact induction motor 1000rpm, 12kW 115Nm, 30 A, 319V 1150rpm, 13.5kW 112Nm, 29A, 361V 1350rpm, 15 kW 106Nm, 28A, 417V forced ventilation; direction of air flow NDE--> DE; Degree of protection IP55 Absolute encoder 22-bit Single-turn and 12-bit multi-turn (encoder AM22DQ) with DRIVE-CLiQ interface Design IM B35 (IM V15, (IM V35) PLAIN SHAFT WITHOUT FITTED KEY; BEARING: STANDARD VIBRATION SEVERITY GRADE A; SHAFT A.FLANGE ACCURACY GR.N TERMINAL BOX (ABOVE) CABLE ENTRY ON THE RIGHT SIGNAL CONNECTION D-END U65: HOLDING BRAKE DC 24 V | - | 0 | 0
1PH8133-3FF03-2AB1-Z | U65 | 1PH8133-3FF03-2AB1-ZU65 | 1 | UN | 1 | 20 | D | D | N | N | 85015230 | 1 |  | 152 | KG | 7152.68 | 7152.68 | MC05 | MC05 | SIMOTICS M Compact induction motor 1500rpm, 15 kW 96Nm, 34A, 342V 1750rpm, 17.5kW 96Nm, 34A, 392V 2000rpm, 20 kW 96Nm, 34A, 445V forced ventilation; direction of air flow DE--> NDE; Degree of protection IP55 Absolute encoder 22-bit Single-turn and 12-bit multi-turn (encoder AM22DQ) with DRIVE-CLiQ interface Design IM B35 (IM V15, (IM V35) SHAFT WITH FITTED KEY HALF-KEY BALANCING BEARING: STANDARD VIBRATION SEVERITY GRADE A; SHAFT A.FLANGE ACCURACY GR.N TERMINAL BOX (ABOVE) CABLE ENTRY ON THE LEFT SIGNAL CONNECTION D-END U65: HOLDING BRAKE DC 24 V | - | 0 | 0
1PH8133-3FF13-2AB1-Z | U63V90 | 1PH8133-3FF13-2AB1-ZU63V90 | 1 | UN | 1 | 20 | D | D | N | N | 85015230 | 1 |  | 152 | KG | 7144.84 | 7144.84 | MC05 | MC05 | SIMOTICS M Compact induction motor 1500rpm, 15 kW 96Nm, 34A, 342V 1750rpm, 17.5kW 96Nm, 34A, 392V 2000rpm, 20 kW 96Nm, 34A, 445V forced ventilation; direction of air flow NDE--> DE; Degree of protection IP55 Absolute encoder 22-bit Single-turn and 12-bit multi-turn (encoder AM22DQ) with DRIVE-CLiQ interface Design IM B35 (IM V15, (IM V35) SHAFT WITH FITTED KEY HALF-KEY BALANCING BEARING: STANDARD VIBRATION SEVERITY GRADE A; SHAFT A.FLANGE ACCURACY GR.N TERMINAL BOX (ABOVE) CABLE ENTRY ON THE LEFT SIGNAL CONNECTION D-END U63: HOLDING BRAKE 230 V WITH MICROSWITCH AND MANUAL AIR LEVER V90: SHAFT END 42 X 110 MM COMPATIBLE FOR 1PH7 | - | 0 | 0
1PH8133-3FG02-0AA1-Z | U60 | 1PH8133-3FG02-0AA1-ZU60 | 1 | UN | 1 | 20 | D | D | N | N | 85015230 | 1 |  | 152 | KG | 6687.23 | 6687.23 | MC05 | MC05 | SIMOTICS M Compact induction motor 2000rpm, 20 kW 96Nm, 45 A, 350 V 2300rpm, 22.5kW 93Nm, 44A, 400 V 2650rpm, 24 kW 86Nm, 41A, 456V forced ventilation; direction of air flow DE--> NDE; Degree of protection IP55 Absolute encoder 22-bit Single-turn and 12-bit multi-turn (encoder AM22DQ) with DRIVE-CLiQ interface DESIGN IM B5 (IMV 1,IM V3) PLAIN SHAFT WITHOUT FITTED KEY; BEARING: STANDARD VIBRATION SEVERITY GRADE A; SHAFT A.FLANGE ACCURACY GR.N TERMINAL BOX (ABOVE) CABLE ENTRY ON THE RIGHT SIGNAL CONNECTION D-END U60: HOLDING BRAKE 230 V | - | 0 | 0
1PH8133-3FG12-2AH1-Z | U60 | 1PH8133-3FG12-2AH1-ZU60 | 1 | UN | 1 | 20 | D | D | N | N | 85015230 | 1 |  | 152 | KG | 6687.23 | 6687.23 | MC05 | MC05 | SIMOTICS M Compact induction motor 2000rpm, 20 kW 96Nm, 45 A, 350 V 2300rpm, 22.5kW 93Nm, 44A, 400 V 2650rpm, 24 kW 86Nm, 41A, 456V forced ventilation; direction of air flow NDE--> DE; Degree of protection IP55 Absolute encoder 22-bit Single-turn and 12-bit multi-turn (encoder AM22DQ) with DRIVE-CLiQ interface DESIGN IM B5 (IMV 1,IM V3) SHAFT WITH FITTED KEY HALF-KEY BALANCING BEARING: STANDARD VIBRATION SEVERITY GRADE A; SHAFT A.FLANGE ACCURACY GR.N POWER CONNECTOR (ABOVE) CABLE ENTRY ON THE D-END SIGNAL CONNECTION LEFT U60: HOLDING BRAKE 230 V | - | 0 | 0
1PH8133-3FG13-2AC1 |  | 1PH8133-3FG13-2AC1 | 1 | UN | 1 | 20 | D | D | N | N | 85015230 | 1 |  | 106 | KG | 4454.32 | 4454.32 | MC05 | MC05 | SIMOTICS M Compact induction motor 2000rpm, 20 kW 96Nm, 45 A, 350 V 2300rpm, 22.5kW 93Nm, 44A, 400 V 2650rpm, 24 kW 86Nm, 41A, 456V forced ventilation; direction of air flow NDE--> DE; Degree of protection IP55 Absolute encoder 22-bit Single-turn and 12-bit multi-turn (encoder AM22DQ) with DRIVE-CLiQ interface Design IM B35 (IM V15, (IM V35) SHAFT WITH FITTED KEY HALF-KEY BALANCING BEARING: STANDARD VIBRATION SEVERITY GRADE A; SHAFT A.FLANGE ACCURACY GR.N TERMINAL BOX (ABOVE) CABLE ENTRY ON THE ND-END SIGNAL CONNECTION LEFT | - | 0 | 0
1PH8133-3FG13-2AC1-Z | U62 | 1PH8133-3FG13-2AC1-ZU62 | 1 | UN | 1 | 20 | D | D | N | N | 85015230 | 1 |  | 152 | KG | 6997.74 | 6997.74 | MC05 | MC05 | SIMOTICS M Compact induction motor 2000rpm, 20 kW 96Nm, 45 A, 350 V 2300rpm, 22.5kW 93Nm, 44A, 400 V 2650rpm, 24 kW 86Nm, 41A, 456V forced ventilation; direction of air flow NDE--> DE; Degree of protection IP55 Absolute encoder 22-bit Single-turn and 12-bit multi-turn (encoder AM22DQ) with DRIVE-CLiQ interface Design IM B35 (IM V15, (IM V35) SHAFT WITH FITTED KEY HALF-KEY BALANCING BEARING: STANDARD VIBRATION SEVERITY GRADE A; SHAFT A.FLANGE ACCURACY GR.N TERMINAL BOX (ABOVE) CABLE ENTRY ON THE ND-END SIGNAL CONNECTION LEFT U62: HOLDING BRAKE 230 V WITH MANUAL AIR LEVER | - | 0 | 0
1PH8133-3HD03-2AA1-Z | U60V90 | 1PH8133-3HD03-2AA1-ZU60V90 | 1 | UN | 1 | 20 | D | D | N | N | 85015230 | 1 |  | 152 | KG | 5670.01 | 5670.01 | MC05 | MC05 | SIMOTICS M Compact induction motor 1000rpm, 12kW 115Nm, 30 A, 319V 1150rpm, 13.5kW 112Nm, 29A, 361V 1350rpm, 15 kW 106Nm, 28A, 417V forced ventilation; direction of air flow DE--> NDE; Degree of protection IP55 Incremental encoder HTL 1024 S/R (encoder HTL1024S/R) With temperature sensor KTY 84-130 Design IM B35 (IM V15, (IM V35) SHAFT WITH FITTED KEY HALF-KEY BALANCING BEARING: STANDARD VIBRATION SEVERITY GRADE A; SHAFT A.FLANGE ACCURACY GR.N TERMINAL BOX (ABOVE) CABLE ENTRY ON THE RIGHT SIGNAL CONNECTION D-END U60: HOLDING BRAKE 230 V V90: SHAFT END 42 X 110 MM COMPATIBLE FOR 1PH7 | - | 0 | 0
1PH8133-3HD13-2AA1-Z | U60 | 1PH8133-3HD13-2AA1-ZU60 | 1 | UN | 1 | 20 | D | D | N | N | 85015230 | 1 |  | 152 | KG | 5611.06 | 5611.06 | MC05 | MC05 | SIMOTICS M Compact induction motor 1000rpm, 12kW 115Nm, 30 A, 319V 1150rpm, 13.5kW 112Nm, 29A, 361V 1350rpm, 15 kW 106Nm, 28A, 417V forced ventilation; direction of air flow NDE--> DE; Degree of protection IP55 Incremental encoder HTL 1024 S/R (encoder HTL1024S/R) With temperature sensor KTY 84-130 Design IM B35 (IM V15, (IM V35) SHAFT WITH FITTED KEY HALF-KEY BALANCING BEARING: STANDARD VIBRATION SEVERITY GRADE A; SHAFT A.FLANGE ACCURACY GR.N TERMINAL BOX (ABOVE) CABLE ENTRY ON THE RIGHT SIGNAL CONNECTION D-END U60: HOLDING BRAKE 230 V | - | 0 | 0
1PH8133-3HG13-0AA1-Z | U61 | 1PH8133-3HG13-0AA1-ZU61 | 1 | UN | 1 | 20 | D | D | N | N | 85015230 | 1 |  | 152 | KG | 5699.22 | 5699.22 | MC05 | MC05 | SIMOTICS M Compact induction motor 2000rpm, 20 kW 96Nm, 45 A, 350 V 2300rpm, 22.5kW 93Nm, 44A, 400 V 2650rpm, 24 kW 86Nm, 41A, 456V forced ventilation; direction of air flow NDE--> DE; Degree of protection IP55 Incremental encoder HTL 1024 S/R (encoder HTL1024S/R) With temperature sensor KTY 84-130 Design IM B35 (IM V15, (IM V35) PLAIN SHAFT WITHOUT FITTED KEY; BEARING: STANDARD VIBRATION SEVERITY GRADE A; SHAFT A.FLANGE ACCURACY GR.N TERMINAL BOX (ABOVE) CABLE ENTRY ON THE RIGHT SIGNAL CONNECTION D-END U61: HOLDING BRAKE 230 V WITH MICROSWITCH | - | 0 | 0
1PH8133-3JG12-2AA1-Z | U61V90 | 1PH8133-3JG12-2AA1-ZU61V90 | 1 | UN | 1 | 20 | D | D | N | N | 85015230 | 1 |  | 152 | KG | 5822.83 | 5822.83 | MC05 | MC05 | SIMOTICS M Compact induction motor 2000rpm, 20 kW 96Nm, 45 A, 350 V 2300rpm, 22.5kW 93Nm, 44A, 400 V 2650rpm, 24 kW 86Nm, 41A, 456V forced ventilation; direction of air flow NDE--> DE; Degree of protection IP55 Incremental encoder HTL 2048 S/R (encoder HTL2048S/R) With temperature sensor KTY 84-130 DESIGN IM B5 (IMV 1,IM V3) SHAFT WITH FITTED KEY HALF-KEY BALANCING BEARING: STANDARD VIBRATION SEVERITY GRADE A; SHAFT A.FLANGE ACCURACY GR.N TERMINAL BOX (ABOVE) CABLE ENTRY ON THE RIGHT SIGNAL CONNECTION D-END U61: HOLDING BRAKE 230 V WITH MICROSWITCH V90: SHAFT END 42 X 110 MM COMPATIBLE FOR 1PH7 | - | 0 | 0
1PH8133-4DL02-2AH1-Z | L74U63 | 1PH8133-4DL02-2AH1-ZL74U63 | 1 | UN | 1 | 40 | X | D | N | N | 85015290 | 1 |  | 149 | KG | 9859.6 | 9859.6 | MC05 | MC05 | SIMOTICS M Compact synchronous motor 2500rpm, 31.7kW 121Nm, 55A, 371V 2800rpm, 35.2kW 120Nm, 54A, 415 V 3000rpm, 37.4kW 119Nm, 54A, 449V forced ventilation; direction of air flow DE--> NDE; Degree of protection IP55 Incremental encoder 22-bit with commutation position (encoder IC22DQ) with DRIVE-CLiQ interface DESIGN IM B5 (IMV 1,IM V3) SHAFT WITH FITTED KEY HALF-KEY BALANCING BEARING: STANDARD VIBRATION SEVERITY GRADE A; SHAFT A.FLANGE ACCURACY GR.N POWER CONNECTOR (ABOVE) CABLE ENTRY ON THE D-END SIGNAL CONNECTION LEFT L74: FAN DEGREE OF PROTECTION IP 65 U63: HOLDING BRAKE 230 V WITH MICROSWITCH AND MANUAL AIR LEVER | - | 0 | 0
1PH8133-4FF02-2AE1-Z | U65 | 1PH8133-4FF02-2AE1-ZU65 | 1 | UN | 1 | 40 | X | D | N | N | 85015230 | 1 |  | 149 | KG | 10199.53 | 10199.53 | MC05 | MC05 | SIMOTICS M Compact synchronous motor 1500rpm, 19.9kW 127Nm, 44A, 316V 1750rpm, 23.1kW 126Nm, 43A, 366V 2000rpm, 26.2kW 125Nm, 43A, 415 V forced ventilation; direction of air flow DE--> NDE; Degree of protection IP55 Absolute encoder 22-bit Single-turn and 12-bit multi-turn (encoder AM22DQ) with DRIVE-CLiQ interface DESIGN IM B5 (IMV 1,IM V3) SHAFT WITH FITTED KEY HALF-KEY BALANCING BEARING: STANDARD VIBRATION SEVERITY GRADE A; SHAFT A.FLANGE ACCURACY GR.N POWER CONNECTOR (ABOVE) CABLE ENTRY ON THE RIGHT SIGNAL CONNECTION D-END U65: HOLDING BRAKE DC 24 V | - | 0 | 0
1PH8133-4FL02-2AA1-Z | U65 | 1PH8133-4FL02-2AA1-ZU65 | 1 | UN | 1 | 40 | X | D | N | N | 85015290 | 1 |  | 149 | KG | 10199.53 | 10199.53 | MC05 | MC05 | SIMOTICS M Compact synchronous motor 2500rpm, 31.7kW 121Nm, 55A, 371V 2800rpm, 35.2kW 120Nm, 54A, 415 V 3000rpm, 37.4kW 119Nm, 54A, 449V forced ventilation; direction of air flow DE--> NDE; Degree of protection IP55 Absolute encoder 22-bit Single-turn and 12-bit multi-turn (encoder AM22DQ) with DRIVE-CLiQ interface DESIGN IM B5 (IMV 1,IM V3) SHAFT WITH FITTED KEY HALF-KEY BALANCING BEARING: STANDARD VIBRATION SEVERITY GRADE A; SHAFT A.FLANGE ACCURACY GR.N TERMINAL BOX (ABOVE) CABLE ENTRY ON THE RIGHT SIGNAL CONNECTION D-END U65: HOLDING BRAKE DC 24 V | - | 0 | 0
1PH8133-4FL02-2AE1-Z | L74U63 | 1PH8133-4FL02-2AE1-ZL74U63 | 1 | UN | 1 | 40 | X | D | N | N | 85015290 | 1 |  | 149 | KG | 10466.5 | 10466.5 | MC05 | MC05 | SIMOTICS M Compact synchronous motor 2500rpm, 31.7kW 121Nm, 55A, 371V 2800rpm, 35.2kW 120Nm, 54A, 415 V 3000rpm, 37.4kW 119Nm, 54A, 449V forced ventilation; direction of air flow DE--> NDE; Degree of protection IP55 Absolute encoder 22-bit Single-turn and 12-bit multi-turn (encoder AM22DQ) with DRIVE-CLiQ interface DESIGN IM B5 (IMV 1,IM V3) SHAFT WITH FITTED KEY HALF-KEY BALANCING BEARING: STANDARD VIBRATION SEVERITY GRADE A; SHAFT A.FLANGE ACCURACY GR.N POWER CONNECTOR (ABOVE) CABLE ENTRY ON THE RIGHT SIGNAL CONNECTION D-END L74: FAN DEGREE OF PROTECTION IP 65 U63: HOLDING BRAKE 230 V WITH MICROSWITCH AND MANUAL AIR LEVER | - | 0 | 0
1PH8133-4FL03-0AC1-Z | U67 | 1PH8133-4FL03-0AC1-ZU67 | 1 | UN | 1 | 40 | X | D | N | N | 85015290 | 1 |  | 149 | KG | 10510.06 | 10510.06 | MC05 | MC05 | SIMOTICS M Compact synchronous motor 2500rpm, 31.7kW 121Nm, 55A, 371V 2800rpm, 35.2kW 120Nm, 54A, 415 V 3000rpm, 37.4kW 119Nm, 54A, 449V forced ventilation; direction of air flow DE--> NDE; Degree of protection IP55 Absolute encoder 22-bit Single-turn and 12-bit multi-turn (encoder AM22DQ) with DRIVE-CLiQ interface Design IM B35 (IM V15, (IM V35) PLAIN SHAFT WITHOUT FITTED KEY; BEARING: STANDARD VIBRATION SEVERITY GRADE A; SHAFT A.FLANGE ACCURACY GR.N TERMINAL BOX (ABOVE) CABLE ENTRY ON THE ND-END SIGNAL CONNECTION LEFT U67: HOLDING BRAKE DC 24 V WITH MANUAL AIR LEVER | - | 0 | 0
1PH8133-4FL13-0AH1-Z | U65 | 1PH8133-4FL13-0AH1-ZU65 | 1 | UN | 1 | 40 | X | D | N | N | 85015290 | 1 |  | 149 | KG | 10401.83 | 10401.83 | MC05 | MC05 | SIMOTICS M Compact synchronous motor 2500rpm, 31.7kW 121Nm, 55A, 371V 2800rpm, 35.2kW 120Nm, 54A, 415 V 3000rpm, 37.4kW 119Nm, 54A, 449V forced ventilation; direction of air flow NDE--> DE; Degree of protection IP55 Absolute encoder 22-bit Single-turn and 12-bit multi-turn (encoder AM22DQ) with DRIVE-CLiQ interface Design IM B35 (IM V15, (IM V35) PLAIN SHAFT WITHOUT FITTED KEY; BEARING: STANDARD VIBRATION SEVERITY GRADE A; SHAFT A.FLANGE ACCURACY GR.N POWER CONNECTOR (ABOVE) CABLE ENTRY ON THE D-END SIGNAL CONNECTION LEFT U65: HOLDING BRAKE DC 24 V | - | 0 | 0
1PH8135-1AF00-0BA1 |  | 1PH8135-1AF00-0BA1 | 1 | UN | 1 | 20 | D | D | N | N | 85015230 | 1 |  | 125 | KG | 3019.59 | 3019.59 | MC05 | MC05 | SIMOTICS M Compact induction motor 1500rpm, 18.5 kW 118Nm, 43A, 330V 1750rpm, 21.5kW 117Nm, 43A, 383V 2000rpm, 24 kW 115Nm, 43A, 434V forced ventilation; direction of air flow DE--> NDE; Degree of protection IP55 Without encoder With temperature sensor KTY 84-130 DESIGN IM B3 (IM V5, IM V6) PLAIN SHAFT WITHOUT FITTED KEY; BEARING: STANDARD WITH FIXED BEARING, VIBRATION SEVERITY GRADE: R/A, FLANGE ACCURACY: R TERMINAL BOX (ABOVE) CABLE ENTRY ON THE RIGHT SIGNAL CONNECTION D-END | - | 0 | 0
1PH8135-1AF10-0BA1 |  | 1PH8135-1AF10-0BA1 | 1 | UN | 1 | 20 | D | D | N | N | 85015230 | 1 |  | 125 | KG | 3019.59 | 3019.59 | MC05 | MC05 | SIMOTICS M Compact induction motor 1500rpm, 18.5 kW 118Nm, 43A, 330V 1750rpm, 21.5kW 117Nm, 43A, 383V 2000rpm, 24 kW 115Nm, 43A, 434V forced ventilation; direction of air flow NDE--> DE; Degree of protection IP55 Without encoder With temperature sensor KTY 84-130 DESIGN IM B3 (IM V5, IM V6) PLAIN SHAFT WITHOUT FITTED KEY; BEARING: STANDARD WITH FIXED BEARING, VIBRATION SEVERITY GRADE: R/A, FLANGE ACCURACY: R TERMINAL BOX (ABOVE) CABLE ENTRY ON THE RIGHT SIGNAL CONNECTION D-END | - | 0 | 0
1PH8135-1AF10-0BB1 |  | 1PH8135-1AF10-0BB1 | 1 | UN | 1 | 20 | D | D | N | N | 85015230 | 1 |  | 125 | KG | 3019.59 | 3019.59 | MC05 | MC05 | SIMOTICS M Compact induction motor 1500rpm, 18.5 kW 118Nm, 43A, 330V 1750rpm, 21.5kW 117Nm, 43A, 383V 2000rpm, 24 kW 115Nm, 43A, 434V forced ventilation; direction of air flow NDE--> DE; Degree of protection IP55 Without encoder With temperature sensor KTY 84-130 DESIGN IM B3 (IM V5, IM V6) PLAIN SHAFT WITHOUT FITTED KEY; BEARING: STANDARD WITH FIXED BEARING, VIBRATION SEVERITY GRADE: R/A, FLANGE ACCURACY: R TERMINAL BOX (ABOVE) CABLE ENTRY ON THE LEFT SIGNAL CONNECTION D-END | - | 0 | 0
1PH8135-1AF10-0BC1 |  | 1PH8135-1AF10-0BC1 | 1 | UN | 1 | 20 | D | D | N | N | 85015230 | 1 |  | 125 | KG | 3019.59 | 3019.59 | MC05 | MC05 | SIMOTICS M Compact induction motor 1500rpm, 18.5 kW 118Nm, 43A, 330V 1750rpm, 21.5kW 117Nm, 43A, 383V 2000rpm, 24 kW 115Nm, 43A, 434V forced ventilation; direction of air flow NDE--> DE; Degree of protection IP55 Without encoder With temperature sensor KTY 84-130 DESIGN IM B3 (IM V5, IM V6) PLAIN SHAFT WITHOUT FITTED KEY; BEARING: STANDARD WITH FIXED BEARING, VIBRATION SEVERITY GRADE: R/A, FLANGE ACCURACY: R TERMINAL BOX (ABOVE) CABLE ENTRY ON THE ND-END SIGNAL CONNECTION LEFT | - | 0 | 0
1PH8135-1AF10-0CA1 |  | 1PH8135-1AF10-0CA1 | 1 | UN | 1 | 20 | D | D | N | N | 85015230 | 1 |  | 125 | KG | 3149.61 | 3149.61 | MC05 | MC05 | SIMOTICS M Compact induction motor 1500rpm, 18.5 kW 118Nm, 43A, 330V 1750rpm, 21.5kW 117Nm, 43A, 383V 2000rpm, 24 kW 115Nm, 43A, 434V forced ventilation; direction of air flow NDE--> DE; Degree of protection IP55 Without encoder With temperature sensor KTY 84-130 DESIGN IM B3 (IM V5, IM V6) PLAIN SHAFT WITHOUT FITTED KEY; BEARING: STANDARD VIBRATION SEVERITY GRADE S/A; SHAFT A.FLANGE ACCURACY GR. R TERMINAL BOX (ABOVE) CABLE ENTRY ON THE RIGHT SIGNAL CONNECTION D-END | - | 0 | 0
1PH8135-1AF10-0CB1 |  | 1PH8135-1AF10-0CB1 | 1 | UN | 1 | 20 | D | D | N | N | 85015230 | 1 |  | 125 | KG | 3149.61 | 3149.61 | MC05 | MC05 | SIMOTICS M Compact induction motor 1500rpm, 18.5 kW 118Nm, 43A, 330V 1750rpm, 21.5kW 117Nm, 43A, 383V 2000rpm, 24 kW 115Nm, 43A, 434V forced ventilation; direction of air flow NDE--> DE; Degree of protection IP55 Without encoder With temperature sensor KTY 84-130 DESIGN IM B3 (IM V5, IM V6) PLAIN SHAFT WITHOUT FITTED KEY; BEARING: STANDARD VIBRATION SEVERITY GRADE S/A; SHAFT A.FLANGE ACCURACY GR. R TERMINAL BOX (ABOVE) CABLE ENTRY ON THE LEFT SIGNAL CONNECTION D-END | - | 0 | 0
1PH8135-1AF10-0CC1 |  | 1PH8135-1AF10-0CC1 | 1 | UN | 1 | 20 | D | D | N | N | 85015230 | 1 |  | 125 | KG | 3149.61 | 3149.61 | MC05 | MC05 | SIMOTICS M Compact induction motor 1500rpm, 18.5 kW 118Nm, 43A, 330V 1750rpm, 21.5kW 117Nm, 43A, 383V 2000rpm, 24 kW 115Nm, 43A, 434V forced ventilation; direction of air flow NDE--> DE; Degree of protection IP55 Without encoder With temperature sensor KTY 84-130 DESIGN IM B3 (IM V5, IM V6) PLAIN SHAFT WITHOUT FITTED KEY; BEARING: STANDARD VIBRATION SEVERITY GRADE S/A; SHAFT A.FLANGE ACCURACY GR. R TERMINAL BOX (ABOVE) CABLE ENTRY ON THE ND-END SIGNAL CONNECTION LEFT | - | 0 | 0
1PH8135-1AF10-2BA1 |  | 1PH8135-1AF10-2BA1 | 1 | UN | 1 | 20 | D | D | N | N | 85015230 | 1 |  | 125 | KG | 3019.59 | 3019.59 | MC05 | MC05 | SIMOTICS M Compact induction motor 1500rpm, 18.5 kW 118Nm, 43A, 330V 1750rpm, 21.5kW 117Nm, 43A, 383V 2000rpm, 24 kW 115Nm, 43A, 434V forced ventilation; direction of air flow NDE--> DE; Degree of protection IP55 Without encoder With temperature sensor KTY 84-130 DESIGN IM B3 (IM V5, IM V6) SHAFT WITH FITTED KEY HALF-KEY BALANCING BEARING: STANDARD WITH FIXED BEARING, VIBRATION SEVERITY GRADE: R/A, FLANGE ACCURACY: R TERMINAL BOX (ABOVE) CABLE ENTRY ON THE RIGHT SIGNAL CONNECTION D-END | - | 0 | 0
1PH8135-1AF10-2BB1 |  | 1PH8135-1AF10-2BB1 | 1 | UN | 1 | 20 | D | D | N | N | 85015230 | 1 |  | 125 | KG | 3019.59 | 3019.59 | MC05 | MC05 | SIMOTICS M Compact induction motor 1500rpm, 18.5 kW 118Nm, 43A, 330V 1750rpm, 21.5kW 117Nm, 43A, 383V 2000rpm, 24 kW 115Nm, 43A, 434V forced ventilation; direction of air flow NDE--> DE; Degree of protection IP55 Without encoder With temperature sensor KTY 84-130 DESIGN IM B3 (IM V5, IM V6) SHAFT WITH FITTED KEY HALF-KEY BALANCING BEARING: STANDARD WITH FIXED BEARING, VIBRATION SEVERITY GRADE: R/A, FLANGE ACCURACY: R TERMINAL BOX (ABOVE) CABLE ENTRY ON THE LEFT SIGNAL CONNECTION D-END | - | 0 | 0
1PH8135-1AF10-2BC1 |  | 1PH8135-1AF10-2BC1 | 1 | UN | 1 | 20 | D | D | N | N | 85015230 | 1 |  | 125 | KG | 3019.59 | 3019.59 | MC05 | MC05 | SIMOTICS M Compact induction motor 1500rpm, 18.5 kW 118Nm, 43A, 330V 1750rpm, 21.5kW 117Nm, 43A, 383V 2000rpm, 24 kW 115Nm, 43A, 434V forced ventilation; direction of air flow NDE--> DE; Degree of protection IP55 Without encoder With temperature sensor KTY 84-130 DESIGN IM B3 (IM V5, IM V6) SHAFT WITH FITTED KEY HALF-KEY BALANCING BEARING: STANDARD WITH FIXED BEARING, VIBRATION SEVERITY GRADE: R/A, FLANGE ACCURACY: R TERMINAL BOX (ABOVE) CABLE ENTRY ON THE ND-END SIGNAL CONNECTION LEFT | - | 0 | 0
1PH8135-1AF10-2CA1 |  | 1PH8135-1AF10-2CA1 | 1 | UN | 1 | 20 | D | D | N | N | 85015230 | 1 |  | 125 | KG | 3149.61 | 3149.61 | MC05 | MC05 | SIMOTICS M Compact induction motor 1500rpm, 18.5 kW 118Nm, 43A, 330V 1750rpm, 21.5kW 117Nm, 43A, 383V 2000rpm, 24 kW 115Nm, 43A, 434V forced ventilation; direction of air flow NDE--> DE; Degree of protection IP55 Without encoder With temperature sensor KTY 84-130 DESIGN IM B3 (IM V5, IM V6) SHAFT WITH FITTED KEY HALF-KEY BALANCING BEARING: STANDARD VIBRATION SEVERITY GRADE S/A; SHAFT A.FLANGE ACCURACY GR. R TERMINAL BOX (ABOVE) CABLE ENTRY ON THE RIGHT SIGNAL CONNECTION D-END | - | 0 | 0
1PH8135-1AF10-2CB1 |  | 1PH8135-1AF10-2CB1 | 1 | UN | 1 | 20 | D | D | N | N | 85015230 | 1 |  | 125 | KG | 3149.61 | 3149.61 | MC05 | MC05 | SIMOTICS M Compact induction motor 1500rpm, 18.5 kW 118Nm, 43A, 330V 1750rpm, 21.5kW 117Nm, 43A, 383V 2000rpm, 24 kW 115Nm, 43A, 434V forced ventilation; direction of air flow NDE--> DE; Degree of protection IP55 Without encoder With temperature sensor KTY 84-130 DESIGN IM B3 (IM V5, IM V6) SHAFT WITH FITTED KEY HALF-KEY BALANCING BEARING: STANDARD VIBRATION SEVERITY GRADE S/A; SHAFT A.FLANGE ACCURACY GR. R TERMINAL BOX (ABOVE) CABLE ENTRY ON THE LEFT SIGNAL CONNECTION D-END | - | 0 | 0
1PH8135-1AF10-2CC1 |  | 1PH8135-1AF10-2CC1 | 1 | UN | 1 | 20 | D | D | N | N | 85015230 | 1 |  | 125 | KG | 3149.61 | 3149.61 | MC05 | MC05 | SIMOTICS M Compact induction motor 1500rpm, 18.5 kW 118Nm, 43A, 330V 1750rpm, 21.5kW 117Nm, 43A, 383V 2000rpm, 24 kW 115Nm, 43A, 434V forced ventilation; direction of air flow NDE--> DE; Degree of protection IP55 Without encoder With temperature sensor KTY 84-130 DESIGN IM B3 (IM V5, IM V6) SHAFT WITH FITTED KEY HALF-KEY BALANCING BEARING: STANDARD VIBRATION SEVERITY GRADE S/A; SHAFT A.FLANGE ACCURACY GR. R TERMINAL BOX (ABOVE) CABLE ENTRY ON THE ND-END SIGNAL CONNECTION LEFT | - | 0 | 0
1PH8135-1AF12-0BA1 |  | 1PH8135-1AF12-0BA1 | 1 | UN | 1 | 20 | D | D | N | N | 85015230 | 1 |  | 125 | KG | 3178.54 | 3178.54 | MC05 | MC05 | SIMOTICS M Compact induction motor 1500rpm, 18.5 kW 118Nm, 43A, 330V 1750rpm, 21.5kW 117Nm, 43A, 383V 2000rpm, 24 kW 115Nm, 43A, 434V forced ventilation; direction of air flow NDE--> DE; Degree of protection IP55 Without encoder With temperature sensor KTY 84-130 DESIGN IM B5 (IMV 1,IM V3) PLAIN SHAFT WITHOUT FITTED KEY; BEARING: STANDARD WITH FIXED BEARING, VIBRATION SEVERITY GRADE: R/A, FLANGE ACCURACY: R TERMINAL BOX (ABOVE) CABLE ENTRY ON THE RIGHT SIGNAL CONNECTION D-END | - | 0 | 0
1PH8135-1AF12-0BB1 |  | 1PH8135-1AF12-0BB1 | 1 | UN | 1 | 20 | D | D | N | N | 85015230 | 1 |  | 125 | KG | 3178.54 | 3178.54 | MC05 | MC05 | SIMOTICS M Compact induction motor 1500rpm, 18.5 kW 118Nm, 43A, 330V 1750rpm, 21.5kW 117Nm, 43A, 383V 2000rpm, 24 kW 115Nm, 43A, 434V forced ventilation; direction of air flow NDE--> DE; Degree of protection IP55 Without encoder With temperature sensor KTY 84-130 DESIGN IM B5 (IMV 1,IM V3) PLAIN SHAFT WITHOUT FITTED KEY; BEARING: STANDARD WITH FIXED BEARING, VIBRATION SEVERITY GRADE: R/A, FLANGE ACCURACY: R TERMINAL BOX (ABOVE) CABLE ENTRY ON THE LEFT SIGNAL CONNECTION D-END | - | 0 | 0
1PH8135-1AF12-0BC1 |  | 1PH8135-1AF12-0BC1 | 1 | UN | 1 | 20 | D | D | N | N | 85015230 | 1 |  | 125 | KG | 3178.54 | 3178.54 | MC05 | MC05 | SIMOTICS M Compact induction motor 1500rpm, 18.5 kW 118Nm, 43A, 330V 1750rpm, 21.5kW 117Nm, 43A, 383V 2000rpm, 24 kW 115Nm, 43A, 434V forced ventilation; direction of air flow NDE--> DE; Degree of protection IP55 Without encoder With temperature sensor KTY 84-130 DESIGN IM B5 (IMV 1,IM V3) PLAIN SHAFT WITHOUT FITTED KEY; BEARING: STANDARD WITH FIXED BEARING, VIBRATION SEVERITY GRADE: R/A, FLANGE ACCURACY: R TERMINAL BOX (ABOVE) CABLE ENTRY ON THE ND-END SIGNAL CONNECTION LEFT | - | 0 | 0
1PH8135-1AF12-0CA1 |  | 1PH8135-1AF12-0CA1 | 1 | UN | 1 | 20 | D | D | N | N | 85015230 | 1 |  | 125 | KG | 3308.56 | 3308.56 | MC05 | MC05 | SIMOTICS M Compact induction motor 1500rpm, 18.5 kW 118Nm, 43A, 330V 1750rpm, 21.5kW 117Nm, 43A, 383V 2000rpm, 24 kW 115Nm, 43A, 434V forced ventilation; direction of air flow NDE--> DE; Degree of protection IP55 Without encoder With temperature sensor KTY 84-130 DESIGN IM B5 (IMV 1,IM V3) PLAIN SHAFT WITHOUT FITTED KEY; BEARING: STANDARD VIBRATION SEVERITY GRADE S/A; SHAFT A.FLANGE ACCURACY GR. R TERMINAL BOX (ABOVE) CABLE ENTRY ON THE RIGHT SIGNAL CONNECTION D-END | - | 0 | 0
1PH8135-1AF12-0CB1 |  | 1PH8135-1AF12-0CB1 | 1 | UN | 1 | 20 | D | D | N | N | 85015230 | 1 |  | 125 | KG | 3308.56 | 3308.56 | MC05 | MC05 | SIMOTICS M Compact induction motor 1500rpm, 18.5 kW 118Nm, 43A, 330V 1750rpm, 21.5kW 117Nm, 43A, 383V 2000rpm, 24 kW 115Nm, 43A, 434V forced ventilation; direction of air flow NDE--> DE; Degree of protection IP55 Without encoder With temperature sensor KTY 84-130 DESIGN IM B5 (IMV 1,IM V3) PLAIN SHAFT WITHOUT FITTED KEY; BEARING: STANDARD VIBRATION SEVERITY GRADE S/A; SHAFT A.FLANGE ACCURACY GR. R TERMINAL BOX (ABOVE) CABLE ENTRY ON THE LEFT SIGNAL CONNECTION D-END | - | 0 | 0
1PH8135-1AF12-0CC1 |  | 1PH8135-1AF12-0CC1 | 1 | UN | 1 | 20 | D | D | N | N | 85015230 | 1 |  | 125 | KG | 3308.56 | 3308.56 | MC05 | MC05 | SIMOTICS M Compact induction motor 1500rpm, 18.5 kW 118Nm, 43A, 330V 1750rpm, 21.5kW 117Nm, 43A, 383V 2000rpm, 24 kW 115Nm, 43A, 434V forced ventilation; direction of air flow NDE--> DE; Degree of protection IP55 Without encoder With temperature sensor KTY 84-130 DESIGN IM B5 (IMV 1,IM V3) PLAIN SHAFT WITHOUT FITTED KEY; BEARING: STANDARD VIBRATION SEVERITY GRADE S/A; SHAFT A.FLANGE ACCURACY GR. R TERMINAL BOX (ABOVE) CABLE ENTRY ON THE ND-END SIGNAL CONNECTION LEFT | - | 0 | 0
1PH8135-1AF12-2BA1 |  | 1PH8135-1AF12-2BA1 | 1 | UN | 1 | 20 | D | D | N | N | 85015230 | 1 |  | 125 | KG | 3178.54 | 3178.54 | MC05 | MC05 | SIMOTICS M Compact induction motor 1500rpm, 18.5 kW 118Nm, 43A, 330V 1750rpm, 21.5kW 117Nm, 43A, 383V 2000rpm, 24 kW 115Nm, 43A, 434V forced ventilation; direction of air flow NDE--> DE; Degree of protection IP55 Without encoder With temperature sensor KTY 84-130 DESIGN IM B5 (IMV 1,IM V3) SHAFT WITH FITTED KEY HALF-KEY BALANCING BEARING: STANDARD WITH FIXED BEARING, VIBRATION SEVERITY GRADE: R/A, FLANGE ACCURACY: R TERMINAL BOX (ABOVE) CABLE ENTRY ON THE RIGHT SIGNAL CONNECTION D-END | - | 0 | 0
1PH8135-1AF12-2BB1 |  | 1PH8135-1AF12-2BB1 | 1 | UN | 1 | 20 | D | D | N | N | 85015230 | 1 |  | 125 | KG | 3178.54 | 3178.54 | MC05 | MC05 | SIMOTICS M Compact induction motor 1500rpm, 18.5 kW 118Nm, 43A, 330V 1750rpm, 21.5kW 117Nm, 43A, 383V 2000rpm, 24 kW 115Nm, 43A, 434V forced ventilation; direction of air flow NDE--> DE; Degree of protection IP55 Without encoder With temperature sensor KTY 84-130 DESIGN IM B5 (IMV 1,IM V3) SHAFT WITH FITTED KEY HALF-KEY BALANCING BEARING: STANDARD WITH FIXED BEARING, VIBRATION SEVERITY GRADE: R/A, FLANGE ACCURACY: R TERMINAL BOX (ABOVE) CABLE ENTRY ON THE LEFT SIGNAL CONNECTION D-END | - | 0 | 0
1PH8135-1AF12-2BC1 |  | 1PH8135-1AF12-2BC1 | 1 | UN | 1 | 20 | D | D | N | N | 85015230 | 1 |  | 125 | KG | 3178.54 | 3178.54 | MC05 | MC05 | SIMOTICS M Compact induction motor 1500rpm, 18.5 kW 118Nm, 43A, 330V 1750rpm, 21.5kW 117Nm, 43A, 383V 2000rpm, 24 kW 115Nm, 43A, 434V forced ventilation; direction of air flow NDE--> DE; Degree of protection IP55 Without encoder With temperature sensor KTY 84-130 DESIGN IM B5 (IMV 1,IM V3) SHAFT WITH FITTED KEY HALF-KEY BALANCING BEARING: STANDARD WITH FIXED BEARING, VIBRATION SEVERITY GRADE: R/A, FLANGE ACCURACY: R TERMINAL BOX (ABOVE) CABLE ENTRY ON THE ND-END SIGNAL CONNECTION LEFT | - | 0 | 0
1PH8135-1AF12-2CA1 |  | 1PH8135-1AF12-2CA1 | 1 | UN | 1 | 20 | D | D | N | N | 85015230 | 1 |  | 125 | KG | 3308.56 | 3308.56 | MC05 | MC05 | SIMOTICS M Compact induction motor 1500rpm, 18.5 kW 118Nm, 43A, 330V 1750rpm, 21.5kW 117Nm, 43A, 383V 2000rpm, 24 kW 115Nm, 43A, 434V forced ventilation; direction of air flow NDE--> DE; Degree of protection IP55 Without encoder With temperature sensor KTY 84-130 DESIGN IM B5 (IMV 1,IM V3) SHAFT WITH FITTED KEY HALF-KEY BALANCING BEARING: STANDARD VIBRATION SEVERITY GRADE S/A; SHAFT A.FLANGE ACCURACY GR. R TERMINAL BOX (ABOVE) CABLE ENTRY ON THE RIGHT SIGNAL CONNECTION D-END | - | 0 | 0
1PH8135-1AF12-2CB1 |  | 1PH8135-1AF12-2CB1 | 1 | UN | 1 | 20 | D | D | N | N | 85015230 | 1 |  | 125 | KG | 3308.56 | 3308.56 | MC05 | MC05 | SIMOTICS M Compact induction motor 1500rpm, 18.5 kW 118Nm, 43A, 330V 1750rpm, 21.5kW 117Nm, 43A, 383V 2000rpm, 24 kW 115Nm, 43A, 434V forced ventilation; direction of air flow NDE--> DE; Degree of protection IP55 Without encoder With temperature sensor KTY 84-130 DESIGN IM B5 (IMV 1,IM V3) SHAFT WITH FITTED KEY HALF-KEY BALANCING BEARING: STANDARD VIBRATION SEVERITY GRADE S/A; SHAFT A.FLANGE ACCURACY GR. R TERMINAL BOX (ABOVE) CABLE ENTRY ON THE LEFT SIGNAL CONNECTION D-END | - | 0 | 0
1PH8135-1AF12-2CC1 |  | 1PH8135-1AF12-2CC1 | 1 | UN | 1 | 20 | D | D | N | N | 85015230 | 1 |  | 125 | KG | 3308.56 | 3308.56 | MC05 | MC05 | SIMOTICS M Compact induction motor 1500rpm, 18.5 kW 118Nm, 43A, 330V 1750rpm, 21.5kW 117Nm, 43A, 383V 2000rpm, 24 kW 115Nm, 43A, 434V forced ventilation; direction of air flow NDE--> DE; Degree of protection IP55 Without encoder With temperature sensor KTY 84-130 DESIGN IM B5 (IMV 1,IM V3) SHAFT WITH FITTED KEY HALF-KEY BALANCING BEARING: STANDARD VIBRATION SEVERITY GRADE S/A; SHAFT A.FLANGE ACCURACY GR. R TERMINAL BOX (ABOVE) CABLE ENTRY ON THE ND-END SIGNAL CONNECTION LEFT | - | 0 | 0
1PH8135-1AF13-0BA1 |  | 1PH8135-1AF13-0BA1 | 1 | UN | 1 | 20 | D | D | N | N | 85015230 | 1 |  | 125 | KG | 3380.84 | 3380.84 | MC05 | MC05 | SIMOTICS M Compact induction motor 1500rpm, 18.5 kW 118Nm, 43A, 330V 1750rpm, 21.5kW 117Nm, 43A, 383V 2000rpm, 24 kW 115Nm, 43A, 434V forced ventilation; direction of air flow NDE--> DE; Degree of protection IP55 Without encoder With temperature sensor KTY 84-130 Design IM B35 (IM V15, (IM V35) PLAIN SHAFT WITHOUT FITTED KEY; BEARING: STANDARD WITH FIXED BEARING, VIBRATION SEVERITY GRADE: R/A, FLANGE ACCURACY: R TERMINAL BOX (ABOVE) CABLE ENTRY ON THE RIGHT SIGNAL CONNECTION D-END | - | 0 | 0
1PH8135-1AF13-0BB1 |  | 1PH8135-1AF13-0BB1 | 1 | UN | 1 | 20 | D | D | N | N | 85015230 | 1 |  | 125 | KG | 3380.84 | 3380.84 | MC05 | MC05 | SIMOTICS M Compact induction motor 1500rpm, 18.5 kW 118Nm, 43A, 330V 1750rpm, 21.5kW 117Nm, 43A, 383V 2000rpm, 24 kW 115Nm, 43A, 434V forced ventilation; direction of air flow NDE--> DE; Degree of protection IP55 Without encoder With temperature sensor KTY 84-130 Design IM B35 (IM V15, (IM V35) PLAIN SHAFT WITHOUT FITTED KEY; BEARING: STANDARD WITH FIXED BEARING, VIBRATION SEVERITY GRADE: R/A, FLANGE ACCURACY: R TERMINAL BOX (ABOVE) CABLE ENTRY ON THE LEFT SIGNAL CONNECTION D-END | - | 0 | 0
1PH8135-1AF13-0BC1 |  | 1PH8135-1AF13-0BC1 | 1 | UN | 1 | 20 | D | D | N | N | 85015230 | 1 |  | 125 | KG | 3380.84 | 3380.84 | MC05 | MC05 | SIMOTICS M Compact induction motor 1500rpm, 18.5 kW 118Nm, 43A, 330V 1750rpm, 21.5kW 117Nm, 43A, 383V 2000rpm, 24 kW 115Nm, 43A, 434V forced ventilation; direction of air flow NDE--> DE; Degree of protection IP55 Without encoder With temperature sensor KTY 84-130 Design IM B35 (IM V15, (IM V35) PLAIN SHAFT WITHOUT FITTED KEY; BEARING: STANDARD WITH FIXED BEARING, VIBRATION SEVERITY GRADE: R/A, FLANGE ACCURACY: R TERMINAL BOX (ABOVE) CABLE ENTRY ON THE ND-END SIGNAL CONNECTION LEFT | - | 0 | 0
1PH8135-1AF13-0CA1 |  | 1PH8135-1AF13-0CA1 | 1 | UN | 1 | 20 | D | D | N | N | 85015230 | 1 |  | 125 | KG | 3510.86 | 3510.86 | MC05 | MC05 | SIMOTICS M Compact induction motor 1500rpm, 18.5 kW 118Nm, 43A, 330V 1750rpm, 21.5kW 117Nm, 43A, 383V 2000rpm, 24 kW 115Nm, 43A, 434V forced ventilation; direction of air flow NDE--> DE; Degree of protection IP55 Without encoder With temperature sensor KTY 84-130 Design IM B35 (IM V15, (IM V35) PLAIN SHAFT WITHOUT FITTED KEY; BEARING: STANDARD VIBRATION SEVERITY GRADE S/A; SHAFT A.FLANGE ACCURACY GR. R TERMINAL BOX (ABOVE) CABLE ENTRY ON THE RIGHT SIGNAL CONNECTION D-END | - | 0 | 0
1PH8135-1AF13-0CB1 |  | 1PH8135-1AF13-0CB1 | 1 | UN | 1 | 20 | D | D | N | N | 85015230 | 1 |  | 125 | KG | 3510.86 | 3510.86 | MC05 | MC05 | SIMOTICS M Compact induction motor 1500rpm, 18.5 kW 118Nm, 43A, 330V 1750rpm, 21.5kW 117Nm, 43A, 383V 2000rpm, 24 kW 115Nm, 43A, 434V forced ventilation; direction of air flow NDE--> DE; Degree of protection IP55 Without encoder With temperature sensor KTY 84-130 Design IM B35 (IM V15, (IM V35) PLAIN SHAFT WITHOUT FITTED KEY; BEARING: STANDARD VIBRATION SEVERITY GRADE S/A; SHAFT A.FLANGE ACCURACY GR. R TERMINAL BOX (ABOVE) CABLE ENTRY ON THE LEFT SIGNAL CONNECTION D-END | - | 0 | 0
1PH8135-1AF13-0CC1 |  | 1PH8135-1AF13-0CC1 | 1 | UN | 1 | 20 | D | D | N | N | 85015230 | 1 |  | 125 | KG | 3510.86 | 3510.86 | MC05 | MC05 | SIMOTICS M Compact induction motor 1500rpm, 18.5 kW 118Nm, 43A, 330V 1750rpm, 21.5kW 117Nm, 43A, 383V 2000rpm, 24 kW 115Nm, 43A, 434V forced ventilation; direction of air flow NDE--> DE; Degree of protection IP55 Without encoder With temperature sensor KTY 84-130 Design IM B35 (IM V15, (IM V35) PLAIN SHAFT WITHOUT FITTED KEY; BEARING: STANDARD VIBRATION SEVERITY GRADE S/A; SHAFT A.FLANGE ACCURACY GR. R TERMINAL BOX (ABOVE) CABLE ENTRY ON THE ND-END SIGNAL CONNECTION LEFT | - | 0 | 0
1PH8135-1AF13-1GA2 |  | 1PH8135-1AF13-1GA2 | 1 | UN | 1 | 20 | D | D | N | N | 85015230 | 1 |  | 125 | KG | 3188.38 | 3188.38 | MC05 | MC05 | SIMOTICS M Compact asynchronous motor 1500 rpm, 18.5 kW, 118 Nm, 43 A, 330 V 1750 rpm, 21.5 kW, 117 Nm, 43 A, 383 V 2000 rpm, 24 kW, 115 Nm, 43 A, 434 V Forced ventilation; Direction of air flow NDE --> DE; Degree of protection IP55 Without encoder With temperature sensor Pt1000 Design IM B35 (IM V15, (IM V35) SHAFT WITH FITTED KEY FULL-KEY BALANCING BEARING: STANDARD, VIBRATION SEVERITY GRADE: R/A, SHAFT AND FLANGE ACCURACY: R TERMINAL BOX (ABOVE) CABLE ENTRY ON THE RIGHT SIGNAL CONNECTION D-END | - | 0 | 0
1PH8135-1AF13-2BA1 |  | 1PH8135-1AF13-2BA1 | 1 | UN | 1 | 20 | D | D | N | N | 85015230 | 1 |  | 125 | KG | 3380.84 | 3380.84 | MC05 | MC05 | SIMOTICS M Compact induction motor 1500rpm, 18.5 kW 118Nm, 43A, 330V 1750rpm, 21.5kW 117Nm, 43A, 383V 2000rpm, 24 kW 115Nm, 43A, 434V forced ventilation; direction of air flow NDE--> DE; Degree of protection IP55 Without encoder With temperature sensor KTY 84-130 Design IM B35 (IM V15, (IM V35) SHAFT WITH FITTED KEY HALF-KEY BALANCING BEARING: STANDARD WITH FIXED BEARING, VIBRATION SEVERITY GRADE: R/A, FLANGE ACCURACY: R TERMINAL BOX (ABOVE) CABLE ENTRY ON THE RIGHT SIGNAL CONNECTION D-END | - | 0 | 0
1PH8135-1AF13-2BB1 |  | 1PH8135-1AF13-2BB1 | 1 | UN | 1 | 20 | D | D | N | N | 85015230 | 1 |  | 125 | KG | 3380.84 | 3380.84 | MC05 | MC05 | SIMOTICS M Compact induction motor 1500rpm, 18.5 kW 118Nm, 43A, 330V 1750rpm, 21.5kW 117Nm, 43A, 383V 2000rpm, 24 kW 115Nm, 43A, 434V forced ventilation; direction of air flow NDE--> DE; Degree of protection IP55 Without encoder With temperature sensor KTY 84-130 Design IM B35 (IM V15, (IM V35) SHAFT WITH FITTED KEY HALF-KEY BALANCING BEARING: STANDARD WITH FIXED BEARING, VIBRATION SEVERITY GRADE: R/A, FLANGE ACCURACY: R TERMINAL BOX (ABOVE) CABLE ENTRY ON THE LEFT SIGNAL CONNECTION D-END | - | 0 | 0
1PH8135-1AF13-2BC1 |  | 1PH8135-1AF13-2BC1 | 1 | UN | 1 | 20 | D | D | N | N | 85015230 | 1 |  | 125 | KG | 3380.84 | 3380.84 | MC05 | MC05 | SIMOTICS M Compact induction motor 1500rpm, 18.5 kW 118Nm, 43A, 330V 1750rpm, 21.5kW 117Nm, 43A, 383V 2000rpm, 24 kW 115Nm, 43A, 434V forced ventilation; direction of air flow NDE--> DE; Degree of protection IP55 Without encoder With temperature sensor KTY 84-130 Design IM B35 (IM V15, (IM V35) SHAFT WITH FITTED KEY HALF-KEY BALANCING BEARING: STANDARD WITH FIXED BEARING, VIBRATION SEVERITY GRADE: R/A, FLANGE ACCURACY: R TERMINAL BOX (ABOVE) CABLE ENTRY ON THE ND-END SIGNAL CONNECTION LEFT | - | 0 | 0
1PH8135-1AF13-2CA1 |  | 1PH8135-1AF13-2CA1 | 1 | UN | 1 | 20 | D | D | N | N | 85015230 | 1 |  | 125 | KG | 3510.86 | 3510.86 | MC05 | MC05 | SIMOTICS M Compact induction motor 1500rpm, 18.5 kW 118Nm, 43A, 330V 1750rpm, 21.5kW 117Nm, 43A, 383V 2000rpm, 24 kW 115Nm, 43A, 434V forced ventilation; direction of air flow NDE--> DE; Degree of protection IP55 Without encoder With temperature sensor KTY 84-130 Design IM B35 (IM V15, (IM V35) SHAFT WITH FITTED KEY HALF-KEY BALANCING BEARING: STANDARD VIBRATION SEVERITY GRADE S/A; SHAFT A.FLANGE ACCURACY GR. R TERMINAL BOX (ABOVE) CABLE ENTRY ON THE RIGHT SIGNAL CONNECTION D-END | - | 0 | 0
1PH8135-1AF13-2CB1 |  | 1PH8135-1AF13-2CB1 | 1 | UN | 1 | 20 | D | D | N | N | 85015230 | 1 |  | 125 | KG | 3510.86 | 3510.86 | MC05 | MC05 | SIMOTICS M Compact induction motor 1500rpm, 18.5 kW 118Nm, 43A, 330V 1750rpm, 21.5kW 117Nm, 43A, 383V 2000rpm, 24 kW 115Nm, 43A, 434V forced ventilation; direction of air flow NDE--> DE; Degree of protection IP55 Without encoder With temperature sensor KTY 84-130 Design IM B35 (IM V15, (IM V35) SHAFT WITH FITTED KEY HALF-KEY BALANCING BEARING: STANDARD VIBRATION SEVERITY GRADE S/A; SHAFT A.FLANGE ACCURACY GR. R TERMINAL BOX (ABOVE) CABLE ENTRY ON THE LEFT SIGNAL CONNECTION D-END | - | 0 | 0
1PH8135-1AF13-2CC1 |  | 1PH8135-1AF13-2CC1 | 1 | UN | 1 | 20 | D | D | N | N | 85015230 | 1 |  | 125 | KG | 3510.86 | 3510.86 | MC05 | MC05 | SIMOTICS M Compact induction motor 1500rpm, 18.5 kW 118Nm, 43A, 330V 1750rpm, 21.5kW 117Nm, 43A, 383V 2000rpm, 24 kW 115Nm, 43A, 434V forced ventilation; direction of air flow NDE--> DE; Degree of protection IP55 Without encoder With temperature sensor KTY 84-130 Design IM B35 (IM V15, (IM V35) SHAFT WITH FITTED KEY HALF-KEY BALANCING BEARING: STANDARD VIBRATION SEVERITY GRADE S/A; SHAFT A.FLANGE ACCURACY GR. R TERMINAL BOX (ABOVE) CABLE ENTRY ON THE ND-END SIGNAL CONNECTION LEFT | - | 0 | 0
1PH8135-1AF20-0BA1 |  | 1PH8135-1AF20-0BA1 | 1 | UN | 1 | 20 | D | D | N | N | 85015230 | 1 |  | 141 | KG | 3654.11 | 3654.11 | MC05 | MC05 | SIMOTICS M Compact induction motor 1500rpm, 22kW, 140 Nm, 51A, 342V 1750rpm, 25.5kW, 139Nm, 51A, 39 2000rpm, 29kW, 138Nm, 52A, 448V water cooling Degree of protection IP65 Without encoder With temperature sensor KTY 84-130 DESIGN IM B3 (IM V5, IM V6) PLAIN SHAFT WITHOUT FITTED KEY; BEARING: STANDARD WITH FIXED BEARING, VIBRATION SEVERITY GRADE: R/A, FLANGE ACCURACY: R TERMINAL BOX (ABOVE) CABLE ENTRY ON THE RIGHT SIGNAL CONNECTION D-END | - | 0 | 0
1PH8135-1AF20-0BB1 |  | 1PH8135-1AF20-0BB1 | 1 | UN | 1 | 20 | D | D | N | N | 85015230 | 1 |  | 141 | KG | 3654.11 | 3654.11 | MC05 | MC05 | SIMOTICS M Compact induction motor 1500rpm, 22kW, 140 Nm, 51A, 342V 1750rpm, 25.5kW, 139Nm, 51A, 39 2000rpm, 29kW, 138Nm, 52A, 448V water cooling Degree of protection IP65 Without encoder With temperature sensor KTY 84-130 DESIGN IM B3 (IM V5, IM V6) PLAIN SHAFT WITHOUT FITTED KEY; BEARING: STANDARD WITH FIXED BEARING, VIBRATION SEVERITY GRADE: R/A, FLANGE ACCURACY: R TERMINAL BOX (ABOVE) CABLE ENTRY ON THE LEFT SIGNAL CONNECTION D-END | - | 0 | 0
1PH8135-1AF20-0BC1 |  | 1PH8135-1AF20-0BC1 | 1 | UN | 1 | 20 | D | D | N | N | 85015230 | 1 |  | 141 | KG | 3654.11 | 3654.11 | MC05 | MC05 | SIMOTICS M Compact induction motor 1500rpm, 22kW, 140 Nm, 51A, 342V 1750rpm, 25.5kW, 139Nm, 51A, 39 2000rpm, 29kW, 138Nm, 52A, 448V water cooling Degree of protection IP65 Without encoder With temperature sensor KTY 84-130 DESIGN IM B3 (IM V5, IM V6) PLAIN SHAFT WITHOUT FITTED KEY; BEARING: STANDARD WITH FIXED BEARING, VIBRATION SEVERITY GRADE: R/A, FLANGE ACCURACY: R TERMINAL BOX (ABOVE) CABLE ENTRY ON THE ND-END SIGNAL CONNECTION LEFT | - | 0 | 0
1PH8135-1AF20-0CA1 |  | 1PH8135-1AF20-0CA1 | 1 | UN | 1 | 20 | D | D | N | N | 85015230 | 1 |  | 141 | KG | 3784.13 | 3784.13 | MC05 | MC05 | SIMOTICS M Compact induction motor 1500rpm, 22kW, 140 Nm, 51A, 342V 1750rpm, 25.5kW, 139Nm, 51A, 39 2000rpm, 29kW, 138Nm, 52A, 448V water cooling Degree of protection IP65 Without encoder With temperature sensor KTY 84-130 DESIGN IM B3 (IM V5, IM V6) PLAIN SHAFT WITHOUT FITTED KEY; BEARING: STANDARD VIBRATION SEVERITY GRADE S/A; SHAFT A.FLANGE ACCURACY GR. R TERMINAL BOX (ABOVE) CABLE ENTRY ON THE RIGHT SIGNAL CONNECTION D-END | - | 0 | 0
1PH8135-1AF20-0CB1 |  | 1PH8135-1AF20-0CB1 | 1 | UN | 1 | 20 | D | D | N | N | 85015230 | 1 |  | 141 | KG | 3784.13 | 3784.13 | MC05 | MC05 | SIMOTICS M Compact induction motor 1500rpm, 22kW, 140 Nm, 51A, 342V 1750rpm, 25.5kW, 139Nm, 51A, 39 2000rpm, 29kW, 138Nm, 52A, 448V water cooling Degree of protection IP65 Without encoder With temperature sensor KTY 84-130 DESIGN IM B3 (IM V5, IM V6) PLAIN SHAFT WITHOUT FITTED KEY; BEARING: STANDARD VIBRATION SEVERITY GRADE S/A; SHAFT A.FLANGE ACCURACY GR. R TERMINAL BOX (ABOVE) CABLE ENTRY ON THE LEFT SIGNAL CONNECTION D-END | - | 0 | 0
1PH8135-1AF20-0CC1 |  | 1PH8135-1AF20-0CC1 | 1 | UN | 1 | 20 | D | D | N | N | 85015230 | 1 |  | 141 | KG | 3784.13 | 3784.13 | MC05 | MC05 | SIMOTICS M Compact induction motor 1500rpm, 22kW, 140 Nm, 51A, 342V 1750rpm, 25.5kW, 139Nm, 51A, 39 2000rpm, 29kW, 138Nm, 52A, 448V water cooling Degree of protection IP65 Without encoder With temperature sensor KTY 84-130 DESIGN IM B3 (IM V5, IM V6) PLAIN SHAFT WITHOUT FITTED KEY; BEARING: STANDARD VIBRATION SEVERITY GRADE S/A; SHAFT A.FLANGE ACCURACY GR. R TERMINAL BOX (ABOVE) CABLE ENTRY ON THE ND-END SIGNAL CONNECTION LEFT | - | 0 | 0
1PH8135-1AF20-2BA1 |  | 1PH8135-1AF20-2BA1 | 1 | UN | 1 | 20 | D | D | N | N | 85015230 | 1 |  | 141 | KG | 3654.11 | 3654.11 | MC05 | MC05 | SIMOTICS M Compact induction motor 1500rpm, 22kW, 140 Nm, 51A, 342V 1750rpm, 25.5kW, 139Nm, 51A, 39 2000rpm, 29kW, 138Nm, 52A, 448V water cooling Degree of protection IP65 Without encoder With temperature sensor KTY 84-130 DESIGN IM B3 (IM V5, IM V6) SHAFT WITH FITTED KEY HALF-KEY BALANCING BEARING: STANDARD WITH FIXED BEARING, VIBRATION SEVERITY GRADE: R/A, FLANGE ACCURACY: R TERMINAL BOX (ABOVE) CABLE ENTRY ON THE RIGHT SIGNAL CONNECTION D-END | - | 0 | 0
1PH8135-1AF20-2BB1 |  | 1PH8135-1AF20-2BB1 | 1 | UN | 1 | 20 | D | D | N | N | 85015230 | 1 |  | 141 | KG | 3654.11 | 3654.11 | MC05 | MC05 | SIMOTICS M Compact induction motor 1500rpm, 22kW, 140 Nm, 51A, 342V 1750rpm, 25.5kW, 139Nm, 51A, 39 2000rpm, 29kW, 138Nm, 52A, 448V water cooling Degree of protection IP65 Without encoder With temperature sensor KTY 84-130 DESIGN IM B3 (IM V5, IM V6) SHAFT WITH FITTED KEY HALF-KEY BALANCING BEARING: STANDARD WITH FIXED BEARING, VIBRATION SEVERITY GRADE: R/A, FLANGE ACCURACY: R TERMINAL BOX (ABOVE) CABLE ENTRY ON THE LEFT SIGNAL CONNECTION D-END | - | 0 | 0
1PH8135-1AF20-2BC1 |  | 1PH8135-1AF20-2BC1 | 1 | UN | 1 | 20 | D | D | N | N | 85015230 | 1 |  | 141 | KG | 3654.11 | 3654.11 | MC05 | MC05 | SIMOTICS M Compact induction motor 1500rpm, 22kW, 140 Nm, 51A, 342V 1750rpm, 25.5kW, 139Nm, 51A, 39 2000rpm, 29kW, 138Nm, 52A, 448V water cooling Degree of protection IP65 Without encoder With temperature sensor KTY 84-130 DESIGN IM B3 (IM V5, IM V6) SHAFT WITH FITTED KEY HALF-KEY BALANCING BEARING: STANDARD WITH FIXED BEARING, VIBRATION SEVERITY GRADE: R/A, FLANGE ACCURACY: R TERMINAL BOX (ABOVE) CABLE ENTRY ON THE ND-END SIGNAL CONNECTION LEFT | - | 0 | 0
1PH8135-1AF20-2CA1 |  | 1PH8135-1AF20-2CA1 | 1 | UN | 1 | 20 | D | D | N | N | 85015230 | 1 |  | 141 | KG | 3784.13 | 3784.13 | MC05 | MC05 | SIMOTICS M Compact induction motor 1500rpm, 22kW, 140 Nm, 51A, 342V 1750rpm, 25.5kW, 139Nm, 51A, 39 2000rpm, 29kW, 138Nm, 52A, 448V water cooling Degree of protection IP65 Without encoder With temperature sensor KTY 84-130 DESIGN IM B3 (IM V5, IM V6) SHAFT WITH FITTED KEY HALF-KEY BALANCING BEARING: STANDARD VIBRATION SEVERITY GRADE S/A; SHAFT A.FLANGE ACCURACY GR. R TERMINAL BOX (ABOVE) CABLE ENTRY ON THE RIGHT SIGNAL CONNECTION D-END | - | 0 | 0
1PH8135-1AF20-2CB1 |  | 1PH8135-1AF20-2CB1 | 1 | UN | 1 | 20 | D | D | N | N | 85015230 | 1 |  | 141 | KG | 3784.13 | 3784.13 | MC05 | MC05 | SIMOTICS M Compact induction motor 1500rpm, 22kW, 140 Nm, 51A, 342V 1750rpm, 25.5kW, 139Nm, 51A, 39 2000rpm, 29kW, 138Nm, 52A, 448V water cooling Degree of protection IP65 Without encoder With temperature sensor KTY 84-130 DESIGN IM B3 (IM V5, IM V6) SHAFT WITH FITTED KEY HALF-KEY BALANCING BEARING: STANDARD VIBRATION SEVERITY GRADE S/A; SHAFT A.FLANGE ACCURACY GR. R TERMINAL BOX (ABOVE) CABLE ENTRY ON THE LEFT SIGNAL CONNECTION D-END | - | 0 | 0
1PH8135-1AF20-2CC1 |  | 1PH8135-1AF20-2CC1 | 1 | UN | 1 | 20 | D | D | N | N | 85015230 | 1 |  | 141 | KG | 3784.13 | 3784.13 | MC05 | MC05 | SIMOTICS M Compact induction motor 1500rpm, 22kW, 140 Nm, 51A, 342V 1750rpm, 25.5kW, 139Nm, 51A, 39 2000rpm, 29kW, 138Nm, 52A, 448V water cooling Degree of protection IP65 Without encoder With temperature sensor KTY 84-130 DESIGN IM B3 (IM V5, IM V6) SHAFT WITH FITTED KEY HALF-KEY BALANCING BEARING: STANDARD VIBRATION SEVERITY GRADE S/A; SHAFT A.FLANGE ACCURACY GR. R TERMINAL BOX (ABOVE) CABLE ENTRY ON THE ND-END SIGNAL CONNECTION LEFT | - | 0 | 0
1PH8135-1AF22-0BA1 |  | 1PH8135-1AF22-0BA1 | 1 | UN | 1 | 20 | D | D | N | N | 85015230 | 1 |  | 141 | KG | 3813.06 | 3813.06 | MC05 | MC05 | SIMOTICS M Compact induction motor 1500rpm, 22kW, 140 Nm, 51A, 342V 1750rpm, 25.5kW, 139Nm, 51A, 39 2000rpm, 29kW, 138Nm, 52A, 448V water cooling Degree of protection IP65 Without encoder With temperature sensor KTY 84-130 DESIGN IM B5 (IMV 1,IM V3) PLAIN SHAFT WITHOUT FITTED KEY; BEARING: STANDARD WITH FIXED BEARING, VIBRATION SEVERITY GRADE: R/A, FLANGE ACCURACY: R TERMINAL BOX (ABOVE) CABLE ENTRY ON THE RIGHT SIGNAL CONNECTION D-END | - | 0 | 0
1PH8135-1AF22-0BB1 |  | 1PH8135-1AF22-0BB1 | 1 | UN | 1 | 20 | D | D | N | N | 85015230 | 1 |  | 141 | KG | 3813.06 | 3813.06 | MC05 | MC05 | SIMOTICS M Compact induction motor 1500rpm, 22kW, 140 Nm, 51A, 342V 1750rpm, 25.5kW, 139Nm, 51A, 39 2000rpm, 29kW, 138Nm, 52A, 448V water cooling Degree of protection IP65 Without encoder With temperature sensor KTY 84-130 DESIGN IM B5 (IMV 1,IM V3) PLAIN SHAFT WITHOUT FITTED KEY; BEARING: STANDARD WITH FIXED BEARING, VIBRATION SEVERITY GRADE: R/A, FLANGE ACCURACY: R TERMINAL BOX (ABOVE) CABLE ENTRY ON THE LEFT SIGNAL CONNECTION D-END | - | 0 | 0
1PH8135-1AF22-0BC1 |  | 1PH8135-1AF22-0BC1 | 1 | UN | 1 | 20 | D | D | N | N | 85015230 | 1 |  | 141 | KG | 3813.06 | 3813.06 | MC05 | MC05 | SIMOTICS M Compact induction motor 1500rpm, 22kW, 140 Nm, 51A, 342V 1750rpm, 25.5kW, 139Nm, 51A, 39 2000rpm, 29kW, 138Nm, 52A, 448V water cooling Degree of protection IP65 Without encoder With temperature sensor KTY 84-130 DESIGN IM B5 (IMV 1,IM V3) PLAIN SHAFT WITHOUT FITTED KEY; BEARING: STANDARD WITH FIXED BEARING, VIBRATION SEVERITY GRADE: R/A, FLANGE ACCURACY: R TERMINAL BOX (ABOVE) CABLE ENTRY ON THE ND-END SIGNAL CONNECTION LEFT | - | 0 | 0
1PH8135-1AF22-0CA1 |  | 1PH8135-1AF22-0CA1 | 1 | UN | 1 | 20 | D | D | N | N | 85015230 | 1 |  | 141 | KG | 3943.08 | 3943.08 | MC05 | MC05 | SIMOTICS M Compact induction motor 1500rpm, 22kW, 140 Nm, 51A, 342V 1750rpm, 25.5kW, 139Nm, 51A, 39 2000rpm, 29kW, 138Nm, 52A, 448V water cooling Degree of protection IP65 Without encoder With temperature sensor KTY 84-130 DESIGN IM B5 (IMV 1,IM V3) PLAIN SHAFT WITHOUT FITTED KEY; BEARING: STANDARD VIBRATION SEVERITY GRADE S/A; SHAFT A.FLANGE ACCURACY GR. R TERMINAL BOX (ABOVE) CABLE ENTRY ON THE RIGHT SIGNAL CONNECTION D-END | - | 0 | 0
1PH8135-1AF22-0CB1 |  | 1PH8135-1AF22-0CB1 | 1 | UN | 1 | 20 | D | D | N | N | 85015230 | 1 |  | 141 | KG | 3943.08 | 3943.08 | MC05 | MC05 | SIMOTICS M Compact induction motor 1500rpm, 22kW, 140 Nm, 51A, 342V 1750rpm, 25.5kW, 139Nm, 51A, 39 2000rpm, 29kW, 138Nm, 52A, 448V water cooling Degree of protection IP65 Without encoder With temperature sensor KTY 84-130 DESIGN IM B5 (IMV 1,IM V3) PLAIN SHAFT WITHOUT FITTED KEY; BEARING: STANDARD VIBRATION SEVERITY GRADE S/A; SHAFT A.FLANGE ACCURACY GR. R TERMINAL BOX (ABOVE) CABLE ENTRY ON THE LEFT SIGNAL CONNECTION D-END | - | 0 | 0
1PH8135-1AF22-0CC1 |  | 1PH8135-1AF22-0CC1 | 1 | UN | 1 | 20 | D | D | N | N | 85015230 | 1 |  | 141 | KG | 3943.08 | 3943.08 | MC05 | MC05 | SIMOTICS M Compact induction motor 1500rpm, 22kW, 140 Nm, 51A, 342V 1750rpm, 25.5kW, 139Nm, 51A, 39 2000rpm, 29kW, 138Nm, 52A, 448V water cooling Degree of protection IP65 Without encoder With temperature sensor KTY 84-130 DESIGN IM B5 (IMV 1,IM V3) PLAIN SHAFT WITHOUT FITTED KEY; BEARING: STANDARD VIBRATION SEVERITY GRADE S/A; SHAFT A.FLANGE ACCURACY GR. R TERMINAL BOX (ABOVE) CABLE ENTRY ON THE ND-END SIGNAL CONNECTION LEFT | - | 0 | 0
1PH8135-1AF22-2BA1 |  | 1PH8135-1AF22-2BA1 | 1 | UN | 1 | 20 | D | D | N | N | 85015230 | 1 |  | 141 | KG | 3813.06 | 3813.06 | MC05 | MC05 | SIMOTICS M Compact induction motor 1500rpm, 22kW, 140 Nm, 51A, 342V 1750rpm, 25.5kW, 139Nm, 51A, 39 2000rpm, 29kW, 138Nm, 52A, 448V water cooling Degree of protection IP65 Without encoder With temperature sensor KTY 84-130 DESIGN IM B5 (IMV 1,IM V3) SHAFT WITH FITTED KEY HALF-KEY BALANCING BEARING: STANDARD WITH FIXED BEARING, VIBRATION SEVERITY GRADE: R/A, FLANGE ACCURACY: R TERMINAL BOX (ABOVE) CABLE ENTRY ON THE RIGHT SIGNAL CONNECTION D-END | - | 0 | 0
1PH8135-1AF22-2BB1 |  | 1PH8135-1AF22-2BB1 | 1 | UN | 1 | 20 | D | D | N | N | 85015230 | 1 |  | 141 | KG | 3813.06 | 3813.06 | MC05 | MC05 | SIMOTICS M Compact induction motor 1500rpm, 22kW, 140 Nm, 51A, 342V 1750rpm, 25.5kW, 139Nm, 51A, 39 2000rpm, 29kW, 138Nm, 52A, 448V water cooling Degree of protection IP65 Without encoder With temperature sensor KTY 84-130 DESIGN IM B5 (IMV 1,IM V3) SHAFT WITH FITTED KEY HALF-KEY BALANCING BEARING: STANDARD WITH FIXED BEARING, VIBRATION SEVERITY GRADE: R/A, FLANGE ACCURACY: R TERMINAL BOX (ABOVE) CABLE ENTRY ON THE LEFT SIGNAL CONNECTION D-END | - | 0 | 0
1PH8135-1AF22-2BC1 |  | 1PH8135-1AF22-2BC1 | 1 | UN | 1 | 20 | D | D | N | N | 85015230 | 1 |  | 141 | KG | 3813.06 | 3813.06 | MC05 | MC05 | SIMOTICS M Compact induction motor 1500rpm, 22kW, 140 Nm, 51A, 342V 1750rpm, 25.5kW, 139Nm, 51A, 39 2000rpm, 29kW, 138Nm, 52A, 448V water cooling Degree of protection IP65 Without encoder With temperature sensor KTY 84-130 DESIGN IM B5 (IMV 1,IM V3) SHAFT WITH FITTED KEY HALF-KEY BALANCING BEARING: STANDARD WITH FIXED BEARING, VIBRATION SEVERITY GRADE: R/A, FLANGE ACCURACY: R TERMINAL BOX (ABOVE) CABLE ENTRY ON THE ND-END SIGNAL CONNECTION LEFT | - | 0 | 0
1PH8135-1AF22-2CA1 |  | 1PH8135-1AF22-2CA1 | 1 | UN | 1 | 20 | D | D | N | N | 85015230 | 1 |  | 141 | KG | 3943.08 | 3943.08 | MC05 | MC05 | SIMOTICS M Compact induction motor 1500rpm, 22kW, 140 Nm, 51A, 342V 1750rpm, 25.5kW, 139Nm, 51A, 39 2000rpm, 29kW, 138Nm, 52A, 448V water cooling Degree of protection IP65 Without encoder With temperature sensor KTY 84-130 DESIGN IM B5 (IMV 1,IM V3) SHAFT WITH FITTED KEY HALF-KEY BALANCING BEARING: STANDARD VIBRATION SEVERITY GRADE S/A; SHAFT A.FLANGE ACCURACY GR. R TERMINAL BOX (ABOVE) CABLE ENTRY ON THE RIGHT SIGNAL CONNECTION D-END | - | 0 | 0
1PH8135-1AF22-2CB1 |  | 1PH8135-1AF22-2CB1 | 1 | UN | 1 | 20 | D | D | N | N | 85015230 | 1 |  | 141 | KG | 3943.08 | 3943.08 | MC05 | MC05 | SIMOTICS M Compact induction motor 1500rpm, 22kW, 140 Nm, 51A, 342V 1750rpm, 25.5kW, 139Nm, 51A, 39 2000rpm, 29kW, 138Nm, 52A, 448V water cooling Degree of protection IP65 Without encoder With temperature sensor KTY 84-130 DESIGN IM B5 (IMV 1,IM V3) SHAFT WITH FITTED KEY HALF-KEY BALANCING BEARING: STANDARD VIBRATION SEVERITY GRADE S/A; SHAFT A.FLANGE ACCURACY GR. R TERMINAL BOX (ABOVE) CABLE ENTRY ON THE LEFT SIGNAL CONNECTION D-END | - | 0 | 0
1PH8135-1AF22-2CC1 |  | 1PH8135-1AF22-2CC1 | 1 | UN | 1 | 20 | D | D | N | N | 85015230 | 1 |  | 141 | KG | 3943.08 | 3943.08 | MC05 | MC05 | SIMOTICS M Compact induction motor 1500rpm, 22kW, 140 Nm, 51A, 342V 1750rpm, 25.5kW, 139Nm, 51A, 39 2000rpm, 29kW, 138Nm, 52A, 448V water cooling Degree of protection IP65 Without encoder With temperature sensor KTY 84-130 DESIGN IM B5 (IMV 1,IM V3) SHAFT WITH FITTED KEY HALF-KEY BALANCING BEARING: STANDARD VIBRATION SEVERITY GRADE S/A; SHAFT A.FLANGE ACCURACY GR. R TERMINAL BOX (ABOVE) CABLE ENTRY ON THE ND-END SIGNAL CONNECTION LEFT | - | 0 | 0
1PH8135-1AF23-0BA1 |  | 1PH8135-1AF23-0BA1 | 1 | UN | 1 | 20 | D | D | N | N | 85015230 | 1 |  | 141 | KG | 4015.36 | 4015.36 | MC05 | MC05 | SIMOTICS M Compact induction motor 1500rpm, 22kW, 140 Nm, 51A, 342V 1750rpm, 25.5kW, 139Nm, 51A, 39 2000rpm, 29kW, 138Nm, 52A, 448V water cooling Degree of protection IP65 Without encoder With temperature sensor KTY 84-130 Design IM B35 (IM V15, (IM V35) PLAIN SHAFT WITHOUT FITTED KEY; BEARING: STANDARD WITH FIXED BEARING, VIBRATION SEVERITY GRADE: R/A, FLANGE ACCURACY: R TERMINAL BOX (ABOVE) CABLE ENTRY ON THE RIGHT SIGNAL CONNECTION D-END | - | 0 | 0
1PH8135-1AF23-0BB1 |  | 1PH8135-1AF23-0BB1 | 1 | UN | 1 | 20 | D | D | N | N | 85015230 | 1 |  | 141 | KG | 4015.36 | 4015.36 | MC05 | MC05 | SIMOTICS M Compact induction motor 1500rpm, 22kW, 140 Nm, 51A, 342V 1750rpm, 25.5kW, 139Nm, 51A, 39 2000rpm, 29kW, 138Nm, 52A, 448V water cooling Degree of protection IP65 Without encoder With temperature sensor KTY 84-130 Design IM B35 (IM V15, (IM V35) PLAIN SHAFT WITHOUT FITTED KEY; BEARING: STANDARD WITH FIXED BEARING, VIBRATION SEVERITY GRADE: R/A, FLANGE ACCURACY: R TERMINAL BOX (ABOVE) CABLE ENTRY ON THE LEFT SIGNAL CONNECTION D-END | - | 0 | 0
1PH8135-1AF23-0BC1 |  | 1PH8135-1AF23-0BC1 | 1 | UN | 1 | 20 | D | D | N | N | 85015230 | 1 |  | 141 | KG | 4015.36 | 4015.36 | MC05 | MC05 | SIMOTICS M Compact induction motor 1500rpm, 22kW, 140 Nm, 51A, 342V 1750rpm, 25.5kW, 139Nm, 51A, 39 2000rpm, 29kW, 138Nm, 52A, 448V water cooling Degree of protection IP65 Without encoder With temperature sensor KTY 84-130 Design IM B35 (IM V15, (IM V35) PLAIN SHAFT WITHOUT FITTED KEY; BEARING: STANDARD WITH FIXED BEARING, VIBRATION SEVERITY GRADE: R/A, FLANGE ACCURACY: R TERMINAL BOX (ABOVE) CABLE ENTRY ON THE ND-END SIGNAL CONNECTION LEFT | - | 0 | 0
1PH8135-1AF23-0CA1 |  | 1PH8135-1AF23-0CA1 | 1 | UN | 1 | 20 | D | D | N | N | 85015230 | 1 |  | 141 | KG | 4145.38 | 4145.38 | MC05 | MC05 | SIMOTICS M Compact induction motor 1500rpm, 22kW, 140 Nm, 51A, 342V 1750rpm, 25.5kW, 139Nm, 51A, 39 2000rpm, 29kW, 138Nm, 52A, 448V water cooling Degree of protection IP65 Without encoder With temperature sensor KTY 84-130 Design IM B35 (IM V15, (IM V35) PLAIN SHAFT WITHOUT FITTED KEY; BEARING: STANDARD VIBRATION SEVERITY GRADE S/A; SHAFT A.FLANGE ACCURACY GR. R TERMINAL BOX (ABOVE) CABLE ENTRY ON THE RIGHT SIGNAL CONNECTION D-END | - | 0 | 0
1PH8135-1AF23-0CB1 |  | 1PH8135-1AF23-0CB1 | 1 | UN | 1 | 20 | D | D | N | N | 85015230 | 1 |  | 141 | KG | 4145.38 | 4145.38 | MC05 | MC05 | SIMOTICS M Compact induction motor 1500rpm, 22kW, 140 Nm, 51A, 342V 1750rpm, 25.5kW, 139Nm, 51A, 39 2000rpm, 29kW, 138Nm, 52A, 448V water cooling Degree of protection IP65 Without encoder With temperature sensor KTY 84-130 Design IM B35 (IM V15, (IM V35) PLAIN SHAFT WITHOUT FITTED KEY; BEARING: STANDARD VIBRATION SEVERITY GRADE S/A; SHAFT A.FLANGE ACCURACY GR. R TERMINAL BOX (ABOVE) CABLE ENTRY ON THE LEFT SIGNAL CONNECTION D-END | - | 0 | 0
1PH8135-1AF23-0CC1 |  | 1PH8135-1AF23-0CC1 | 1 | UN | 1 | 20 | D | D | N | N | 85015230 | 1 |  | 141 | KG | 4145.38 | 4145.38 | MC05 | MC05 | SIMOTICS M Compact induction motor 1500rpm, 22kW, 140 Nm, 51A, 342V 1750rpm, 25.5kW, 139Nm, 51A, 39 2000rpm, 29kW, 138Nm, 52A, 448V water cooling Degree of protection IP65 Without encoder With temperature sensor KTY 84-130 Design IM B35 (IM V15, (IM V35) PLAIN SHAFT WITHOUT FITTED KEY; BEARING: STANDARD VIBRATION SEVERITY GRADE S/A; SHAFT A.FLANGE ACCURACY GR. R TERMINAL BOX (ABOVE) CABLE ENTRY ON THE ND-END SIGNAL CONNECTION LEFT | - | 0 | 0
1PH8135-1AF23-2BA1 |  | 1PH8135-1AF23-2BA1 | 1 | UN | 1 | 20 | D | D | N | N | 85015230 | 1 |  | 141 | KG | 4015.36 | 4015.36 | MC05 | MC05 | SIMOTICS M Compact induction motor 1500rpm, 22kW, 140 Nm, 51A, 342V 1750rpm, 25.5kW, 139Nm, 51A, 39 2000rpm, 29kW, 138Nm, 52A, 448V water cooling Degree of protection IP65 Without encoder With temperature sensor KTY 84-130 Design IM B35 (IM V15, (IM V35) SHAFT WITH FITTED KEY HALF-KEY BALANCING BEARING: STANDARD WITH FIXED BEARING, VIBRATION SEVERITY GRADE: R/A, FLANGE ACCURACY: R TERMINAL BOX (ABOVE) CABLE ENTRY ON THE RIGHT SIGNAL CONNECTION D-END | - | 0 | 0
1PH8135-1AF23-2BB1 |  | 1PH8135-1AF23-2BB1 | 1 | UN | 1 | 20 | D | D | N | N | 85015230 | 1 |  | 141 | KG | 4015.36 | 4015.36 | MC05 | MC05 | SIMOTICS M Compact induction motor 1500rpm, 22kW, 140 Nm, 51A, 342V 1750rpm, 25.5kW, 139Nm, 51A, 39 2000rpm, 29kW, 138Nm, 52A, 448V water cooling Degree of protection IP65 Without encoder With temperature sensor KTY 84-130 Design IM B35 (IM V15, (IM V35) SHAFT WITH FITTED KEY HALF-KEY BALANCING BEARING: STANDARD WITH FIXED BEARING, VIBRATION SEVERITY GRADE: R/A, FLANGE ACCURACY: R TERMINAL BOX (ABOVE) CABLE ENTRY ON THE LEFT SIGNAL CONNECTION D-END | - | 0 | 0
1PH8135-1AF23-2BC1 |  | 1PH8135-1AF23-2BC1 | 1 | UN | 1 | 20 | D | D | N | N | 85015230 | 1 |  | 141 | KG | 4015.36 | 4015.36 | MC05 | MC05 | SIMOTICS M Compact induction motor 1500rpm, 22kW, 140 Nm, 51A, 342V 1750rpm, 25.5kW, 139Nm, 51A, 39 2000rpm, 29kW, 138Nm, 52A, 448V water cooling Degree of protection IP65 Without encoder With temperature sensor KTY 84-130 Design IM B35 (IM V15, (IM V35) SHAFT WITH FITTED KEY HALF-KEY BALANCING BEARING: STANDARD WITH FIXED BEARING, VIBRATION SEVERITY GRADE: R/A, FLANGE ACCURACY: R TERMINAL BOX (ABOVE) CABLE ENTRY ON THE ND-END SIGNAL CONNECTION LEFT | - | 0 | 0
1PH8135-1AF23-2CA1 |  | 1PH8135-1AF23-2CA1 | 1 | UN | 1 | 20 | D | D | N | N | 85015230 | 1 |  | 141 | KG | 4145.38 | 4145.38 | MC05 | MC05 | SIMOTICS M Compact induction motor 1500rpm, 22kW, 140 Nm, 51A, 342V 1750rpm, 25.5kW, 139Nm, 51A, 39 2000rpm, 29kW, 138Nm, 52A, 448V water cooling Degree of protection IP65 Without encoder With temperature sensor KTY 84-130 Design IM B35 (IM V15, (IM V35) SHAFT WITH FITTED KEY HALF-KEY BALANCING BEARING: STANDARD VIBRATION SEVERITY GRADE S/A; SHAFT A.FLANGE ACCURACY GR. R TERMINAL BOX (ABOVE) CABLE ENTRY ON THE RIGHT SIGNAL CONNECTION D-END | - | 0 | 0
1PH8135-1AF23-2CB1 |  | 1PH8135-1AF23-2CB1 | 1 | UN | 1 | 20 | D | D | N | N | 85015230 | 1 |  | 141 | KG | 4145.38 | 4145.38 | MC05 | MC05 | SIMOTICS M Compact induction motor 1500rpm, 22kW, 140 Nm, 51A, 342V 1750rpm, 25.5kW, 139Nm, 51A, 39 2000rpm, 29kW, 138Nm, 52A, 448V water cooling Degree of protection IP65 Without encoder With temperature sensor KTY 84-130 Design IM B35 (IM V15, (IM V35) SHAFT WITH FITTED KEY HALF-KEY BALANCING BEARING: STANDARD VIBRATION SEVERITY GRADE S/A; SHAFT A.FLANGE ACCURACY GR. R TERMINAL BOX (ABOVE) CABLE ENTRY ON THE LEFT SIGNAL CONNECTION D-END | - | 0 | 0
1PH8135-1AF23-2CC1 |  | 1PH8135-1AF23-2CC1 | 1 | UN | 1 | 20 | D | D | N | N | 85015230 | 1 |  | 141 | KG | 4145.38 | 4145.38 | MC05 | MC05 | SIMOTICS M Compact induction motor 1500rpm, 22kW, 140 Nm, 51A, 342V 1750rpm, 25.5kW, 139Nm, 51A, 39 2000rpm, 29kW, 138Nm, 52A, 448V water cooling Degree of protection IP65 Without encoder With temperature sensor KTY 84-130 Design IM B35 (IM V15, (IM V35) SHAFT WITH FITTED KEY HALF-KEY BALANCING BEARING: STANDARD VIBRATION SEVERITY GRADE S/A; SHAFT A.FLANGE ACCURACY GR. R TERMINAL BOX (ABOVE) CABLE ENTRY ON THE ND-END SIGNAL CONNECTION LEFT | - | 0 | 0
1PH8135-1DB02-0CE1 |  | 1PH8135-1DB02-0CE1 | 1 | UN | 1 | 20 | D | D | N | N | 85015230 | 1 |  | 125 | KG | 4244.33 | 4244.33 | MC05 | MC05 | SIMOTICS M Compact induction motor 400rpm, 6.4kW, 153Nm, 18A, 320V 500rpm, 8kW, 153Nm, 18A, 380 V 600rpm, 9.6kW, 153Nm, 18A, 443V forced ventilation; direction of air flow DE--> NDE; Degree of protection IP55 Incremental encoder 22-bit with commutation position (encoder IC22DQ) with DRIVE-CLiQ interface DESIGN IM B5 (IMV 1,IM V3) PLAIN SHAFT WITHOUT FITTED KEY; BEARING: STANDARD WITH FIXED BEARING, VIBRATION SEVERITY GRADE: S/A, SHAFT AND FLANGE ACCURACY: R POWER CONNECTOR (ABOVE) CABLE ENTRY ON THE RIGHT SIGNAL CONNECTION D-END | - | 0 | 0
1PH8135-1DB02-0CE1-Z | X04 | 1PH8135-1DB02-0CE1-ZX04 | 1 | UN | 1 | 20 | D | D | N | N | 85015230 | 1 |  | 125 | KG | 4345.48 | 4345.48 | MC05 | MC05 | SIMOTICS M Compact induction motor 400rpm, 6.4kW, 153Nm, 18A, 320V 500rpm, 8kW, 153Nm, 18A, 380 V 600rpm, 9.6kW, 153Nm, 18A, 443V forced ventilation; direction of air flow DE--> NDE; Degree of protection IP55 Incremental encoder 22-bit with commutation position (encoder IC22DQ) with DRIVE-CLiQ interface DESIGN IM B5 (IMV 1,IM V3) PLAIN SHAFT WITHOUT FITTED KEY; BEARING: STANDARD WITH FIXED BEARING, VIBRATION SEVERITY GRADE: S/A, SHAFT AND FLANGE ACCURACY: R POWER CONNECTOR (ABOVE) CABLE ENTRY ON THE RIGHT SIGNAL CONNECTION D-END X04: PAINT FINISH RAL 7032 (PEBBLE GREY) | - | 0 | 0
1PH8135-1DB02-1CE1-Z | X04 | 1PH8135-1DB02-1CE1-ZX04 | 1 | UN | 1 | 20 | D | D | N | N | 85015230 | 1 |  | 125 | KG | 4345.48 | 4345.48 | MC05 | MC05 | SIMOTICS M Compact induction motor 400rpm, 6.4kW, 153Nm, 18A, 320V 500rpm, 8kW, 153Nm, 18A, 380 V 600rpm, 9.6kW, 153Nm, 18A, 443V forced ventilation; direction of air flow DE--> NDE; Degree of protection IP55 Incremental encoder 22-bit with commutation position (encoder IC22DQ) with DRIVE-CLiQ interface DESIGN IM B5 (IMV 1,IM V3) SHAFT WITH FITTED KEY FULL-KEY BALANCING BEARING: STANDARD WITH FIXED BEARING, VIBRATION SEVERITY GRADE: S/A, SHAFT AND FLANGE ACCURACY: R POWER CONNECTOR (ABOVE) CABLE ENTRY ON THE RIGHT SIGNAL CONNECTION D-END X04: PAINT FINISH RAL 7032 (PEBBLE GREY) | - | 0 | 0
1PH8135-1DF00-2BB1 |  | 1PH8135-1DF00-2BB1 | 1 | UN | 1 | 20 | D | D | N | N | 85015230 | 1 |  | 125 | KG | 3955.36 | 3955.36 | MC05 | MC05 | SIMOTICS M Compact induction motor 1500rpm, 18.5 kW 118Nm, 43A, 330V 1750rpm, 21.5kW 117Nm, 43A, 383V 2000rpm, 24 kW 115Nm, 43A, 434V forced ventilation; direction of air flow DE--> NDE; Degree of protection IP55 Incremental encoder 22-bit with commutation position (encoder IC22DQ) with DRIVE-CLiQ interface DESIGN IM B3 (IM V5, IM V6) SHAFT WITH FITTED KEY HALF-KEY BALANCING BEARING: STANDARD WITH FIXED BEARING, VIBRATION SEVERITY GRADE: R/A, FLANGE ACCURACY: R TERMINAL BOX (ABOVE) CABLE ENTRY ON THE LEFT SIGNAL CONNECTION D-END | - | 0 | 0
1PH8135-1DF03-0BA1-Z | V90 | 1PH8135-1DF03-0BA1-ZV90 | 1 | UN | 1 | 20 | D | D | N | N | 85015230 | 1 |  | 125 | KG | 4375.56 | 4375.56 | MC05 | MC05 | SIMOTICS M Compact induction motor 1500rpm, 18.5 kW 118Nm, 43A, 330V 1750rpm, 21.5kW 117Nm, 43A, 383V 2000rpm, 24 kW 115Nm, 43A, 434V forced ventilation; direction of air flow DE--> NDE; Degree of protection IP55 Incremental encoder 22-bit with commutation position (encoder IC22DQ) with DRIVE-CLiQ interface Design IM B35 (IM V15, (IM V35) PLAIN SHAFT WITHOUT FITTED KEY; BEARING: STANDARD WITH FIXED BEARING, VIBRATION SEVERITY GRADE: R/A, FLANGE ACCURACY: R TERMINAL BOX (ABOVE) CABLE ENTRY ON THE RIGHT SIGNAL CONNECTION D-END V90: SHAFT END 42 X 110 MM COMPATIBLE FOR 1PH7 | - | 0 | 0
1PH8135-1DF03-1BB1 |  | 1PH8135-1DF03-1BB1 | 1 | UN | 1 | 20 | D | D | N | N | 85015230 | 1 |  | 125 | KG | 4316.61 | 4316.61 | MC05 | MC05 | SIMOTICS M Compact induction motor 1500rpm, 18.5 kW 118Nm, 43A, 330V 1750rpm, 21.5kW 117Nm, 43A, 383V 2000rpm, 24 kW 115Nm, 43A, 434V forced ventilation; direction of air flow DE--> NDE; Degree of protection IP55 Incremental encoder 22-bit with commutation position (encoder IC22DQ) with DRIVE-CLiQ interface Design IM B35 (IM V15, (IM V35) SHAFT WITH FITTED KEY FULL-KEY BALANCING BEARING: STANDARD WITH FIXED BEARING, VIBRATION SEVERITY GRADE: R/A, FLANGE ACCURACY: R TERMINAL BOX (ABOVE) CABLE ENTRY ON THE LEFT SIGNAL CONNECTION D-END | - | 0 | 0
1PH8135-1DF10-1GA1 |  | 1PH8135-1DF10-1GA1 | 1 | UN | 1 | 20 | D | D | N | N | 85015230 | 1 |  | 125 | KG | 3765.45 | 3765.45 | MC05 | MC05 | SIMOTICS M Compact induction motor 1500rpm, 18.5 kW 118Nm, 43A, 330V 1750rpm, 21.5kW 117Nm, 43A, 383V 2000rpm, 24 kW 115Nm, 43A, 434V forced ventilation; direction of air flow NDE--> DE; Degree of protection IP55 Incremental encoder 22-bit with commutation position (encoder IC22DQ) with DRIVE-CLiQ interface DESIGN IM B3 (IM V5, IM V6) SHAFT WITH FITTED KEY FULL-KEY BALANCING BEARING: STANDARD, VIBRATION SEVERITY GRADE: R/A, SHAFT AND FLANGE ACCURACY: R TERMINAL BOX (ABOVE) CABLE ENTRY ON THE RIGHT SIGNAL CONNECTION D-END | - | 0 | 0
1PH8135-1DF10-2BA1-Z | V90 | 1PH8135-1DF10-2BA1-ZV90 | 1 | UN | 1 | 20 | D | D | N | N | 85015230 | 1 |  | 125 | KG | 4014.31 | 4014.31 | MC05 | MC05 | SIMOTICS M Compact induction motor 1500rpm, 18.5 kW 118Nm, 43A, 330V 1750rpm, 21.5kW 117Nm, 43A, 383V 2000rpm, 24 kW 115Nm, 43A, 434V forced ventilation; direction of air flow NDE--> DE; Degree of protection IP55 Incremental encoder 22-bit with commutation position (encoder IC22DQ) with DRIVE-CLiQ interface DESIGN IM B3 (IM V5, IM V6) SHAFT WITH FITTED KEY HALF-KEY BALANCING BEARING: STANDARD WITH FIXED BEARING, VIBRATION SEVERITY GRADE: R/A, FLANGE ACCURACY: R TERMINAL BOX (ABOVE) CABLE ENTRY ON THE RIGHT SIGNAL CONNECTION D-END V90: SHAFT END 42 X 110 MM COMPATIBLE FOR 1PH7 | - | 0 | 0
1PH8135-1DF12-0GA1-Z | G14K23 | 1PH8135-1DF12-0GA1-ZG14K23 | 1 | UN | 1 | 20 | D | D | N | N | 85015230 | 1 |  | 125 | KG | 4367.86 | 4367.86 | MC05 | MC05 | SIMOTICS M Compact induction motor 1500rpm, 18.5 kW 118Nm, 43A, 330V 1750rpm, 21.5kW 117Nm, 43A, 383V 2000rpm, 24 kW 115Nm, 43A, 434V forced ventilation; direction of air flow NDE--> DE; Degree of protection IP55 Incremental encoder 22-bit with commutation position (encoder IC22DQ) with DRIVE-CLiQ interface DESIGN IM B5 (IMV 1,IM V3) PLAIN SHAFT WITHOUT FITTED KEY; BEARING: STANDARD, VIBRATION SEVERITY GRADE: R/A, SHAFT AND FLANGE ACCURACY: R TERMINAL BOX (ABOVE) CABLE ENTRY ON THE RIGHT SIGNAL CONNECTION D-END G14: FAN ASSEMBLY WITH AIR FILTER K23: SPECIAL PAINTING WORLDWIDE | - | 0 | 0
1PH8135-1DF13-1BB1 |  | 1PH8135-1DF13-1BB1 | 1 | UN | 1 | 20 | D | D | N | N | 85015230 | 1 |  | 125 | KG | 4316.61 | 4316.61 | MC05 | MC05 | SIMOTICS M Compact induction motor 1500rpm, 18.5 kW 118Nm, 43A, 330V 1750rpm, 21.5kW 117Nm, 43A, 383V 2000rpm, 24 kW 115Nm, 43A, 434V forced ventilation; direction of air flow NDE--> DE; Degree of protection IP55 Incremental encoder 22-bit with commutation position (encoder IC22DQ) with DRIVE-CLiQ interface Design IM B35 (IM V15, (IM V35) SHAFT WITH FITTED KEY FULL-KEY BALANCING BEARING: STANDARD WITH FIXED BEARING, VIBRATION SEVERITY GRADE: R/A, FLANGE ACCURACY: R TERMINAL BOX (ABOVE) CABLE ENTRY ON THE LEFT SIGNAL CONNECTION D-END | - | 0 | 0
1PH8135-1DG02-2BH1 |  | 1PH8135-1DG02-2BH1 | 1 | UN | 1 | 20 | D | D | N | N | 85015230 | 1 |  | 125 | KG | 4635.19 | 4635.19 | MC05 | MC05 | SIMOTICS M Compact induction motor 2000rpm, 21.5kW, 103Nm 2650rpm, 26.0kW, 94Nm 2800rpm, 26.0kW, 89Nm Forced ventilation; Degree of protection IP65 Direction of air flow DE--> NDE; Degree of protection IP55 Incremental encoder 22-bit with commutation position (encoder IC22DQ) with Drive-CLiQ interface Type of construction IM B5 (IMV 1, IM V3) Shaft with feather key Half-key balancing Bearing version: Standard with fixed bearing Quotation number SMR-139-2013 Customer-specific motor | - | 0 | 0
1PH8135-1DG22-1BA1-Z | Q12 | 1PH8135-1DG22-1BA1-ZQ12 | 1 | UN | 1 | 20 | D | D | N | N | 85015230 | 1 |  | 141 | KG | 4893.32 | 4893.32 | MC05 | MC05 | SIMOTICS M Compact induction motor 2000rpm, 29kW, 138Nm, 64A, 348V 2300rpm, 31kW, 129Nm, 61A, 397V 2650rpm, 32 kW, 115Nm, 58A, 448V water cooling Degree of protection IP65 Incremental encoder 22-bit with commutation position (encoder IC22DQ) with DRIVE-CLiQ interface DESIGN IM B5 (IMV 1,IM V3) SHAFT WITH FITTED KEY FULL-KEY BALANCING BEARING: STANDARD WITH FIXED BEARING, VIBRATION SEVERITY GRADE: R/A, FLANGE ACCURACY: R TERMINAL BOX (ABOVE) CABLE ENTRY ON THE RIGHT SIGNAL CONNECTION D-END Q12: SEALING AIR CONNECTION | - | 0 | 0
1PH8135-1EG23-0BA1-Z | K10K18Q12 | 1PH8135-1EG23-0BA1-ZK10K18Q12 | 1 | UN | 1 | 20 | D | D | N | N | 85015230 | 1 |  | 141 | KG | 5581.82 | 5581.82 | MC05 | MC05 | SIMOTICS M Compact induction motor 2000rpm, 29kW, 138Nm, 64A, 348V 2300rpm, 31kW, 129Nm, 61A, 397V 2650rpm, 32 kW, 115Nm, 58A, 448V water cooling Degree of protection IP65 ABSOLUTE ENCODER ENDAT 2048 S/R (ENCODER AM2048S/R) with TEMPERAT. SENSOR KTY84-130 Design IM B35 (IM V15, (IM V35) PLAIN SHAFT WITHOUT FITTED KEY; BEARING: STANDARD WITH FIXED BEARING, VIBRATION SEVERITY GRADE: R/A, FLANGE ACCURACY: R TERMINAL BOX (ABOVE) CABLE ENTRY ON THE RIGHT SIGNAL CONNECTION D-END K10: TERMINAL BOX ND-END CABLE ROUTING ABOVE SIGNAL CONNECTION D-END K18: RADIAL SHAFT SEAL RING DRIVE END Q12: SEALING AIR CONNECTION | - | 0 | 0
1PH8135-1FF00-1FA1 |  | 1PH8135-1FF00-1FA1 | 1 | UN | 1 | 20 | D | D | N | N | 85015230 | 1 |  | 125 | KG | 4649.76 | 4649.76 | MC05 | MC05 | SIMOTICS M Compact induction motor 1500rpm, 18.5 kW 118Nm, 43A, 330V 1750rpm, 21.5kW 117Nm, 43A, 383V 2000rpm, 24 kW 115Nm, 43A, 434V forced ventilation; direction of air flow DE--> NDE; Degree of protection IP55 Absolute encoder 22-bit Single-turn and 12-bit multi-turn (encoder AM22DQ) with DRIVE-CLiQ interface DESIGN IM B3 (IM V5, IM V6) SHAFT WITH FITTED KEY FULL-KEY BALANCING BEARING: INCREASED RADIAL FORCES, VIBRATION SEVERITY GRADE: R/A, SHAFT AND FLANGE ACCURACY: R TERMINAL BOX (ABOVE) CABLE ENTRY ON THE RIGHT SIGNAL CONNECTION D-END | - | 0 | 0
1PH8135-1FF03-0BA1 |  | 1PH8135-1FF03-0BA1 | 1 | UN | 1 | 20 | D | D | N | N | 85015230 | 1 |  | 125 | KG | 4923.51 | 4923.51 | MC05 | MC05 | SIMOTICS M Compact induction motor 1500rpm, 18.5 kW 118Nm, 43A, 330V 1750rpm, 21.5kW 117Nm, 43A, 383V 2000rpm, 24 kW 115Nm, 43A, 434V forced ventilation; direction of air flow DE--> NDE; Degree of protection IP55 Absolute encoder 22-bit Single-turn and 12-bit multi-turn (encoder AM22DQ) with DRIVE-CLiQ interface Design IM B35 (IM V15, (IM V35) PLAIN SHAFT WITHOUT FITTED KEY; BEARING: STANDARD WITH FIXED BEARING, VIBRATION SEVERITY GRADE: R/A, FLANGE ACCURACY: R TERMINAL BOX (ABOVE) CABLE ENTRY ON THE RIGHT SIGNAL CONNECTION D-END | - | 0 | 0
1PH8135-1FF12-0CA1-Z | G14K18V90 | 1PH8135-1FF12-0CA1-ZG14K18V90 | 1 | UN | 1 | 20 | D | D | N | N | 85015230 | 1 |  | 125 | KG | 5375.33 | 5375.33 | MC05 | MC05 | SIMOTICS M Compact induction motor 1500rpm, 18.5 kW 118Nm, 43A, 330V 1750rpm, 21.5kW 117Nm, 43A, 383V 2000rpm, 24 kW 115Nm, 43A, 434V forced ventilation; direction of air flow NDE--> DE; Degree of protection IP55 Absolute encoder 22-bit Single-turn and 12-bit multi-turn (encoder AM22DQ) with DRIVE-CLiQ interface DESIGN IM B5 (IMV 1,IM V3) PLAIN SHAFT WITHOUT FITTED KEY; BEARING: STANDARD WITH FIXED BEARING, VIBRATION SEVERITY GRADE: S/A, SHAFT AND FLANGE ACCURACY: R TERMINAL BOX (ABOVE) CABLE ENTRY ON THE RIGHT SIGNAL CONNECTION D-END G14: FAN ASSEMBLY WITH AIR FILTER K18: RADIAL SHAFT SEAL RING DRIVE END V90: SHAFT END 42 X 110 MM COMPATIBLE FOR 1PH7 | - | 0 | 0
1PH8135-1FF12-1BB1 |  | 1PH8135-1FF12-1BB1 | 1 | UN | 1 | 20 | D | D | N | N | 85015230 | 1 |  | 125 | KG | 4721.21 | 4721.21 | MC05 | MC05 | SIMOTICS M Compact induction motor 1500rpm, 18.5 kW 118Nm, 43A, 330V 1750rpm, 21.5kW 117Nm, 43A, 383V 2000rpm, 24 kW 115Nm, 43A, 434V forced ventilation; direction of air flow NDE--> DE; Degree of protection IP55 Absolute encoder 22-bit Single-turn and 12-bit multi-turn (encoder AM22DQ) with DRIVE-CLiQ interface DESIGN IM B5 (IMV 1,IM V3) SHAFT WITH FITTED KEY FULL-KEY BALANCING BEARING: STANDARD WITH FIXED BEARING, VIBRATION SEVERITY GRADE: R/A, FLANGE ACCURACY: R TERMINAL BOX (ABOVE) CABLE ENTRY ON THE LEFT SIGNAL CONNECTION D-END | - | 0 | 0
1PH8135-1FF20-0BE1 |  | 1PH8135-1FF20-0BE1 | 1 | UN | 1 | 20 | D | D | N | N | 85015230 | 1 |  | 141 | KG | 5196.78 | 5196.78 | MC05 | MC05 | SIMOTICS M Compact induction motor 1500rpm, 22kW, 140 Nm, 51A, 342V 1750rpm, 25.5kW, 139Nm, 51A, 39 2000rpm, 29kW, 138Nm, 52A, 448V water cooling Degree of protection IP65 Absolute encoder 22-bit Single-turn and 12-bit multi-turn (encoder AM22DQ) with DRIVE-CLiQ interface DESIGN IM B3 (IM V5, IM V6) PLAIN SHAFT WITHOUT FITTED KEY; BEARING: STANDARD WITH FIXED BEARING, VIBRATION SEVERITY GRADE: R/A, FLANGE ACCURACY: R POWER CONNECTOR (ABOVE) CABLE ENTRY ON THE RIGHT SIGNAL CONNECTION D-END | - | 0 | 0
1PH8135-1FF20-1BH1 |  | 1PH8135-1FF20-1BH1 | 1 | UN | 1 | 20 | D | D | N | N | 85015230 | 1 |  | 141 | KG | 5196.78 | 5196.78 | MC05 | MC05 | SIMOTICS M Compact induction motor 1500rpm, 22kW, 140 Nm, 51A, 342V 1750rpm, 25.5kW, 139Nm, 51A, 39 2000rpm, 29kW, 138Nm, 52A, 448V water cooling Degree of protection IP65 Absolute encoder 22-bit Single-turn and 12-bit multi-turn (encoder AM22DQ) with DRIVE-CLiQ interface DESIGN IM B3 (IM V5, IM V6) SHAFT WITH FITTED KEY FULL-KEY BALANCING BEARING: STANDARD WITH FIXED BEARING, VIBRATION SEVERITY GRADE: R/A, FLANGE ACCURACY: R POWER CONNECTOR (ABOVE) CABLE ENTRY ON THE D-END SIGNAL CONNECTION LEFT | - | 0 | 0
1PH8135-1FS00-2LB1 |  | 1PH8135-1FS00-2LB1 | 1 | UN | 1 | 20 | D | D | N | N | 85015230 | 1 |  | 125 | KG | 4926.73 | 4926.73 | MC05 | MC05 | SIMOTICS M Compact induction motor 2000rpm, 24.5kW, 117Nm, 51A, 372V; 5000rpm, 18.5kW, 47Nm, 52A, 425V; 1500rpm, 18.5kW, 118Nm, 51A, 283V forced ventilation; direction of air flow DE--> NDE; Degree of protection IP55 Absolute encoder 22-bit Single-turn and 12-bit multi-turn (encoder AM22DQ) with DRIVE-CLiQ interface DESIGN IM B3 (IM V5, IM V6) SHAFT WITH FITTED KEY HALF-KEY BALANCING BEARING: PERFORMANCE, VIBRATION SEVERITY GRADE: SPECIAL/B, SHAFT AND FLANGE ACCURACY: SPECIAL TERMINAL BOX (ABOVE) CABLE ENTRY ON THE LEFT SIGNAL CONNECTION D-END | - | 0 | 0
1PH8135-1HF00-1GB2 |  | 1PH8135-1HF00-1GB2 | 1 | UN | 1 | 20 | D | D | N | N | 85015230 | 1 |  | 125 | KG | 3086.31 | 3086.31 | MC05 | MC05 | SIMOTICS M Compact asynchronous motor 1500 rpm, 18.5 kW, 118 Nm, 43 A, 330 V 1750 rpm, 21.5 kW, 117 Nm, 43 A, 383 V 2000 rpm, 24 kW, 115 Nm, 43 A, 434 V Forced ventilation; Direction of air flow DE --> NDE; Degree of protection IP55 Incremental encoder HTL 1024 S/R (encoder HTL1024S/R) With temperature sensor Pt1000 DESIGN IM B3 (IM V5, IM V6) SHAFT WITH FITTED KEY FULL-KEY BALANCING BEARING: STANDARD, VIBRATION SEVERITY GRADE: R/A, SHAFT AND FLANGE ACCURACY: R TERMINAL BOX (ABOVE) CABLE ENTRY ON THE LEFT SIGNAL CONNECTION D-END | - | 0 | 0
1PH8135-1HF00-2GA1-Z | V90 | 1PH8135-1HF00-2GA1-ZV90 | 1 | UN | 1 | 20 | D | D | N | N | 85015230 | 1 |  | 125 | KG | 3152.91 | 3152.91 | MC05 | MC05 | SIMOTICS M Compact induction motor 1500rpm, 18.5 kW 118Nm, 43A, 330V 1750rpm, 21.5kW 117Nm, 43A, 383V 2000rpm, 24 kW 115Nm, 43A, 434V forced ventilation; direction of air flow DE--> NDE; Degree of protection IP55 Incremental encoder HTL 1024 S/R (encoder HTL1024S/R) With temperature sensor KTY 84-130 DESIGN IM B3 (IM V5, IM V6) SHAFT WITH FITTED KEY HALF-KEY BALANCING BEARING: STANDARD, VIBRATION SEVERITY GRADE: R/A, SHAFT AND FLANGE ACCURACY: R TERMINAL BOX (ABOVE) CABLE ENTRY ON THE RIGHT SIGNAL CONNECTION D-END V90: SHAFT END 42 X 110 MM COMPATIBLE FOR 1PH7 | - | 0 | 0
1PH8135-1HF10-0BA1 |  | 1PH8135-1HF10-0BA1 | 1 | UN | 1 | 20 | D | D | N | N | 85015230 | 1 |  | 125 | KG | 3283.87 | 3283.87 | MC05 | MC05 | SIMOTICS M Compact induction motor 1500rpm, 18.5 kW 118Nm, 43A, 330V 1750rpm, 21.5kW 117Nm, 43A, 383V 2000rpm, 24 kW 115Nm, 43A, 434V forced ventilation; direction of air flow NDE--> DE; Degree of protection IP55 Incremental encoder HTL 1024 S/R (encoder HTL1024S/R) With temperature sensor KTY 84-130 DESIGN IM B3 (IM V5, IM V6) PLAIN SHAFT WITHOUT FITTED KEY; BEARING: STANDARD WITH FIXED BEARING, VIBRATION SEVERITY GRADE: R/A, FLANGE ACCURACY: R TERMINAL BOX (ABOVE) CABLE ENTRY ON THE RIGHT SIGNAL CONNECTION D-END | - | 0 | 0
1PH8135-1HF10-0BA1-Z | M03 | 1PH8135-1HF10-0BA1-ZM03 | 1 | UN | 1 | 20 | D | D | N | N | 85015230 | 1 |  | 125 | KG | 3750.97 | 3750.97 | MC05 | MC05 | SIMOTICS M Compact induction motor 1500rpm, 18.5 kW 118Nm, 43A, 330V 1750rpm, 21.5kW 117Nm, 43A, 383V 2000rpm, 24 kW 115Nm, 43A, 434V forced ventilation; direction of air flow NDE--> DE; Degree of protection IP55 Incremental encoder HTL 1024 S/R (encoder HTL1024S/R) With temperature sensor KTY 84-130 DESIGN IM B3 (IM V5, IM V6) PLAIN SHAFT WITHOUT FITTED KEY; BEARING: STANDARD WITH FIXED BEARING, VIBRATION SEVERITY GRADE: R/A, FLANGE ACCURACY: R TERMINAL BOX (ABOVE) CABLE ENTRY ON THE RIGHT SIGNAL CONNECTION D-END M03: FOR USE IN HAZARDOUS AREA EX-ZONE 2 CABLE ROUTING ABOVE SIGNAL CONNECTION D-END | - | 0 | 0
1PH8135-1HF10-0BB1 |  | 1PH8135-1HF10-0BB1 | 1 | UN | 1 | 20 | D | D | N | N | 85015230 | 1 |  | 125 | KG | 3283.87 | 3283.87 | MC05 | MC05 | SIMOTICS M Compact induction motor 1500rpm, 18.5 kW 118Nm, 43A, 330V 1750rpm, 21.5kW 117Nm, 43A, 383V 2000rpm, 24 kW 115Nm, 43A, 434V forced ventilation; direction of air flow NDE--> DE; Degree of protection IP55 Incremental encoder HTL 1024 S/R (encoder HTL1024S/R) With temperature sensor KTY 84-130 DESIGN IM B3 (IM V5, IM V6) PLAIN SHAFT WITHOUT FITTED KEY; BEARING: STANDARD WITH FIXED BEARING, VIBRATION SEVERITY GRADE: R/A, FLANGE ACCURACY: R TERMINAL BOX (ABOVE) CABLE ENTRY ON THE LEFT SIGNAL CONNECTION D-END | - | 0 | 0
1PH8135-1HF10-0BC1 |  | 1PH8135-1HF10-0BC1 | 1 | UN | 1 | 20 | D | D | N | N | 85015230 | 1 |  | 125 | KG | 3283.87 | 3283.87 | MC05 | MC05 | SIMOTICS M Compact induction motor 1500rpm, 18.5 kW 118Nm, 43A, 330V 1750rpm, 21.5kW 117Nm, 43A, 383V 2000rpm, 24 kW 115Nm, 43A, 434V forced ventilation; direction of air flow NDE--> DE; Degree of protection IP55 Incremental encoder HTL 1024 S/R (encoder HTL1024S/R) With temperature sensor KTY 84-130 DESIGN IM B3 (IM V5, IM V6) PLAIN SHAFT WITHOUT FITTED KEY; BEARING: STANDARD WITH FIXED BEARING, VIBRATION SEVERITY GRADE: R/A, FLANGE ACCURACY: R TERMINAL BOX (ABOVE) CABLE ENTRY ON THE ND-END SIGNAL CONNECTION LEFT | - | 0 | 0
1PH8135-1HF10-0CA1 |  | 1PH8135-1HF10-0CA1 | 1 | UN | 1 | 20 | D | D | N | N | 85015230 | 1 |  | 125 | KG | 3413.89 | 3413.89 | MC05 | MC05 | SIMOTICS M Compact induction motor 1500rpm, 18.5 kW 118Nm, 43A, 330V 1750rpm, 21.5kW 117Nm, 43A, 383V 2000rpm, 24 kW 115Nm, 43A, 434V forced ventilation; direction of air flow NDE--> DE; Degree of protection IP55 Incremental encoder HTL 1024 S/R (encoder HTL1024S/R) With temperature sensor KTY 84-130 DESIGN IM B3 (IM V5, IM V6) PLAIN SHAFT WITHOUT FITTED KEY; BEARING: STANDARD WITH FIXED BEARING, VIBRATION SEVERITY GRADE: S/A, SHAFT AND FLANGE ACCURACY: R TERMINAL BOX (ABOVE) CABLE ENTRY ON THE RIGHT SIGNAL CONNECTION D-END | - | 0 | 0
1PH8135-1HF10-0CB1 |  | 1PH8135-1HF10-0CB1 | 1 | UN | 1 | 20 | D | D | N | N | 85015230 | 1 |  | 125 | KG | 3413.89 | 3413.89 | MC05 | MC05 | SIMOTICS M Compact induction motor 1500rpm, 18.5 kW 118Nm, 43A, 330V 1750rpm, 21.5kW 117Nm, 43A, 383V 2000rpm, 24 kW 115Nm, 43A, 434V forced ventilation; direction of air flow NDE--> DE; Degree of protection IP55 Incremental encoder HTL 1024 S/R (encoder HTL1024S/R) With temperature sensor KTY 84-130 DESIGN IM B3 (IM V5, IM V6) PLAIN SHAFT WITHOUT FITTED KEY; BEARING: STANDARD WITH FIXED BEARING, VIBRATION SEVERITY GRADE: S/A, SHAFT AND FLANGE ACCURACY: R TERMINAL BOX (ABOVE) CABLE ENTRY ON THE LEFT SIGNAL CONNECTION D-END | - | 0 | 0
1PH8135-1HF10-0CC1 |  | 1PH8135-1HF10-0CC1 | 1 | UN | 1 | 20 | D | D | N | N | 85015230 | 1 |  | 125 | KG | 3413.89 | 3413.89 | MC05 | MC05 | SIMOTICS M Compact induction motor 1500rpm, 18.5 kW 118Nm, 43A, 330V 1750rpm, 21.5kW 117Nm, 43A, 383V 2000rpm, 24 kW 115Nm, 43A, 434V forced ventilation; direction of air flow NDE--> DE; Degree of protection IP55 Incremental encoder HTL 1024 S/R (encoder HTL1024S/R) With temperature sensor KTY 84-130 DESIGN IM B3 (IM V5, IM V6) PLAIN SHAFT WITHOUT FITTED KEY; BEARING: STANDARD WITH FIXED BEARING, VIBRATION SEVERITY GRADE: S/A, SHAFT AND FLANGE ACCURACY: R TERMINAL BOX (ABOVE) CABLE ENTRY ON THE ND-END SIGNAL CONNECTION LEFT | - | 0 | 0
1PH8135-1HF10-1GA1 |  | 1PH8135-1HF10-1GA1 | 1 | UN | 1 | 20 | D | D | N | N | 85015230 | 1 |  | 125 | KG | 3093.96 | 3093.96 | MC05 | MC05 | SIMOTICS M Compact induction motor 1500rpm, 18.5 kW 118Nm, 43A, 330V 1750rpm, 21.5kW 117Nm, 43A, 383V 2000rpm, 24 kW 115Nm, 43A, 434V forced ventilation; direction of air flow NDE--> DE; Degree of protection IP55 Incremental encoder HTL 1024 S/R (encoder HTL1024S/R) With temperature sensor KTY 84-130 DESIGN IM B3 (IM V5, IM V6) SHAFT WITH FITTED KEY FULL-KEY BALANCING BEARING: STANDARD, VIBRATION SEVERITY GRADE: R/A, SHAFT AND FLANGE ACCURACY: R TERMINAL BOX (ABOVE) CABLE ENTRY ON THE RIGHT SIGNAL CONNECTION D-END | - | 0 | 0
1PH8135-1HF10-2BA1 |  | 1PH8135-1HF10-2BA1 | 1 | UN | 1 | 20 | D | D | N | N | 85015230 | 1 |  | 125 | KG | 3283.87 | 3283.87 | MC05 | MC05 | SIMOTICS M Compact induction motor 1500rpm, 18.5 kW 118Nm, 43A, 330V 1750rpm, 21.5kW 117Nm, 43A, 383V 2000rpm, 24 kW 115Nm, 43A, 434V forced ventilation; direction of air flow NDE--> DE; Degree of protection IP55 Incremental encoder HTL 1024 S/R (encoder HTL1024S/R) With temperature sensor KTY 84-130 DESIGN IM B3 (IM V5, IM V6) SHAFT WITH FITTED KEY HALF-KEY BALANCING BEARING: STANDARD WITH FIXED BEARING, VIBRATION SEVERITY GRADE: R/A, FLANGE ACCURACY: R TERMINAL BOX (ABOVE) CABLE ENTRY ON THE RIGHT SIGNAL CONNECTION D-END | - | 0 | 0
1PH8135-1HF10-2BB1 |  | 1PH8135-1HF10-2BB1 | 1 | UN | 1 | 20 | D | D | N | N | 85015230 | 1 |  | 125 | KG | 3283.87 | 3283.87 | MC05 | MC05 | SIMOTICS M Compact induction motor 1500rpm, 18.5 kW 118Nm, 43A, 330V 1750rpm, 21.5kW 117Nm, 43A, 383V 2000rpm, 24 kW 115Nm, 43A, 434V forced ventilation; direction of air flow NDE--> DE; Degree of protection IP55 Incremental encoder HTL 1024 S/R (encoder HTL1024S/R) With temperature sensor KTY 84-130 DESIGN IM B3 (IM V5, IM V6) SHAFT WITH FITTED KEY HALF-KEY BALANCING BEARING: STANDARD WITH FIXED BEARING, VIBRATION SEVERITY GRADE: R/A, FLANGE ACCURACY: R TERMINAL BOX (ABOVE) CABLE ENTRY ON THE LEFT SIGNAL CONNECTION D-END | - | 0 | 0
1PH8135-1HF10-2BC1 |  | 1PH8135-1HF10-2BC1 | 1 | UN | 1 | 20 | D | D | N | N | 85015230 | 1 |  | 125 | KG | 3283.87 | 3283.87 | MC05 | MC05 | SIMOTICS M Compact induction motor 1500rpm, 18.5 kW 118Nm, 43A, 330V 1750rpm, 21.5kW 117Nm, 43A, 383V 2000rpm, 24 kW 115Nm, 43A, 434V forced ventilation; direction of air flow NDE--> DE; Degree of protection IP55 Incremental encoder HTL 1024 S/R (encoder HTL1024S/R) With temperature sensor KTY 84-130 DESIGN IM B3 (IM V5, IM V6) SHAFT WITH FITTED KEY HALF-KEY BALANCING BEARING: STANDARD WITH FIXED BEARING, VIBRATION SEVERITY GRADE: R/A, FLANGE ACCURACY: R TERMINAL BOX (ABOVE) CABLE ENTRY ON THE ND-END SIGNAL CONNECTION LEFT | - | 0 | 0
1PH8135-1HF10-2CA1 |  | 1PH8135-1HF10-2CA1 | 1 | UN | 1 | 20 | D | D | N | N | 85015230 | 1 |  | 125 | KG | 3413.89 | 3413.89 | MC05 | MC05 | SIMOTICS M Compact induction motor 1500rpm, 18.5 kW 118Nm, 43A, 330V 1750rpm, 21.5kW 117Nm, 43A, 383V 2000rpm, 24 kW 115Nm, 43A, 434V forced ventilation; direction of air flow NDE--> DE; Degree of protection IP55 Incremental encoder HTL 1024 S/R (encoder HTL1024S/R) With temperature sensor KTY 84-130 DESIGN IM B3 (IM V5, IM V6) SHAFT WITH FITTED KEY HALF-KEY BALANCING BEARING: STANDARD WITH FIXED BEARING, VIBRATION SEVERITY GRADE: S/A, SHAFT AND FLANGE ACCURACY: R TERMINAL BOX (ABOVE) CABLE ENTRY ON THE RIGHT SIGNAL CONNECTION D-END | - | 0 | 0
1PH8135-1HF10-2CB1 |  | 1PH8135-1HF10-2CB1 | 1 | UN | 1 | 20 | D | D | N | N | 85015230 | 1 |  | 125 | KG | 3413.89 | 3413.89 | MC05 | MC05 | SIMOTICS M Compact induction motor 1500rpm, 18.5 kW 118Nm, 43A, 330V 1750rpm, 21.5kW 117Nm, 43A, 383V 2000rpm, 24 kW 115Nm, 43A, 434V forced ventilation; direction of air flow NDE--> DE; Degree of protection IP55 Incremental encoder HTL 1024 S/R (encoder HTL1024S/R) With temperature sensor KTY 84-130 DESIGN IM B3 (IM V5, IM V6) SHAFT WITH FITTED KEY HALF-KEY BALANCING BEARING: STANDARD WITH FIXED BEARING, VIBRATION SEVERITY GRADE: S/A, SHAFT AND FLANGE ACCURACY: R TERMINAL BOX (ABOVE) CABLE ENTRY ON THE LEFT SIGNAL CONNECTION D-END | - | 0 | 0
1PH8135-1HF10-2CC1 |  | 1PH8135-1HF10-2CC1 | 1 | UN | 1 | 20 | D | D | N | N | 85015230 | 1 |  | 125 | KG | 3413.89 | 3413.89 | MC05 | MC05 | SIMOTICS M Compact induction motor 1500rpm, 18.5 kW 118Nm, 43A, 330V 1750rpm, 21.5kW 117Nm, 43A, 383V 2000rpm, 24 kW 115Nm, 43A, 434V forced ventilation; direction of air flow NDE--> DE; Degree of protection IP55 Incremental encoder HTL 1024 S/R (encoder HTL1024S/R) With temperature sensor KTY 84-130 DESIGN IM B3 (IM V5, IM V6) SHAFT WITH FITTED KEY HALF-KEY BALANCING BEARING: STANDARD WITH FIXED BEARING, VIBRATION SEVERITY GRADE: S/A, SHAFT AND FLANGE ACCURACY: R TERMINAL BOX (ABOVE) CABLE ENTRY ON THE ND-END SIGNAL CONNECTION LEFT | - | 0 | 0
1PH8135-1HF12-0BA1 |  | 1PH8135-1HF12-0BA1 | 1 | UN | 1 | 20 | D | D | N | N | 85015230 | 1 |  | 125 | KG | 3442.82 | 3442.82 | MC05 | MC05 | SIMOTICS M Compact induction motor 1500rpm, 18.5 kW 118Nm, 43A, 330V 1750rpm, 21.5kW 117Nm, 43A, 383V 2000rpm, 24 kW 115Nm, 43A, 434V forced ventilation; direction of air flow NDE--> DE; Degree of protection IP55 Incremental encoder HTL 1024 S/R (encoder HTL1024S/R) With temperature sensor KTY 84-130 DESIGN IM B5 (IMV 1,IM V3) PLAIN SHAFT WITHOUT FITTED KEY; BEARING: STANDARD WITH FIXED BEARING, VIBRATION SEVERITY GRADE: R/A, FLANGE ACCURACY: R TERMINAL BOX (ABOVE) CABLE ENTRY ON THE RIGHT SIGNAL CONNECTION D-END | - | 0 | 0
1PH8135-1HF12-0BB1 |  | 1PH8135-1HF12-0BB1 | 1 | UN | 1 | 20 | D | D | N | N | 85015230 | 1 |  | 125 | KG | 3442.82 | 3442.82 | MC05 | MC05 | SIMOTICS M Compact induction motor 1500rpm, 18.5 kW 118Nm, 43A, 330V 1750rpm, 21.5kW 117Nm, 43A, 383V 2000rpm, 24 kW 115Nm, 43A, 434V forced ventilation; direction of air flow NDE--> DE; Degree of protection IP55 Incremental encoder HTL 1024 S/R (encoder HTL1024S/R) With temperature sensor KTY 84-130 DESIGN IM B5 (IMV 1,IM V3) PLAIN SHAFT WITHOUT FITTED KEY; BEARING: STANDARD WITH FIXED BEARING, VIBRATION SEVERITY GRADE: R/A, FLANGE ACCURACY: R TERMINAL BOX (ABOVE) CABLE ENTRY ON THE LEFT SIGNAL CONNECTION D-END | - | 0 | 0
1PH8135-1HF12-0BC1 |  | 1PH8135-1HF12-0BC1 | 1 | UN | 1 | 20 | D | D | N | N | 85015230 | 1 |  | 125 | KG | 3442.82 | 3442.82 | MC05 | MC05 | SIMOTICS M Compact induction motor 1500rpm, 18.5 kW 118Nm, 43A, 330V 1750rpm, 21.5kW 117Nm, 43A, 383V 2000rpm, 24 kW 115Nm, 43A, 434V forced ventilation; direction of air flow NDE--> DE; Degree of protection IP55 Incremental encoder HTL 1024 S/R (encoder HTL1024S/R) With temperature sensor KTY 84-130 DESIGN IM B5 (IMV 1,IM V3) PLAIN SHAFT WITHOUT FITTED KEY; BEARING: STANDARD WITH FIXED BEARING, VIBRATION SEVERITY GRADE: R/A, FLANGE ACCURACY: R TERMINAL BOX (ABOVE) CABLE ENTRY ON THE ND-END SIGNAL CONNECTION LEFT | - | 0 | 0
1PH8135-1HF12-0CA1 |  | 1PH8135-1HF12-0CA1 | 1 | UN | 1 | 20 | D | D | N | N | 85015230 | 1 |  | 125 | KG | 3572.84 | 3572.84 | MC05 | MC05 | SIMOTICS M Compact induction motor 1500rpm, 18.5 kW 118Nm, 43A, 330V 1750rpm, 21.5kW 117Nm, 43A, 383V 2000rpm, 24 kW 115Nm, 43A, 434V forced ventilation; direction of air flow NDE--> DE; Degree of protection IP55 Incremental encoder HTL 1024 S/R (encoder HTL1024S/R) With temperature sensor KTY 84-130 DESIGN IM B5 (IMV 1,IM V3) PLAIN SHAFT WITHOUT FITTED KEY; BEARING: STANDARD WITH FIXED BEARING, VIBRATION SEVERITY GRADE: S/A, SHAFT AND FLANGE ACCURACY: R TERMINAL BOX (ABOVE) CABLE ENTRY ON THE RIGHT SIGNAL CONNECTION D-END | - | 0 | 0
1PH8135-1HF12-0CB1 |  | 1PH8135-1HF12-0CB1 | 1 | UN | 1 | 20 | D | D | N | N | 85015230 | 1 |  | 125 | KG | 3572.84 | 3572.84 | MC05 | MC05 | SIMOTICS M Compact induction motor 1500rpm, 18.5 kW 118Nm, 43A, 330V 1750rpm, 21.5kW 117Nm, 43A, 383V 2000rpm, 24 kW 115Nm, 43A, 434V forced ventilation; direction of air flow NDE--> DE; Degree of protection IP55 Incremental encoder HTL 1024 S/R (encoder HTL1024S/R) With temperature sensor KTY 84-130 DESIGN IM B5 (IMV 1,IM V3) PLAIN SHAFT WITHOUT FITTED KEY; BEARING: STANDARD WITH FIXED BEARING, VIBRATION SEVERITY GRADE: S/A, SHAFT AND FLANGE ACCURACY: R TERMINAL BOX (ABOVE) CABLE ENTRY ON THE LEFT SIGNAL CONNECTION D-END | - | 0 | 0
1PH8135-1HF12-0CC1 |  | 1PH8135-1HF12-0CC1 | 1 | UN | 1 | 20 | D | D | N | N | 85015230 | 1 |  | 125 | KG | 3572.84 | 3572.84 | MC05 | MC05 | SIMOTICS M Compact induction motor 1500rpm, 18.5 kW 118Nm, 43A, 330V 1750rpm, 21.5kW 117Nm, 43A, 383V 2000rpm, 24 kW 115Nm, 43A, 434V forced ventilation; direction of air flow NDE--> DE; Degree of protection IP55 Incremental encoder HTL 1024 S/R (encoder HTL1024S/R) With temperature sensor KTY 84-130 DESIGN IM B5 (IMV 1,IM V3) PLAIN SHAFT WITHOUT FITTED KEY; BEARING: STANDARD WITH FIXED BEARING, VIBRATION SEVERITY GRADE: S/A, SHAFT AND FLANGE ACCURACY: R TERMINAL BOX (ABOVE) CABLE ENTRY ON THE ND-END SIGNAL CONNECTION LEFT | - | 0 | 0
1PH8135-1HF12-2BA1 |  | 1PH8135-1HF12-2BA1 | 1 | UN | 1 | 20 | D | D | N | N | 85015230 | 1 |  | 125 | KG | 3442.82 | 3442.82 | MC05 | MC05 | SIMOTICS M Compact induction motor 1500rpm, 18.5 kW 118Nm, 43A, 330V 1750rpm, 21.5kW 117Nm, 43A, 383V 2000rpm, 24 kW 115Nm, 43A, 434V forced ventilation; direction of air flow NDE--> DE; Degree of protection IP55 Incremental encoder HTL 1024 S/R (encoder HTL1024S/R) With temperature sensor KTY 84-130 DESIGN IM B5 (IMV 1,IM V3) SHAFT WITH FITTED KEY HALF-KEY BALANCING BEARING: STANDARD WITH FIXED BEARING, VIBRATION SEVERITY GRADE: R/A, FLANGE ACCURACY: R TERMINAL BOX (ABOVE) CABLE ENTRY ON THE RIGHT SIGNAL CONNECTION D-END | - | 0 | 0
1PH8135-1HF12-2BA2-Z | M03 | 1PH8135-1HF12-2BA2-ZM03 | 1 | UN | 1 | 20 | D | D | N | N | 85015230 | 1 |  | 125 | KG | 3902.27 | 3902.27 | MC05 | MC05 | SIMOTICS M Compact asynchronous motor 1500 rpm, 18.5 kW, 118 Nm, 43 A, 330 V 1750 rpm, 21.5 kW, 117 Nm, 43 A, 383 V 2000 rpm, 24 kW, 115 Nm, 43 A, 434 V Forced ventilation; Direction of air flow NDE --> DE; Degree of protection IP55 Incremental encoder HTL 1024 S/R (encoder HTL1024S/R) With temperature sensor Pt1000 DESIGN IM B5 (IMV 1,IM V3) SHAFT WITH FITTED KEY HALF-KEY BALANCING BEARING: STANDARD WITH FIXED BEARING, VIBRATION SEVERITY GRADE: R/A, FLANGE ACCURACY: R TERMINAL BOX (ABOVE) CABLE ENTRY ON THE RIGHT SIGNAL CONNECTION D-END M03: FOR USE IN HAZARDOUS AREA EX-ZONE 2 CABLE ROUTING ABOVE SIGNAL CONNECTION D-END | - | 0 | 0
1PH8135-1HF12-2BB1 |  | 1PH8135-1HF12-2BB1 | 1 | UN | 1 | 20 | D | D | N | N | 85015230 | 1 |  | 125 | KG | 3442.82 | 3442.82 | MC05 | MC05 | SIMOTICS M Compact induction motor 1500rpm, 18.5 kW 118Nm, 43A, 330V 1750rpm, 21.5kW 117Nm, 43A, 383V 2000rpm, 24 kW 115Nm, 43A, 434V forced ventilation; direction of air flow NDE--> DE; Degree of protection IP55 Incremental encoder HTL 1024 S/R (encoder HTL1024S/R) With temperature sensor KTY 84-130 DESIGN IM B5 (IMV 1,IM V3) SHAFT WITH FITTED KEY HALF-KEY BALANCING BEARING: STANDARD WITH FIXED BEARING, VIBRATION SEVERITY GRADE: R/A, FLANGE ACCURACY: R TERMINAL BOX (ABOVE) CABLE ENTRY ON THE LEFT SIGNAL CONNECTION D-END | - | 0 | 0
1PH8135-1HF12-2BC1 |  | 1PH8135-1HF12-2BC1 | 1 | UN | 1 | 20 | D | D | N | N | 85015230 | 1 |  | 125 | KG | 3442.82 | 3442.82 | MC05 | MC05 | SIMOTICS M Compact induction motor 1500rpm, 18.5 kW 118Nm, 43A, 330V 1750rpm, 21.5kW 117Nm, 43A, 383V 2000rpm, 24 kW 115Nm, 43A, 434V forced ventilation; direction of air flow NDE--> DE; Degree of protection IP55 Incremental encoder HTL 1024 S/R (encoder HTL1024S/R) With temperature sensor KTY 84-130 DESIGN IM B5 (IMV 1,IM V3) SHAFT WITH FITTED KEY HALF-KEY BALANCING BEARING: STANDARD WITH FIXED BEARING, VIBRATION SEVERITY GRADE: R/A, FLANGE ACCURACY: R TERMINAL BOX (ABOVE) CABLE ENTRY ON THE ND-END SIGNAL CONNECTION LEFT | - | 0 | 0
1PH8135-1HF12-2CA1 |  | 1PH8135-1HF12-2CA1 | 1 | UN | 1 | 20 | D | D | N | N | 85015230 | 1 |  | 125 | KG | 3572.84 | 3572.84 | MC05 | MC05 | SIMOTICS M Compact induction motor 1500rpm, 18.5 kW 118Nm, 43A, 330V 1750rpm, 21.5kW 117Nm, 43A, 383V 2000rpm, 24 kW 115Nm, 43A, 434V forced ventilation; direction of air flow NDE--> DE; Degree of protection IP55 Incremental encoder HTL 1024 S/R (encoder HTL1024S/R) With temperature sensor KTY 84-130 DESIGN IM B5 (IMV 1,IM V3) SHAFT WITH FITTED KEY HALF-KEY BALANCING BEARING: STANDARD WITH FIXED BEARING, VIBRATION SEVERITY GRADE: S/A, SHAFT AND FLANGE ACCURACY: R TERMINAL BOX (ABOVE) CABLE ENTRY ON THE RIGHT SIGNAL CONNECTION D-END | - | 0 | 0
1PH8135-1HF12-2CB1 |  | 1PH8135-1HF12-2CB1 | 1 | UN | 1 | 20 | D | D | N | N | 85015230 | 1 |  | 125 | KG | 3572.84 | 3572.84 | MC05 | MC05 | SIMOTICS M Compact induction motor 1500rpm, 18.5 kW 118Nm, 43A, 330V 1750rpm, 21.5kW 117Nm, 43A, 383V 2000rpm, 24 kW 115Nm, 43A, 434V forced ventilation; direction of air flow NDE--> DE; Degree of protection IP55 Incremental encoder HTL 1024 S/R (encoder HTL1024S/R) With temperature sensor KTY 84-130 DESIGN IM B5 (IMV 1,IM V3) SHAFT WITH FITTED KEY HALF-KEY BALANCING BEARING: STANDARD WITH FIXED BEARING, VIBRATION SEVERITY GRADE: S/A, SHAFT AND FLANGE ACCURACY: R TERMINAL BOX (ABOVE) CABLE ENTRY ON THE LEFT SIGNAL CONNECTION D-END | - | 0 | 0
1PH8135-1HF12-2CC1 |  | 1PH8135-1HF12-2CC1 | 1 | UN | 1 | 20 | D | D | N | N | 85015230 | 1 |  | 125 | KG | 3572.84 | 3572.84 | MC05 | MC05 | SIMOTICS M Compact induction motor 1500rpm, 18.5 kW 118Nm, 43A, 330V 1750rpm, 21.5kW 117Nm, 43A, 383V 2000rpm, 24 kW 115Nm, 43A, 434V forced ventilation; direction of air flow NDE--> DE; Degree of protection IP55 Incremental encoder HTL 1024 S/R (encoder HTL1024S/R) With temperature sensor KTY 84-130 DESIGN IM B5 (IMV 1,IM V3) SHAFT WITH FITTED KEY HALF-KEY BALANCING BEARING: STANDARD WITH FIXED BEARING, VIBRATION SEVERITY GRADE: S/A, SHAFT AND FLANGE ACCURACY: R TERMINAL BOX (ABOVE) CABLE ENTRY ON THE ND-END SIGNAL CONNECTION LEFT | - | 0 | 0
1PH8135-1HF13-0BA1 |  | 1PH8135-1HF13-0BA1 | 1 | UN | 1 | 20 | D | D | N | N | 85015230 | 1 |  | 125 | KG | 3645.12 | 3645.12 | MC05 | MC05 | SIMOTICS M Compact induction motor 1500rpm, 18.5 kW 118Nm, 43A, 330V 1750rpm, 21.5kW 117Nm, 43A, 383V 2000rpm, 24 kW 115Nm, 43A, 434V forced ventilation; direction of air flow NDE--> DE; Degree of protection IP55 Incremental encoder HTL 1024 S/R (encoder HTL1024S/R) With temperature sensor KTY 84-130 Design IM B35 (IM V15, (IM V35) PLAIN SHAFT WITHOUT FITTED KEY; BEARING: STANDARD WITH FIXED BEARING, VIBRATION SEVERITY GRADE: R/A, FLANGE ACCURACY: R TERMINAL BOX (ABOVE) CABLE ENTRY ON THE RIGHT SIGNAL CONNECTION D-END | - | 0 | 0
1PH8135-1HF13-0BB1 |  | 1PH8135-1HF13-0BB1 | 1 | UN | 1 | 20 | D | D | N | N | 85015230 | 1 |  | 125 | KG | 3645.12 | 3645.12 | MC05 | MC05 | SIMOTICS M Compact induction motor 1500rpm, 18.5 kW 118Nm, 43A, 330V 1750rpm, 21.5kW 117Nm, 43A, 383V 2000rpm, 24 kW 115Nm, 43A, 434V forced ventilation; direction of air flow NDE--> DE; Degree of protection IP55 Incremental encoder HTL 1024 S/R (encoder HTL1024S/R) With temperature sensor KTY 84-130 Design IM B35 (IM V15, (IM V35) PLAIN SHAFT WITHOUT FITTED KEY; BEARING: STANDARD WITH FIXED BEARING, VIBRATION SEVERITY GRADE: R/A, FLANGE ACCURACY: R TERMINAL BOX (ABOVE) CABLE ENTRY ON THE LEFT SIGNAL CONNECTION D-END | - | 0 | 0
1PH8135-1HF13-0BC1 |  | 1PH8135-1HF13-0BC1 | 1 | UN | 1 | 20 | D | D | N | N | 85015230 | 1 |  | 125 | KG | 3645.12 | 3645.12 | MC05 | MC05 | SIMOTICS M Compact induction motor 1500rpm, 18.5 kW 118Nm, 43A, 330V 1750rpm, 21.5kW 117Nm, 43A, 383V 2000rpm, 24 kW 115Nm, 43A, 434V forced ventilation; direction of air flow NDE--> DE; Degree of protection IP55 Incremental encoder HTL 1024 S/R (encoder HTL1024S/R) With temperature sensor KTY 84-130 Design IM B35 (IM V15, (IM V35) PLAIN SHAFT WITHOUT FITTED KEY; BEARING: STANDARD WITH FIXED BEARING, VIBRATION SEVERITY GRADE: R/A, FLANGE ACCURACY: R TERMINAL BOX (ABOVE) CABLE ENTRY ON THE ND-END SIGNAL CONNECTION LEFT | - | 0 | 0
1PH8135-1HF13-0CA1 |  | 1PH8135-1HF13-0CA1 | 1 | UN | 1 | 20 | D | D | N | N | 85015230 | 1 |  | 125 | KG | 3775.14 | 3775.14 | MC05 | MC05 | SIMOTICS M Compact induction motor 1500rpm, 18.5 kW 118Nm, 43A, 330V 1750rpm, 21.5kW 117Nm, 43A, 383V 2000rpm, 24 kW 115Nm, 43A, 434V forced ventilation; direction of air flow NDE--> DE; Degree of protection IP55 Incremental encoder HTL 1024 S/R (encoder HTL1024S/R) With temperature sensor KTY 84-130 Design IM B35 (IM V15, (IM V35) PLAIN SHAFT WITHOUT FITTED KEY; BEARING: STANDARD WITH FIXED BEARING, VIBRATION SEVERITY GRADE: S/A, SHAFT AND FLANGE ACCURACY: R TERMINAL BOX (ABOVE) CABLE ENTRY ON THE RIGHT SIGNAL CONNECTION D-END | - | 0 | 0
1PH8135-1HF13-0CB1 |  | 1PH8135-1HF13-0CB1 | 1 | UN | 1 | 20 | D | D | N | N | 85015230 | 1 |  | 125 | KG | 3775.14 | 3775.14 | MC05 | MC05 | SIMOTICS M Compact induction motor 1500rpm, 18.5 kW 118Nm, 43A, 330V 1750rpm, 21.5kW 117Nm, 43A, 383V 2000rpm, 24 kW 115Nm, 43A, 434V forced ventilation; direction of air flow NDE--> DE; Degree of protection IP55 Incremental encoder HTL 1024 S/R (encoder HTL1024S/R) With temperature sensor KTY 84-130 Design IM B35 (IM V15, (IM V35) PLAIN SHAFT WITHOUT FITTED KEY; BEARING: STANDARD WITH FIXED BEARING, VIBRATION SEVERITY GRADE: S/A, SHAFT AND FLANGE ACCURACY: R TERMINAL BOX (ABOVE) CABLE ENTRY ON THE LEFT SIGNAL CONNECTION D-END | - | 0 | 0
1PH8135-1HF13-0CC1 |  | 1PH8135-1HF13-0CC1 | 1 | UN | 1 | 20 | D | D | N | N | 85015230 | 1 |  | 125 | KG | 3775.14 | 3775.14 | MC05 | MC05 | SIMOTICS M Compact induction motor 1500rpm, 18.5 kW 118Nm, 43A, 330V 1750rpm, 21.5kW 117Nm, 43A, 383V 2000rpm, 24 kW 115Nm, 43A, 434V forced ventilation; direction of air flow NDE--> DE; Degree of protection IP55 Incremental encoder HTL 1024 S/R (encoder HTL1024S/R) With temperature sensor KTY 84-130 Design IM B35 (IM V15, (IM V35) PLAIN SHAFT WITHOUT FITTED KEY; BEARING: STANDARD WITH FIXED BEARING, VIBRATION SEVERITY GRADE: S/A, SHAFT AND FLANGE ACCURACY: R TERMINAL BOX (ABOVE) CABLE ENTRY ON THE ND-END SIGNAL CONNECTION LEFT | - | 0 | 0
1PH8135-1HF13-1BA1-Z | M03 | 1PH8135-1HF13-1BA1-ZM03 | 1 | UN | 1 | 20 | D | D | N | N | 85015230 | 1 |  | 125 | KG | 4112.22 | 4112.22 | MC05 | MC05 | SIMOTICS M Compact induction motor 1500rpm, 18.5 kW 118Nm, 43A, 330V 1750rpm, 21.5kW 117Nm, 43A, 383V 2000rpm, 24 kW 115Nm, 43A, 434V forced ventilation; direction of air flow NDE--> DE; Degree of protection IP55 Incremental encoder HTL 1024 S/R (encoder HTL1024S/R) With temperature sensor KTY 84-130 Design IM B35 (IM V15, (IM V35) SHAFT WITH FITTED KEY FULL-KEY BALANCING BEARING: STANDARD WITH FIXED BEARING, VIBRATION SEVERITY GRADE: R/A, FLANGE ACCURACY: R TERMINAL BOX (ABOVE) CABLE ENTRY ON THE RIGHT SIGNAL CONNECTION D-END M03: FOR USE IN HAZARDOUS AREA EX-ZONE 2 CABLE ROUTING ABOVE SIGNAL CONNECTION D-END | - | 0 | 0
1PH8135-1HF13-2BA1 |  | 1PH8135-1HF13-2BA1 | 1 | UN | 1 | 20 | D | D | N | N | 85015230 | 1 |  | 125 | KG | 3645.12 | 3645.12 | MC05 | MC05 | SIMOTICS M Compact induction motor 1500rpm, 18.5 kW 118Nm, 43A, 330V 1750rpm, 21.5kW 117Nm, 43A, 383V 2000rpm, 24 kW 115Nm, 43A, 434V forced ventilation; direction of air flow NDE--> DE; Degree of protection IP55 Incremental encoder HTL 1024 S/R (encoder HTL1024S/R) With temperature sensor KTY 84-130 Design IM B35 (IM V15, (IM V35) SHAFT WITH FITTED KEY HALF-KEY BALANCING BEARING: STANDARD WITH FIXED BEARING, VIBRATION SEVERITY GRADE: R/A, FLANGE ACCURACY: R TERMINAL BOX (ABOVE) CABLE ENTRY ON THE RIGHT SIGNAL CONNECTION D-END | - | 0 | 0
1PH8135-1HF13-2BB1 |  | 1PH8135-1HF13-2BB1 | 1 | UN | 1 | 20 | D | D | N | N | 85015230 | 1 |  | 125 | KG | 3645.12 | 3645.12 | MC05 | MC05 | SIMOTICS M Compact induction motor 1500rpm, 18.5 kW 118Nm, 43A, 330V 1750rpm, 21.5kW 117Nm, 43A, 383V 2000rpm, 24 kW 115Nm, 43A, 434V forced ventilation; direction of air flow NDE--> DE; Degree of protection IP55 Incremental encoder HTL 1024 S/R (encoder HTL1024S/R) With temperature sensor KTY 84-130 Design IM B35 (IM V15, (IM V35) SHAFT WITH FITTED KEY HALF-KEY BALANCING BEARING: STANDARD WITH FIXED BEARING, VIBRATION SEVERITY GRADE: R/A, FLANGE ACCURACY: R TERMINAL BOX (ABOVE) CABLE ENTRY ON THE LEFT SIGNAL CONNECTION D-END | - | 0 | 0
1PH8135-1HF13-2BC1 |  | 1PH8135-1HF13-2BC1 | 1 | UN | 1 | 20 | D | D | N | N | 85015230 | 1 |  | 125 | KG | 3645.12 | 3645.12 | MC05 | MC05 | SIMOTICS M Compact induction motor 1500rpm, 18.5 kW 118Nm, 43A, 330V 1750rpm, 21.5kW 117Nm, 43A, 383V 2000rpm, 24 kW 115Nm, 43A, 434V forced ventilation; direction of air flow NDE--> DE; Degree of protection IP55 Incremental encoder HTL 1024 S/R (encoder HTL1024S/R) With temperature sensor KTY 84-130 Design IM B35 (IM V15, (IM V35) SHAFT WITH FITTED KEY HALF-KEY BALANCING BEARING: STANDARD WITH FIXED BEARING, VIBRATION SEVERITY GRADE: R/A, FLANGE ACCURACY: R TERMINAL BOX (ABOVE) CABLE ENTRY ON THE ND-END SIGNAL CONNECTION LEFT | - | 0 | 0
1PH8135-1HF13-2CA1 |  | 1PH8135-1HF13-2CA1 | 1 | UN | 1 | 20 | D | D | N | N | 85015230 | 1 |  | 125 | KG | 3775.14 | 3775.14 | MC05 | MC05 | SIMOTICS M Compact induction motor 1500rpm, 18.5 kW 118Nm, 43A, 330V 1750rpm, 21.5kW 117Nm, 43A, 383V 2000rpm, 24 kW 115Nm, 43A, 434V forced ventilation; direction of air flow NDE--> DE; Degree of protection IP55 Incremental encoder HTL 1024 S/R (encoder HTL1024S/R) With temperature sensor KTY 84-130 Design IM B35 (IM V15, (IM V35) SHAFT WITH FITTED KEY HALF-KEY BALANCING BEARING: STANDARD WITH FIXED BEARING, VIBRATION SEVERITY GRADE: S/A, SHAFT AND FLANGE ACCURACY: R TERMINAL BOX (ABOVE) CABLE ENTRY ON THE RIGHT SIGNAL CONNECTION D-END | - | 0 | 0
1PH8135-1HF13-2CB1 |  | 1PH8135-1HF13-2CB1 | 1 | UN | 1 | 20 | D | D | N | N | 85015230 | 1 |  | 125 | KG | 3775.14 | 3775.14 | MC05 | MC05 | SIMOTICS M Compact induction motor 1500rpm, 18.5 kW 118Nm, 43A, 330V 1750rpm, 21.5kW 117Nm, 43A, 383V 2000rpm, 24 kW 115Nm, 43A, 434V forced ventilation; direction of air flow NDE--> DE; Degree of protection IP55 Incremental encoder HTL 1024 S/R (encoder HTL1024S/R) With temperature sensor KTY 84-130 Design IM B35 (IM V15, (IM V35) SHAFT WITH FITTED KEY HALF-KEY BALANCING BEARING: STANDARD WITH FIXED BEARING, VIBRATION SEVERITY GRADE: S/A, SHAFT AND FLANGE ACCURACY: R TERMINAL BOX (ABOVE) CABLE ENTRY ON THE LEFT SIGNAL CONNECTION D-END | - | 0 | 0
1PH8135-1HF13-2CC1 |  | 1PH8135-1HF13-2CC1 | 1 | UN | 1 | 20 | D | D | N | N | 85015230 | 1 |  | 125 | KG | 3775.14 | 3775.14 | MC05 | MC05 | SIMOTICS M Compact induction motor 1500rpm, 18.5 kW 118Nm, 43A, 330V 1750rpm, 21.5kW 117Nm, 43A, 383V 2000rpm, 24 kW 115Nm, 43A, 434V forced ventilation; direction of air flow NDE--> DE; Degree of protection IP55 Incremental encoder HTL 1024 S/R (encoder HTL1024S/R) With temperature sensor KTY 84-130 Design IM B35 (IM V15, (IM V35) SHAFT WITH FITTED KEY HALF-KEY BALANCING BEARING: STANDARD WITH FIXED BEARING, VIBRATION SEVERITY GRADE: S/A, SHAFT AND FLANGE ACCURACY: R TERMINAL BOX (ABOVE) CABLE ENTRY ON THE ND-END SIGNAL CONNECTION LEFT | - | 0 | 0
1PH8135-1HF13-2GA1-Z | V90 | 1PH8135-1HF13-2GA1-ZV90 | 1 | UN | 1 | 20 | D | D | N | N | 85015230 | 1 |  | 125 | KG | 3514.16 | 3514.16 | MC05 | MC05 | SIMOTICS M Compact induction motor 1500rpm, 18.5 kW 118Nm, 43A, 330V 1750rpm, 21.5kW 117Nm, 43A, 383V 2000rpm, 24 kW 115Nm, 43A, 434V forced ventilation; direction of air flow NDE--> DE; Degree of protection IP55 Incremental encoder HTL 1024 S/R (encoder HTL1024S/R) With temperature sensor KTY 84-130 Design IM B35 (IM V15, (IM V35) SHAFT WITH FITTED KEY HALF-KEY BALANCING BEARING: STANDARD, VIBRATION SEVERITY GRADE: R/A, SHAFT AND FLANGE ACCURACY: R TERMINAL BOX (ABOVE) CABLE ENTRY ON THE RIGHT SIGNAL CONNECTION D-END V90: SHAFT END 42 X 110 MM COMPATIBLE FOR 1PH7 | - | 0 | 0
1PH8135-1HF20-0BA1 |  | 1PH8135-1HF20-0BA1 | 1 | UN | 1 | 20 | D | D | N | N | 85015230 | 1 |  | 141 | KG | 3918.39 | 3918.39 | MC05 | MC05 | SIMOTICS M Compact induction motor 1500rpm, 22kW, 140 Nm, 51A, 342V 1750rpm, 25.5kW, 139Nm, 51A, 39 2000rpm, 29kW, 138Nm, 52A, 448V water cooling Degree of protection IP65 Incremental encoder HTL 1024 S/R (encoder HTL1024S/R) With temperature sensor KTY 84-130 DESIGN IM B3 (IM V5, IM V6) PLAIN SHAFT WITHOUT FITTED KEY; BEARING: STANDARD WITH FIXED BEARING, VIBRATION SEVERITY GRADE: R/A, FLANGE ACCURACY: R TERMINAL BOX (ABOVE) CABLE ENTRY ON THE RIGHT SIGNAL CONNECTION D-END | - | 0 | 0
1PH8135-1HF20-0BB1 |  | 1PH8135-1HF20-0BB1 | 1 | UN | 1 | 20 | D | D | N | N | 85015230 | 1 |  | 141 | KG | 3918.39 | 3918.39 | MC05 | MC05 | SIMOTICS M Compact induction motor 1500rpm, 22kW, 140 Nm, 51A, 342V 1750rpm, 25.5kW, 139Nm, 51A, 39 2000rpm, 29kW, 138Nm, 52A, 448V water cooling Degree of protection IP65 Incremental encoder HTL 1024 S/R (encoder HTL1024S/R) With temperature sensor KTY 84-130 DESIGN IM B3 (IM V5, IM V6) PLAIN SHAFT WITHOUT FITTED KEY; BEARING: STANDARD WITH FIXED BEARING, VIBRATION SEVERITY GRADE: R/A, FLANGE ACCURACY: R TERMINAL BOX (ABOVE) CABLE ENTRY ON THE LEFT SIGNAL CONNECTION D-END | - | 0 | 0
1PH8135-1HF20-0BC1 |  | 1PH8135-1HF20-0BC1 | 1 | UN | 1 | 20 | D | D | N | N | 85015230 | 1 |  | 141 | KG | 3918.39 | 3918.39 | MC05 | MC05 | SIMOTICS M Compact induction motor 1500rpm, 22kW, 140 Nm, 51A, 342V 1750rpm, 25.5kW, 139Nm, 51A, 39 2000rpm, 29kW, 138Nm, 52A, 448V water cooling Degree of protection IP65 Incremental encoder HTL 1024 S/R (encoder HTL1024S/R) With temperature sensor KTY 84-130 DESIGN IM B3 (IM V5, IM V6) PLAIN SHAFT WITHOUT FITTED KEY; BEARING: STANDARD WITH FIXED BEARING, VIBRATION SEVERITY GRADE: R/A, FLANGE ACCURACY: R TERMINAL BOX (ABOVE) CABLE ENTRY ON THE ND-END SIGNAL CONNECTION LEFT | - | 0 | 0
1PH8135-1HF20-0CA1 |  | 1PH8135-1HF20-0CA1 | 1 | UN | 1 | 20 | D | D | N | N | 85015230 | 1 |  | 141 | KG | 4048.41 | 4048.41 | MC05 | MC05 | SIMOTICS M Compact induction motor 1500rpm, 22kW, 140 Nm, 51A, 342V 1750rpm, 25.5kW, 139Nm, 51A, 39 2000rpm, 29kW, 138Nm, 52A, 448V water cooling Degree of protection IP65 Incremental encoder HTL 1024 S/R (encoder HTL1024S/R) With temperature sensor KTY 84-130 DESIGN IM B3 (IM V5, IM V6) PLAIN SHAFT WITHOUT FITTED KEY; BEARING: STANDARD WITH FIXED BEARING, VIBRATION SEVERITY GRADE: S/A, SHAFT AND FLANGE ACCURACY: R TERMINAL BOX (ABOVE) CABLE ENTRY ON THE RIGHT SIGNAL CONNECTION D-END | - | 0 | 0
1PH8135-1HF20-0CB1 |  | 1PH8135-1HF20-0CB1 | 1 | UN | 1 | 20 | D | D | N | N | 85015230 | 1 |  | 141 | KG | 4048.41 | 4048.41 | MC05 | MC05 | SIMOTICS M Compact induction motor 1500rpm, 22kW, 140 Nm, 51A, 342V 1750rpm, 25.5kW, 139Nm, 51A, 39 2000rpm, 29kW, 138Nm, 52A, 448V water cooling Degree of protection IP65 Incremental encoder HTL 1024 S/R (encoder HTL1024S/R) With temperature sensor KTY 84-130 DESIGN IM B3 (IM V5, IM V6) PLAIN SHAFT WITHOUT FITTED KEY; BEARING: STANDARD WITH FIXED BEARING, VIBRATION SEVERITY GRADE: S/A, SHAFT AND FLANGE ACCURACY: R TERMINAL BOX (ABOVE) CABLE ENTRY ON THE LEFT SIGNAL CONNECTION D-END | - | 0 | 0
1PH8135-1HF20-0CC1 |  | 1PH8135-1HF20-0CC1 | 1 | UN | 1 | 20 | D | D | N | N | 85015230 | 1 |  | 141 | KG | 4048.41 | 4048.41 | MC05 | MC05 | SIMOTICS M Compact induction motor 1500rpm, 22kW, 140 Nm, 51A, 342V 1750rpm, 25.5kW, 139Nm, 51A, 39 2000rpm, 29kW, 138Nm, 52A, 448V water cooling Degree of protection IP65 Incremental encoder HTL 1024 S/R (encoder HTL1024S/R) With temperature sensor KTY 84-130 DESIGN IM B3 (IM V5, IM V6) PLAIN SHAFT WITHOUT FITTED KEY; BEARING: STANDARD WITH FIXED BEARING, VIBRATION SEVERITY GRADE: S/A, SHAFT AND FLANGE ACCURACY: R TERMINAL BOX (ABOVE) CABLE ENTRY ON THE ND-END SIGNAL CONNECTION LEFT | - | 0 | 0
1PH8135-1HF20-2BA1 |  | 1PH8135-1HF20-2BA1 | 1 | UN | 1 | 20 | D | D | N | N | 85015230 | 1 |  | 141 | KG | 3918.39 | 3918.39 | MC05 | MC05 | SIMOTICS M Compact induction motor 1500rpm, 22kW, 140 Nm, 51A, 342V 1750rpm, 25.5kW, 139Nm, 51A, 39 2000rpm, 29kW, 138Nm, 52A, 448V water cooling Degree of protection IP65 Incremental encoder HTL 1024 S/R (encoder HTL1024S/R) With temperature sensor KTY 84-130 DESIGN IM B3 (IM V5, IM V6) SHAFT WITH FITTED KEY HALF-KEY BALANCING BEARING: STANDARD WITH FIXED BEARING, VIBRATION SEVERITY GRADE: R/A, FLANGE ACCURACY: R TERMINAL BOX (ABOVE) CABLE ENTRY ON THE RIGHT SIGNAL CONNECTION D-END | - | 0 | 0
1PH8135-1HF20-2BB1 |  | 1PH8135-1HF20-2BB1 | 1 | UN | 1 | 20 | D | D | N | N | 85015230 | 1 |  | 141 | KG | 3918.39 | 3918.39 | MC05 | MC05 | SIMOTICS M Compact induction motor 1500rpm, 22kW, 140 Nm, 51A, 342V 1750rpm, 25.5kW, 139Nm, 51A, 39 2000rpm, 29kW, 138Nm, 52A, 448V water cooling Degree of protection IP65 Incremental encoder HTL 1024 S/R (encoder HTL1024S/R) With temperature sensor KTY 84-130 DESIGN IM B3 (IM V5, IM V6) SHAFT WITH FITTED KEY HALF-KEY BALANCING BEARING: STANDARD WITH FIXED BEARING, VIBRATION SEVERITY GRADE: R/A, FLANGE ACCURACY: R TERMINAL BOX (ABOVE) CABLE ENTRY ON THE LEFT SIGNAL CONNECTION D-END | - | 0 | 0
1PH8135-1HF20-2BC1 |  | 1PH8135-1HF20-2BC1 | 1 | UN | 1 | 20 | D | D | N | N | 85015230 | 1 |  | 141 | KG | 3918.39 | 3918.39 | MC05 | MC05 | SIMOTICS M Compact induction motor 1500rpm, 22kW, 140 Nm, 51A, 342V 1750rpm, 25.5kW, 139Nm, 51A, 39 2000rpm, 29kW, 138Nm, 52A, 448V water cooling Degree of protection IP65 Incremental encoder HTL 1024 S/R (encoder HTL1024S/R) With temperature sensor KTY 84-130 DESIGN IM B3 (IM V5, IM V6) SHAFT WITH FITTED KEY HALF-KEY BALANCING BEARING: STANDARD WITH FIXED BEARING, VIBRATION SEVERITY GRADE: R/A, FLANGE ACCURACY: R TERMINAL BOX (ABOVE) CABLE ENTRY ON THE ND-END SIGNAL CONNECTION LEFT | - | 0 | 0
1PH8135-1HF20-2CA1 |  | 1PH8135-1HF20-2CA1 | 1 | UN | 1 | 20 | D | D | N | N | 85015230 | 1 |  | 141 | KG | 4048.41 | 4048.41 | MC05 | MC05 | SIMOTICS M Compact induction motor 1500rpm, 22kW, 140 Nm, 51A, 342V 1750rpm, 25.5kW, 139Nm, 51A, 39 2000rpm, 29kW, 138Nm, 52A, 448V water cooling Degree of protection IP65 Incremental encoder HTL 1024 S/R (encoder HTL1024S/R) With temperature sensor KTY 84-130 DESIGN IM B3 (IM V5, IM V6) SHAFT WITH FITTED KEY HALF-KEY BALANCING BEARING: STANDARD WITH FIXED BEARING, VIBRATION SEVERITY GRADE: S/A, SHAFT AND FLANGE ACCURACY: R TERMINAL BOX (ABOVE) CABLE ENTRY ON THE RIGHT SIGNAL CONNECTION D-END | - | 0 | 0
1PH8135-1HF20-2CB1 |  | 1PH8135-1HF20-2CB1 | 1 | UN | 1 | 20 | D | D | N | N | 85015230 | 1 |  | 141 | KG | 4048.41 | 4048.41 | MC05 | MC05 | SIMOTICS M Compact induction motor 1500rpm, 22kW, 140 Nm, 51A, 342V 1750rpm, 25.5kW, 139Nm, 51A, 39 2000rpm, 29kW, 138Nm, 52A, 448V water cooling Degree of protection IP65 Incremental encoder HTL 1024 S/R (encoder HTL1024S/R) With temperature sensor KTY 84-130 DESIGN IM B3 (IM V5, IM V6) SHAFT WITH FITTED KEY HALF-KEY BALANCING BEARING: STANDARD WITH FIXED BEARING, VIBRATION SEVERITY GRADE: S/A, SHAFT AND FLANGE ACCURACY: R TERMINAL BOX (ABOVE) CABLE ENTRY ON THE LEFT SIGNAL CONNECTION D-END | - | 0 | 0
1PH8135-1HF20-2CC1 |  | 1PH8135-1HF20-2CC1 | 1 | UN | 1 | 20 | D | D | N | N | 85015230 | 1 |  | 141 | KG | 4048.41 | 4048.41 | MC05 | MC05 | SIMOTICS M Compact induction motor 1500rpm, 22kW, 140 Nm, 51A, 342V 1750rpm, 25.5kW, 139Nm, 51A, 39 2000rpm, 29kW, 138Nm, 52A, 448V water cooling Degree of protection IP65 Incremental encoder HTL 1024 S/R (encoder HTL1024S/R) With temperature sensor KTY 84-130 DESIGN IM B3 (IM V5, IM V6) SHAFT WITH FITTED KEY HALF-KEY BALANCING BEARING: STANDARD WITH FIXED BEARING, VIBRATION SEVERITY GRADE: S/A, SHAFT AND FLANGE ACCURACY: R TERMINAL BOX (ABOVE) CABLE ENTRY ON THE ND-END SIGNAL CONNECTION LEFT | - | 0 | 0
1PH8135-1HF22-0BA1 |  | 1PH8135-1HF22-0BA1 | 1 | UN | 1 | 20 | D | D | N | N | 85015230 | 1 |  | 141 | KG | 4077.34 | 4077.34 | MC05 | MC05 | SIMOTICS M Compact induction motor 1500rpm, 22kW, 140 Nm, 51A, 342V 1750rpm, 25.5kW, 139Nm, 51A, 39 2000rpm, 29kW, 138Nm, 52A, 448V water cooling Degree of protection IP65 Incremental encoder HTL 1024 S/R (encoder HTL1024S/R) With temperature sensor KTY 84-130 DESIGN IM B5 (IMV 1,IM V3) PLAIN SHAFT WITHOUT FITTED KEY; BEARING: STANDARD WITH FIXED BEARING, VIBRATION SEVERITY GRADE: R/A, FLANGE ACCURACY: R TERMINAL BOX (ABOVE) CABLE ENTRY ON THE RIGHT SIGNAL CONNECTION D-END | - | 0 | 0
1PH8135-1HF22-0BB1 |  | 1PH8135-1HF22-0BB1 | 1 | UN | 1 | 20 | D | D | N | N | 85015230 | 1 |  | 141 | KG | 4077.34 | 4077.34 | MC05 | MC05 | SIMOTICS M Compact induction motor 1500rpm, 22kW, 140 Nm, 51A, 342V 1750rpm, 25.5kW, 139Nm, 51A, 39 2000rpm, 29kW, 138Nm, 52A, 448V water cooling Degree of protection IP65 Incremental encoder HTL 1024 S/R (encoder HTL1024S/R) With temperature sensor KTY 84-130 DESIGN IM B5 (IMV 1,IM V3) PLAIN SHAFT WITHOUT FITTED KEY; BEARING: STANDARD WITH FIXED BEARING, VIBRATION SEVERITY GRADE: R/A, FLANGE ACCURACY: R TERMINAL BOX (ABOVE) CABLE ENTRY ON THE LEFT SIGNAL CONNECTION D-END | - | 0 | 0
1PH8135-1HF22-0BC1 |  | 1PH8135-1HF22-0BC1 | 1 | UN | 1 | 20 | D | D | N | N | 85015230 | 1 |  | 141 | KG | 4077.34 | 4077.34 | MC05 | MC05 | SIMOTICS M Compact induction motor 1500rpm, 22kW, 140 Nm, 51A, 342V 1750rpm, 25.5kW, 139Nm, 51A, 39 2000rpm, 29kW, 138Nm, 52A, 448V water cooling Degree of protection IP65 Incremental encoder HTL 1024 S/R (encoder HTL1024S/R) With temperature sensor KTY 84-130 DESIGN IM B5 (IMV 1,IM V3) PLAIN SHAFT WITHOUT FITTED KEY; BEARING: STANDARD WITH FIXED BEARING, VIBRATION SEVERITY GRADE: R/A, FLANGE ACCURACY: R TERMINAL BOX (ABOVE) CABLE ENTRY ON THE ND-END SIGNAL CONNECTION LEFT | - | 0 | 0
1PH8135-1HF22-0CA1 |  | 1PH8135-1HF22-0CA1 | 1 | UN | 1 | 20 | D | D | N | N | 85015230 | 1 |  | 141 | KG | 4207.36 | 4207.36 | MC05 | MC05 | SIMOTICS M Compact induction motor 1500rpm, 22kW, 140 Nm, 51A, 342V 1750rpm, 25.5kW, 139Nm, 51A, 39 2000rpm, 29kW, 138Nm, 52A, 448V water cooling Degree of protection IP65 Incremental encoder HTL 1024 S/R (encoder HTL1024S/R) With temperature sensor KTY 84-130 DESIGN IM B5 (IMV 1,IM V3) PLAIN SHAFT WITHOUT FITTED KEY; BEARING: STANDARD WITH FIXED BEARING, VIBRATION SEVERITY GRADE: S/A, SHAFT AND FLANGE ACCURACY: R TERMINAL BOX (ABOVE) CABLE ENTRY ON THE RIGHT SIGNAL CONNECTION D-END | - | 0 | 0
1PH8135-1HF22-0CB1 |  | 1PH8135-1HF22-0CB1 | 1 | UN | 1 | 20 | D | D | N | N | 85015230 | 1 |  | 141 | KG | 4207.36 | 4207.36 | MC05 | MC05 | SIMOTICS M Compact induction motor 1500rpm, 22kW, 140 Nm, 51A, 342V 1750rpm, 25.5kW, 139Nm, 51A, 39 2000rpm, 29kW, 138Nm, 52A, 448V water cooling Degree of protection IP65 Incremental encoder HTL 1024 S/R (encoder HTL1024S/R) With temperature sensor KTY 84-130 DESIGN IM B5 (IMV 1,IM V3) PLAIN SHAFT WITHOUT FITTED KEY; BEARING: STANDARD WITH FIXED BEARING, VIBRATION SEVERITY GRADE: S/A, SHAFT AND FLANGE ACCURACY: R TERMINAL BOX (ABOVE) CABLE ENTRY ON THE LEFT SIGNAL CONNECTION D-END | - | 0 | 0
1PH8135-1HF22-0CC1 |  | 1PH8135-1HF22-0CC1 | 1 | UN | 1 | 20 | D | D | N | N | 85015230 | 1 |  | 141 | KG | 4207.36 | 4207.36 | MC05 | MC05 | SIMOTICS M Compact induction motor 1500rpm, 22kW, 140 Nm, 51A, 342V 1750rpm, 25.5kW, 139Nm, 51A, 39 2000rpm, 29kW, 138Nm, 52A, 448V water cooling Degree of protection IP65 Incremental encoder HTL 1024 S/R (encoder HTL1024S/R) With temperature sensor KTY 84-130 DESIGN IM B5 (IMV 1,IM V3) PLAIN SHAFT WITHOUT FITTED KEY; BEARING: STANDARD WITH FIXED BEARING, VIBRATION SEVERITY GRADE: S/A, SHAFT AND FLANGE ACCURACY: R TERMINAL BOX (ABOVE) CABLE ENTRY ON THE ND-END SIGNAL CONNECTION LEFT | - | 0 | 0
1PH8135-1HF22-2BA1 |  | 1PH8135-1HF22-2BA1 | 1 | UN | 1 | 20 | D | D | N | N | 85015230 | 1 |  | 141 | KG | 4077.34 | 4077.34 | MC05 | MC05 | SIMOTICS M Compact induction motor 1500rpm, 22kW, 140 Nm, 51A, 342V 1750rpm, 25.5kW, 139Nm, 51A, 39 2000rpm, 29kW, 138Nm, 52A, 448V water cooling Degree of protection IP65 Incremental encoder HTL 1024 S/R (encoder HTL1024S/R) With temperature sensor KTY 84-130 DESIGN IM B5 (IMV 1,IM V3) SHAFT WITH FITTED KEY HALF-KEY BALANCING BEARING: STANDARD WITH FIXED BEARING, VIBRATION SEVERITY GRADE: R/A, FLANGE ACCURACY: R TERMINAL BOX (ABOVE) CABLE ENTRY ON THE RIGHT SIGNAL CONNECTION D-END | - | 0 | 0
1PH8135-1HF22-2BB1 |  | 1PH8135-1HF22-2BB1 | 1 | UN | 1 | 20 | D | D | N | N | 85015230 | 1 |  | 141 | KG | 4077.34 | 4077.34 | MC05 | MC05 | SIMOTICS M Compact induction motor 1500rpm, 22kW, 140 Nm, 51A, 342V 1750rpm, 25.5kW, 139Nm, 51A, 39 2000rpm, 29kW, 138Nm, 52A, 448V water cooling Degree of protection IP65 Incremental encoder HTL 1024 S/R (encoder HTL1024S/R) With temperature sensor KTY 84-130 DESIGN IM B5 (IMV 1,IM V3) SHAFT WITH FITTED KEY HALF-KEY BALANCING BEARING: STANDARD WITH FIXED BEARING, VIBRATION SEVERITY GRADE: R/A, FLANGE ACCURACY: R TERMINAL BOX (ABOVE) CABLE ENTRY ON THE LEFT SIGNAL CONNECTION D-END | - | 0 | 0
1PH8135-1HF22-2BC1 |  | 1PH8135-1HF22-2BC1 | 1 | UN | 1 | 20 | D | D | N | N | 85015230 | 1 |  | 141 | KG | 4077.34 | 4077.34 | MC05 | MC05 | SIMOTICS M Compact induction motor 1500rpm, 22kW, 140 Nm, 51A, 342V 1750rpm, 25.5kW, 139Nm, 51A, 39 2000rpm, 29kW, 138Nm, 52A, 448V water cooling Degree of protection IP65 Incremental encoder HTL 1024 S/R (encoder HTL1024S/R) With temperature sensor KTY 84-130 DESIGN IM B5 (IMV 1,IM V3) SHAFT WITH FITTED KEY HALF-KEY BALANCING BEARING: STANDARD WITH FIXED BEARING, VIBRATION SEVERITY GRADE: R/A, FLANGE ACCURACY: R TERMINAL BOX (ABOVE) CABLE ENTRY ON THE ND-END SIGNAL CONNECTION LEFT | - | 0 | 0
1PH8135-1HF22-2CA1 |  | 1PH8135-1HF22-2CA1 | 1 | UN | 1 | 20 | D | D | N | N | 85015230 | 1 |  | 141 | KG | 4207.36 | 4207.36 | MC05 | MC05 | SIMOTICS M Compact induction motor 1500rpm, 22kW, 140 Nm, 51A, 342V 1750rpm, 25.5kW, 139Nm, 51A, 39 2000rpm, 29kW, 138Nm, 52A, 448V water cooling Degree of protection IP65 Incremental encoder HTL 1024 S/R (encoder HTL1024S/R) With temperature sensor KTY 84-130 DESIGN IM B5 (IMV 1,IM V3) SHAFT WITH FITTED KEY HALF-KEY BALANCING BEARING: STANDARD WITH FIXED BEARING, VIBRATION SEVERITY GRADE: S/A, SHAFT AND FLANGE ACCURACY: R TERMINAL BOX (ABOVE) CABLE ENTRY ON THE RIGHT SIGNAL CONNECTION D-END | - | 0 | 0
1PH8135-1HF22-2CB1 |  | 1PH8135-1HF22-2CB1 | 1 | UN | 1 | 20 | D | D | N | N | 85015230 | 1 |  | 141 | KG | 4207.36 | 4207.36 | MC05 | MC05 | SIMOTICS M Compact induction motor 1500rpm, 22kW, 140 Nm, 51A, 342V 1750rpm, 25.5kW, 139Nm, 51A, 39 2000rpm, 29kW, 138Nm, 52A, 448V water cooling Degree of protection IP65 Incremental encoder HTL 1024 S/R (encoder HTL1024S/R) With temperature sensor KTY 84-130 DESIGN IM B5 (IMV 1,IM V3) SHAFT WITH FITTED KEY HALF-KEY BALANCING BEARING: STANDARD WITH FIXED BEARING, VIBRATION SEVERITY GRADE: S/A, SHAFT AND FLANGE ACCURACY: R TERMINAL BOX (ABOVE) CABLE ENTRY ON THE LEFT SIGNAL CONNECTION D-END | - | 0 | 0
1PH8135-1HF22-2CC1 |  | 1PH8135-1HF22-2CC1 | 1 | UN | 1 | 20 | D | D | N | N | 85015230 | 1 |  | 141 | KG | 4207.36 | 4207.36 | MC05 | MC05 | SIMOTICS M Compact induction motor 1500rpm, 22kW, 140 Nm, 51A, 342V 1750rpm, 25.5kW, 139Nm, 51A, 39 2000rpm, 29kW, 138Nm, 52A, 448V water cooling Degree of protection IP65 Incremental encoder HTL 1024 S/R (encoder HTL1024S/R) With temperature sensor KTY 84-130 DESIGN IM B5 (IMV 1,IM V3) SHAFT WITH FITTED KEY HALF-KEY BALANCING BEARING: STANDARD WITH FIXED BEARING, VIBRATION SEVERITY GRADE: S/A, SHAFT AND FLANGE ACCURACY: R TERMINAL BOX (ABOVE) CABLE ENTRY ON THE ND-END SIGNAL CONNECTION LEFT | - | 0 | 0
1PH8135-1HF23-0BA1 |  | 1PH8135-1HF23-0BA1 | 1 | UN | 1 | 20 | D | D | N | N | 85015230 | 1 |  | 141 | KG | 4279.64 | 4279.64 | MC05 | MC05 | SIMOTICS M Compact induction motor 1500rpm, 22kW, 140 Nm, 51A, 342V 1750rpm, 25.5kW, 139Nm, 51A, 39 2000rpm, 29kW, 138Nm, 52A, 448V water cooling Degree of protection IP65 Incremental encoder HTL 1024 S/R (encoder HTL1024S/R) With temperature sensor KTY 84-130 Design IM B35 (IM V15, (IM V35) PLAIN SHAFT WITHOUT FITTED KEY; BEARING: STANDARD WITH FIXED BEARING, VIBRATION SEVERITY GRADE: R/A, FLANGE ACCURACY: R TERMINAL BOX (ABOVE) CABLE ENTRY ON THE RIGHT SIGNAL CONNECTION D-END | - | 0 | 0
1PH8135-1HF23-0BB1 |  | 1PH8135-1HF23-0BB1 | 1 | UN | 1 | 20 | D | D | N | N | 85015230 | 1 |  | 141 | KG | 4279.64 | 4279.64 | MC05 | MC05 | SIMOTICS M Compact induction motor 1500rpm, 22kW, 140 Nm, 51A, 342V 1750rpm, 25.5kW, 139Nm, 51A, 39 2000rpm, 29kW, 138Nm, 52A, 448V water cooling Degree of protection IP65 Incremental encoder HTL 1024 S/R (encoder HTL1024S/R) With temperature sensor KTY 84-130 Design IM B35 (IM V15, (IM V35) PLAIN SHAFT WITHOUT FITTED KEY; BEARING: STANDARD WITH FIXED BEARING, VIBRATION SEVERITY GRADE: R/A, FLANGE ACCURACY: R TERMINAL BOX (ABOVE) CABLE ENTRY ON THE LEFT SIGNAL CONNECTION D-END | - | 0 | 0
1PH8135-1HF23-0BC1 |  | 1PH8135-1HF23-0BC1 | 1 | UN | 1 | 20 | D | D | N | N | 85015230 | 1 |  | 141 | KG | 4279.64 | 4279.64 | MC05 | MC05 | SIMOTICS M Compact induction motor 1500rpm, 22kW, 140 Nm, 51A, 342V 1750rpm, 25.5kW, 139Nm, 51A, 39 2000rpm, 29kW, 138Nm, 52A, 448V water cooling Degree of protection IP65 Incremental encoder HTL 1024 S/R (encoder HTL1024S/R) With temperature sensor KTY 84-130 Design IM B35 (IM V15, (IM V35) PLAIN SHAFT WITHOUT FITTED KEY; BEARING: STANDARD WITH FIXED BEARING, VIBRATION SEVERITY GRADE: R/A, FLANGE ACCURACY: R TERMINAL BOX (ABOVE) CABLE ENTRY ON THE ND-END SIGNAL CONNECTION LEFT | - | 0 | 0
1PH8135-1HF23-0CA1 |  | 1PH8135-1HF23-0CA1 | 1 | UN | 1 | 20 | D | D | N | N | 85015230 | 1 |  | 141 | KG | 4409.66 | 4409.66 | MC05 | MC05 | SIMOTICS M Compact induction motor 1500rpm, 22kW, 140 Nm, 51A, 342V 1750rpm, 25.5kW, 139Nm, 51A, 39 2000rpm, 29kW, 138Nm, 52A, 448V water cooling Degree of protection IP65 Incremental encoder HTL 1024 S/R (encoder HTL1024S/R) With temperature sensor KTY 84-130 Design IM B35 (IM V15, (IM V35) PLAIN SHAFT WITHOUT FITTED KEY; BEARING: STANDARD WITH FIXED BEARING, VIBRATION SEVERITY GRADE: S/A, SHAFT AND FLANGE ACCURACY: R TERMINAL BOX (ABOVE) CABLE ENTRY ON THE RIGHT SIGNAL CONNECTION D-END | - | 0 | 0
1PH8135-1HF23-0CB1 |  | 1PH8135-1HF23-0CB1 | 1 | UN | 1 | 20 | D | D | N | N | 85015230 | 1 |  | 141 | KG | 4409.66 | 4409.66 | MC05 | MC05 | SIMOTICS M Compact induction motor 1500rpm, 22kW, 140 Nm, 51A, 342V 1750rpm, 25.5kW, 139Nm, 51A, 39 2000rpm, 29kW, 138Nm, 52A, 448V water cooling Degree of protection IP65 Incremental encoder HTL 1024 S/R (encoder HTL1024S/R) With temperature sensor KTY 84-130 Design IM B35 (IM V15, (IM V35) PLAIN SHAFT WITHOUT FITTED KEY; BEARING: STANDARD WITH FIXED BEARING, VIBRATION SEVERITY GRADE: S/A, SHAFT AND FLANGE ACCURACY: R TERMINAL BOX (ABOVE) CABLE ENTRY ON THE LEFT SIGNAL CONNECTION D-END | - | 0 | 0
1PH8135-1HF23-0CC1 |  | 1PH8135-1HF23-0CC1 | 1 | UN | 1 | 20 | D | D | N | N | 85015230 | 1 |  | 141 | KG | 4409.66 | 4409.66 | MC05 | MC05 | SIMOTICS M Compact induction motor 1500rpm, 22kW, 140 Nm, 51A, 342V 1750rpm, 25.5kW, 139Nm, 51A, 39 2000rpm, 29kW, 138Nm, 52A, 448V water cooling Degree of protection IP65 Incremental encoder HTL 1024 S/R (encoder HTL1024S/R) With temperature sensor KTY 84-130 Design IM B35 (IM V15, (IM V35) PLAIN SHAFT WITHOUT FITTED KEY; BEARING: STANDARD WITH FIXED BEARING, VIBRATION SEVERITY GRADE: S/A, SHAFT AND FLANGE ACCURACY: R TERMINAL BOX (ABOVE) CABLE ENTRY ON THE ND-END SIGNAL CONNECTION LEFT | - | 0 | 0
1PH8135-1HF23-2BA1 |  | 1PH8135-1HF23-2BA1 | 1 | UN | 1 | 20 | D | D | N | N | 85015230 | 1 |  | 141 | KG | 4279.64 | 4279.64 | MC05 | MC05 | SIMOTICS M Compact induction motor 1500rpm, 22kW, 140 Nm, 51A, 342V 1750rpm, 25.5kW, 139Nm, 51A, 39 2000rpm, 29kW, 138Nm, 52A, 448V water cooling Degree of protection IP65 Incremental encoder HTL 1024 S/R (encoder HTL1024S/R) With temperature sensor KTY 84-130 Design IM B35 (IM V15, (IM V35) SHAFT WITH FITTED KEY HALF-KEY BALANCING BEARING: STANDARD WITH FIXED BEARING, VIBRATION SEVERITY GRADE: R/A, FLANGE ACCURACY: R TERMINAL BOX (ABOVE) CABLE ENTRY ON THE RIGHT SIGNAL CONNECTION D-END | - | 0 | 0
1PH8135-1HF23-2BB1 |  | 1PH8135-1HF23-2BB1 | 1 | UN | 1 | 20 | D | D | N | N | 85015230 | 1 |  | 141 | KG | 4279.64 | 4279.64 | MC05 | MC05 | SIMOTICS M Compact induction motor 1500rpm, 22kW, 140 Nm, 51A, 342V 1750rpm, 25.5kW, 139Nm, 51A, 39 2000rpm, 29kW, 138Nm, 52A, 448V water cooling Degree of protection IP65 Incremental encoder HTL 1024 S/R (encoder HTL1024S/R) With temperature sensor KTY 84-130 Design IM B35 (IM V15, (IM V35) SHAFT WITH FITTED KEY HALF-KEY BALANCING BEARING: STANDARD WITH FIXED BEARING, VIBRATION SEVERITY GRADE: R/A, FLANGE ACCURACY: R TERMINAL BOX (ABOVE) CABLE ENTRY ON THE LEFT SIGNAL CONNECTION D-END | - | 0 | 0
1PH8135-1HF23-2BC1 |  | 1PH8135-1HF23-2BC1 | 1 | UN | 1 | 20 | D | D | N | N | 85015230 | 1 |  | 141 | KG | 4279.64 | 4279.64 | MC05 | MC05 | SIMOTICS M Compact induction motor 1500rpm, 22kW, 140 Nm, 51A, 342V 1750rpm, 25.5kW, 139Nm, 51A, 39 2000rpm, 29kW, 138Nm, 52A, 448V water cooling Degree of protection IP65 Incremental encoder HTL 1024 S/R (encoder HTL1024S/R) With temperature sensor KTY 84-130 Design IM B35 (IM V15, (IM V35) SHAFT WITH FITTED KEY HALF-KEY BALANCING BEARING: STANDARD WITH FIXED BEARING, VIBRATION SEVERITY GRADE: R/A, FLANGE ACCURACY: R TERMINAL BOX (ABOVE) CABLE ENTRY ON THE ND-END SIGNAL CONNECTION LEFT | - | 0 | 0
1PH8135-1HF23-2CA1 |  | 1PH8135-1HF23-2CA1 | 1 | UN | 1 | 20 | D | D | N | N | 85015230 | 1 |  | 141 | KG | 4409.66 | 4409.66 | MC05 | MC05 | SIMOTICS M Compact induction motor 1500rpm, 22kW, 140 Nm, 51A, 342V 1750rpm, 25.5kW, 139Nm, 51A, 39 2000rpm, 29kW, 138Nm, 52A, 448V water cooling Degree of protection IP65 Incremental encoder HTL 1024 S/R (encoder HTL1024S/R) With temperature sensor KTY 84-130 Design IM B35 (IM V15, (IM V35) SHAFT WITH FITTED KEY HALF-KEY BALANCING BEARING: STANDARD WITH FIXED BEARING, VIBRATION SEVERITY GRADE: S/A, SHAFT AND FLANGE ACCURACY: R TERMINAL BOX (ABOVE) CABLE ENTRY ON THE RIGHT SIGNAL CONNECTION D-END | - | 0 | 0
1PH8135-1HF23-2CB1 |  | 1PH8135-1HF23-2CB1 | 1 | UN | 1 | 20 | D | D | N | N | 85015230 | 1 |  | 141 | KG | 4409.66 | 4409.66 | MC05 | MC05 | SIMOTICS M Compact induction motor 1500rpm, 22kW, 140 Nm, 51A, 342V 1750rpm, 25.5kW, 139Nm, 51A, 39 2000rpm, 29kW, 138Nm, 52A, 448V water cooling Degree of protection IP65 Incremental encoder HTL 1024 S/R (encoder HTL1024S/R) With temperature sensor KTY 84-130 Design IM B35 (IM V15, (IM V35) SHAFT WITH FITTED KEY HALF-KEY BALANCING BEARING: STANDARD WITH FIXED BEARING, VIBRATION SEVERITY GRADE: S/A, SHAFT AND FLANGE ACCURACY: R TERMINAL BOX (ABOVE) CABLE ENTRY ON THE LEFT SIGNAL CONNECTION D-END | - | 0 | 0
1PH8135-1HF23-2CC1 |  | 1PH8135-1HF23-2CC1 | 1 | UN | 1 | 20 | D | D | N | N | 85015230 | 1 |  | 141 | KG | 4409.66 | 4409.66 | MC05 | MC05 | SIMOTICS M Compact induction motor 1500rpm, 22kW, 140 Nm, 51A, 342V 1750rpm, 25.5kW, 139Nm, 51A, 39 2000rpm, 29kW, 138Nm, 52A, 448V water cooling Degree of protection IP65 Incremental encoder HTL 1024 S/R (encoder HTL1024S/R) With temperature sensor KTY 84-130 Design IM B35 (IM V15, (IM V35) SHAFT WITH FITTED KEY HALF-KEY BALANCING BEARING: STANDARD WITH FIXED BEARING, VIBRATION SEVERITY GRADE: S/A, SHAFT AND FLANGE ACCURACY: R TERMINAL BOX (ABOVE) CABLE ENTRY ON THE ND-END SIGNAL CONNECTION LEFT | - | 0 | 0
1PH8135-1JF10-0BA1 |  | 1PH8135-1JF10-0BA1 | 1 | UN | 1 | 20 | D | D | N | N | 85015230 | 1 |  | 125 | KG | 3563.8 | 3563.8 | MC05 | MC05 | SIMOTICS M Compact induction motor 1500rpm, 18.5 kW 118Nm, 43A, 330V 1750rpm, 21.5kW 117Nm, 43A, 383V 2000rpm, 24 kW 115Nm, 43A, 434V forced ventilation; direction of air flow NDE--> DE; Degree of protection IP55 Incremental encoder HTL 2048 S/R (encoder HTL2048S/R) With temperature sensor KTY 84-130 DESIGN IM B3 (IM V5, IM V6) PLAIN SHAFT WITHOUT FITTED KEY; BEARING: STANDARD WITH FIXED BEARING, VIBRATION SEVERITY GRADE: R/A, FLANGE ACCURACY: R TERMINAL BOX (ABOVE) CABLE ENTRY ON THE RIGHT SIGNAL CONNECTION D-END | - | 0 | 0
1PH8135-1JF10-0BA2 |  | 1PH8135-1JF10-0BA2 | 1 | UN | 1 | 20 | D | D | N | N | 85015230 | 1 |  | 125 | KG | 3550.77 | 3550.77 | MC05 | MC05 | SIMOTICS M Compact asynchronous motor 1500 rpm, 18.5 kW, 118 Nm, 43 A, 330 V 1750 rpm, 21.5 kW, 117 Nm, 43 A, 383 V 2000 rpm, 24 kW, 115 Nm, 43 A, 434 V Forced ventilation; Direction of air flow NDE --> DE; Degree of protection IP55 Incremental encoder HTL 2048 S/R (encoder HTL2048S/R) With temperature sensor Pt1000 DESIGN IM B3 (IM V5, IM V6) PLAIN SHAFT WITHOUT FITTED KEY; BEARING: STANDARD WITH FIXED BEARING, VIBRATION SEVERITY GRADE: R/A, FLANGE ACCURACY: R TERMINAL BOX (ABOVE) CABLE ENTRY ON THE RIGHT SIGNAL CONNECTION D-END | - | 0 | 0
1PH8135-1JF10-0BB1 |  | 1PH8135-1JF10-0BB1 | 1 | UN | 1 | 20 | D | D | N | N | 85015230 | 1 |  | 125 | KG | 3563.8 | 3563.8 | MC05 | MC05 | SIMOTICS M Compact induction motor 1500rpm, 18.5 kW 118Nm, 43A, 330V 1750rpm, 21.5kW 117Nm, 43A, 383V 2000rpm, 24 kW 115Nm, 43A, 434V forced ventilation; direction of air flow NDE--> DE; Degree of protection IP55 Incremental encoder HTL 2048 S/R (encoder HTL2048S/R) With temperature sensor KTY 84-130 DESIGN IM B3 (IM V5, IM V6) PLAIN SHAFT WITHOUT FITTED KEY; BEARING: STANDARD WITH FIXED BEARING, VIBRATION SEVERITY GRADE: R/A, FLANGE ACCURACY: R TERMINAL BOX (ABOVE) CABLE ENTRY ON THE LEFT SIGNAL CONNECTION D-END | - | 0 | 0
1PH8135-1JF10-0BC1 |  | 1PH8135-1JF10-0BC1 | 1 | UN | 1 | 20 | D | D | N | N | 85015230 | 1 |  | 125 | KG | 3563.8 | 3563.8 | MC05 | MC05 | SIMOTICS M Compact induction motor 1500rpm, 18.5 kW 118Nm, 43A, 330V 1750rpm, 21.5kW 117Nm, 43A, 383V 2000rpm, 24 kW 115Nm, 43A, 434V forced ventilation; direction of air flow NDE--> DE; Degree of protection IP55 Incremental encoder HTL 2048 S/R (encoder HTL2048S/R) With temperature sensor KTY 84-130 DESIGN IM B3 (IM V5, IM V6) PLAIN SHAFT WITHOUT FITTED KEY; BEARING: STANDARD WITH FIXED BEARING, VIBRATION SEVERITY GRADE: R/A, FLANGE ACCURACY: R TERMINAL BOX (ABOVE) CABLE ENTRY ON THE ND-END SIGNAL CONNECTION LEFT | - | 0 | 0
1PH8135-1JF10-0CA1 |  | 1PH8135-1JF10-0CA1 | 1 | UN | 1 | 20 | D | D | N | N | 85015230 | 1 |  | 125 | KG | 3693.82 | 3693.82 | MC05 | MC05 | SIMOTICS M Compact induction motor 1500rpm, 18.5 kW 118Nm, 43A, 330V 1750rpm, 21.5kW 117Nm, 43A, 383V 2000rpm, 24 kW 115Nm, 43A, 434V forced ventilation; direction of air flow NDE--> DE; Degree of protection IP55 Incremental encoder HTL 2048 S/R (encoder HTL2048S/R) With temperature sensor KTY 84-130 DESIGN IM B3 (IM V5, IM V6) PLAIN SHAFT WITHOUT FITTED KEY; BEARING: STANDARD WITH FIXED BEARING, VIBRATION SEVERITY GRADE: S/A, SHAFT AND FLANGE ACCURACY: R TERMINAL BOX (ABOVE) CABLE ENTRY ON THE RIGHT SIGNAL CONNECTION D-END | - | 0 | 0
1PH8135-1JF10-0CB1 |  | 1PH8135-1JF10-0CB1 | 1 | UN | 1 | 20 | D | D | N | N | 85015230 | 1 |  | 125 | KG | 3693.82 | 3693.82 | MC05 | MC05 | SIMOTICS M Compact induction motor 1500rpm, 18.5 kW 118Nm, 43A, 330V 1750rpm, 21.5kW 117Nm, 43A, 383V 2000rpm, 24 kW 115Nm, 43A, 434V forced ventilation; direction of air flow NDE--> DE; Degree of protection IP55 Incremental encoder HTL 2048 S/R (encoder HTL2048S/R) With temperature sensor KTY 84-130 DESIGN IM B3 (IM V5, IM V6) PLAIN SHAFT WITHOUT FITTED KEY; BEARING: STANDARD WITH FIXED BEARING, VIBRATION SEVERITY GRADE: S/A, SHAFT AND FLANGE ACCURACY: R TERMINAL BOX (ABOVE) CABLE ENTRY ON THE LEFT SIGNAL CONNECTION D-END | - | 0 | 0
1PH8135-1JF10-0CC1 |  | 1PH8135-1JF10-0CC1 | 1 | UN | 1 | 20 | D | D | N | N | 85015230 | 1 |  | 125 | KG | 3693.82 | 3693.82 | MC05 | MC05 | SIMOTICS M Compact induction motor 1500rpm, 18.5 kW 118Nm, 43A, 330V 1750rpm, 21.5kW 117Nm, 43A, 383V 2000rpm, 24 kW 115Nm, 43A, 434V forced ventilation; direction of air flow NDE--> DE; Degree of protection IP55 Incremental encoder HTL 2048 S/R (encoder HTL2048S/R) With temperature sensor KTY 84-130 DESIGN IM B3 (IM V5, IM V6) PLAIN SHAFT WITHOUT FITTED KEY; BEARING: STANDARD WITH FIXED BEARING, VIBRATION SEVERITY GRADE: S/A, SHAFT AND FLANGE ACCURACY: R TERMINAL BOX (ABOVE) CABLE ENTRY ON THE ND-END SIGNAL CONNECTION LEFT | - | 0 | 0
1PH8135-1JF10-2BA1 |  | 1PH8135-1JF10-2BA1 | 1 | UN | 1 | 20 | D | D | N | N | 85015230 | 1 |  | 125 | KG | 3563.8 | 3563.8 | MC05 | MC05 | SIMOTICS M Compact induction motor 1500rpm, 18.5 kW 118Nm, 43A, 330V 1750rpm, 21.5kW 117Nm, 43A, 383V 2000rpm, 24 kW 115Nm, 43A, 434V forced ventilation; direction of air flow NDE--> DE; Degree of protection IP55 Incremental encoder HTL 2048 S/R (encoder HTL2048S/R) With temperature sensor KTY 84-130 DESIGN IM B3 (IM V5, IM V6) SHAFT WITH FITTED KEY HALF-KEY BALANCING BEARING: STANDARD WITH FIXED BEARING, VIBRATION SEVERITY GRADE: R/A, FLANGE ACCURACY: R TERMINAL BOX (ABOVE) CABLE ENTRY ON THE RIGHT SIGNAL CONNECTION D-END | - | 0 | 0
1PH8135-1JF10-2BB1 |  | 1PH8135-1JF10-2BB1 | 1 | UN | 1 | 20 | D | D | N | N | 85015230 | 1 |  | 125 | KG | 3563.8 | 3563.8 | MC05 | MC05 | SIMOTICS M Compact induction motor 1500rpm, 18.5 kW 118Nm, 43A, 330V 1750rpm, 21.5kW 117Nm, 43A, 383V 2000rpm, 24 kW 115Nm, 43A, 434V forced ventilation; direction of air flow NDE--> DE; Degree of protection IP55 Incremental encoder HTL 2048 S/R (encoder HTL2048S/R) With temperature sensor KTY 84-130 DESIGN IM B3 (IM V5, IM V6) SHAFT WITH FITTED KEY HALF-KEY BALANCING BEARING: STANDARD WITH FIXED BEARING, VIBRATION SEVERITY GRADE: R/A, FLANGE ACCURACY: R TERMINAL BOX (ABOVE) CABLE ENTRY ON THE LEFT SIGNAL CONNECTION D-END | - | 0 | 0
1PH8135-1JF10-2BC1 |  | 1PH8135-1JF10-2BC1 | 1 | UN | 1 | 20 | D | D | N | N | 85015230 | 1 |  | 125 | KG | 3563.8 | 3563.8 | MC05 | MC05 | SIMOTICS M Compact induction motor 1500rpm, 18.5 kW 118Nm, 43A, 330V 1750rpm, 21.5kW 117Nm, 43A, 383V 2000rpm, 24 kW 115Nm, 43A, 434V forced ventilation; direction of air flow NDE--> DE; Degree of protection IP55 Incremental encoder HTL 2048 S/R (encoder HTL2048S/R) With temperature sensor KTY 84-130 DESIGN IM B3 (IM V5, IM V6) SHAFT WITH FITTED KEY HALF-KEY BALANCING BEARING: STANDARD WITH FIXED BEARING, VIBRATION SEVERITY GRADE: R/A, FLANGE ACCURACY: R TERMINAL BOX (ABOVE) CABLE ENTRY ON THE ND-END SIGNAL CONNECTION LEFT | - | 0 | 0
1PH8135-1JF10-2CA1 |  | 1PH8135-1JF10-2CA1 | 1 | UN | 1 | 20 | D | D | N | N | 85015230 | 1 |  | 125 | KG | 3693.82 | 3693.82 | MC05 | MC05 | SIMOTICS M Compact induction motor 1500rpm, 18.5 kW 118Nm, 43A, 330V 1750rpm, 21.5kW 117Nm, 43A, 383V 2000rpm, 24 kW 115Nm, 43A, 434V forced ventilation; direction of air flow NDE--> DE; Degree of protection IP55 Incremental encoder HTL 2048 S/R (encoder HTL2048S/R) With temperature sensor KTY 84-130 DESIGN IM B3 (IM V5, IM V6) SHAFT WITH FITTED KEY HALF-KEY BALANCING BEARING: STANDARD WITH FIXED BEARING, VIBRATION SEVERITY GRADE: S/A, SHAFT AND FLANGE ACCURACY: R TERMINAL BOX (ABOVE) CABLE ENTRY ON THE RIGHT SIGNAL CONNECTION D-END | - | 0 | 0
1PH8135-1JF10-2CB1 |  | 1PH8135-1JF10-2CB1 | 1 | UN | 1 | 20 | D | D | N | N | 85015230 | 1 |  | 125 | KG | 3693.82 | 3693.82 | MC05 | MC05 | SIMOTICS M Compact induction motor 1500rpm, 18.5 kW 118Nm, 43A, 330V 1750rpm, 21.5kW 117Nm, 43A, 383V 2000rpm, 24 kW 115Nm, 43A, 434V forced ventilation; direction of air flow NDE--> DE; Degree of protection IP55 Incremental encoder HTL 2048 S/R (encoder HTL2048S/R) With temperature sensor KTY 84-130 DESIGN IM B3 (IM V5, IM V6) SHAFT WITH FITTED KEY HALF-KEY BALANCING BEARING: STANDARD WITH FIXED BEARING, VIBRATION SEVERITY GRADE: S/A, SHAFT AND FLANGE ACCURACY: R TERMINAL BOX (ABOVE) CABLE ENTRY ON THE LEFT SIGNAL CONNECTION D-END | - | 0 | 0
1PH8135-1JF10-2CC1 |  | 1PH8135-1JF10-2CC1 | 1 | UN | 1 | 20 | D | D | N | N | 85015230 | 1 |  | 125 | KG | 3693.82 | 3693.82 | MC05 | MC05 | SIMOTICS M Compact induction motor 1500rpm, 18.5 kW 118Nm, 43A, 330V 1750rpm, 21.5kW 117Nm, 43A, 383V 2000rpm, 24 kW 115Nm, 43A, 434V forced ventilation; direction of air flow NDE--> DE; Degree of protection IP55 Incremental encoder HTL 2048 S/R (encoder HTL2048S/R) With temperature sensor KTY 84-130 DESIGN IM B3 (IM V5, IM V6) SHAFT WITH FITTED KEY HALF-KEY BALANCING BEARING: STANDARD WITH FIXED BEARING, VIBRATION SEVERITY GRADE: S/A, SHAFT AND FLANGE ACCURACY: R TERMINAL BOX (ABOVE) CABLE ENTRY ON THE ND-END SIGNAL CONNECTION LEFT | - | 0 | 0
1PH8135-1JF12-0BA1 |  | 1PH8135-1JF12-0BA1 | 1 | UN | 1 | 20 | D | D | N | N | 85015230 | 1 |  | 125 | KG | 3722.75 | 3722.75 | MC05 | MC05 | SIMOTICS M Compact induction motor 1500rpm, 18.5 kW 118Nm, 43A, 330V 1750rpm, 21.5kW 117Nm, 43A, 383V 2000rpm, 24 kW 115Nm, 43A, 434V forced ventilation; direction of air flow NDE--> DE; Degree of protection IP55 Incremental encoder HTL 2048 S/R (encoder HTL2048S/R) With temperature sensor KTY 84-130 DESIGN IM B5 (IMV 1,IM V3) PLAIN SHAFT WITHOUT FITTED KEY; BEARING: STANDARD WITH FIXED BEARING, VIBRATION SEVERITY GRADE: R/A, FLANGE ACCURACY: R TERMINAL BOX (ABOVE) CABLE ENTRY ON THE RIGHT SIGNAL CONNECTION D-END | - | 0 | 0
1PH8135-1JF12-0BB1 |  | 1PH8135-1JF12-0BB1 | 1 | UN | 1 | 20 | D | D | N | N | 85015230 | 1 |  | 125 | KG | 3722.75 | 3722.75 | MC05 | MC05 | SIMOTICS M Compact induction motor 1500rpm, 18.5 kW 118Nm, 43A, 330V 1750rpm, 21.5kW 117Nm, 43A, 383V 2000rpm, 24 kW 115Nm, 43A, 434V forced ventilation; direction of air flow NDE--> DE; Degree of protection IP55 Incremental encoder HTL 2048 S/R (encoder HTL2048S/R) With temperature sensor KTY 84-130 DESIGN IM B5 (IMV 1,IM V3) PLAIN SHAFT WITHOUT FITTED KEY; BEARING: STANDARD WITH FIXED BEARING, VIBRATION SEVERITY GRADE: R/A, FLANGE ACCURACY: R TERMINAL BOX (ABOVE) CABLE ENTRY ON THE LEFT SIGNAL CONNECTION D-END | - | 0 | 0
1PH8135-1JF12-0BC1 |  | 1PH8135-1JF12-0BC1 | 1 | UN | 1 | 20 | D | D | N | N | 85015230 | 1 |  | 125 | KG | 3722.75 | 3722.75 | MC05 | MC05 | SIMOTICS M Compact induction motor 1500rpm, 18.5 kW 118Nm, 43A, 330V 1750rpm, 21.5kW 117Nm, 43A, 383V 2000rpm, 24 kW 115Nm, 43A, 434V forced ventilation; direction of air flow NDE--> DE; Degree of protection IP55 Incremental encoder HTL 2048 S/R (encoder HTL2048S/R) With temperature sensor KTY 84-130 DESIGN IM B5 (IMV 1,IM V3) PLAIN SHAFT WITHOUT FITTED KEY; BEARING: STANDARD WITH FIXED BEARING, VIBRATION SEVERITY GRADE: R/A, FLANGE ACCURACY: R TERMINAL BOX (ABOVE) CABLE ENTRY ON THE ND-END SIGNAL CONNECTION LEFT | - | 0 | 0
1PH8135-1JF12-0CA1 |  | 1PH8135-1JF12-0CA1 | 1 | UN | 1 | 20 | D | D | N | N | 85015230 | 1 |  | 125 | KG | 3852.77 | 3852.77 | MC05 | MC05 | SIMOTICS M Compact induction motor 1500rpm, 18.5 kW 118Nm, 43A, 330V 1750rpm, 21.5kW 117Nm, 43A, 383V 2000rpm, 24 kW 115Nm, 43A, 434V forced ventilation; direction of air flow NDE--> DE; Degree of protection IP55 Incremental encoder HTL 2048 S/R (encoder HTL2048S/R) With temperature sensor KTY 84-130 DESIGN IM B5 (IMV 1,IM V3) PLAIN SHAFT WITHOUT FITTED KEY; BEARING: STANDARD WITH FIXED BEARING, VIBRATION SEVERITY GRADE: S/A, SHAFT AND FLANGE ACCURACY: R TERMINAL BOX (ABOVE) CABLE ENTRY ON THE RIGHT SIGNAL CONNECTION D-END | - | 0 | 0
1PH8135-1JF12-0CB1 |  | 1PH8135-1JF12-0CB1 | 1 | UN | 1 | 20 | D | D | N | N | 85015230 | 1 |  | 125 | KG | 3852.77 | 3852.77 | MC05 | MC05 | SIMOTICS M Compact induction motor 1500rpm, 18.5 kW 118Nm, 43A, 330V 1750rpm, 21.5kW 117Nm, 43A, 383V 2000rpm, 24 kW 115Nm, 43A, 434V forced ventilation; direction of air flow NDE--> DE; Degree of protection IP55 Incremental encoder HTL 2048 S/R (encoder HTL2048S/R) With temperature sensor KTY 84-130 DESIGN IM B5 (IMV 1,IM V3) PLAIN SHAFT WITHOUT FITTED KEY; BEARING: STANDARD WITH FIXED BEARING, VIBRATION SEVERITY GRADE: S/A, SHAFT AND FLANGE ACCURACY: R TERMINAL BOX (ABOVE) CABLE ENTRY ON THE LEFT SIGNAL CONNECTION D-END | - | 0 | 0
1PH8135-1JF12-0CC1 |  | 1PH8135-1JF12-0CC1 | 1 | UN | 1 | 20 | D | D | N | N | 85015230 | 1 |  | 125 | KG | 3852.77 | 3852.77 | MC05 | MC05 | SIMOTICS M Compact induction motor 1500rpm, 18.5 kW 118Nm, 43A, 330V 1750rpm, 21.5kW 117Nm, 43A, 383V 2000rpm, 24 kW 115Nm, 43A, 434V forced ventilation; direction of air flow NDE--> DE; Degree of protection IP55 Incremental encoder HTL 2048 S/R (encoder HTL2048S/R) With temperature sensor KTY 84-130 DESIGN IM B5 (IMV 1,IM V3) PLAIN SHAFT WITHOUT FITTED KEY; BEARING: STANDARD WITH FIXED BEARING, VIBRATION SEVERITY GRADE: S/A, SHAFT AND FLANGE ACCURACY: R TERMINAL BOX (ABOVE) CABLE ENTRY ON THE ND-END SIGNAL CONNECTION LEFT | - | 0 | 0
1PH8135-1JF12-2BA1 |  | 1PH8135-1JF12-2BA1 | 1 | UN | 1 | 20 | D | D | N | N | 85015230 | 1 |  | 125 | KG | 3722.75 | 3722.75 | MC05 | MC05 | SIMOTICS M Compact induction motor 1500rpm, 18.5 kW 118Nm, 43A, 330V 1750rpm, 21.5kW 117Nm, 43A, 383V 2000rpm, 24 kW 115Nm, 43A, 434V forced ventilation; direction of air flow NDE--> DE; Degree of protection IP55 Incremental encoder HTL 2048 S/R (encoder HTL2048S/R) With temperature sensor KTY 84-130 DESIGN IM B5 (IMV 1,IM V3) SHAFT WITH FITTED KEY HALF-KEY BALANCING BEARING: STANDARD WITH FIXED BEARING, VIBRATION SEVERITY GRADE: R/A, FLANGE ACCURACY: R TERMINAL BOX (ABOVE) CABLE ENTRY ON THE RIGHT SIGNAL CONNECTION D-END | - | 0 | 0
1PH8135-1JF12-2BB1 |  | 1PH8135-1JF12-2BB1 | 1 | UN | 1 | 20 | D | D | N | N | 85015230 | 1 |  | 125 | KG | 3722.75 | 3722.75 | MC05 | MC05 | SIMOTICS M Compact induction motor 1500rpm, 18.5 kW 118Nm, 43A, 330V 1750rpm, 21.5kW 117Nm, 43A, 383V 2000rpm, 24 kW 115Nm, 43A, 434V forced ventilation; direction of air flow NDE--> DE; Degree of protection IP55 Incremental encoder HTL 2048 S/R (encoder HTL2048S/R) With temperature sensor KTY 84-130 DESIGN IM B5 (IMV 1,IM V3) SHAFT WITH FITTED KEY HALF-KEY BALANCING BEARING: STANDARD WITH FIXED BEARING, VIBRATION SEVERITY GRADE: R/A, FLANGE ACCURACY: R TERMINAL BOX (ABOVE) CABLE ENTRY ON THE LEFT SIGNAL CONNECTION D-END | - | 0 | 0
1PH8135-1JF12-2BC1 |  | 1PH8135-1JF12-2BC1 | 1 | UN | 1 | 20 | D | D | N | N | 85015230 | 1 |  | 125 | KG | 3722.75 | 3722.75 | MC05 | MC05 | SIMOTICS M Compact induction motor 1500rpm, 18.5 kW 118Nm, 43A, 330V 1750rpm, 21.5kW 117Nm, 43A, 383V 2000rpm, 24 kW 115Nm, 43A, 434V forced ventilation; direction of air flow NDE--> DE; Degree of protection IP55 Incremental encoder HTL 2048 S/R (encoder HTL2048S/R) With temperature sensor KTY 84-130 DESIGN IM B5 (IMV 1,IM V3) SHAFT WITH FITTED KEY HALF-KEY BALANCING BEARING: STANDARD WITH FIXED BEARING, VIBRATION SEVERITY GRADE: R/A, FLANGE ACCURACY: R TERMINAL BOX (ABOVE) CABLE ENTRY ON THE ND-END SIGNAL CONNECTION LEFT | - | 0 | 0
1PH8135-1JF12-2CA1 |  | 1PH8135-1JF12-2CA1 | 1 | UN | 1 | 20 | D | D | N | N | 85015230 | 1 |  | 125 | KG | 3852.77 | 3852.77 | MC05 | MC05 | SIMOTICS M Compact induction motor 1500rpm, 18.5 kW 118Nm, 43A, 330V 1750rpm, 21.5kW 117Nm, 43A, 383V 2000rpm, 24 kW 115Nm, 43A, 434V forced ventilation; direction of air flow NDE--> DE; Degree of protection IP55 Incremental encoder HTL 2048 S/R (encoder HTL2048S/R) With temperature sensor KTY 84-130 DESIGN IM B5 (IMV 1,IM V3) SHAFT WITH FITTED KEY HALF-KEY BALANCING BEARING: STANDARD WITH FIXED BEARING, VIBRATION SEVERITY GRADE: S/A, SHAFT AND FLANGE ACCURACY: R TERMINAL BOX (ABOVE) CABLE ENTRY ON THE RIGHT SIGNAL CONNECTION D-END | - | 0 | 0
1PH8135-1JF12-2CB1 |  | 1PH8135-1JF12-2CB1 | 1 | UN | 1 | 20 | D | D | N | N | 85015230 | 1 |  | 125 | KG | 3852.77 | 3852.77 | MC05 | MC05 | SIMOTICS M Compact induction motor 1500rpm, 18.5 kW 118Nm, 43A, 330V 1750rpm, 21.5kW 117Nm, 43A, 383V 2000rpm, 24 kW 115Nm, 43A, 434V forced ventilation; direction of air flow NDE--> DE; Degree of protection IP55 Incremental encoder HTL 2048 S/R (encoder HTL2048S/R) With temperature sensor KTY 84-130 DESIGN IM B5 (IMV 1,IM V3) SHAFT WITH FITTED KEY HALF-KEY BALANCING BEARING: STANDARD WITH FIXED BEARING, VIBRATION SEVERITY GRADE: S/A, SHAFT AND FLANGE ACCURACY: R TERMINAL BOX (ABOVE) CABLE ENTRY ON THE LEFT SIGNAL CONNECTION D-END | - | 0 | 0
1PH8135-1JF12-2CC1 |  | 1PH8135-1JF12-2CC1 | 1 | UN | 1 | 20 | D | D | N | N | 85015230 | 1 |  | 125 | KG | 3852.77 | 3852.77 | MC05 | MC05 | SIMOTICS M Compact induction motor 1500rpm, 18.5 kW 118Nm, 43A, 330V 1750rpm, 21.5kW 117Nm, 43A, 383V 2000rpm, 24 kW 115Nm, 43A, 434V forced ventilation; direction of air flow NDE--> DE; Degree of protection IP55 Incremental encoder HTL 2048 S/R (encoder HTL2048S/R) With temperature sensor KTY 84-130 DESIGN IM B5 (IMV 1,IM V3) SHAFT WITH FITTED KEY HALF-KEY BALANCING BEARING: STANDARD WITH FIXED BEARING, VIBRATION SEVERITY GRADE: S/A, SHAFT AND FLANGE ACCURACY: R TERMINAL BOX (ABOVE) CABLE ENTRY ON THE ND-END SIGNAL CONNECTION LEFT | - | 0 | 0
1PH8135-1JF13-0BA1 |  | 1PH8135-1JF13-0BA1 | 1 | UN | 1 | 20 | D | D | N | N | 85015230 | 1 |  | 125 | KG | 3925.05 | 3925.05 | MC05 | MC05 | SIMOTICS M Compact induction motor 1500rpm, 18.5 kW 118Nm, 43A, 330V 1750rpm, 21.5kW 117Nm, 43A, 383V 2000rpm, 24 kW 115Nm, 43A, 434V forced ventilation; direction of air flow NDE--> DE; Degree of protection IP55 Incremental encoder HTL 2048 S/R (encoder HTL2048S/R) With temperature sensor KTY 84-130 Design IM B35 (IM V15, (IM V35) PLAIN SHAFT WITHOUT FITTED KEY; BEARING: STANDARD WITH FIXED BEARING, VIBRATION SEVERITY GRADE: R/A, FLANGE ACCURACY: R TERMINAL BOX (ABOVE) CABLE ENTRY ON THE RIGHT SIGNAL CONNECTION D-END | - | 0 | 0
1PH8135-1JF13-0BB1 |  | 1PH8135-1JF13-0BB1 | 1 | UN | 1 | 20 | D | D | N | N | 85015230 | 1 |  | 125 | KG | 3925.05 | 3925.05 | MC05 | MC05 | SIMOTICS M Compact induction motor 1500rpm, 18.5 kW 118Nm, 43A, 330V 1750rpm, 21.5kW 117Nm, 43A, 383V 2000rpm, 24 kW 115Nm, 43A, 434V forced ventilation; direction of air flow NDE--> DE; Degree of protection IP55 Incremental encoder HTL 2048 S/R (encoder HTL2048S/R) With temperature sensor KTY 84-130 Design IM B35 (IM V15, (IM V35) PLAIN SHAFT WITHOUT FITTED KEY; BEARING: STANDARD WITH FIXED BEARING, VIBRATION SEVERITY GRADE: R/A, FLANGE ACCURACY: R TERMINAL BOX (ABOVE) CABLE ENTRY ON THE LEFT SIGNAL CONNECTION D-END | - | 0 | 0
1PH8135-1JF13-0BC1 |  | 1PH8135-1JF13-0BC1 | 1 | UN | 1 | 20 | D | D | N | N | 85015230 | 1 |  | 125 | KG | 3925.05 | 3925.05 | MC05 | MC05 | SIMOTICS M Compact induction motor 1500rpm, 18.5 kW 118Nm, 43A, 330V 1750rpm, 21.5kW 117Nm, 43A, 383V 2000rpm, 24 kW 115Nm, 43A, 434V forced ventilation; direction of air flow NDE--> DE; Degree of protection IP55 Incremental encoder HTL 2048 S/R (encoder HTL2048S/R) With temperature sensor KTY 84-130 Design IM B35 (IM V15, (IM V35) PLAIN SHAFT WITHOUT FITTED KEY; BEARING: STANDARD WITH FIXED BEARING, VIBRATION SEVERITY GRADE: R/A, FLANGE ACCURACY: R TERMINAL BOX (ABOVE) CABLE ENTRY ON THE ND-END SIGNAL CONNECTION LEFT | - | 0 | 0
1PH8135-1JF13-0CA1 |  | 1PH8135-1JF13-0CA1 | 1 | UN | 1 | 20 | D | D | N | N | 85015230 | 1 |  | 125 | KG | 4055.07 | 4055.07 | MC05 | MC05 | SIMOTICS M Compact induction motor 1500rpm, 18.5 kW 118Nm, 43A, 330V 1750rpm, 21.5kW 117Nm, 43A, 383V 2000rpm, 24 kW 115Nm, 43A, 434V forced ventilation; direction of air flow NDE--> DE; Degree of protection IP55 Incremental encoder HTL 2048 S/R (encoder HTL2048S/R) With temperature sensor KTY 84-130 Design IM B35 (IM V15, (IM V35) PLAIN SHAFT WITHOUT FITTED KEY; BEARING: STANDARD WITH FIXED BEARING, VIBRATION SEVERITY GRADE: S/A, SHAFT AND FLANGE ACCURACY: R TERMINAL BOX (ABOVE) CABLE ENTRY ON THE RIGHT SIGNAL CONNECTION D-END | - | 0 | 0
1PH8135-1JF13-0CB1 |  | 1PH8135-1JF13-0CB1 | 1 | UN | 1 | 20 | D | D | N | N | 85015230 | 1 |  | 125 | KG | 4055.07 | 4055.07 | MC05 | MC05 | SIMOTICS M Compact induction motor 1500rpm, 18.5 kW 118Nm, 43A, 330V 1750rpm, 21.5kW 117Nm, 43A, 383V 2000rpm, 24 kW 115Nm, 43A, 434V forced ventilation; direction of air flow NDE--> DE; Degree of protection IP55 Incremental encoder HTL 2048 S/R (encoder HTL2048S/R) With temperature sensor KTY 84-130 Design IM B35 (IM V15, (IM V35) PLAIN SHAFT WITHOUT FITTED KEY; BEARING: STANDARD WITH FIXED BEARING, VIBRATION SEVERITY GRADE: S/A, SHAFT AND FLANGE ACCURACY: R TERMINAL BOX (ABOVE) CABLE ENTRY ON THE LEFT SIGNAL CONNECTION D-END | - | 0 | 0
1PH8135-1JF13-0CC1 |  | 1PH8135-1JF13-0CC1 | 1 | UN | 1 | 20 | D | D | N | N | 85015230 | 1 |  | 125 | KG | 4055.07 | 4055.07 | MC05 | MC05 | SIMOTICS M Compact induction motor 1500rpm, 18.5 kW 118Nm, 43A, 330V 1750rpm, 21.5kW 117Nm, 43A, 383V 2000rpm, 24 kW 115Nm, 43A, 434V forced ventilation; direction of air flow NDE--> DE; Degree of protection IP55 Incremental encoder HTL 2048 S/R (encoder HTL2048S/R) With temperature sensor KTY 84-130 Design IM B35 (IM V15, (IM V35) PLAIN SHAFT WITHOUT FITTED KEY; BEARING: STANDARD WITH FIXED BEARING, VIBRATION SEVERITY GRADE: S/A, SHAFT AND FLANGE ACCURACY: R TERMINAL BOX (ABOVE) CABLE ENTRY ON THE ND-END SIGNAL CONNECTION LEFT | - | 0 | 0
1PH8135-1JF13-2BA1 |  | 1PH8135-1JF13-2BA1 | 1 | UN | 1 | 20 | D | D | N | N | 85015230 | 1 |  | 125 | KG | 3925.05 | 3925.05 | MC05 | MC05 | SIMOTICS M Compact induction motor 1500rpm, 18.5 kW 118Nm, 43A, 330V 1750rpm, 21.5kW 117Nm, 43A, 383V 2000rpm, 24 kW 115Nm, 43A, 434V forced ventilation; direction of air flow NDE--> DE; Degree of protection IP55 Incremental encoder HTL 2048 S/R (encoder HTL2048S/R) With temperature sensor KTY 84-130 Design IM B35 (IM V15, (IM V35) SHAFT WITH FITTED KEY HALF-KEY BALANCING BEARING: STANDARD WITH FIXED BEARING, VIBRATION SEVERITY GRADE: R/A, FLANGE ACCURACY: R TERMINAL BOX (ABOVE) CABLE ENTRY ON THE RIGHT SIGNAL CONNECTION D-END | - | 0 | 0
1PH8135-1JF13-2BB1 |  | 1PH8135-1JF13-2BB1 | 1 | UN | 1 | 20 | D | D | N | N | 85015230 | 1 |  | 125 | KG | 3925.05 | 3925.05 | MC05 | MC05 | SIMOTICS M Compact induction motor 1500rpm, 18.5 kW 118Nm, 43A, 330V 1750rpm, 21.5kW 117Nm, 43A, 383V 2000rpm, 24 kW 115Nm, 43A, 434V forced ventilation; direction of air flow NDE--> DE; Degree of protection IP55 Incremental encoder HTL 2048 S/R (encoder HTL2048S/R) With temperature sensor KTY 84-130 Design IM B35 (IM V15, (IM V35) SHAFT WITH FITTED KEY HALF-KEY BALANCING BEARING: STANDARD WITH FIXED BEARING, VIBRATION SEVERITY GRADE: R/A, FLANGE ACCURACY: R TERMINAL BOX (ABOVE) CABLE ENTRY ON THE LEFT SIGNAL CONNECTION D-END | - | 0 | 0
1PH8135-1JF13-2BC1 |  | 1PH8135-1JF13-2BC1 | 1 | UN | 1 | 20 | D | D | N | N | 85015230 | 1 |  | 125 | KG | 3925.05 | 3925.05 | MC05 | MC05 | SIMOTICS M Compact induction motor 1500rpm, 18.5 kW 118Nm, 43A, 330V 1750rpm, 21.5kW 117Nm, 43A, 383V 2000rpm, 24 kW 115Nm, 43A, 434V forced ventilation; direction of air flow NDE--> DE; Degree of protection IP55 Incremental encoder HTL 2048 S/R (encoder HTL2048S/R) With temperature sensor KTY 84-130 Design IM B35 (IM V15, (IM V35) SHAFT WITH FITTED KEY HALF-KEY BALANCING BEARING: STANDARD WITH FIXED BEARING, VIBRATION SEVERITY GRADE: R/A, FLANGE ACCURACY: R TERMINAL BOX (ABOVE) CABLE ENTRY ON THE ND-END SIGNAL CONNECTION LEFT | - | 0 | 0
1PH8135-1JF13-2CA1 |  | 1PH8135-1JF13-2CA1 | 1 | UN | 1 | 20 | D | D | N | N | 85015230 | 1 |  | 125 | KG | 4055.07 | 4055.07 | MC05 | MC05 | SIMOTICS M Compact induction motor 1500rpm, 18.5 kW 118Nm, 43A, 330V 1750rpm, 21.5kW 117Nm, 43A, 383V 2000rpm, 24 kW 115Nm, 43A, 434V forced ventilation; direction of air flow NDE--> DE; Degree of protection IP55 Incremental encoder HTL 2048 S/R (encoder HTL2048S/R) With temperature sensor KTY 84-130 Design IM B35 (IM V15, (IM V35) SHAFT WITH FITTED KEY HALF-KEY BALANCING BEARING: STANDARD WITH FIXED BEARING, VIBRATION SEVERITY GRADE: S/A, SHAFT AND FLANGE ACCURACY: R TERMINAL BOX (ABOVE) CABLE ENTRY ON THE RIGHT SIGNAL CONNECTION D-END | - | 0 | 0
1PH8135-1JF13-2CB1 |  | 1PH8135-1JF13-2CB1 | 1 | UN | 1 | 20 | D | D | N | N | 85015230 | 1 |  | 125 | KG | 4055.07 | 4055.07 | MC05 | MC05 | SIMOTICS M Compact induction motor 1500rpm, 18.5 kW 118Nm, 43A, 330V 1750rpm, 21.5kW 117Nm, 43A, 383V 2000rpm, 24 kW 115Nm, 43A, 434V forced ventilation; direction of air flow NDE--> DE; Degree of protection IP55 Incremental encoder HTL 2048 S/R (encoder HTL2048S/R) With temperature sensor KTY 84-130 Design IM B35 (IM V15, (IM V35) SHAFT WITH FITTED KEY HALF-KEY BALANCING BEARING: STANDARD WITH FIXED BEARING, VIBRATION SEVERITY GRADE: S/A, SHAFT AND FLANGE ACCURACY: R TERMINAL BOX (ABOVE) CABLE ENTRY ON THE LEFT SIGNAL CONNECTION D-END | - | 0 | 0
1PH8135-1JF13-2CC1 |  | 1PH8135-1JF13-2CC1 | 1 | UN | 1 | 20 | D | D | N | N | 85015230 | 1 |  | 125 | KG | 4055.07 | 4055.07 | MC05 | MC05 | SIMOTICS M Compact induction motor 1500rpm, 18.5 kW 118Nm, 43A, 330V 1750rpm, 21.5kW 117Nm, 43A, 383V 2000rpm, 24 kW 115Nm, 43A, 434V forced ventilation; direction of air flow NDE--> DE; Degree of protection IP55 Incremental encoder HTL 2048 S/R (encoder HTL2048S/R) With temperature sensor KTY 84-130 Design IM B35 (IM V15, (IM V35) SHAFT WITH FITTED KEY HALF-KEY BALANCING BEARING: STANDARD WITH FIXED BEARING, VIBRATION SEVERITY GRADE: S/A, SHAFT AND FLANGE ACCURACY: R TERMINAL BOX (ABOVE) CABLE ENTRY ON THE ND-END SIGNAL CONNECTION LEFT | - | 0 | 0
1PH8135-1JF20-0BA1 |  | 1PH8135-1JF20-0BA1 | 1 | UN | 1 | 20 | D | D | N | N | 85015230 | 1 |  | 141 | KG | 4198.32 | 4198.32 | MC05 | MC05 | SIMOTICS M Compact induction motor 1500rpm, 22kW, 140 Nm, 51A, 342V 1750rpm, 25.5kW, 139Nm, 51A, 39 2000rpm, 29kW, 138Nm, 52A, 448V water cooling Degree of protection IP65 Incremental encoder HTL 2048 S/R (encoder HTL2048S/R) With temperature sensor KTY 84-130 DESIGN IM B3 (IM V5, IM V6) PLAIN SHAFT WITHOUT FITTED KEY; BEARING: STANDARD WITH FIXED BEARING, VIBRATION SEVERITY GRADE: R/A, FLANGE ACCURACY: R TERMINAL BOX (ABOVE) CABLE ENTRY ON THE RIGHT SIGNAL CONNECTION D-END | - | 0 | 0
1PH8135-1JF20-0BB1 |  | 1PH8135-1JF20-0BB1 | 1 | UN | 1 | 20 | D | D | N | N | 85015230 | 1 |  | 141 | KG | 4198.32 | 4198.32 | MC05 | MC05 | SIMOTICS M Compact induction motor 1500rpm, 22kW, 140 Nm, 51A, 342V 1750rpm, 25.5kW, 139Nm, 51A, 39 2000rpm, 29kW, 138Nm, 52A, 448V water cooling Degree of protection IP65 Incremental encoder HTL 2048 S/R (encoder HTL2048S/R) With temperature sensor KTY 84-130 DESIGN IM B3 (IM V5, IM V6) PLAIN SHAFT WITHOUT FITTED KEY; BEARING: STANDARD WITH FIXED BEARING, VIBRATION SEVERITY GRADE: R/A, FLANGE ACCURACY: R TERMINAL BOX (ABOVE) CABLE ENTRY ON THE LEFT SIGNAL CONNECTION D-END | - | 0 | 0
1PH8135-1JF20-0BC1 |  | 1PH8135-1JF20-0BC1 | 1 | UN | 1 | 20 | D | D | N | N | 85015230 | 1 |  | 141 | KG | 4198.32 | 4198.32 | MC05 | MC05 | SIMOTICS M Compact induction motor 1500rpm, 22kW, 140 Nm, 51A, 342V 1750rpm, 25.5kW, 139Nm, 51A, 39 2000rpm, 29kW, 138Nm, 52A, 448V water cooling Degree of protection IP65 Incremental encoder HTL 2048 S/R (encoder HTL2048S/R) With temperature sensor KTY 84-130 DESIGN IM B3 (IM V5, IM V6) PLAIN SHAFT WITHOUT FITTED KEY; BEARING: STANDARD WITH FIXED BEARING, VIBRATION SEVERITY GRADE: R/A, FLANGE ACCURACY: R TERMINAL BOX (ABOVE) CABLE ENTRY ON THE ND-END SIGNAL CONNECTION LEFT | - | 0 | 0
1PH8135-1JF20-0CA1 |  | 1PH8135-1JF20-0CA1 | 1 | UN | 1 | 20 | D | D | N | N | 85015230 | 1 |  | 141 | KG | 4328.34 | 4328.34 | MC05 | MC05 | SIMOTICS M Compact induction motor 1500rpm, 22kW, 140 Nm, 51A, 342V 1750rpm, 25.5kW, 139Nm, 51A, 39 2000rpm, 29kW, 138Nm, 52A, 448V water cooling Degree of protection IP65 Incremental encoder HTL 2048 S/R (encoder HTL2048S/R) With temperature sensor KTY 84-130 DESIGN IM B3 (IM V5, IM V6) PLAIN SHAFT WITHOUT FITTED KEY; BEARING: STANDARD WITH FIXED BEARING, VIBRATION SEVERITY GRADE: S/A, SHAFT AND FLANGE ACCURACY: R TERMINAL BOX (ABOVE) CABLE ENTRY ON THE RIGHT SIGNAL CONNECTION D-END | - | 0 | 0
1PH8135-1JF20-0CB1 |  | 1PH8135-1JF20-0CB1 | 1 | UN | 1 | 20 | D | D | N | N | 85015230 | 1 |  | 141 | KG | 4328.34 | 4328.34 | MC05 | MC05 | SIMOTICS M Compact induction motor 1500rpm, 22kW, 140 Nm, 51A, 342V 1750rpm, 25.5kW, 139Nm, 51A, 39 2000rpm, 29kW, 138Nm, 52A, 448V water cooling Degree of protection IP65 Incremental encoder HTL 2048 S/R (encoder HTL2048S/R) With temperature sensor KTY 84-130 DESIGN IM B3 (IM V5, IM V6) PLAIN SHAFT WITHOUT FITTED KEY; BEARING: STANDARD WITH FIXED BEARING, VIBRATION SEVERITY GRADE: S/A, SHAFT AND FLANGE ACCURACY: R TERMINAL BOX (ABOVE) CABLE ENTRY ON THE LEFT SIGNAL CONNECTION D-END | - | 0 | 0
1PH8135-1JF20-0CC1 |  | 1PH8135-1JF20-0CC1 | 1 | UN | 1 | 20 | D | D | N | N | 85015230 | 1 |  | 141 | KG | 4328.34 | 4328.34 | MC05 | MC05 | SIMOTICS M Compact induction motor 1500rpm, 22kW, 140 Nm, 51A, 342V 1750rpm, 25.5kW, 139Nm, 51A, 39 2000rpm, 29kW, 138Nm, 52A, 448V water cooling Degree of protection IP65 Incremental encoder HTL 2048 S/R (encoder HTL2048S/R) With temperature sensor KTY 84-130 DESIGN IM B3 (IM V5, IM V6) PLAIN SHAFT WITHOUT FITTED KEY; BEARING: STANDARD WITH FIXED BEARING, VIBRATION SEVERITY GRADE: S/A, SHAFT AND FLANGE ACCURACY: R TERMINAL BOX (ABOVE) CABLE ENTRY ON THE ND-END SIGNAL CONNECTION LEFT | - | 0 | 0
1PH8135-1JF20-2BA1 |  | 1PH8135-1JF20-2BA1 | 1 | UN | 1 | 20 | D | D | N | N | 85015230 | 1 |  | 141 | KG | 4198.32 | 4198.32 | MC05 | MC05 | SIMOTICS M Compact induction motor 1500rpm, 22kW, 140 Nm, 51A, 342V 1750rpm, 25.5kW, 139Nm, 51A, 39 2000rpm, 29kW, 138Nm, 52A, 448V water cooling Degree of protection IP65 Incremental encoder HTL 2048 S/R (encoder HTL2048S/R) With temperature sensor KTY 84-130 DESIGN IM B3 (IM V5, IM V6) SHAFT WITH FITTED KEY HALF-KEY BALANCING BEARING: STANDARD WITH FIXED BEARING, VIBRATION SEVERITY GRADE: R/A, FLANGE ACCURACY: R TERMINAL BOX (ABOVE) CABLE ENTRY ON THE RIGHT SIGNAL CONNECTION D-END | - | 0 | 0
1PH8135-1JF20-2BB1 |  | 1PH8135-1JF20-2BB1 | 1 | UN | 1 | 20 | D | D | N | N | 85015230 | 1 |  | 141 | KG | 4198.32 | 4198.32 | MC05 | MC05 | SIMOTICS M Compact induction motor 1500rpm, 22kW, 140 Nm, 51A, 342V 1750rpm, 25.5kW, 139Nm, 51A, 39 2000rpm, 29kW, 138Nm, 52A, 448V water cooling Degree of protection IP65 Incremental encoder HTL 2048 S/R (encoder HTL2048S/R) With temperature sensor KTY 84-130 DESIGN IM B3 (IM V5, IM V6) SHAFT WITH FITTED KEY HALF-KEY BALANCING BEARING: STANDARD WITH FIXED BEARING, VIBRATION SEVERITY GRADE: R/A, FLANGE ACCURACY: R TERMINAL BOX (ABOVE) CABLE ENTRY ON THE LEFT SIGNAL CONNECTION D-END | - | 0 | 0
1PH8135-1JF20-2BC1 |  | 1PH8135-1JF20-2BC1 | 1 | UN | 1 | 20 | D | D | N | N | 85015230 | 1 |  | 141 | KG | 4198.32 | 4198.32 | MC05 | MC05 | SIMOTICS M Compact induction motor 1500rpm, 22kW, 140 Nm, 51A, 342V 1750rpm, 25.5kW, 139Nm, 51A, 39 2000rpm, 29kW, 138Nm, 52A, 448V water cooling Degree of protection IP65 Incremental encoder HTL 2048 S/R (encoder HTL2048S/R) With temperature sensor KTY 84-130 DESIGN IM B3 (IM V5, IM V6) SHAFT WITH FITTED KEY HALF-KEY BALANCING BEARING: STANDARD WITH FIXED BEARING, VIBRATION SEVERITY GRADE: R/A, FLANGE ACCURACY: R TERMINAL BOX (ABOVE) CABLE ENTRY ON THE ND-END SIGNAL CONNECTION LEFT | - | 0 | 0
1PH8135-1JF20-2CA1 |  | 1PH8135-1JF20-2CA1 | 1 | UN | 1 | 20 | D | D | N | N | 85015230 | 1 |  | 141 | KG | 4328.34 | 4328.34 | MC05 | MC05 | SIMOTICS M Compact induction motor 1500rpm, 22kW, 140 Nm, 51A, 342V 1750rpm, 25.5kW, 139Nm, 51A, 39 2000rpm, 29kW, 138Nm, 52A, 448V water cooling Degree of protection IP65 Incremental encoder HTL 2048 S/R (encoder HTL2048S/R) With temperature sensor KTY 84-130 DESIGN IM B3 (IM V5, IM V6) SHAFT WITH FITTED KEY HALF-KEY BALANCING BEARING: STANDARD WITH FIXED BEARING, VIBRATION SEVERITY GRADE: S/A, SHAFT AND FLANGE ACCURACY: R TERMINAL BOX (ABOVE) CABLE ENTRY ON THE RIGHT SIGNAL CONNECTION D-END | - | 0 | 0
1PH8135-1JF20-2CB1 |  | 1PH8135-1JF20-2CB1 | 1 | UN | 1 | 20 | D | D | N | N | 85015230 | 1 |  | 141 | KG | 4328.34 | 4328.34 | MC05 | MC05 | SIMOTICS M Compact induction motor 1500rpm, 22kW, 140 Nm, 51A, 342V 1750rpm, 25.5kW, 139Nm, 51A, 39 2000rpm, 29kW, 138Nm, 52A, 448V water cooling Degree of protection IP65 Incremental encoder HTL 2048 S/R (encoder HTL2048S/R) With temperature sensor KTY 84-130 DESIGN IM B3 (IM V5, IM V6) SHAFT WITH FITTED KEY HALF-KEY BALANCING BEARING: STANDARD WITH FIXED BEARING, VIBRATION SEVERITY GRADE: S/A, SHAFT AND FLANGE ACCURACY: R TERMINAL BOX (ABOVE) CABLE ENTRY ON THE LEFT SIGNAL CONNECTION D-END | - | 0 | 0
1PH8135-1JF20-2CC1 |  | 1PH8135-1JF20-2CC1 | 1 | UN | 1 | 20 | D | D | N | N | 85015230 | 1 |  | 141 | KG | 4328.34 | 4328.34 | MC05 | MC05 | SIMOTICS M Compact induction motor 1500rpm, 22kW, 140 Nm, 51A, 342V 1750rpm, 25.5kW, 139Nm, 51A, 39 2000rpm, 29kW, 138Nm, 52A, 448V water cooling Degree of protection IP65 Incremental encoder HTL 2048 S/R (encoder HTL2048S/R) With temperature sensor KTY 84-130 DESIGN IM B3 (IM V5, IM V6) SHAFT WITH FITTED KEY HALF-KEY BALANCING BEARING: STANDARD WITH FIXED BEARING, VIBRATION SEVERITY GRADE: S/A, SHAFT AND FLANGE ACCURACY: R TERMINAL BOX (ABOVE) CABLE ENTRY ON THE ND-END SIGNAL CONNECTION LEFT | - | 0 | 0
1PH8135-1JF22-0BA1 |  | 1PH8135-1JF22-0BA1 | 1 | UN | 1 | 20 | D | D | N | N | 85015230 | 1 |  | 141 | KG | 4357.27 | 4357.27 | MC05 | MC05 | SIMOTICS M Compact induction motor 1500rpm, 22kW, 140 Nm, 51A, 342V 1750rpm, 25.5kW, 139Nm, 51A, 39 2000rpm, 29kW, 138Nm, 52A, 448V water cooling Degree of protection IP65 Incremental encoder HTL 2048 S/R (encoder HTL2048S/R) With temperature sensor KTY 84-130 DESIGN IM B5 (IMV 1,IM V3) PLAIN SHAFT WITHOUT FITTED KEY; BEARING: STANDARD WITH FIXED BEARING, VIBRATION SEVERITY GRADE: R/A, FLANGE ACCURACY: R TERMINAL BOX (ABOVE) CABLE ENTRY ON THE RIGHT SIGNAL CONNECTION D-END | - | 0 | 0
1PH8135-1JF22-0BB1 |  | 1PH8135-1JF22-0BB1 | 1 | UN | 1 | 20 | D | D | N | N | 85015230 | 1 |  | 141 | KG | 4357.27 | 4357.27 | MC05 | MC05 | SIMOTICS M Compact induction motor 1500rpm, 22kW, 140 Nm, 51A, 342V 1750rpm, 25.5kW, 139Nm, 51A, 39 2000rpm, 29kW, 138Nm, 52A, 448V water cooling Degree of protection IP65 Incremental encoder HTL 2048 S/R (encoder HTL2048S/R) With temperature sensor KTY 84-130 DESIGN IM B5 (IMV 1,IM V3) PLAIN SHAFT WITHOUT FITTED KEY; BEARING: STANDARD WITH FIXED BEARING, VIBRATION SEVERITY GRADE: R/A, FLANGE ACCURACY: R TERMINAL BOX (ABOVE) CABLE ENTRY ON THE LEFT SIGNAL CONNECTION D-END | - | 0 | 0
1PH8135-1JF22-0BC1 |  | 1PH8135-1JF22-0BC1 | 1 | UN | 1 | 20 | D | D | N | N | 85015230 | 1 |  | 141 | KG | 4357.27 | 4357.27 | MC05 | MC05 | SIMOTICS M Compact induction motor 1500rpm, 22kW, 140 Nm, 51A, 342V 1750rpm, 25.5kW, 139Nm, 51A, 39 2000rpm, 29kW, 138Nm, 52A, 448V water cooling Degree of protection IP65 Incremental encoder HTL 2048 S/R (encoder HTL2048S/R) With temperature sensor KTY 84-130 DESIGN IM B5 (IMV 1,IM V3) PLAIN SHAFT WITHOUT FITTED KEY; BEARING: STANDARD WITH FIXED BEARING, VIBRATION SEVERITY GRADE: R/A, FLANGE ACCURACY: R TERMINAL BOX (ABOVE) CABLE ENTRY ON THE ND-END SIGNAL CONNECTION LEFT | - | 0 | 0
1PH8135-1JF22-0CA1 |  | 1PH8135-1JF22-0CA1 | 1 | UN | 1 | 20 | D | D | N | N | 85015230 | 1 |  | 141 | KG | 4487.29 | 4487.29 | MC05 | MC05 | SIMOTICS M Compact induction motor 1500rpm, 22kW, 140 Nm, 51A, 342V 1750rpm, 25.5kW, 139Nm, 51A, 39 2000rpm, 29kW, 138Nm, 52A, 448V water cooling Degree of protection IP65 Incremental encoder HTL 2048 S/R (encoder HTL2048S/R) With temperature sensor KTY 84-130 DESIGN IM B5 (IMV 1,IM V3) PLAIN SHAFT WITHOUT FITTED KEY; BEARING: STANDARD WITH FIXED BEARING, VIBRATION SEVERITY GRADE: S/A, SHAFT AND FLANGE ACCURACY: R TERMINAL BOX (ABOVE) CABLE ENTRY ON THE RIGHT SIGNAL CONNECTION D-END | - | 0 | 0
1PH8135-1JF22-0CB1 |  | 1PH8135-1JF22-0CB1 | 1 | UN | 1 | 20 | D | D | N | N | 85015230 | 1 |  | 141 | KG | 4487.29 | 4487.29 | MC05 | MC05 | SIMOTICS M Compact induction motor 1500rpm, 22kW, 140 Nm, 51A, 342V 1750rpm, 25.5kW, 139Nm, 51A, 39 2000rpm, 29kW, 138Nm, 52A, 448V water cooling Degree of protection IP65 Incremental encoder HTL 2048 S/R (encoder HTL2048S/R) With temperature sensor KTY 84-130 DESIGN IM B5 (IMV 1,IM V3) PLAIN SHAFT WITHOUT FITTED KEY; BEARING: STANDARD WITH FIXED BEARING, VIBRATION SEVERITY GRADE: S/A, SHAFT AND FLANGE ACCURACY: R TERMINAL BOX (ABOVE) CABLE ENTRY ON THE LEFT SIGNAL CONNECTION D-END | - | 0 | 0
1PH8135-1JF22-0CC1 |  | 1PH8135-1JF22-0CC1 | 1 | UN | 1 | 20 | D | D | N | N | 85015230 | 1 |  | 141 | KG | 4487.29 | 4487.29 | MC05 | MC05 | SIMOTICS M Compact induction motor 1500rpm, 22kW, 140 Nm, 51A, 342V 1750rpm, 25.5kW, 139Nm, 51A, 39 2000rpm, 29kW, 138Nm, 52A, 448V water cooling Degree of protection IP65 Incremental encoder HTL 2048 S/R (encoder HTL2048S/R) With temperature sensor KTY 84-130 DESIGN IM B5 (IMV 1,IM V3) PLAIN SHAFT WITHOUT FITTED KEY; BEARING: STANDARD WITH FIXED BEARING, VIBRATION SEVERITY GRADE: S/A, SHAFT AND FLANGE ACCURACY: R TERMINAL BOX (ABOVE) CABLE ENTRY ON THE ND-END SIGNAL CONNECTION LEFT | - | 0 | 0
1PH8135-1JF22-2BA1 |  | 1PH8135-1JF22-2BA1 | 1 | UN | 1 | 20 | D | D | N | N | 85015230 | 1 |  | 141 | KG | 4357.27 | 4357.27 | MC05 | MC05 | SIMOTICS M Compact induction motor 1500rpm, 22kW, 140 Nm, 51A, 342V 1750rpm, 25.5kW, 139Nm, 51A, 39 2000rpm, 29kW, 138Nm, 52A, 448V water cooling Degree of protection IP65 Incremental encoder HTL 2048 S/R (encoder HTL2048S/R) With temperature sensor KTY 84-130 DESIGN IM B5 (IMV 1,IM V3) SHAFT WITH FITTED KEY HALF-KEY BALANCING BEARING: STANDARD WITH FIXED BEARING, VIBRATION SEVERITY GRADE: R/A, FLANGE ACCURACY: R TERMINAL BOX (ABOVE) CABLE ENTRY ON THE RIGHT SIGNAL CONNECTION D-END | - | 0 | 0
1PH8135-1JF22-2BB1 |  | 1PH8135-1JF22-2BB1 | 1 | UN | 1 | 20 | D | D | N | N | 85015230 | 1 |  | 141 | KG | 4357.27 | 4357.27 | MC05 | MC05 | SIMOTICS M Compact induction motor 1500rpm, 22kW, 140 Nm, 51A, 342V 1750rpm, 25.5kW, 139Nm, 51A, 39 2000rpm, 29kW, 138Nm, 52A, 448V water cooling Degree of protection IP65 Incremental encoder HTL 2048 S/R (encoder HTL2048S/R) With temperature sensor KTY 84-130 DESIGN IM B5 (IMV 1,IM V3) SHAFT WITH FITTED KEY HALF-KEY BALANCING BEARING: STANDARD WITH FIXED BEARING, VIBRATION SEVERITY GRADE: R/A, FLANGE ACCURACY: R TERMINAL BOX (ABOVE) CABLE ENTRY ON THE LEFT SIGNAL CONNECTION D-END | - | 0 | 0
1PH8135-1JF22-2BC1 |  | 1PH8135-1JF22-2BC1 | 1 | UN | 1 | 20 | D | D | N | N | 85015230 | 1 |  | 141 | KG | 4357.27 | 4357.27 | MC05 | MC05 | SIMOTICS M Compact induction motor 1500rpm, 22kW, 140 Nm, 51A, 342V 1750rpm, 25.5kW, 139Nm, 51A, 39 2000rpm, 29kW, 138Nm, 52A, 448V water cooling Degree of protection IP65 Incremental encoder HTL 2048 S/R (encoder HTL2048S/R) With temperature sensor KTY 84-130 DESIGN IM B5 (IMV 1,IM V3) SHAFT WITH FITTED KEY HALF-KEY BALANCING BEARING: STANDARD WITH FIXED BEARING, VIBRATION SEVERITY GRADE: R/A, FLANGE ACCURACY: R TERMINAL BOX (ABOVE) CABLE ENTRY ON THE ND-END SIGNAL CONNECTION LEFT | - | 0 | 0
1PH8135-1JF22-2CA1 |  | 1PH8135-1JF22-2CA1 | 1 | UN | 1 | 20 | D | D | N | N | 85015230 | 1 |  | 141 | KG | 4487.29 | 4487.29 | MC05 | MC05 | SIMOTICS M Compact induction motor 1500rpm, 22kW, 140 Nm, 51A, 342V 1750rpm, 25.5kW, 139Nm, 51A, 39 2000rpm, 29kW, 138Nm, 52A, 448V water cooling Degree of protection IP65 Incremental encoder HTL 2048 S/R (encoder HTL2048S/R) With temperature sensor KTY 84-130 DESIGN IM B5 (IMV 1,IM V3) SHAFT WITH FITTED KEY HALF-KEY BALANCING BEARING: STANDARD WITH FIXED BEARING, VIBRATION SEVERITY GRADE: S/A, SHAFT AND FLANGE ACCURACY: R TERMINAL BOX (ABOVE) CABLE ENTRY ON THE RIGHT SIGNAL CONNECTION D-END | - | 0 | 0
1PH8135-1JF22-2CB1 |  | 1PH8135-1JF22-2CB1 | 1 | UN | 1 | 20 | D | D | N | N | 85015230 | 1 |  | 141 | KG | 4487.29 | 4487.29 | MC05 | MC05 | SIMOTICS M Compact induction motor 1500rpm, 22kW, 140 Nm, 51A, 342V 1750rpm, 25.5kW, 139Nm, 51A, 39 2000rpm, 29kW, 138Nm, 52A, 448V water cooling Degree of protection IP65 Incremental encoder HTL 2048 S/R (encoder HTL2048S/R) With temperature sensor KTY 84-130 DESIGN IM B5 (IMV 1,IM V3) SHAFT WITH FITTED KEY HALF-KEY BALANCING BEARING: STANDARD WITH FIXED BEARING, VIBRATION SEVERITY GRADE: S/A, SHAFT AND FLANGE ACCURACY: R TERMINAL BOX (ABOVE) CABLE ENTRY ON THE LEFT SIGNAL CONNECTION D-END | - | 0 | 0
1PH8135-1JF22-2CC1 |  | 1PH8135-1JF22-2CC1 | 1 | UN | 1 | 20 | D | D | N | N | 85015230 | 1 |  | 141 | KG | 4487.29 | 4487.29 | MC05 | MC05 | SIMOTICS M Compact induction motor 1500rpm, 22kW, 140 Nm, 51A, 342V 1750rpm, 25.5kW, 139Nm, 51A, 39 2000rpm, 29kW, 138Nm, 52A, 448V water cooling Degree of protection IP65 Incremental encoder HTL 2048 S/R (encoder HTL2048S/R) With temperature sensor KTY 84-130 DESIGN IM B5 (IMV 1,IM V3) SHAFT WITH FITTED KEY HALF-KEY BALANCING BEARING: STANDARD WITH FIXED BEARING, VIBRATION SEVERITY GRADE: S/A, SHAFT AND FLANGE ACCURACY: R TERMINAL BOX (ABOVE) CABLE ENTRY ON THE ND-END SIGNAL CONNECTION LEFT | - | 0 | 0
1PH8135-1JF23-0BA1 |  | 1PH8135-1JF23-0BA1 | 1 | UN | 1 | 20 | D | D | N | N | 85015230 | 1 |  | 141 | KG | 4559.57 | 4559.57 | MC05 | MC05 | SIMOTICS M Compact induction motor 1500rpm, 22kW, 140 Nm, 51A, 342V 1750rpm, 25.5kW, 139Nm, 51A, 39 2000rpm, 29kW, 138Nm, 52A, 448V water cooling Degree of protection IP65 Incremental encoder HTL 2048 S/R (encoder HTL2048S/R) With temperature sensor KTY 84-130 Design IM B35 (IM V15, (IM V35) PLAIN SHAFT WITHOUT FITTED KEY; BEARING: STANDARD WITH FIXED BEARING, VIBRATION SEVERITY GRADE: R/A, FLANGE ACCURACY: R TERMINAL BOX (ABOVE) CABLE ENTRY ON THE RIGHT SIGNAL CONNECTION D-END | - | 0 | 0
1PH8135-1JF23-0BB1 |  | 1PH8135-1JF23-0BB1 | 1 | UN | 1 | 20 | D | D | N | N | 85015230 | 1 |  | 141 | KG | 4559.57 | 4559.57 | MC05 | MC05 | SIMOTICS M Compact induction motor 1500rpm, 22kW, 140 Nm, 51A, 342V 1750rpm, 25.5kW, 139Nm, 51A, 39 2000rpm, 29kW, 138Nm, 52A, 448V water cooling Degree of protection IP65 Incremental encoder HTL 2048 S/R (encoder HTL2048S/R) With temperature sensor KTY 84-130 Design IM B35 (IM V15, (IM V35) PLAIN SHAFT WITHOUT FITTED KEY; BEARING: STANDARD WITH FIXED BEARING, VIBRATION SEVERITY GRADE: R/A, FLANGE ACCURACY: R TERMINAL BOX (ABOVE) CABLE ENTRY ON THE LEFT SIGNAL CONNECTION D-END | - | 0 | 0
1PH8135-1JF23-0BC1 |  | 1PH8135-1JF23-0BC1 | 1 | UN | 1 | 20 | D | D | N | N | 85015230 | 1 |  | 141 | KG | 4559.57 | 4559.57 | MC05 | MC05 | SIMOTICS M Compact induction motor 1500rpm, 22kW, 140 Nm, 51A, 342V 1750rpm, 25.5kW, 139Nm, 51A, 39 2000rpm, 29kW, 138Nm, 52A, 448V water cooling Degree of protection IP65 Incremental encoder HTL 2048 S/R (encoder HTL2048S/R) With temperature sensor KTY 84-130 Design IM B35 (IM V15, (IM V35) PLAIN SHAFT WITHOUT FITTED KEY; BEARING: STANDARD WITH FIXED BEARING, VIBRATION SEVERITY GRADE: R/A, FLANGE ACCURACY: R TERMINAL BOX (ABOVE) CABLE ENTRY ON THE ND-END SIGNAL CONNECTION LEFT | - | 0 | 0
1PH8135-1JF23-0CA1 |  | 1PH8135-1JF23-0CA1 | 1 | UN | 1 | 20 | D | D | N | N | 85015230 | 1 |  | 141 | KG | 4689.59 | 4689.59 | MC05 | MC05 | SIMOTICS M Compact induction motor 1500rpm, 22kW, 140 Nm, 51A, 342V 1750rpm, 25.5kW, 139Nm, 51A, 39 2000rpm, 29kW, 138Nm, 52A, 448V water cooling Degree of protection IP65 Incremental encoder HTL 2048 S/R (encoder HTL2048S/R) With temperature sensor KTY 84-130 Design IM B35 (IM V15, (IM V35) PLAIN SHAFT WITHOUT FITTED KEY; BEARING: STANDARD WITH FIXED BEARING, VIBRATION SEVERITY GRADE: S/A, SHAFT AND FLANGE ACCURACY: R TERMINAL BOX (ABOVE) CABLE ENTRY ON THE RIGHT SIGNAL CONNECTION D-END | - | 0 | 0
1PH8135-1JF23-0CB1 |  | 1PH8135-1JF23-0CB1 | 1 | UN | 1 | 20 | D | D | N | N | 85015230 | 1 |  | 141 | KG | 4689.59 | 4689.59 | MC05 | MC05 | SIMOTICS M Compact induction motor 1500rpm, 22kW, 140 Nm, 51A, 342V 1750rpm, 25.5kW, 139Nm, 51A, 39 2000rpm, 29kW, 138Nm, 52A, 448V water cooling Degree of protection IP65 Incremental encoder HTL 2048 S/R (encoder HTL2048S/R) With temperature sensor KTY 84-130 Design IM B35 (IM V15, (IM V35) PLAIN SHAFT WITHOUT FITTED KEY; BEARING: STANDARD WITH FIXED BEARING, VIBRATION SEVERITY GRADE: S/A, SHAFT AND FLANGE ACCURACY: R TERMINAL BOX (ABOVE) CABLE ENTRY ON THE LEFT SIGNAL CONNECTION D-END | - | 0 | 0
1PH8135-1JF23-0CC1 |  | 1PH8135-1JF23-0CC1 | 1 | UN | 1 | 20 | D | D | N | N | 85015230 | 1 |  | 141 | KG | 4689.59 | 4689.59 | MC05 | MC05 | SIMOTICS M Compact induction motor 1500rpm, 22kW, 140 Nm, 51A, 342V 1750rpm, 25.5kW, 139Nm, 51A, 39 2000rpm, 29kW, 138Nm, 52A, 448V water cooling Degree of protection IP65 Incremental encoder HTL 2048 S/R (encoder HTL2048S/R) With temperature sensor KTY 84-130 Design IM B35 (IM V15, (IM V35) PLAIN SHAFT WITHOUT FITTED KEY; BEARING: STANDARD WITH FIXED BEARING, VIBRATION SEVERITY GRADE: S/A, SHAFT AND FLANGE ACCURACY: R TERMINAL BOX (ABOVE) CABLE ENTRY ON THE ND-END SIGNAL CONNECTION LEFT | - | 0 | 0
1PH8135-1JF23-2BA1 |  | 1PH8135-1JF23-2BA1 | 1 | UN | 1 | 20 | D | D | N | N | 85015230 | 1 |  | 141 | KG | 4559.57 | 4559.57 | MC05 | MC05 | SIMOTICS M Compact induction motor 1500rpm, 22kW, 140 Nm, 51A, 342V 1750rpm, 25.5kW, 139Nm, 51A, 39 2000rpm, 29kW, 138Nm, 52A, 448V water cooling Degree of protection IP65 Incremental encoder HTL 2048 S/R (encoder HTL2048S/R) With temperature sensor KTY 84-130 Design IM B35 (IM V15, (IM V35) SHAFT WITH FITTED KEY HALF-KEY BALANCING BEARING: STANDARD WITH FIXED BEARING, VIBRATION SEVERITY GRADE: R/A, FLANGE ACCURACY: R TERMINAL BOX (ABOVE) CABLE ENTRY ON THE RIGHT SIGNAL CONNECTION D-END | - | 0 | 0
1PH8135-1JF23-2BB1 |  | 1PH8135-1JF23-2BB1 | 1 | UN | 1 | 20 | D | D | N | N | 85015230 | 1 |  | 141 | KG | 4559.57 | 4559.57 | MC05 | MC05 | SIMOTICS M Compact induction motor 1500rpm, 22kW, 140 Nm, 51A, 342V 1750rpm, 25.5kW, 139Nm, 51A, 39 2000rpm, 29kW, 138Nm, 52A, 448V water cooling Degree of protection IP65 Incremental encoder HTL 2048 S/R (encoder HTL2048S/R) With temperature sensor KTY 84-130 Design IM B35 (IM V15, (IM V35) SHAFT WITH FITTED KEY HALF-KEY BALANCING BEARING: STANDARD WITH FIXED BEARING, VIBRATION SEVERITY GRADE: R/A, FLANGE ACCURACY: R TERMINAL BOX (ABOVE) CABLE ENTRY ON THE LEFT SIGNAL CONNECTION D-END | - | 0 | 0
1PH8135-1JF23-2BC1 |  | 1PH8135-1JF23-2BC1 | 1 | UN | 1 | 20 | D | D | N | N | 85015230 | 1 |  | 141 | KG | 4559.57 | 4559.57 | MC05 | MC05 | SIMOTICS M Compact induction motor 1500rpm, 22kW, 140 Nm, 51A, 342V 1750rpm, 25.5kW, 139Nm, 51A, 39 2000rpm, 29kW, 138Nm, 52A, 448V water cooling Degree of protection IP65 Incremental encoder HTL 2048 S/R (encoder HTL2048S/R) With temperature sensor KTY 84-130 Design IM B35 (IM V15, (IM V35) SHAFT WITH FITTED KEY HALF-KEY BALANCING BEARING: STANDARD WITH FIXED BEARING, VIBRATION SEVERITY GRADE: R/A, FLANGE ACCURACY: R TERMINAL BOX (ABOVE) CABLE ENTRY ON THE ND-END SIGNAL CONNECTION LEFT | - | 0 | 0
1PH8135-1JF23-2CA1 |  | 1PH8135-1JF23-2CA1 | 1 | UN | 1 | 20 | D | D | N | N | 85015230 | 1 |  | 141 | KG | 4689.59 | 4689.59 | MC05 | MC05 | SIMOTICS M Compact induction motor 1500rpm, 22kW, 140 Nm, 51A, 342V 1750rpm, 25.5kW, 139Nm, 51A, 39 2000rpm, 29kW, 138Nm, 52A, 448V water cooling Degree of protection IP65 Incremental encoder HTL 2048 S/R (encoder HTL2048S/R) With temperature sensor KTY 84-130 Design IM B35 (IM V15, (IM V35) SHAFT WITH FITTED KEY HALF-KEY BALANCING BEARING: STANDARD WITH FIXED BEARING, VIBRATION SEVERITY GRADE: S/A, SHAFT AND FLANGE ACCURACY: R TERMINAL BOX (ABOVE) CABLE ENTRY ON THE RIGHT SIGNAL CONNECTION D-END | - | 0 | 0
1PH8135-1JF23-2CB1 |  | 1PH8135-1JF23-2CB1 | 1 | UN | 1 | 20 | D | D | N | N | 85015230 | 1 |  | 141 | KG | 4689.59 | 4689.59 | MC05 | MC05 | SIMOTICS M Compact induction motor 1500rpm, 22kW, 140 Nm, 51A, 342V 1750rpm, 25.5kW, 139Nm, 51A, 39 2000rpm, 29kW, 138Nm, 52A, 448V water cooling Degree of protection IP65 Incremental encoder HTL 2048 S/R (encoder HTL2048S/R) With temperature sensor KTY 84-130 Design IM B35 (IM V15, (IM V35) SHAFT WITH FITTED KEY HALF-KEY BALANCING BEARING: STANDARD WITH FIXED BEARING, VIBRATION SEVERITY GRADE: S/A, SHAFT AND FLANGE ACCURACY: R TERMINAL BOX (ABOVE) CABLE ENTRY ON THE LEFT SIGNAL CONNECTION D-END | - | 0 | 0
1PH8135-1JF23-2CC1 |  | 1PH8135-1JF23-2CC1 | 1 | UN | 1 | 20 | D | D | N | N | 85015230 | 1 |  | 141 | KG | 4689.59 | 4689.59 | MC05 | MC05 | SIMOTICS M Compact induction motor 1500rpm, 22kW, 140 Nm, 51A, 342V 1750rpm, 25.5kW, 139Nm, 51A, 39 2000rpm, 29kW, 138Nm, 52A, 448V water cooling Degree of protection IP65 Incremental encoder HTL 2048 S/R (encoder HTL2048S/R) With temperature sensor KTY 84-130 Design IM B35 (IM V15, (IM V35) SHAFT WITH FITTED KEY HALF-KEY BALANCING BEARING: STANDARD WITH FIXED BEARING, VIBRATION SEVERITY GRADE: S/A, SHAFT AND FLANGE ACCURACY: R TERMINAL BOX (ABOVE) CABLE ENTRY ON THE ND-END SIGNAL CONNECTION LEFT | - | 0 | 0
1PH8135-1MF03-2BC1 |  | 1PH8135-1MF03-2BC1 | 1 | UN | 1 | 20 | D | D | N | N | 85015230 | 1 |  | 125 | KG | 3866.12 | 3866.12 | MC05 | MC05 | SIMOTICS M Compact induction motor 1500rpm, 18.5 kW 118Nm, 43A, 330V 1750rpm, 21.5kW 117Nm, 43A, 383V 2000rpm, 24 kW 115Nm, 43A, 434V forced ventilation; direction of air flow DE--> NDE; Degree of protection IP55 Incremental encoder SIN/COS 1 VPP 2048 S/R with C and D track (encoder IC2048S/R) with temperature sensor KTY 84-130 Design IM B35 (IM V15, (IM V35) SHAFT WITH FITTED KEY HALF-KEY BALANCING BEARING: STANDARD WITH FIXED BEARING, VIBRATION SEVERITY GRADE: R/A, FLANGE ACCURACY: R TERMINAL BOX (ABOVE) CABLE ENTRY ON THE ND-END SIGNAL CONNECTION LEFT | - | 0 | 0
1PH8135-1MF13-1LA1 |  | 1PH8135-1MF13-1LA1 | 1 | UN | 1 | 20 | D | D | N | N | 85015230 | 1 |  | 125 | KG | 4230.59 | 4230.59 | MC05 | MC05 | SIMOTICS M Compact induction motor 1500rpm, 18.5 kW 118Nm, 43A, 330V 1750rpm, 21.5kW 117Nm, 43A, 383V 2000rpm, 24 kW 115Nm, 43A, 434V forced ventilation; direction of air flow NDE--> DE; Degree of protection IP55 Incremental encoder SIN/COS 1 VPP 2048 S/R with C and D track (encoder IC2048S/R) with temperature sensor KTY 84-130 Design IM B35 (IM V15, (IM V35) SHAFT WITH FITTED KEY FULL-KEY BALANCING BEARING: PERFORMANCE, VIBRATION SEVERITY GRADE: SPECIAL/B, SHAFT AND FLANGE ACCURACY: SPECIAL TERMINAL BOX (ABOVE) CABLE ENTRY ON THE RIGHT SIGNAL CONNECTION D-END | - | 0 | 0
1PH8135-1MG23-1LZ1-Z | Q1CV90X04 | 1PH8135-1MG23-1LZ1-ZQ1CV90X04 | 1 | UN | 1 | 20 | D | D | N | N | 85015230 | 1 |  | 141 | KG | 5114.65 | 5114.65 | MC05 | MC05 | SIMOTICS M Compact induction motor 2650rpm, 32 kW, 115 Nm, 58 A, 448 V water cooling Degree of protection IP65 Incremental encoder sin/cos 1 Vpp 2048 S/R with C and D track (encoder IC2048S/R) Design IM B35 (IM V15, IM V35) Shaft with feather key Full-key balancing Bearing version: Performance Vibration severity: Special/B; Shafts and flange accuracy: Special Cable entry on the right Signal connection DE V90: Shaft extension 42x 110 mm 1PH7-compatible X04: RAL7032 (pebble gray) Q1C: Customer-specific terminal box | - | 0 | 7
1PH8135-1MS02-1LE1 |  | 1PH8135-1MS02-1LE1 | 1 | UN | 1 | 20 | D | D | N | N | 85015230 | 1 |  | 125 | KG | 4028.29 | 4028.29 | MC05 | MC05 | SIMOTICS M Compact induction motor 2000rpm, 24.5kW, 117Nm, 51A, 372V; 5000rpm, 18.5kW, 47Nm, 52A, 425V; 1500rpm, 18.5kW, 118Nm, 51A, 283V forced ventilation; direction of air flow DE--> NDE; Degree of protection IP55 Incremental encoder SIN/COS 1 VPP 2048 S/R with C and D track (encoder IC2048S/R) with temperature sensor KTY 84-130 DESIGN IM B5 (IMV 1,IM V3) SHAFT WITH FITTED KEY FULL-KEY BALANCING BEARING: PERFORMANCE, VIBRATION SEVERITY GRADE: SPECIAL/B, SHAFT AND FLANGE ACCURACY: SPECIAL POWER CONNECTOR (ABOVE) CABLE ENTRY ON THE RIGHT SIGNAL CONNECTION D-END | - | 0 | 0
1PH8135-1SS00-0LA1 |  | 1PH8135-1SS00-0LA1 | 1 | UN | 1 | 20 | D | D | N | N | 85015230 | 1 |  | 125 | KG | 5215.72 | 5215.72 | MC05 | MC05 | SIMOTICS M Compact induction motor 2000rpm, 24.5kW, 117Nm, 51A, 372V; 5000rpm, 18.5kW, 47Nm, 52A, 425V; 1500rpm, 18.5kW, 118Nm, 51A, 283V forced ventilation; direction of air flow DE--> NDE; Degree of protection IP55 Incremental encoder 19-bit Without commutation position (encoder IN19DQ) with DRIVE-CLiQ interface DESIGN IM B3 (IM V5, IM V6) PLAIN SHAFT WITHOUT FITTED KEY; BEARING: PERFORMANCE, VIBRATION SEVERITY GRADE: SPECIAL/B, SHAFT AND FLANGE ACCURACY: SPECIAL TERMINAL BOX (ABOVE) CABLE ENTRY ON THE RIGHT SIGNAL CONNECTION D-END | - | 0 | 0
1PH8135-1US00-1LA1 |  | 1PH8135-1US00-1LA1 | 1 | UN | 1 | 20 | D | D | N | N | 85015230 | 1 |  | 125 | KG | 4457.45 | 4457.45 | MC05 | MC05 | SIMOTICS M Compact induction motor 2000rpm, 24.5kW, 117Nm, 51A, 372V; 5000rpm, 18.5kW, 47Nm, 52A, 425V; 1500rpm, 18.5kW, 118Nm, 51A, 283V forced ventilation; direction of air flow DE--> NDE; Degree of protection IP55 Incremental encoder 20-bit Without commutation position (encoder IN20DQ) with DRIVE-CLiQ interface DESIGN IM B3 (IM V5, IM V6) SHAFT WITH FITTED KEY FULL-KEY BALANCING BEARING: PERFORMANCE, VIBRATION SEVERITY GRADE: SPECIAL/B, SHAFT AND FLANGE ACCURACY: SPECIAL TERMINAL BOX (ABOVE) CABLE ENTRY ON THE RIGHT SIGNAL CONNECTION D-END | - | 0 | 0
1PH8135-2DF12-1BB1 |  | 1PH8135-2DF12-1BB1 | 1 | UN | 1 | 40 | X | D | N | N | 85015230 | 1 |  | 120 | KG | 7964.54 | 7964.54 | MC05 | MC05 | SIMOTICS M Compact synchronous motor 1500rpm, 23.7kW 151Nm, 43A, 383V 1750rpm, 27.2kW 149Nm, 42A, 415 V 2000rpm, 30.2kW 144Nm, 42A, 449V forced ventilation; direction of air flow NDE--> DE; Degree of protection IP55 Incremental encoder 22-bit with commutation position (encoder IC22DQ) with DRIVE-CLiQ interface DESIGN IM B5 (IMV 1,IM V3) SHAFT WITH FITTED KEY FULL-KEY BALANCING BEARING: STANDARD WITH FIXED BEARING, VIBRATION SEVERITY GRADE: R/A, FLANGE ACCURACY: R TERMINAL BOX (ABOVE) CABLE ENTRY ON THE LEFT SIGNAL CONNECTION D-END | - | 0 | 0
1PH8135-2DF13-0BC1 |  | 1PH8135-2DF13-0BC1 | 1 | UN | 1 | 40 | X | D | N | N | 85015230 | 1 |  | 120 | KG | 8166.84 | 8166.84 | MC05 | MC05 | SIMOTICS M Compact synchronous motor 1500rpm, 23.7kW 151Nm, 43A, 383V 1750rpm, 27.2kW 149Nm, 42A, 415 V 2000rpm, 30.2kW 144Nm, 42A, 449V forced ventilation; direction of air flow NDE--> DE; Degree of protection IP55 Incremental encoder 22-bit with commutation position (encoder IC22DQ) with DRIVE-CLiQ interface Design IM B35 (IM V15, (IM V35) PLAIN SHAFT WITHOUT FITTED KEY; BEARING: STANDARD WITH FIXED BEARING, VIBRATION SEVERITY GRADE: R/A, FLANGE ACCURACY: R TERMINAL BOX (ABOVE) CABLE ENTRY ON THE ND-END SIGNAL CONNECTION LEFT | - | 0 | 0
1PH8135-2DG00-2BE1 |  | 1PH8135-2DG00-2BE1 | 1 | UN | 1 | 40 | X | D | N | N | 85015290 | 1 |  | 120 | KG | 7805.59 | 7805.59 | MC05 | MC05 | SIMOTICS M Compact synchronous motor 2000rpm, 31.4kW 150Nm, 59A, 356V 2300rpm, 35.6kW 148Nm, 59A, 407V 2650rpm, 40.2kW 145Nm, 58A, 449V forced ventilation; direction of air flow DE--> NDE; Degree of protection IP55 Incremental encoder 22-bit with commutation position (encoder IC22DQ) with DRIVE-CLiQ interface DESIGN IM B3 (IM V5, IM V6) SHAFT WITH FITTED KEY HALF-KEY BALANCING BEARING: STANDARD WITH FIXED BEARING, VIBRATION SEVERITY GRADE: R/A, FLANGE ACCURACY: R POWER CONNECTOR (ABOVE) CABLE ENTRY ON THE RIGHT SIGNAL CONNECTION D-END | - | 0 | 0
1PH8135-2DG00-2BG1 |  | 1PH8135-2DG00-2BG1 | 1 | UN | 1 | 40 | X | D | N | N | 85015290 | 1 |  | 120 | KG | 7805.59 | 7805.59 | MC05 | MC05 | SIMOTICS M Compact synchronous motor 2000rpm, 31.4kW 150Nm, 59A, 356V 2300rpm, 35.6kW 148Nm, 59A, 407V 2650rpm, 40.2kW 145Nm, 58A, 449V forced ventilation; direction of air flow DE--> NDE; Degree of protection IP55 Incremental encoder 22-bit with commutation position (encoder IC22DQ) with DRIVE-CLiQ interface DESIGN IM B3 (IM V5, IM V6) SHAFT WITH FITTED KEY HALF-KEY BALANCING BEARING: STANDARD WITH FIXED BEARING, VIBRATION SEVERITY GRADE: R/A, FLANGE ACCURACY: R POWER CONNECTOR (ABOVE) CABLE ENTRY ON THE ND-END SIGNAL CONNECTION LEFT | - | 0 | 0
1PH8135-2DG20-1ZA1 | P1C | 1PH8135-2DG20-1ZA1P1C | 1 | UN | 1 | 40 | X | D | N | N | 85015290 | 1 |  | 138 | KG | 9127.92 | 9127.92 | MC05 | MC05 | SIMOTICS M Compact synchronous motor 2000rpm, 39kW 186Nm, 81A, 346V 2300rpm, 44.3kW 184Nm, 80 A, 395V 2300rpm, 44.3kW 184Nm, 80 A, 395V Water cooling; Degree of protection IP65 Incremental encoder 22-bit with commutation position Type of construction IM B3 Shaft with feather key Full-key balancing Bearing version: standard P1C: Customer-specific bearings | - | 0 | 7
1PH8135-2EG00-0BA1 |  | 1PH8135-2EG00-0BA1 | 1 | UN | 1 | 40 | X | D | N | N | 85015290 | 1 |  | 120 | KG | 7973.89 | 7973.89 | MC05 | MC05 | SIMOTICS M Compact synchronous motor 2000rpm, 31.4kW 150Nm, 59A, 356V 2300rpm, 35.6kW 148Nm, 59A, 407V 2650rpm, 40.2kW 145Nm, 58A, 449V forced ventilation; direction of air flow DE--> NDE; Degree of protection IP55 ABSOLUTE ENCODER ENDAT 2048 S/R (ENCODER AM2048S/R) with TEMPERAT. SENSOR KTY84-130 DESIGN IM B3 (IM V5, IM V6) PLAIN SHAFT WITHOUT FITTED KEY; BEARING: STANDARD WITH FIXED BEARING, VIBRATION SEVERITY GRADE: R/A, FLANGE ACCURACY: R TERMINAL BOX (ABOVE) CABLE ENTRY ON THE RIGHT SIGNAL CONNECTION D-END | - | 0 | 0
1PH8135-2FF02-0BH1-Z | L74V91 | 1PH8135-2FF02-0BH1-ZL74V91 | 1 | UN | 1 | 40 | X | D | N | N | 85015230 | 1 |  | 120 | KG | 9099.64 | 9099.64 | MC05 | MC05 | SIMOTICS M Compact synchronous motor 1500rpm, 23.7kW 151Nm, 43A, 383V 1750rpm, 27.2kW 149Nm, 42A, 415 V 2000rpm, 30.2kW 144Nm, 42A, 449V forced ventilation; direction of air flow DE--> NDE; Degree of protection IP55 Absolute encoder 22-bit Single-turn and 12-bit multi-turn (encoder AM22DQ) with DRIVE-CLiQ interface DESIGN IM B5 (IMV 1,IM V3) PLAIN SHAFT WITHOUT FITTED KEY; BEARING: STANDARD WITH FIXED BEARING, VIBRATION SEVERITY GRADE: R/A, FLANGE ACCURACY: R POWER CONNECTOR (ABOVE) CABLE ENTRY ON THE D-END SIGNAL CONNECTION LEFT L74: FAN DEGREE OF PROTECTION IP 65 V91: 1FT6-compatible shaft extension 48 x 82 mm | - | 0 | 0
1PH8135-2FG02-2BE1 |  | 1PH8135-2FG02-2BE1 | 1 | UN | 1 | 40 | X | D | N | N | 85015290 | 1 |  | 120 | KG | 8571.44 | 8571.44 | MC05 | MC05 | SIMOTICS M Compact synchronous motor 2000rpm, 31.4kW 150Nm, 59A, 356V 2300rpm, 35.6kW 148Nm, 59A, 407V 2650rpm, 40.2kW 145Nm, 58A, 449V forced ventilation; direction of air flow DE--> NDE; Degree of protection IP55 Absolute encoder 22-bit Single-turn and 12-bit multi-turn (encoder AM22DQ) with DRIVE-CLiQ interface DESIGN IM B5 (IMV 1,IM V3) SHAFT WITH FITTED KEY HALF-KEY BALANCING BEARING: STANDARD WITH FIXED BEARING, VIBRATION SEVERITY GRADE: R/A, FLANGE ACCURACY: R POWER CONNECTOR (ABOVE) CABLE ENTRY ON THE RIGHT SIGNAL CONNECTION D-END | - | 0 | 0
1PH8135-3EF12-2AC1-Z | G14U60V90X02 | 1PH8135-3EF12-2AC1-ZG14U60V90X02 | 1 | UN | 1 | 20 | D | D | N | N | 85015230 | 1 |  | 171 | KG | 6980.39 | 6980.39 | MC05 | MC05 | SIMOTICS M Compact induction motor 1500rpm, 18.5 kW 118Nm, 43A, 330V 1750rpm, 21.5kW 117Nm, 43A, 383V 2000rpm, 24 kW 115Nm, 43A, 434V forced ventilation; direction of air flow NDE--> DE; Degree of protection IP55 ABSOLUTE ENCODER ENDAT 2048 S/R (ENCODER AM2048S/R) with TEMPERAT. SENSOR KTY84-130 DESIGN IM B5 (IMV 1,IM V3) SHAFT WITH FITTED KEY HALF-KEY BALANCING BEARING: STANDARD VIBRATION SEVERITY GRADE A; SHAFT A.FLANGE ACCURACY GR.N TERMINAL BOX (ABOVE) CABLE ENTRY ON THE ND-END SIGNAL CONNECTION LEFT G14: FAN ASSEMBLY WITH AIR FILTER U60: HOLDING BRAKE 230 V V90: SHAFT END 42 X 110 MM COMPATIBLE FOR 1PH7 X02: PAINT FINISH RAL 9001 (CREAM WHITE) | - | 0 | 0
1PH8135-3FF12-0AE1-Z | U65 | 1PH8135-3FF12-0AE1-ZU65 | 1 | UN | 1 | 20 | D | D | N | N | 85015230 | 1 |  | 171 | KG | 7230.3 | 7230.3 | MC05 | MC05 | SIMOTICS M Compact induction motor 1500rpm, 18.5 kW 118Nm, 43A, 330V 1750rpm, 21.5kW 117Nm, 43A, 383V 2000rpm, 24 kW 115Nm, 43A, 434V forced ventilation; direction of air flow NDE--> DE; Degree of protection IP55 Absolute encoder 22-bit Single-turn and 12-bit multi-turn (encoder AM22DQ) with DRIVE-CLiQ interface DESIGN IM B5 (IMV 1,IM V3) PLAIN SHAFT WITHOUT FITTED KEY; BEARING: STANDARD VIBRATION SEVERITY GRADE A; SHAFT A.FLANGE ACCURACY GR.N POWER CONNECTOR (ABOVE) CABLE ENTRY ON THE RIGHT SIGNAL CONNECTION D-END U65: HOLDING BRAKE DC 24 V | - | 0 | 0
1PH8135-3FF13-2AE1-Z | U65 | 1PH8135-3FF13-2AE1-ZU65 | 1 | UN | 1 | 20 | D | D | N | N | 85015230 | 1 |  | 171 | KG | 7432.6 | 7432.6 | MC05 | MC05 | SIMOTICS M Compact induction motor 1500rpm, 18.5 kW 118Nm, 43A, 330V 1750rpm, 21.5kW 117Nm, 43A, 383V 2000rpm, 24 kW 115Nm, 43A, 434V forced ventilation; direction of air flow NDE--> DE; Degree of protection IP55 Absolute encoder 22-bit Single-turn and 12-bit multi-turn (encoder AM22DQ) with DRIVE-CLiQ interface Design IM B35 (IM V15, (IM V35) SHAFT WITH FITTED KEY HALF-KEY BALANCING BEARING: STANDARD VIBRATION SEVERITY GRADE A; SHAFT A.FLANGE ACCURACY GR.N POWER CONNECTOR (ABOVE) CABLE ENTRY ON THE RIGHT SIGNAL CONNECTION D-END U65: HOLDING BRAKE DC 24 V | - | 0 | 0
1PH8135-4DG02-2AE1-Z | L74U63 | 1PH8135-4DG02-2AE1-ZL74U63 | 1 | UN | 1 | 40 | X | D | N | N | 85015290 | 1 |  | 166 | KG | 10155.49 | 10155.49 | MC05 | MC05 | SIMOTICS M Compact synchronous motor 2000rpm, 31.4kW 150Nm, 59A, 356V 2300rpm, 35.6kW 148Nm, 59A, 407V 2650rpm, 40.2kW 145Nm, 58A, 449V forced ventilation; direction of air flow DE--> NDE; Degree of protection IP55 Incremental encoder 22-bit with commutation position (encoder IC22DQ) with DRIVE-CLiQ interface DESIGN IM B5 (IMV 1,IM V3) SHAFT WITH FITTED KEY HALF-KEY BALANCING BEARING: STANDARD VIBRATION SEVERITY GRADE A; SHAFT A.FLANGE ACCURACY GR.N POWER CONNECTOR (ABOVE) CABLE ENTRY ON THE RIGHT SIGNAL CONNECTION D-END L74: FAN DEGREE OF PROTECTION IP 65 U63: HOLDING BRAKE 230 V WITH MICROSWITCH AND MANUAL AIR LEVER | - | 0 | 0
1PH8135-4DG03-2AA1-Z | U65 | 1PH8135-4DG03-2AA1-ZU65 | 1 | UN | 1 | 40 | X | D | N | N | 85015290 | 1 |  | 166 | KG | 10090.82 | 10090.82 | MC05 | MC05 | SIMOTICS M Compact synchronous motor 2000rpm, 31.4kW 150Nm, 59A, 356V 2300rpm, 35.6kW 148Nm, 59A, 407V 2650rpm, 40.2kW 145Nm, 58A, 449V forced ventilation; direction of air flow DE--> NDE; Degree of protection IP55 Incremental encoder 22-bit with commutation position (encoder IC22DQ) with DRIVE-CLiQ interface Design IM B35 (IM V15, (IM V35) SHAFT WITH FITTED KEY HALF-KEY BALANCING BEARING: STANDARD VIBRATION SEVERITY GRADE A; SHAFT A.FLANGE ACCURACY GR.N TERMINAL BOX (ABOVE) CABLE ENTRY ON THE RIGHT SIGNAL CONNECTION D-END U65: HOLDING BRAKE DC 24 V | - | 0 | 0
1PH8135-4EG02-0AA1-Z | U60 | 1PH8135-4EG02-0AA1-ZU60 | 1 | UN | 1 | 40 | X | D | N | N | 85015290 | 1 |  | 166 | KG | 9793.67 | 9793.67 | MC05 | MC05 | SIMOTICS M Compact synchronous motor 2000rpm, 31.4kW 150Nm, 59A, 356V 2300rpm, 35.6kW 148Nm, 59A, 407V 2650rpm, 40.2kW 145Nm, 58A, 449V forced ventilation; direction of air flow DE--> NDE; Degree of protection IP55 ABSOLUTE ENCODER ENDAT 2048 S/R (ENCODER AM2048S/R) with TEMPERAT. SENSOR KTY84-130 DESIGN IM B5 (IMV 1,IM V3) PLAIN SHAFT WITHOUT FITTED KEY; BEARING: STANDARD VIBRATION SEVERITY GRADE A; SHAFT A.FLANGE ACCURACY GR.N TERMINAL BOX (ABOVE) CABLE ENTRY ON THE RIGHT SIGNAL CONNECTION D-END U60: HOLDING BRAKE 230 V | - | 0 | 0
1PH8135-4FF02-0AA1-Z | U60 | 1PH8135-4FF02-0AA1-ZU60 | 1 | UN | 1 | 40 | X | D | N | N | 85015230 | 1 |  | 166 | KG | 10232.27 | 10232.27 | MC05 | MC05 | SIMOTICS M Compact synchronous motor 1500rpm, 23.7kW 151Nm, 43A, 383V 1750rpm, 27.2kW 149Nm, 42A, 415 V 2000rpm, 30.2kW 144Nm, 42A, 449V forced ventilation; direction of air flow DE--> NDE; Degree of protection IP55 Absolute encoder 22-bit Single-turn and 12-bit multi-turn (encoder AM22DQ) with DRIVE-CLiQ interface DESIGN IM B5 (IMV 1,IM V3) PLAIN SHAFT WITHOUT FITTED KEY; BEARING: STANDARD VIBRATION SEVERITY GRADE A; SHAFT A.FLANGE ACCURACY GR.N TERMINAL BOX (ABOVE) CABLE ENTRY ON THE RIGHT SIGNAL CONNECTION D-END U60: HOLDING BRAKE 230 V | - | 0 | 0
1PH8135-4FG02-2AE1-Z | L74U63 | 1PH8135-4FG02-2AE1-ZL74U63 | 1 | UN | 1 | 40 | X | D | N | N | 85015290 | 1 |  | 166 | KG | 10762.39 | 10762.39 | MC05 | MC05 | SIMOTICS M Compact synchronous motor 2000rpm, 31.4kW 150Nm, 59A, 356V 2300rpm, 35.6kW 148Nm, 59A, 407V 2650rpm, 40.2kW 145Nm, 58A, 449V forced ventilation; direction of air flow DE--> NDE; Degree of protection IP55 Absolute encoder 22-bit Single-turn and 12-bit multi-turn (encoder AM22DQ) with DRIVE-CLiQ interface DESIGN IM B5 (IMV 1,IM V3) SHAFT WITH FITTED KEY HALF-KEY BALANCING BEARING: STANDARD VIBRATION SEVERITY GRADE A; SHAFT A.FLANGE ACCURACY GR.N POWER CONNECTOR (ABOVE) CABLE ENTRY ON THE RIGHT SIGNAL CONNECTION D-END L74: FAN DEGREE OF PROTECTION IP 65 U63: HOLDING BRAKE 230 V WITH MICROSWITCH AND MANUAL AIR LEVER | - | 0 | 0
1PH8135-4FG02-2AE1-Z | U63 | 1PH8135-4FG02-2AE1-ZU63 | 1 | UN | 1 | 40 | X | D | N | N | 85015290 | 1 |  | 166 | KG | 10428.63 | 10428.63 | MC05 | MC05 | SIMOTICS M Compact synchronous motor 2000rpm, 31.4kW 150Nm, 59A, 356V 2300rpm, 35.6kW 148Nm, 59A, 407V 2650rpm, 40.2kW 145Nm, 58A, 449V forced ventilation; direction of air flow DE--> NDE; Degree of protection IP55 Absolute encoder 22-bit Single-turn and 12-bit multi-turn (encoder AM22DQ) with DRIVE-CLiQ interface DESIGN IM B5 (IMV 1,IM V3) SHAFT WITH FITTED KEY HALF-KEY BALANCING BEARING: STANDARD VIBRATION SEVERITY GRADE A; SHAFT A.FLANGE ACCURACY GR.N POWER CONNECTOR (ABOVE) CABLE ENTRY ON THE RIGHT SIGNAL CONNECTION D-END U63: HOLDING BRAKE 230 V WITH MICROSWITCH AND MANUAL AIR LEVER | - | 0 | 0
1PH8137-1AD00-0BA1 |  | 1PH8137-1AD00-0BA1 | 1 | UN | 1 | 20 | D | D | N | N | 85015230 | 1 |  | 141 | KG | 3203.47 | 3203.47 | MC05 | MC05 | SIMOTICS M Compact induction motor 1000rpm, 17kW 162Nm, 43A, 307V 1150rpm, 19.5kW 162Nm, 43A, 350 V 1350rpm, 22 kW 156Nm, 42A, 404V forced ventilation; direction of air flow DE--> NDE; Degree of protection IP55 Without encoder With temperature sensor KTY 84-130 DESIGN IM B3 (IM V5, IM V6) PLAIN SHAFT WITHOUT FITTED KEY; BEARING: STANDARD WITH FIXED BEARING, VIBRATION SEVERITY GRADE: R/A, FLANGE ACCURACY: R TERMINAL BOX (ABOVE) CABLE ENTRY ON THE RIGHT SIGNAL CONNECTION D-END | - | 0 | 0
1PH8137-1AD03-2BA2 |  | 1PH8137-1AD03-2BA2 | 1 | UN | 1 | 20 | D | D | N | N | 85015230 | 1 |  | 141 | KG | 3562.17 | 3562.17 | MC05 | MC05 | SIMOTICS M Compact asynchronous motor 1000 rpm, 17 kW, 162 Nm, 43 A, 307 V 1150 rpm, 19.5 kW, 162 Nm, 43 A, 350 V 1350 rpm, 22 kW, 156 Nm, 42 A, 404 V Forced ventilation; Direction of air flow DE --> NDE; Degree of protection IP55 Without encoder With temperature sensor Pt1000 Design IM B35 (IM V15, (IM V35) SHAFT WITH FITTED KEY HALF-KEY BALANCING BEARING: STANDARD WITH FIXED BEARING, VIBRATION SEVERITY GRADE: R/A, FLANGE ACCURACY: R TERMINAL BOX (ABOVE) CABLE ENTRY ON THE RIGHT SIGNAL CONNECTION D-END | - | 0 | 0
1PH8137-1AD10-0BA1 |  | 1PH8137-1AD10-0BA1 | 1 | UN | 1 | 20 | D | D | N | N | 85015230 | 1 |  | 141 | KG | 3203.47 | 3203.47 | MC05 | MC05 | SIMOTICS M Compact induction motor 1000rpm, 17kW 162Nm, 43A, 307V 1150rpm, 19.5kW 162Nm, 43A, 350 V 1350rpm, 22 kW 156Nm, 42A, 404V forced ventilation; direction of air flow NDE--> DE; Degree of protection IP55 Without encoder With temperature sensor KTY 84-130 DESIGN IM B3 (IM V5, IM V6) PLAIN SHAFT WITHOUT FITTED KEY; BEARING: STANDARD WITH FIXED BEARING, VIBRATION SEVERITY GRADE: R/A, FLANGE ACCURACY: R TERMINAL BOX (ABOVE) CABLE ENTRY ON THE RIGHT SIGNAL CONNECTION D-END | - | 0 | 0
1PH8137-1AD10-0BB1 |  | 1PH8137-1AD10-0BB1 | 1 | UN | 1 | 20 | D | D | N | N | 85015230 | 1 |  | 141 | KG | 3203.47 | 3203.47 | MC05 | MC05 | SIMOTICS M Compact induction motor 1000rpm, 17kW 162Nm, 43A, 307V 1150rpm, 19.5kW 162Nm, 43A, 350 V 1350rpm, 22 kW 156Nm, 42A, 404V forced ventilation; direction of air flow NDE--> DE; Degree of protection IP55 Without encoder With temperature sensor KTY 84-130 DESIGN IM B3 (IM V5, IM V6) PLAIN SHAFT WITHOUT FITTED KEY; BEARING: STANDARD WITH FIXED BEARING, VIBRATION SEVERITY GRADE: R/A, FLANGE ACCURACY: R TERMINAL BOX (ABOVE) CABLE ENTRY ON THE LEFT SIGNAL CONNECTION D-END | - | 0 | 0
1PH8137-1AD10-0BC1 |  | 1PH8137-1AD10-0BC1 | 1 | UN | 1 | 20 | D | D | N | N | 85015230 | 1 |  | 141 | KG | 3203.47 | 3203.47 | MC05 | MC05 | SIMOTICS M Compact induction motor 1000rpm, 17kW 162Nm, 43A, 307V 1150rpm, 19.5kW 162Nm, 43A, 350 V 1350rpm, 22 kW 156Nm, 42A, 404V forced ventilation; direction of air flow NDE--> DE; Degree of protection IP55 Without encoder With temperature sensor KTY 84-130 DESIGN IM B3 (IM V5, IM V6) PLAIN SHAFT WITHOUT FITTED KEY; BEARING: STANDARD WITH FIXED BEARING, VIBRATION SEVERITY GRADE: R/A, FLANGE ACCURACY: R TERMINAL BOX (ABOVE) CABLE ENTRY ON THE ND-END SIGNAL CONNECTION LEFT | - | 0 | 0
1PH8137-1AD10-0CA1 |  | 1PH8137-1AD10-0CA1 | 1 | UN | 1 | 20 | D | D | N | N | 85015230 | 1 |  | 141 | KG | 3333.49 | 3333.49 | MC05 | MC05 | SIMOTICS M Compact induction motor 1000rpm, 17kW 162Nm, 43A, 307V 1150rpm, 19.5kW 162Nm, 43A, 350 V 1350rpm, 22 kW 156Nm, 42A, 404V forced ventilation; direction of air flow NDE--> DE; Degree of protection IP55 Without encoder With temperature sensor KTY 84-130 DESIGN IM B3 (IM V5, IM V6) PLAIN SHAFT WITHOUT FITTED KEY; BEARING: STANDARD VIBRATION SEVERITY GRADE S/A; SHAFT A.FLANGE ACCURACY GR. R TERMINAL BOX (ABOVE) CABLE ENTRY ON THE RIGHT SIGNAL CONNECTION D-END | - | 0 | 0
1PH8137-1AD10-0CB1 |  | 1PH8137-1AD10-0CB1 | 1 | UN | 1 | 20 | D | D | N | N | 85015230 | 1 |  | 141 | KG | 3333.49 | 3333.49 | MC05 | MC05 | SIMOTICS M Compact induction motor 1000rpm, 17kW 162Nm, 43A, 307V 1150rpm, 19.5kW 162Nm, 43A, 350 V 1350rpm, 22 kW 156Nm, 42A, 404V forced ventilation; direction of air flow NDE--> DE; Degree of protection IP55 Without encoder With temperature sensor KTY 84-130 DESIGN IM B3 (IM V5, IM V6) PLAIN SHAFT WITHOUT FITTED KEY; BEARING: STANDARD VIBRATION SEVERITY GRADE S/A; SHAFT A.FLANGE ACCURACY GR. R TERMINAL BOX (ABOVE) CABLE ENTRY ON THE LEFT SIGNAL CONNECTION D-END | - | 0 | 0
1PH8137-1AD10-0CC1 |  | 1PH8137-1AD10-0CC1 | 1 | UN | 1 | 20 | D | D | N | N | 85015230 | 1 |  | 141 | KG | 3333.49 | 3333.49 | MC05 | MC05 | SIMOTICS M Compact induction motor 1000rpm, 17kW 162Nm, 43A, 307V 1150rpm, 19.5kW 162Nm, 43A, 350 V 1350rpm, 22 kW 156Nm, 42A, 404V forced ventilation; direction of air flow NDE--> DE; Degree of protection IP55 Without encoder With temperature sensor KTY 84-130 DESIGN IM B3 (IM V5, IM V6) PLAIN SHAFT WITHOUT FITTED KEY; BEARING: STANDARD VIBRATION SEVERITY GRADE S/A; SHAFT A.FLANGE ACCURACY GR. R TERMINAL BOX (ABOVE) CABLE ENTRY ON THE ND-END SIGNAL CONNECTION LEFT | - | 0 | 0
1PH8137-1AD10-2BA1 |  | 1PH8137-1AD10-2BA1 | 1 | UN | 1 | 20 | D | D | N | N | 85015230 | 1 |  | 141 | KG | 3203.47 | 3203.47 | MC05 | MC05 | SIMOTICS M Compact induction motor 1000rpm, 17kW 162Nm, 43A, 307V 1150rpm, 19.5kW 162Nm, 43A, 350 V 1350rpm, 22 kW 156Nm, 42A, 404V forced ventilation; direction of air flow NDE--> DE; Degree of protection IP55 Without encoder With temperature sensor KTY 84-130 DESIGN IM B3 (IM V5, IM V6) SHAFT WITH FITTED KEY HALF-KEY BALANCING BEARING: STANDARD WITH FIXED BEARING, VIBRATION SEVERITY GRADE: R/A, FLANGE ACCURACY: R TERMINAL BOX (ABOVE) CABLE ENTRY ON THE RIGHT SIGNAL CONNECTION D-END | - | 0 | 0
1PH8137-1AD10-2BB1 |  | 1PH8137-1AD10-2BB1 | 1 | UN | 1 | 20 | D | D | N | N | 85015230 | 1 |  | 141 | KG | 3203.47 | 3203.47 | MC05 | MC05 | SIMOTICS M Compact induction motor 1000rpm, 17kW 162Nm, 43A, 307V 1150rpm, 19.5kW 162Nm, 43A, 350 V 1350rpm, 22 kW 156Nm, 42A, 404V forced ventilation; direction of air flow NDE--> DE; Degree of protection IP55 Without encoder With temperature sensor KTY 84-130 DESIGN IM B3 (IM V5, IM V6) SHAFT WITH FITTED KEY HALF-KEY BALANCING BEARING: STANDARD WITH FIXED BEARING, VIBRATION SEVERITY GRADE: R/A, FLANGE ACCURACY: R TERMINAL BOX (ABOVE) CABLE ENTRY ON THE LEFT SIGNAL CONNECTION D-END | - | 0 | 0
1PH8137-1AD10-2BC1 |  | 1PH8137-1AD10-2BC1 | 1 | UN | 1 | 20 | D | D | N | N | 85015230 | 1 |  | 141 | KG | 3203.47 | 3203.47 | MC05 | MC05 | SIMOTICS M Compact induction motor 1000rpm, 17kW 162Nm, 43A, 307V 1150rpm, 19.5kW 162Nm, 43A, 350 V 1350rpm, 22 kW 156Nm, 42A, 404V forced ventilation; direction of air flow NDE--> DE; Degree of protection IP55 Without encoder With temperature sensor KTY 84-130 DESIGN IM B3 (IM V5, IM V6) SHAFT WITH FITTED KEY HALF-KEY BALANCING BEARING: STANDARD WITH FIXED BEARING, VIBRATION SEVERITY GRADE: R/A, FLANGE ACCURACY: R TERMINAL BOX (ABOVE) CABLE ENTRY ON THE ND-END SIGNAL CONNECTION LEFT | - | 0 | 0
1PH8137-1AD10-2CA1 |  | 1PH8137-1AD10-2CA1 | 1 | UN | 1 | 20 | D | D | N | N | 85015230 | 1 |  | 141 | KG | 3333.49 | 3333.49 | MC05 | MC05 | SIMOTICS M Compact induction motor 1000rpm, 17kW 162Nm, 43A, 307V 1150rpm, 19.5kW 162Nm, 43A, 350 V 1350rpm, 22 kW 156Nm, 42A, 404V forced ventilation; direction of air flow NDE--> DE; Degree of protection IP55 Without encoder With temperature sensor KTY 84-130 DESIGN IM B3 (IM V5, IM V6) SHAFT WITH FITTED KEY HALF-KEY BALANCING BEARING: STANDARD VIBRATION SEVERITY GRADE S/A; SHAFT A.FLANGE ACCURACY GR. R TERMINAL BOX (ABOVE) CABLE ENTRY ON THE RIGHT SIGNAL CONNECTION D-END | - | 0 | 0
1PH8137-1AD10-2CB1 |  | 1PH8137-1AD10-2CB1 | 1 | UN | 1 | 20 | D | D | N | N | 85015230 | 1 |  | 141 | KG | 3333.49 | 3333.49 | MC05 | MC05 | SIMOTICS M Compact induction motor 1000rpm, 17kW 162Nm, 43A, 307V 1150rpm, 19.5kW 162Nm, 43A, 350 V 1350rpm, 22 kW 156Nm, 42A, 404V forced ventilation; direction of air flow NDE--> DE; Degree of protection IP55 Without encoder With temperature sensor KTY 84-130 DESIGN IM B3 (IM V5, IM V6) SHAFT WITH FITTED KEY HALF-KEY BALANCING BEARING: STANDARD VIBRATION SEVERITY GRADE S/A; SHAFT A.FLANGE ACCURACY GR. R TERMINAL BOX (ABOVE) CABLE ENTRY ON THE LEFT SIGNAL CONNECTION D-END | - | 0 | 0
1PH8137-1AD10-2CC1 |  | 1PH8137-1AD10-2CC1 | 1 | UN | 1 | 20 | D | D | N | N | 85015230 | 1 |  | 141 | KG | 3333.49 | 3333.49 | MC05 | MC05 | SIMOTICS M Compact induction motor 1000rpm, 17kW 162Nm, 43A, 307V 1150rpm, 19.5kW 162Nm, 43A, 350 V 1350rpm, 22 kW 156Nm, 42A, 404V forced ventilation; direction of air flow NDE--> DE; Degree of protection IP55 Without encoder With temperature sensor KTY 84-130 DESIGN IM B3 (IM V5, IM V6) SHAFT WITH FITTED KEY HALF-KEY BALANCING BEARING: STANDARD VIBRATION SEVERITY GRADE S/A; SHAFT A.FLANGE ACCURACY GR. R TERMINAL BOX (ABOVE) CABLE ENTRY ON THE ND-END SIGNAL CONNECTION LEFT | - | 0 | 0
1PH8137-1AD12-0BA1 |  | 1PH8137-1AD12-0BA1 | 1 | UN | 1 | 20 | D | D | N | N | 85015230 | 1 |  | 141 | KG | 3362.42 | 3362.42 | MC05 | MC05 | SIMOTICS M Compact induction motor 1000rpm, 17kW 162Nm, 43A, 307V 1150rpm, 19.5kW 162Nm, 43A, 350 V 1350rpm, 22 kW 156Nm, 42A, 404V forced ventilation; direction of air flow NDE--> DE; Degree of protection IP55 Without encoder With temperature sensor KTY 84-130 DESIGN IM B5 (IMV 1,IM V3) PLAIN SHAFT WITHOUT FITTED KEY; BEARING: STANDARD WITH FIXED BEARING, VIBRATION SEVERITY GRADE: R/A, FLANGE ACCURACY: R TERMINAL BOX (ABOVE) CABLE ENTRY ON THE RIGHT SIGNAL CONNECTION D-END | - | 0 | 0
1PH8137-1AD12-0BB1 |  | 1PH8137-1AD12-0BB1 | 1 | UN | 1 | 20 | D | D | N | N | 85015230 | 1 |  | 141 | KG | 3362.42 | 3362.42 | MC05 | MC05 | SIMOTICS M Compact induction motor 1000rpm, 17kW 162Nm, 43A, 307V 1150rpm, 19.5kW 162Nm, 43A, 350 V 1350rpm, 22 kW 156Nm, 42A, 404V forced ventilation; direction of air flow NDE--> DE; Degree of protection IP55 Without encoder With temperature sensor KTY 84-130 DESIGN IM B5 (IMV 1,IM V3) PLAIN SHAFT WITHOUT FITTED KEY; BEARING: STANDARD WITH FIXED BEARING, VIBRATION SEVERITY GRADE: R/A, FLANGE ACCURACY: R TERMINAL BOX (ABOVE) CABLE ENTRY ON THE LEFT SIGNAL CONNECTION D-END | - | 0 | 0
1PH8137-1AD12-0BC1 |  | 1PH8137-1AD12-0BC1 | 1 | UN | 1 | 20 | D | D | N | N | 85015230 | 1 |  | 141 | KG | 3362.42 | 3362.42 | MC05 | MC05 | SIMOTICS M Compact induction motor 1000rpm, 17kW 162Nm, 43A, 307V 1150rpm, 19.5kW 162Nm, 43A, 350 V 1350rpm, 22 kW 156Nm, 42A, 404V forced ventilation; direction of air flow NDE--> DE; Degree of protection IP55 Without encoder With temperature sensor KTY 84-130 DESIGN IM B5 (IMV 1,IM V3) PLAIN SHAFT WITHOUT FITTED KEY; BEARING: STANDARD WITH FIXED BEARING, VIBRATION SEVERITY GRADE: R/A, FLANGE ACCURACY: R TERMINAL BOX (ABOVE) CABLE ENTRY ON THE ND-END SIGNAL CONNECTION LEFT | - | 0 | 0
1PH8137-1AD12-0CA1 |  | 1PH8137-1AD12-0CA1 | 1 | UN | 1 | 20 | D | D | N | N | 85015230 | 1 |  | 141 | KG | 3492.44 | 3492.44 | MC05 | MC05 | SIMOTICS M Compact induction motor 1000rpm, 17kW 162Nm, 43A, 307V 1150rpm, 19.5kW 162Nm, 43A, 350 V 1350rpm, 22 kW 156Nm, 42A, 404V forced ventilation; direction of air flow NDE--> DE; Degree of protection IP55 Without encoder With temperature sensor KTY 84-130 DESIGN IM B5 (IMV 1,IM V3) PLAIN SHAFT WITHOUT FITTED KEY; BEARING: STANDARD VIBRATION SEVERITY GRADE S/A; SHAFT A.FLANGE ACCURACY GR. R TERMINAL BOX (ABOVE) CABLE ENTRY ON THE RIGHT SIGNAL CONNECTION D-END | - | 0 | 0
1PH8137-1AD12-0CB1 |  | 1PH8137-1AD12-0CB1 | 1 | UN | 1 | 20 | D | D | N | N | 85015230 | 1 |  | 141 | KG | 3492.44 | 3492.44 | MC05 | MC05 | SIMOTICS M Compact induction motor 1000rpm, 17kW 162Nm, 43A, 307V 1150rpm, 19.5kW 162Nm, 43A, 350 V 1350rpm, 22 kW 156Nm, 42A, 404V forced ventilation; direction of air flow NDE--> DE; Degree of protection IP55 Without encoder With temperature sensor KTY 84-130 DESIGN IM B5 (IMV 1,IM V3) PLAIN SHAFT WITHOUT FITTED KEY; BEARING: STANDARD VIBRATION SEVERITY GRADE S/A; SHAFT A.FLANGE ACCURACY GR. R TERMINAL BOX (ABOVE) CABLE ENTRY ON THE LEFT SIGNAL CONNECTION D-END | - | 0 | 0
1PH8137-1AD12-0CC1 |  | 1PH8137-1AD12-0CC1 | 1 | UN | 1 | 20 | D | D | N | N | 85015230 | 1 |  | 141 | KG | 3492.44 | 3492.44 | MC05 | MC05 | SIMOTICS M Compact induction motor 1000rpm, 17kW 162Nm, 43A, 307V 1150rpm, 19.5kW 162Nm, 43A, 350 V 1350rpm, 22 kW 156Nm, 42A, 404V forced ventilation; direction of air flow NDE--> DE; Degree of protection IP55 Without encoder With temperature sensor KTY 84-130 DESIGN IM B5 (IMV 1,IM V3) PLAIN SHAFT WITHOUT FITTED KEY; BEARING: STANDARD VIBRATION SEVERITY GRADE S/A; SHAFT A.FLANGE ACCURACY GR. R TERMINAL BOX (ABOVE) CABLE ENTRY ON THE ND-END SIGNAL CONNECTION LEFT | - | 0 | 0
1PH8137-1AD12-2BA1 |  | 1PH8137-1AD12-2BA1 | 1 | UN | 1 | 20 | D | D | N | N | 85015230 | 1 |  | 141 | KG | 3362.42 | 3362.42 | MC05 | MC05 | SIMOTICS M Compact induction motor 1000rpm, 17kW 162Nm, 43A, 307V 1150rpm, 19.5kW 162Nm, 43A, 350 V 1350rpm, 22 kW 156Nm, 42A, 404V forced ventilation; direction of air flow NDE--> DE; Degree of protection IP55 Without encoder With temperature sensor KTY 84-130 DESIGN IM B5 (IMV 1,IM V3) SHAFT WITH FITTED KEY HALF-KEY BALANCING BEARING: STANDARD WITH FIXED BEARING, VIBRATION SEVERITY GRADE: R/A, FLANGE ACCURACY: R TERMINAL BOX (ABOVE) CABLE ENTRY ON THE RIGHT SIGNAL CONNECTION D-END | - | 0 | 0
1PH8137-1AD12-2BB1 |  | 1PH8137-1AD12-2BB1 | 1 | UN | 1 | 20 | D | D | N | N | 85015230 | 1 |  | 141 | KG | 3362.42 | 3362.42 | MC05 | MC05 | SIMOTICS M Compact induction motor 1000rpm, 17kW 162Nm, 43A, 307V 1150rpm, 19.5kW 162Nm, 43A, 350 V 1350rpm, 22 kW 156Nm, 42A, 404V forced ventilation; direction of air flow NDE--> DE; Degree of protection IP55 Without encoder With temperature sensor KTY 84-130 DESIGN IM B5 (IMV 1,IM V3) SHAFT WITH FITTED KEY HALF-KEY BALANCING BEARING: STANDARD WITH FIXED BEARING, VIBRATION SEVERITY GRADE: R/A, FLANGE ACCURACY: R TERMINAL BOX (ABOVE) CABLE ENTRY ON THE LEFT SIGNAL CONNECTION D-END | - | 0 | 0
1PH8137-1AD12-2BC1 |  | 1PH8137-1AD12-2BC1 | 1 | UN | 1 | 20 | D | D | N | N | 85015230 | 1 |  | 141 | KG | 3362.42 | 3362.42 | MC05 | MC05 | SIMOTICS M Compact induction motor 1000rpm, 17kW 162Nm, 43A, 307V 1150rpm, 19.5kW 162Nm, 43A, 350 V 1350rpm, 22 kW 156Nm, 42A, 404V forced ventilation; direction of air flow NDE--> DE; Degree of protection IP55 Without encoder With temperature sensor KTY 84-130 DESIGN IM B5 (IMV 1,IM V3) SHAFT WITH FITTED KEY HALF-KEY BALANCING BEARING: STANDARD WITH FIXED BEARING, VIBRATION SEVERITY GRADE: R/A, FLANGE ACCURACY: R TERMINAL BOX (ABOVE) CABLE ENTRY ON THE ND-END SIGNAL CONNECTION LEFT | - | 0 | 0
1PH8137-1AD12-2CA1 |  | 1PH8137-1AD12-2CA1 | 1 | UN | 1 | 20 | D | D | N | N | 85015230 | 1 |  | 141 | KG | 3492.44 | 3492.44 | MC05 | MC05 | SIMOTICS M Compact induction motor 1000rpm, 17kW 162Nm, 43A, 307V 1150rpm, 19.5kW 162Nm, 43A, 350 V 1350rpm, 22 kW 156Nm, 42A, 404V forced ventilation; direction of air flow NDE--> DE; Degree of protection IP55 Without encoder With temperature sensor KTY 84-130 DESIGN IM B5 (IMV 1,IM V3) SHAFT WITH FITTED KEY HALF-KEY BALANCING BEARING: STANDARD VIBRATION SEVERITY GRADE S/A; SHAFT A.FLANGE ACCURACY GR. R TERMINAL BOX (ABOVE) CABLE ENTRY ON THE RIGHT SIGNAL CONNECTION D-END | - | 0 | 0
1PH8137-1AD12-2CB1 |  | 1PH8137-1AD12-2CB1 | 1 | UN | 1 | 20 | D | D | N | N | 85015230 | 1 |  | 141 | KG | 3492.44 | 3492.44 | MC05 | MC05 | SIMOTICS M Compact induction motor 1000rpm, 17kW 162Nm, 43A, 307V 1150rpm, 19.5kW 162Nm, 43A, 350 V 1350rpm, 22 kW 156Nm, 42A, 404V forced ventilation; direction of air flow NDE--> DE; Degree of protection IP55 Without encoder With temperature sensor KTY 84-130 DESIGN IM B5 (IMV 1,IM V3) SHAFT WITH FITTED KEY HALF-KEY BALANCING BEARING: STANDARD VIBRATION SEVERITY GRADE S/A; SHAFT A.FLANGE ACCURACY GR. R TERMINAL BOX (ABOVE) CABLE ENTRY ON THE LEFT SIGNAL CONNECTION D-END | - | 0 | 0
1PH8137-1AD12-2CC1 |  | 1PH8137-1AD12-2CC1 | 1 | UN | 1 | 20 | D | D | N | N | 85015230 | 1 |  | 141 | KG | 3492.44 | 3492.44 | MC05 | MC05 | SIMOTICS M Compact induction motor 1000rpm, 17kW 162Nm, 43A, 307V 1150rpm, 19.5kW 162Nm, 43A, 350 V 1350rpm, 22 kW 156Nm, 42A, 404V forced ventilation; direction of air flow NDE--> DE; Degree of protection IP55 Without encoder With temperature sensor KTY 84-130 DESIGN IM B5 (IMV 1,IM V3) SHAFT WITH FITTED KEY HALF-KEY BALANCING BEARING: STANDARD VIBRATION SEVERITY GRADE S/A; SHAFT A.FLANGE ACCURACY GR. R TERMINAL BOX (ABOVE) CABLE ENTRY ON THE ND-END SIGNAL CONNECTION LEFT | - | 0 | 0
1PH8137-1AD13-0BA1 |  | 1PH8137-1AD13-0BA1 | 1 | UN | 1 | 20 | D | D | N | N | 85015230 | 1 |  | 141 | KG | 3564.72 | 3564.72 | MC05 | MC05 | SIMOTICS M Compact induction motor 1000rpm, 17kW 162Nm, 43A, 307V 1150rpm, 19.5kW 162Nm, 43A, 350 V 1350rpm, 22 kW 156Nm, 42A, 404V forced ventilation; direction of air flow NDE--> DE; Degree of protection IP55 Without encoder With temperature sensor KTY 84-130 Design IM B35 (IM V15, (IM V35) PLAIN SHAFT WITHOUT FITTED KEY; BEARING: STANDARD WITH FIXED BEARING, VIBRATION SEVERITY GRADE: R/A, FLANGE ACCURACY: R TERMINAL BOX (ABOVE) CABLE ENTRY ON THE RIGHT SIGNAL CONNECTION D-END | - | 0 | 0
1PH8137-1AD13-0BB1 |  | 1PH8137-1AD13-0BB1 | 1 | UN | 1 | 20 | D | D | N | N | 85015230 | 1 |  | 141 | KG | 3564.72 | 3564.72 | MC05 | MC05 | SIMOTICS M Compact induction motor 1000rpm, 17kW 162Nm, 43A, 307V 1150rpm, 19.5kW 162Nm, 43A, 350 V 1350rpm, 22 kW 156Nm, 42A, 404V forced ventilation; direction of air flow NDE--> DE; Degree of protection IP55 Without encoder With temperature sensor KTY 84-130 Design IM B35 (IM V15, (IM V35) PLAIN SHAFT WITHOUT FITTED KEY; BEARING: STANDARD WITH FIXED BEARING, VIBRATION SEVERITY GRADE: R/A, FLANGE ACCURACY: R TERMINAL BOX (ABOVE) CABLE ENTRY ON THE LEFT SIGNAL CONNECTION D-END | - | 0 | 0
1PH8137-1AD13-0BC1 |  | 1PH8137-1AD13-0BC1 | 1 | UN | 1 | 20 | D | D | N | N | 85015230 | 1 |  | 141 | KG | 3564.72 | 3564.72 | MC05 | MC05 | SIMOTICS M Compact induction motor 1000rpm, 17kW 162Nm, 43A, 307V 1150rpm, 19.5kW 162Nm, 43A, 350 V 1350rpm, 22 kW 156Nm, 42A, 404V forced ventilation; direction of air flow NDE--> DE; Degree of protection IP55 Without encoder With temperature sensor KTY 84-130 Design IM B35 (IM V15, (IM V35) PLAIN SHAFT WITHOUT FITTED KEY; BEARING: STANDARD WITH FIXED BEARING, VIBRATION SEVERITY GRADE: R/A, FLANGE ACCURACY: R TERMINAL BOX (ABOVE) CABLE ENTRY ON THE ND-END SIGNAL CONNECTION LEFT | - | 0 | 0
1PH8137-1AD13-0CA1 |  | 1PH8137-1AD13-0CA1 | 1 | UN | 1 | 20 | D | D | N | N | 85015230 | 1 |  | 141 | KG | 3694.74 | 3694.74 | MC05 | MC05 | SIMOTICS M Compact induction motor 1000rpm, 17kW 162Nm, 43A, 307V 1150rpm, 19.5kW 162Nm, 43A, 350 V 1350rpm, 22 kW 156Nm, 42A, 404V forced ventilation; direction of air flow NDE--> DE; Degree of protection IP55 Without encoder With temperature sensor KTY 84-130 Design IM B35 (IM V15, (IM V35) PLAIN SHAFT WITHOUT FITTED KEY; BEARING: STANDARD VIBRATION SEVERITY GRADE S/A; SHAFT A.FLANGE ACCURACY GR. R TERMINAL BOX (ABOVE) CABLE ENTRY ON THE RIGHT SIGNAL CONNECTION D-END | - | 0 | 0
1PH8137-1AD13-0CB1 |  | 1PH8137-1AD13-0CB1 | 1 | UN | 1 | 20 | D | D | N | N | 85015230 | 1 |  | 141 | KG | 3694.74 | 3694.74 | MC05 | MC05 | SIMOTICS M Compact induction motor 1000rpm, 17kW 162Nm, 43A, 307V 1150rpm, 19.5kW 162Nm, 43A, 350 V 1350rpm, 22 kW 156Nm, 42A, 404V forced ventilation; direction of air flow NDE--> DE; Degree of protection IP55 Without encoder With temperature sensor KTY 84-130 Design IM B35 (IM V15, (IM V35) PLAIN SHAFT WITHOUT FITTED KEY; BEARING: STANDARD VIBRATION SEVERITY GRADE S/A; SHAFT A.FLANGE ACCURACY GR. R TERMINAL BOX (ABOVE) CABLE ENTRY ON THE LEFT SIGNAL CONNECTION D-END | - | 0 | 0
1PH8137-1AD13-0CC1 |  | 1PH8137-1AD13-0CC1 | 1 | UN | 1 | 20 | D | D | N | N | 85015230 | 1 |  | 141 | KG | 3694.74 | 3694.74 | MC05 | MC05 | SIMOTICS M Compact induction motor 1000rpm, 17kW 162Nm, 43A, 307V 1150rpm, 19.5kW 162Nm, 43A, 350 V 1350rpm, 22 kW 156Nm, 42A, 404V forced ventilation; direction of air flow NDE--> DE; Degree of protection IP55 Without encoder With temperature sensor KTY 84-130 Design IM B35 (IM V15, (IM V35) PLAIN SHAFT WITHOUT FITTED KEY; BEARING: STANDARD VIBRATION SEVERITY GRADE S/A; SHAFT A.FLANGE ACCURACY GR. R TERMINAL BOX (ABOVE) CABLE ENTRY ON THE ND-END SIGNAL CONNECTION LEFT | - | 0 | 0
1PH8137-1AD13-2BA1 |  | 1PH8137-1AD13-2BA1 | 1 | UN | 1 | 20 | D | D | N | N | 85015230 | 1 |  | 141 | KG | 3564.72 | 3564.72 | MC05 | MC05 | SIMOTICS M Compact induction motor 1000rpm, 17kW 162Nm, 43A, 307V 1150rpm, 19.5kW 162Nm, 43A, 350 V 1350rpm, 22 kW 156Nm, 42A, 404V forced ventilation; direction of air flow NDE--> DE; Degree of protection IP55 Without encoder With temperature sensor KTY 84-130 Design IM B35 (IM V15, (IM V35) SHAFT WITH FITTED KEY HALF-KEY BALANCING BEARING: STANDARD WITH FIXED BEARING, VIBRATION SEVERITY GRADE: R/A, FLANGE ACCURACY: R TERMINAL BOX (ABOVE) CABLE ENTRY ON THE RIGHT SIGNAL CONNECTION D-END | - | 0 | 0
1PH8137-1AD13-2BB1 |  | 1PH8137-1AD13-2BB1 | 1 | UN | 1 | 20 | D | D | N | N | 85015230 | 1 |  | 141 | KG | 3564.72 | 3564.72 | MC05 | MC05 | SIMOTICS M Compact induction motor 1000rpm, 17kW 162Nm, 43A, 307V 1150rpm, 19.5kW 162Nm, 43A, 350 V 1350rpm, 22 kW 156Nm, 42A, 404V forced ventilation; direction of air flow NDE--> DE; Degree of protection IP55 Without encoder With temperature sensor KTY 84-130 Design IM B35 (IM V15, (IM V35) SHAFT WITH FITTED KEY HALF-KEY BALANCING BEARING: STANDARD WITH FIXED BEARING, VIBRATION SEVERITY GRADE: R/A, FLANGE ACCURACY: R TERMINAL BOX (ABOVE) CABLE ENTRY ON THE LEFT SIGNAL CONNECTION D-END | - | 0 | 0
1PH8137-1AD13-2BC1 |  | 1PH8137-1AD13-2BC1 | 1 | UN | 1 | 20 | D | D | N | N | 85015230 | 1 |  | 141 | KG | 3564.72 | 3564.72 | MC05 | MC05 | SIMOTICS M Compact induction motor 1000rpm, 17kW 162Nm, 43A, 307V 1150rpm, 19.5kW 162Nm, 43A, 350 V 1350rpm, 22 kW 156Nm, 42A, 404V forced ventilation; direction of air flow NDE--> DE; Degree of protection IP55 Without encoder With temperature sensor KTY 84-130 Design IM B35 (IM V15, (IM V35) SHAFT WITH FITTED KEY HALF-KEY BALANCING BEARING: STANDARD WITH FIXED BEARING, VIBRATION SEVERITY GRADE: R/A, FLANGE ACCURACY: R TERMINAL BOX (ABOVE) CABLE ENTRY ON THE ND-END SIGNAL CONNECTION LEFT | - | 0 | 0
1PH8137-1AD13-2CA1 |  | 1PH8137-1AD13-2CA1 | 1 | UN | 1 | 20 | D | D | N | N | 85015230 | 1 |  | 141 | KG | 3694.74 | 3694.74 | MC05 | MC05 | SIMOTICS M Compact induction motor 1000rpm, 17kW 162Nm, 43A, 307V 1150rpm, 19.5kW 162Nm, 43A, 350 V 1350rpm, 22 kW 156Nm, 42A, 404V forced ventilation; direction of air flow NDE--> DE; Degree of protection IP55 Without encoder With temperature sensor KTY 84-130 Design IM B35 (IM V15, (IM V35) SHAFT WITH FITTED KEY HALF-KEY BALANCING BEARING: STANDARD VIBRATION SEVERITY GRADE S/A; SHAFT A.FLANGE ACCURACY GR. R TERMINAL BOX (ABOVE) CABLE ENTRY ON THE RIGHT SIGNAL CONNECTION D-END | - | 0 | 0
1PH8137-1AD13-2CB1 |  | 1PH8137-1AD13-2CB1 | 1 | UN | 1 | 20 | D | D | N | N | 85015230 | 1 |  | 141 | KG | 3694.74 | 3694.74 | MC05 | MC05 | SIMOTICS M Compact induction motor 1000rpm, 17kW 162Nm, 43A, 307V 1150rpm, 19.5kW 162Nm, 43A, 350 V 1350rpm, 22 kW 156Nm, 42A, 404V forced ventilation; direction of air flow NDE--> DE; Degree of protection IP55 Without encoder With temperature sensor KTY 84-130 Design IM B35 (IM V15, (IM V35) SHAFT WITH FITTED KEY HALF-KEY BALANCING BEARING: STANDARD VIBRATION SEVERITY GRADE S/A; SHAFT A.FLANGE ACCURACY GR. R TERMINAL BOX (ABOVE) CABLE ENTRY ON THE LEFT SIGNAL CONNECTION D-END | - | 0 | 0
1PH8137-1AD13-2CC1 |  | 1PH8137-1AD13-2CC1 | 1 | UN | 1 | 20 | D | D | N | N | 85015230 | 1 |  | 141 | KG | 3694.74 | 3694.74 | MC05 | MC05 | SIMOTICS M Compact induction motor 1000rpm, 17kW 162Nm, 43A, 307V 1150rpm, 19.5kW 162Nm, 43A, 350 V 1350rpm, 22 kW 156Nm, 42A, 404V forced ventilation; direction of air flow NDE--> DE; Degree of protection IP55 Without encoder With temperature sensor KTY 84-130 Design IM B35 (IM V15, (IM V35) SHAFT WITH FITTED KEY HALF-KEY BALANCING BEARING: STANDARD VIBRATION SEVERITY GRADE S/A; SHAFT A.FLANGE ACCURACY GR. R TERMINAL BOX (ABOVE) CABLE ENTRY ON THE ND-END SIGNAL CONNECTION LEFT | - | 0 | 0
1PH8137-1AF00-1BA1 |  | 1PH8137-1AF00-1BA1 | 1 | UN | 1 | 20 | D | D | N | N | 85015230 | 1 |  | 141 | KG | 3203.47 | 3203.47 | MC05 | MC05 | SIMOTICS M Compact induction motor 1500rpm, 22kW, 140 Nm, 56A, 308V 1750rpm, 25kW, 136Nm, 56A, 352V 2000rpm, 28kW, 134Nm, 55A, 401V forced ventilation; direction of air flow DE--> NDE; Degree of protection IP55 Without encoder With temperature sensor KTY 84-130 DESIGN IM B3 (IM V5, IM V6) SHAFT WITH FITTED KEY FULL-KEY BALANCING BEARING: STANDARD WITH FIXED BEARING, VIBRATION SEVERITY GRADE: R/A, FLANGE ACCURACY: R TERMINAL BOX (ABOVE) CABLE ENTRY ON THE RIGHT SIGNAL CONNECTION D-END | - | 0 | 0
1PH8137-1AF02-2LC2 |  | 1PH8137-1AF02-2LC2 | 1 | UN | 1 | 20 | D | D | N | N | 85015230 | 1 |  | 141 | KG | 3724.34 | 3724.34 | MC05 | MC05 | SIMOTICS M Compact asynchronous motor 1500 rpm, 22 kW, 140 Nm, 56 A, 308 V 1750 rpm, 25 kW, 136 Nm, 56 A, 352 V 2000 rpm, 28 kW, 134 Nm, 55 A, 401 V Forced ventilation; Direction of air flow DE --> NDE; Degree of protection IP55 Without encoder With temperature sensor Pt1000 DESIGN IM B5 (IMV 1,IM V3) SHAFT WITH FITTED KEY HALF-KEY BALANCING BEARING: PERFORMANCE, VIBRATION SEVERITY GRADE: SPECIAL/B, SHAFT AND FLANGE ACCURACY: SPECIAL TERMINAL BOX (ABOVE) CABLE ENTRY ON THE ND-END SIGNAL CONNECTION LEFT | - | 0 | 0
1PH8137-1AF10-0BA1 |  | 1PH8137-1AF10-0BA1 | 1 | UN | 1 | 20 | D | D | N | N | 85015230 | 1 |  | 141 | KG | 3203.47 | 3203.47 | MC05 | MC05 | SIMOTICS M Compact induction motor 1500rpm, 22kW, 140 Nm, 56A, 308V 1750rpm, 25kW, 136Nm, 56A, 353V 2000rpm, 28kW, 134Nm, 55A, 401V forced ventilation; direction of air flow NDE--> DE; Degree of protection IP55 Without encoder With temperature sensor KTY 84-130 DESIGN IM B3 (IM V5, IM V6) PLAIN SHAFT WITHOUT FITTED KEY; BEARING: STANDARD WITH FIXED BEARING, VIBRATION SEVERITY GRADE: R/A, FLANGE ACCURACY: R TERMINAL BOX (ABOVE) CABLE ENTRY ON THE RIGHT SIGNAL CONNECTION D-END | - | 0 | 0
1PH8137-1AF10-0BB1 |  | 1PH8137-1AF10-0BB1 | 1 | UN | 1 | 20 | D | D | N | N | 85015230 | 1 |  | 141 | KG | 3203.47 | 3203.47 | MC05 | MC05 | SIMOTICS M Compact induction motor 1500rpm, 22kW, 140 Nm, 56A, 308V 1750rpm, 25kW, 136Nm, 56A, 353V 2000rpm, 28kW, 134Nm, 55A, 401V forced ventilation; direction of air flow NDE--> DE; Degree of protection IP55 Without encoder With temperature sensor KTY 84-130 DESIGN IM B3 (IM V5, IM V6) PLAIN SHAFT WITHOUT FITTED KEY; BEARING: STANDARD WITH FIXED BEARING, VIBRATION SEVERITY GRADE: R/A, FLANGE ACCURACY: R TERMINAL BOX (ABOVE) CABLE ENTRY ON THE LEFT SIGNAL CONNECTION D-END | - | 0 | 0
1PH8137-1AF10-0BC1 |  | 1PH8137-1AF10-0BC1 | 1 | UN | 1 | 20 | D | D | N | N | 85015230 | 1 |  | 141 | KG | 3203.47 | 3203.47 | MC05 | MC05 | SIMOTICS M Compact induction motor 1500rpm, 22kW, 140 Nm, 56A, 308V 1750rpm, 25kW, 136Nm, 56A, 353V 2000rpm, 28kW, 134Nm, 55A, 401V forced ventilation; direction of air flow NDE--> DE; Degree of protection IP55 Without encoder With temperature sensor KTY 84-130 DESIGN IM B3 (IM V5, IM V6) PLAIN SHAFT WITHOUT FITTED KEY; BEARING: STANDARD WITH FIXED BEARING, VIBRATION SEVERITY GRADE: R/A, FLANGE ACCURACY: R TERMINAL BOX (ABOVE) CABLE ENTRY ON THE ND-END SIGNAL CONNECTION LEFT | - | 0 | 0
1PH8137-1AF10-0CA1 |  | 1PH8137-1AF10-0CA1 | 1 | UN | 1 | 20 | D | D | N | N | 85015230 | 1 |  | 141 | KG | 3333.49 | 3333.49 | MC05 | MC05 | SIMOTICS M Compact induction motor 1500rpm, 22kW, 140 Nm, 56A, 308V 1750rpm, 25kW, 136Nm, 56A, 353V 2000rpm, 28kW, 134Nm, 55A, 401V forced ventilation; direction of air flow NDE--> DE; Degree of protection IP55 Without encoder With temperature sensor KTY 84-130 DESIGN IM B3 (IM V5, IM V6) PLAIN SHAFT WITHOUT FITTED KEY; BEARING: STANDARD VIBRATION SEVERITY GRADE S/A; SHAFT A.FLANGE ACCURACY GR. R TERMINAL BOX (ABOVE) CABLE ENTRY ON THE RIGHT SIGNAL CONNECTION D-END | - | 0 | 0
1PH8137-1AF10-0CB1 |  | 1PH8137-1AF10-0CB1 | 1 | UN | 1 | 20 | D | D | N | N | 85015230 | 1 |  | 141 | KG | 3333.49 | 3333.49 | MC05 | MC05 | SIMOTICS M Compact induction motor 1500rpm, 22kW, 140 Nm, 56A, 308V 1750rpm, 25kW, 136Nm, 56A, 353V 2000rpm, 28kW, 134Nm, 55A, 401V forced ventilation; direction of air flow NDE--> DE; Degree of protection IP55 Without encoder With temperature sensor KTY 84-130 DESIGN IM B3 (IM V5, IM V6) PLAIN SHAFT WITHOUT FITTED KEY; BEARING: STANDARD VIBRATION SEVERITY GRADE S/A; SHAFT A.FLANGE ACCURACY GR. R TERMINAL BOX (ABOVE) CABLE ENTRY ON THE LEFT SIGNAL CONNECTION D-END | - | 0 | 0
1PH8137-1AF10-0CC1 |  | 1PH8137-1AF10-0CC1 | 1 | UN | 1 | 20 | D | D | N | N | 85015230 | 1 |  | 141 | KG | 3333.49 | 3333.49 | MC05 | MC05 | SIMOTICS M Compact induction motor 1500rpm, 22kW, 140 Nm, 56A, 308V 1750rpm, 25kW, 136Nm, 56A, 353V 2000rpm, 28kW, 134Nm, 55A, 401V forced ventilation; direction of air flow NDE--> DE; Degree of protection IP55 Without encoder With temperature sensor KTY 84-130 DESIGN IM B3 (IM V5, IM V6) PLAIN SHAFT WITHOUT FITTED KEY; BEARING: STANDARD VIBRATION SEVERITY GRADE S/A; SHAFT A.FLANGE ACCURACY GR. R TERMINAL BOX (ABOVE) CABLE ENTRY ON THE ND-END SIGNAL CONNECTION LEFT | - | 0 | 0
1PH8137-1AF10-2BA1 |  | 1PH8137-1AF10-2BA1 | 1 | UN | 1 | 20 | D | D | N | N | 85015230 | 1 |  | 141 | KG | 3203.47 | 3203.47 | MC05 | MC05 | SIMOTICS M Compact induction motor 1500rpm, 22kW, 140 Nm, 56A, 308V 1750rpm, 25kW, 136Nm, 56A, 353V 2000rpm, 28kW, 134Nm, 55A, 401V forced ventilation; direction of air flow NDE--> DE; Degree of protection IP55 Without encoder With temperature sensor KTY 84-130 DESIGN IM B3 (IM V5, IM V6) SHAFT WITH FITTED KEY HALF-KEY BALANCING BEARING: STANDARD WITH FIXED BEARING, VIBRATION SEVERITY GRADE: R/A, FLANGE ACCURACY: R TERMINAL BOX (ABOVE) CABLE ENTRY ON THE RIGHT SIGNAL CONNECTION D-END | - | 0 | 0
1PH8137-1AF10-2BB1 |  | 1PH8137-1AF10-2BB1 | 1 | UN | 1 | 20 | D | D | N | N | 85015230 | 1 |  | 141 | KG | 3203.47 | 3203.47 | MC05 | MC05 | SIMOTICS M Compact induction motor 1500rpm, 22kW, 140 Nm, 56A, 308V 1750rpm, 25kW, 136Nm, 56A, 353V 2000rpm, 28kW, 134Nm, 55A, 401V forced ventilation; direction of air flow NDE--> DE; Degree of protection IP55 Without encoder With temperature sensor KTY 84-130 DESIGN IM B3 (IM V5, IM V6) SHAFT WITH FITTED KEY HALF-KEY BALANCING BEARING: STANDARD WITH FIXED BEARING, VIBRATION SEVERITY GRADE: R/A, FLANGE ACCURACY: R TERMINAL BOX (ABOVE) CABLE ENTRY ON THE LEFT SIGNAL CONNECTION D-END | - | 0 | 0
1PH8137-1AF10-2BC1 |  | 1PH8137-1AF10-2BC1 | 1 | UN | 1 | 20 | D | D | N | N | 85015230 | 1 |  | 141 | KG | 3203.47 | 3203.47 | MC05 | MC05 | SIMOTICS M Compact induction motor 1500rpm, 22kW, 140 Nm, 56A, 308V 1750rpm, 25kW, 136Nm, 56A, 353V 2000rpm, 28kW, 134Nm, 55A, 401V forced ventilation; direction of air flow NDE--> DE; Degree of protection IP55 Without encoder With temperature sensor KTY 84-130 DESIGN IM B3 (IM V5, IM V6) SHAFT WITH FITTED KEY HALF-KEY BALANCING BEARING: STANDARD WITH FIXED BEARING, VIBRATION SEVERITY GRADE: R/A, FLANGE ACCURACY: R TERMINAL BOX (ABOVE) CABLE ENTRY ON THE ND-END SIGNAL CONNECTION LEFT | - | 0 | 0
1PH8137-1AF10-2CA1 |  | 1PH8137-1AF10-2CA1 | 1 | UN | 1 | 20 | D | D | N | N | 85015230 | 1 |  | 141 | KG | 3333.49 | 3333.49 | MC05 | MC05 | SIMOTICS M Compact induction motor 1500rpm, 22kW, 140 Nm, 56A, 308V 1750rpm, 25kW, 136Nm, 56A, 353V 2000rpm, 28kW, 134Nm, 55A, 401V forced ventilation; direction of air flow NDE--> DE; Degree of protection IP55 Without encoder With temperature sensor KTY 84-130 DESIGN IM B3 (IM V5, IM V6) SHAFT WITH FITTED KEY HALF-KEY BALANCING BEARING: STANDARD VIBRATION SEVERITY GRADE S/A; SHAFT A.FLANGE ACCURACY GR. R TERMINAL BOX (ABOVE) CABLE ENTRY ON THE RIGHT SIGNAL CONNECTION D-END | - | 0 | 0
1PH8137-1AF10-2CB1 |  | 1PH8137-1AF10-2CB1 | 1 | UN | 1 | 20 | D | D | N | N | 85015230 | 1 |  | 141 | KG | 3333.49 | 3333.49 | MC05 | MC05 | SIMOTICS M Compact induction motor 1500rpm, 22kW, 140 Nm, 56A, 308V 1750rpm, 25kW, 136Nm, 56A, 353V 2000rpm, 28kW, 134Nm, 55A, 401V forced ventilation; direction of air flow NDE--> DE; Degree of protection IP55 Without encoder With temperature sensor KTY 84-130 DESIGN IM B3 (IM V5, IM V6) SHAFT WITH FITTED KEY HALF-KEY BALANCING BEARING: STANDARD VIBRATION SEVERITY GRADE S/A; SHAFT A.FLANGE ACCURACY GR. R TERMINAL BOX (ABOVE) CABLE ENTRY ON THE LEFT SIGNAL CONNECTION D-END | - | 0 | 0
1PH8137-1AF10-2CC1 |  | 1PH8137-1AF10-2CC1 | 1 | UN | 1 | 20 | D | D | N | N | 85015230 | 1 |  | 141 | KG | 3333.49 | 3333.49 | MC05 | MC05 | SIMOTICS M Compact induction motor 1500rpm, 22kW, 140 Nm, 56A, 308V 1750rpm, 25kW, 136Nm, 56A, 353V 2000rpm, 28kW, 134Nm, 55A, 401V forced ventilation; direction of air flow NDE--> DE; Degree of protection IP55 Without encoder With temperature sensor KTY 84-130 DESIGN IM B3 (IM V5, IM V6) SHAFT WITH FITTED KEY HALF-KEY BALANCING BEARING: STANDARD VIBRATION SEVERITY GRADE S/A; SHAFT A.FLANGE ACCURACY GR. R TERMINAL BOX (ABOVE) CABLE ENTRY ON THE ND-END SIGNAL CONNECTION LEFT | - | 0 | 0
1PH8137-1AF12-0BA1 |  | 1PH8137-1AF12-0BA1 | 1 | UN | 1 | 20 | D | D | N | N | 85015230 | 1 |  | 141 | KG | 3362.42 | 3362.42 | MC05 | MC05 | SIMOTICS M Compact induction motor 1500rpm, 22kW, 140 Nm, 56A, 308V 1750rpm, 25kW, 136Nm, 56A, 353V 2000rpm, 28kW, 134Nm, 55A, 401V forced ventilation; direction of air flow NDE--> DE; Degree of protection IP55 Without encoder With temperature sensor KTY 84-130 DESIGN IM B5 (IMV 1,IM V3) PLAIN SHAFT WITHOUT FITTED KEY; BEARING: STANDARD WITH FIXED BEARING, VIBRATION SEVERITY GRADE: R/A, FLANGE ACCURACY: R TERMINAL BOX (ABOVE) CABLE ENTRY ON THE RIGHT SIGNAL CONNECTION D-END | - | 0 | 0
1PH8137-1AF12-0BB1 |  | 1PH8137-1AF12-0BB1 | 1 | UN | 1 | 20 | D | D | N | N | 85015230 | 1 |  | 141 | KG | 3362.42 | 3362.42 | MC05 | MC05 | SIMOTICS M Compact induction motor 1500rpm, 22kW, 140 Nm, 56A, 308V 1750rpm, 25kW, 136Nm, 56A, 353V 2000rpm, 28kW, 134Nm, 55A, 401V forced ventilation; direction of air flow NDE--> DE; Degree of protection IP55 Without encoder With temperature sensor KTY 84-130 DESIGN IM B5 (IMV 1,IM V3) PLAIN SHAFT WITHOUT FITTED KEY; BEARING: STANDARD WITH FIXED BEARING, VIBRATION SEVERITY GRADE: R/A, FLANGE ACCURACY: R TERMINAL BOX (ABOVE) CABLE ENTRY ON THE LEFT SIGNAL CONNECTION D-END | - | 0 | 0
1PH8137-1AF12-0BC1 |  | 1PH8137-1AF12-0BC1 | 1 | UN | 1 | 20 | D | D | N | N | 85015230 | 1 |  | 141 | KG | 3362.42 | 3362.42 | MC05 | MC05 | SIMOTICS M Compact induction motor 1500rpm, 22kW, 140 Nm, 56A, 308V 1750rpm, 25kW, 136Nm, 56A, 353V 2000rpm, 28kW, 134Nm, 55A, 401V forced ventilation; direction of air flow NDE--> DE; Degree of protection IP55 Without encoder With temperature sensor KTY 84-130 DESIGN IM B5 (IMV 1,IM V3) PLAIN SHAFT WITHOUT FITTED KEY; BEARING: STANDARD WITH FIXED BEARING, VIBRATION SEVERITY GRADE: R/A, FLANGE ACCURACY: R TERMINAL BOX (ABOVE) CABLE ENTRY ON THE ND-END SIGNAL CONNECTION LEFT | - | 0 | 0
1PH8137-1AF12-0CA1 |  | 1PH8137-1AF12-0CA1 | 1 | UN | 1 | 20 | D | D | N | N | 85015230 | 1 |  | 141 | KG | 3492.44 | 3492.44 | MC05 | MC05 | SIMOTICS M Compact induction motor 1500rpm, 22kW, 140 Nm, 56A, 308V 1750rpm, 25kW, 136Nm, 56A, 353V 2000rpm, 28kW, 134Nm, 55A, 401V forced ventilation; direction of air flow NDE--> DE; Degree of protection IP55 Without encoder With temperature sensor KTY 84-130 DESIGN IM B5 (IMV 1,IM V3) PLAIN SHAFT WITHOUT FITTED KEY; BEARING: STANDARD VIBRATION SEVERITY GRADE S/A; SHAFT A.FLANGE ACCURACY GR. R TERMINAL BOX (ABOVE) CABLE ENTRY ON THE RIGHT SIGNAL CONNECTION D-END | - | 0 | 0
1PH8137-1AF12-0CB1 |  | 1PH8137-1AF12-0CB1 | 1 | UN | 1 | 20 | D | D | N | N | 85015230 | 1 |  | 141 | KG | 3492.44 | 3492.44 | MC05 | MC05 | SIMOTICS M Compact induction motor 1500rpm, 22kW, 140 Nm, 56A, 308V 1750rpm, 25kW, 136Nm, 56A, 353V 2000rpm, 28kW, 134Nm, 55A, 401V forced ventilation; direction of air flow NDE--> DE; Degree of protection IP55 Without encoder With temperature sensor KTY 84-130 DESIGN IM B5 (IMV 1,IM V3) PLAIN SHAFT WITHOUT FITTED KEY; BEARING: STANDARD VIBRATION SEVERITY GRADE S/A; SHAFT A.FLANGE ACCURACY GR. R TERMINAL BOX (ABOVE) CABLE ENTRY ON THE LEFT SIGNAL CONNECTION D-END | - | 0 | 0
1PH8137-1AF12-0CC1 |  | 1PH8137-1AF12-0CC1 | 1 | UN | 1 | 20 | D | D | N | N | 85015230 | 1 |  | 141 | KG | 3492.44 | 3492.44 | MC05 | MC05 | SIMOTICS M Compact induction motor 1500rpm, 22kW, 140 Nm, 56A, 308V 1750rpm, 25kW, 136Nm, 56A, 353V 2000rpm, 28kW, 134Nm, 55A, 401V forced ventilation; direction of air flow NDE--> DE; Degree of protection IP55 Without encoder With temperature sensor KTY 84-130 DESIGN IM B5 (IMV 1,IM V3) PLAIN SHAFT WITHOUT FITTED KEY; BEARING: STANDARD VIBRATION SEVERITY GRADE S/A; SHAFT A.FLANGE ACCURACY GR. R TERMINAL BOX (ABOVE) CABLE ENTRY ON THE ND-END SIGNAL CONNECTION LEFT | - | 0 | 0
1PH8137-1AF12-2BA1 |  | 1PH8137-1AF12-2BA1 | 1 | UN | 1 | 20 | D | D | N | N | 85015230 | 1 |  | 141 | KG | 3362.42 | 3362.42 | MC05 | MC05 | SIMOTICS M Compact induction motor 1500rpm, 22kW, 140 Nm, 56A, 308V 1750rpm, 25kW, 136Nm, 56A, 353V 2000rpm, 28kW, 134Nm, 55A, 401V forced ventilation; direction of air flow NDE--> DE; Degree of protection IP55 Without encoder With temperature sensor KTY 84-130 DESIGN IM B5 (IMV 1,IM V3) SHAFT WITH FITTED KEY HALF-KEY BALANCING BEARING: STANDARD WITH FIXED BEARING, VIBRATION SEVERITY GRADE: R/A, FLANGE ACCURACY: R TERMINAL BOX (ABOVE) CABLE ENTRY ON THE RIGHT SIGNAL CONNECTION D-END | - | 0 | 0
1PH8137-1AF12-2BB1 |  | 1PH8137-1AF12-2BB1 | 1 | UN | 1 | 20 | D | D | N | N | 85015230 | 1 |  | 141 | KG | 3362.42 | 3362.42 | MC05 | MC05 | SIMOTICS M Compact induction motor 1500rpm, 22kW, 140 Nm, 56A, 308V 1750rpm, 25kW, 136Nm, 56A, 353V 2000rpm, 28kW, 134Nm, 55A, 401V forced ventilation; direction of air flow NDE--> DE; Degree of protection IP55 Without encoder With temperature sensor KTY 84-130 DESIGN IM B5 (IMV 1,IM V3) SHAFT WITH FITTED KEY HALF-KEY BALANCING BEARING: STANDARD WITH FIXED BEARING, VIBRATION SEVERITY GRADE: R/A, FLANGE ACCURACY: R TERMINAL BOX (ABOVE) CABLE ENTRY ON THE LEFT SIGNAL CONNECTION D-END | - | 0 | 0
1PH8137-1AF12-2BC1 |  | 1PH8137-1AF12-2BC1 | 1 | UN | 1 | 20 | D | D | N | N | 85015230 | 1 |  | 141 | KG | 3362.42 | 3362.42 | MC05 | MC05 | SIMOTICS M Compact induction motor 1500rpm, 22kW, 140 Nm, 56A, 308V 1750rpm, 25kW, 136Nm, 56A, 353V 2000rpm, 28kW, 134Nm, 55A, 401V forced ventilation; direction of air flow NDE--> DE; Degree of protection IP55 Without encoder With temperature sensor KTY 84-130 DESIGN IM B5 (IMV 1,IM V3) SHAFT WITH FITTED KEY HALF-KEY BALANCING BEARING: STANDARD WITH FIXED BEARING, VIBRATION SEVERITY GRADE: R/A, FLANGE ACCURACY: R TERMINAL BOX (ABOVE) CABLE ENTRY ON THE ND-END SIGNAL CONNECTION LEFT | - | 0 | 0
1PH8137-1AF12-2CA1 |  | 1PH8137-1AF12-2CA1 | 1 | UN | 1 | 20 | D | D | N | N | 85015230 | 1 |  | 141 | KG | 3492.44 | 3492.44 | MC05 | MC05 | SIMOTICS M Compact induction motor 1500rpm, 22kW, 140 Nm, 56A, 308V 1750rpm, 25kW, 136Nm, 56A, 353V 2000rpm, 28kW, 134Nm, 55A, 401V forced ventilation; direction of air flow NDE--> DE; Degree of protection IP55 Without encoder With temperature sensor KTY 84-130 DESIGN IM B5 (IMV 1,IM V3) SHAFT WITH FITTED KEY HALF-KEY BALANCING BEARING: STANDARD VIBRATION SEVERITY GRADE S/A; SHAFT A.FLANGE ACCURACY GR. R TERMINAL BOX (ABOVE) CABLE ENTRY ON THE RIGHT SIGNAL CONNECTION D-END | - | 0 | 0
1PH8137-1AF12-2CB1 |  | 1PH8137-1AF12-2CB1 | 1 | UN | 1 | 20 | D | D | N | N | 85015230 | 1 |  | 141 | KG | 3492.44 | 3492.44 | MC05 | MC05 | SIMOTICS M Compact induction motor 1500rpm, 22kW, 140 Nm, 56A, 308V 1750rpm, 25kW, 136Nm, 56A, 353V 2000rpm, 28kW, 134Nm, 55A, 401V forced ventilation; direction of air flow NDE--> DE; Degree of protection IP55 Without encoder With temperature sensor KTY 84-130 DESIGN IM B5 (IMV 1,IM V3) SHAFT WITH FITTED KEY HALF-KEY BALANCING BEARING: STANDARD VIBRATION SEVERITY GRADE S/A; SHAFT A.FLANGE ACCURACY GR. R TERMINAL BOX (ABOVE) CABLE ENTRY ON THE LEFT SIGNAL CONNECTION D-END | - | 0 | 0
1PH8137-1AF12-2CC1 |  | 1PH8137-1AF12-2CC1 | 1 | UN | 1 | 20 | D | D | N | N | 85015230 | 1 |  | 141 | KG | 3492.44 | 3492.44 | MC05 | MC05 | SIMOTICS M Compact induction motor 1500rpm, 22kW, 140 Nm, 56A, 308V 1750rpm, 25kW, 136Nm, 56A, 353V 2000rpm, 28kW, 134Nm, 55A, 401V forced ventilation; direction of air flow NDE--> DE; Degree of protection IP55 Without encoder With temperature sensor KTY 84-130 DESIGN IM B5 (IMV 1,IM V3) SHAFT WITH FITTED KEY HALF-KEY BALANCING BEARING: STANDARD VIBRATION SEVERITY GRADE S/A; SHAFT A.FLANGE ACCURACY GR. R TERMINAL BOX (ABOVE) CABLE ENTRY ON THE ND-END SIGNAL CONNECTION LEFT | - | 0 | 0
1PH8137-1AF13-0BA1 |  | 1PH8137-1AF13-0BA1 | 1 | UN | 1 | 20 | D | D | N | N | 85015230 | 1 |  | 141 | KG | 3564.72 | 3564.72 | MC05 | MC05 | SIMOTICS M Compact induction motor 1500rpm, 22kW, 140 Nm, 56A, 308V 1750rpm, 25kW, 136Nm, 56A, 353V 2000rpm, 28kW, 134Nm, 55A, 401V forced ventilation; direction of air flow NDE--> DE; Degree of protection IP55 Without encoder With temperature sensor KTY 84-130 Design IM B35 (IM V15, (IM V35) PLAIN SHAFT WITHOUT FITTED KEY; BEARING: STANDARD WITH FIXED BEARING, VIBRATION SEVERITY GRADE: R/A, FLANGE ACCURACY: R TERMINAL BOX (ABOVE) CABLE ENTRY ON THE RIGHT SIGNAL CONNECTION D-END | - | 0 | 0
1PH8137-1AF13-0BB1 |  | 1PH8137-1AF13-0BB1 | 1 | UN | 1 | 20 | D | D | N | N | 85015230 | 1 |  | 141 | KG | 3564.72 | 3564.72 | MC05 | MC05 | SIMOTICS M Compact induction motor 1500rpm, 22kW, 140 Nm, 56A, 308V 1750rpm, 25kW, 136Nm, 56A, 353V 2000rpm, 28kW, 134Nm, 55A, 401V forced ventilation; direction of air flow NDE--> DE; Degree of protection IP55 Without encoder With temperature sensor KTY 84-130 Design IM B35 (IM V15, (IM V35) PLAIN SHAFT WITHOUT FITTED KEY; BEARING: STANDARD WITH FIXED BEARING, VIBRATION SEVERITY GRADE: R/A, FLANGE ACCURACY: R TERMINAL BOX (ABOVE) CABLE ENTRY ON THE LEFT SIGNAL CONNECTION D-END | - | 0 | 0
1PH8137-1AF13-0BC1 |  | 1PH8137-1AF13-0BC1 | 1 | UN | 1 | 20 | D | D | N | N | 85015230 | 1 |  | 141 | KG | 3564.72 | 3564.72 | MC05 | MC05 | SIMOTICS M Compact induction motor 1500rpm, 22kW, 140 Nm, 56A, 308V 1750rpm, 25kW, 136Nm, 56A, 353V 2000rpm, 28kW, 134Nm, 55A, 401V forced ventilation; direction of air flow NDE--> DE; Degree of protection IP55 Without encoder With temperature sensor KTY 84-130 Design IM B35 (IM V15, (IM V35) PLAIN SHAFT WITHOUT FITTED KEY; BEARING: STANDARD WITH FIXED BEARING, VIBRATION SEVERITY GRADE: R/A, FLANGE ACCURACY: R TERMINAL BOX (ABOVE) CABLE ENTRY ON THE ND-END SIGNAL CONNECTION LEFT | - | 0 | 0
1PH8137-1AF13-0CA1 |  | 1PH8137-1AF13-0CA1 | 1 | UN | 1 | 20 | D | D | N | N | 85015230 | 1 |  | 141 | KG | 3694.74 | 3694.74 | MC05 | MC05 | SIMOTICS M Compact induction motor 1500rpm, 22kW, 140 Nm, 56A, 308V 1750rpm, 25kW, 136Nm, 56A, 353V 2000rpm, 28kW, 134Nm, 55A, 401V forced ventilation; direction of air flow NDE--> DE; Degree of protection IP55 Without encoder With temperature sensor KTY 84-130 Design IM B35 (IM V15, (IM V35) PLAIN SHAFT WITHOUT FITTED KEY; BEARING: STANDARD VIBRATION SEVERITY GRADE S/A; SHAFT A.FLANGE ACCURACY GR. R TERMINAL BOX (ABOVE) CABLE ENTRY ON THE RIGHT SIGNAL CONNECTION D-END | - | 0 | 0
1PH8137-1AF13-0CB1 |  | 1PH8137-1AF13-0CB1 | 1 | UN | 1 | 20 | D | D | N | N | 85015230 | 1 |  | 141 | KG | 3694.74 | 3694.74 | MC05 | MC05 | SIMOTICS M Compact induction motor 1500rpm, 22kW, 140 Nm, 56A, 308V 1750rpm, 25kW, 136Nm, 56A, 353V 2000rpm, 28kW, 134Nm, 55A, 401V forced ventilation; direction of air flow NDE--> DE; Degree of protection IP55 Without encoder With temperature sensor KTY 84-130 Design IM B35 (IM V15, (IM V35) PLAIN SHAFT WITHOUT FITTED KEY; BEARING: STANDARD VIBRATION SEVERITY GRADE S/A; SHAFT A.FLANGE ACCURACY GR. R TERMINAL BOX (ABOVE) CABLE ENTRY ON THE LEFT SIGNAL CONNECTION D-END | - | 0 | 0
1PH8137-1AF13-0CC1 |  | 1PH8137-1AF13-0CC1 | 1 | UN | 1 | 20 | D | D | N | N | 85015230 | 1 |  | 141 | KG | 3694.74 | 3694.74 | MC05 | MC05 | SIMOTICS M Compact induction motor 1500rpm, 22kW, 140 Nm, 56A, 308V 1750rpm, 25kW, 136Nm, 56A, 353V 2000rpm, 28kW, 134Nm, 55A, 401V forced ventilation; direction of air flow NDE--> DE; Degree of protection IP55 Without encoder With temperature sensor KTY 84-130 Design IM B35 (IM V15, (IM V35) PLAIN SHAFT WITHOUT FITTED KEY; BEARING: STANDARD VIBRATION SEVERITY GRADE S/A; SHAFT A.FLANGE ACCURACY GR. R TERMINAL BOX (ABOVE) CABLE ENTRY ON THE ND-END SIGNAL CONNECTION LEFT | - | 0 | 0
1PH8137-1AF13-1GA2 |  | 1PH8137-1AF13-1GA2 | 1 | UN | 1 | 20 | D | D | N | N | 85015230 | 1 |  | 141 | KG | 3372.26 | 3372.26 | MC05 | MC05 | SIMOTICS M Compact asynchronous motor 1500 rpm, 22 kW, 140 Nm, 56 A, 308 V 1750 rpm, 25 kW, 136 Nm, 56 A, 353 V 2000 rpm, 28 kW, 134 Nm, 55 A, 401 V Forced ventilation; Direction of air flow NDE --> DE; Degree of protection IP55 Without encoder With temperature sensor Pt1000 Design IM B35 (IM V15, (IM V35) SHAFT WITH FITTED KEY FULL-KEY BALANCING BEARING: STANDARD, VIBRATION SEVERITY GRADE: R/A, SHAFT AND FLANGE ACCURACY: R TERMINAL BOX (ABOVE) CABLE ENTRY ON THE RIGHT SIGNAL CONNECTION D-END | - | 0 | 0
1PH8137-1AF13-2BA1 |  | 1PH8137-1AF13-2BA1 | 1 | UN | 1 | 20 | D | D | N | N | 85015230 | 1 |  | 141 | KG | 3564.72 | 3564.72 | MC05 | MC05 | SIMOTICS M Compact induction motor 1500rpm, 22kW, 140 Nm, 56A, 308V 1750rpm, 25kW, 136Nm, 56A, 353V 2000rpm, 28kW, 134Nm, 55A, 401V forced ventilation; direction of air flow NDE--> DE; Degree of protection IP55 Without encoder With temperature sensor KTY 84-130 Design IM B35 (IM V15, (IM V35) SHAFT WITH FITTED KEY HALF-KEY BALANCING BEARING: STANDARD WITH FIXED BEARING, VIBRATION SEVERITY GRADE: R/A, FLANGE ACCURACY: R TERMINAL BOX (ABOVE) CABLE ENTRY ON THE RIGHT SIGNAL CONNECTION D-END | - | 0 | 0
1PH8137-1AF13-2BB1 |  | 1PH8137-1AF13-2BB1 | 1 | UN | 1 | 20 | D | D | N | N | 85015230 | 1 |  | 141 | KG | 3564.72 | 3564.72 | MC05 | MC05 | SIMOTICS M Compact induction motor 1500rpm, 22kW, 140 Nm, 56A, 308V 1750rpm, 25kW, 136Nm, 56A, 353V 2000rpm, 28kW, 134Nm, 55A, 401V forced ventilation; direction of air flow NDE--> DE; Degree of protection IP55 Without encoder With temperature sensor KTY 84-130 Design IM B35 (IM V15, (IM V35) SHAFT WITH FITTED KEY HALF-KEY BALANCING BEARING: STANDARD WITH FIXED BEARING, VIBRATION SEVERITY GRADE: R/A, FLANGE ACCURACY: R TERMINAL BOX (ABOVE) CABLE ENTRY ON THE LEFT SIGNAL CONNECTION D-END | - | 0 | 0
1PH8137-1AF13-2BC1 |  | 1PH8137-1AF13-2BC1 | 1 | UN | 1 | 20 | D | D | N | N | 85015230 | 1 |  | 141 | KG | 3564.72 | 3564.72 | MC05 | MC05 | SIMOTICS M Compact induction motor 1500rpm, 22kW, 140 Nm, 56A, 308V 1750rpm, 25kW, 136Nm, 56A, 353V 2000rpm, 28kW, 134Nm, 55A, 401V forced ventilation; direction of air flow NDE--> DE; Degree of protection IP55 Without encoder With temperature sensor KTY 84-130 Design IM B35 (IM V15, (IM V35) SHAFT WITH FITTED KEY HALF-KEY BALANCING BEARING: STANDARD WITH FIXED BEARING, VIBRATION SEVERITY GRADE: R/A, FLANGE ACCURACY: R TERMINAL BOX (ABOVE) CABLE ENTRY ON THE ND-END SIGNAL CONNECTION LEFT | - | 0 | 0
1PH8137-1AF13-2CA1 |  | 1PH8137-1AF13-2CA1 | 1 | UN | 1 | 20 | D | D | N | N | 85015230 | 1 |  | 141 | KG | 3694.74 | 3694.74 | MC05 | MC05 | SIMOTICS M Compact induction motor 1500rpm, 22kW, 140 Nm, 56A, 308V 1750rpm, 25kW, 136Nm, 56A, 353V 2000rpm, 28kW, 134Nm, 55A, 401V forced ventilation; direction of air flow NDE--> DE; Degree of protection IP55 Without encoder With temperature sensor KTY 84-130 Design IM B35 (IM V15, (IM V35) SHAFT WITH FITTED KEY HALF-KEY BALANCING BEARING: STANDARD VIBRATION SEVERITY GRADE S/A; SHAFT A.FLANGE ACCURACY GR. R TERMINAL BOX (ABOVE) CABLE ENTRY ON THE RIGHT SIGNAL CONNECTION D-END | - | 0 | 0
1PH8137-1AF13-2CB1 |  | 1PH8137-1AF13-2CB1 | 1 | UN | 1 | 20 | D | D | N | N | 85015230 | 1 |  | 141 | KG | 3694.74 | 3694.74 | MC05 | MC05 | SIMOTICS M Compact induction motor 1500rpm, 22kW, 140 Nm, 56A, 308V 1750rpm, 25kW, 136Nm, 56A, 353V 2000rpm, 28kW, 134Nm, 55A, 401V forced ventilation; direction of air flow NDE--> DE; Degree of protection IP55 Without encoder With temperature sensor KTY 84-130 Design IM B35 (IM V15, (IM V35) SHAFT WITH FITTED KEY HALF-KEY BALANCING BEARING: STANDARD VIBRATION SEVERITY GRADE S/A; SHAFT A.FLANGE ACCURACY GR. R TERMINAL BOX (ABOVE) CABLE ENTRY ON THE LEFT SIGNAL CONNECTION D-END | - | 0 | 0
1PH8137-1AF13-2CC1 |  | 1PH8137-1AF13-2CC1 | 1 | UN | 1 | 20 | D | D | N | N | 85015230 | 1 |  | 141 | KG | 3694.74 | 3694.74 | MC05 | MC05 | SIMOTICS M Compact induction motor 1500rpm, 22kW, 140 Nm, 56A, 308V 1750rpm, 25kW, 136Nm, 56A, 353V 2000rpm, 28kW, 134Nm, 55A, 401V forced ventilation; direction of air flow NDE--> DE; Degree of protection IP55 Without encoder With temperature sensor KTY 84-130 Design IM B35 (IM V15, (IM V35) SHAFT WITH FITTED KEY HALF-KEY BALANCING BEARING: STANDARD VIBRATION SEVERITY GRADE S/A; SHAFT A.FLANGE ACCURACY GR. R TERMINAL BOX (ABOVE) CABLE ENTRY ON THE ND-END SIGNAL CONNECTION LEFT | - | 0 | 0
1PH8137-1AF20-0BA1 |  | 1PH8137-1AF20-0BA1 | 1 | UN | 1 | 20 | D | D | N | N | 85015230 | 1 |  | 157 | KG | 4008.12 | 4008.12 | MC05 | MC05 | SIMOTICS M Compact induction motor 1500rpm, 27kW 172Nm, 67A, 315V 1750rpm, 31.5kW 172Nm, 67A, 365V 2000rpm, 36 kW 172Nm, 67A, 415 V water cooling Degree of protection IP65 Without encoder With temperature sensor KTY 84-130 DESIGN IM B3 (IM V5, IM V6) PLAIN SHAFT WITHOUT FITTED KEY; BEARING: STANDARD WITH FIXED BEARING, VIBRATION SEVERITY GRADE: R/A, FLANGE ACCURACY: R TERMINAL BOX (ABOVE) CABLE ENTRY ON THE RIGHT SIGNAL CONNECTION D-END | - | 0 | 0
1PH8137-1AF20-0BB1 |  | 1PH8137-1AF20-0BB1 | 1 | UN | 1 | 20 | D | D | N | N | 85015230 | 1 |  | 157 | KG | 4008.12 | 4008.12 | MC05 | MC05 | SIMOTICS M Compact induction motor 1500rpm, 27kW 172Nm, 67A, 315V 1750rpm, 31.5kW 172Nm, 67A, 365V 2000rpm, 36 kW 172Nm, 67A, 415 V water cooling Degree of protection IP65 Without encoder With temperature sensor KTY 84-130 DESIGN IM B3 (IM V5, IM V6) PLAIN SHAFT WITHOUT FITTED KEY; BEARING: STANDARD WITH FIXED BEARING, VIBRATION SEVERITY GRADE: R/A, FLANGE ACCURACY: R TERMINAL BOX (ABOVE) CABLE ENTRY ON THE LEFT SIGNAL CONNECTION D-END | - | 0 | 0
1PH8137-1AF20-0BC1 |  | 1PH8137-1AF20-0BC1 | 1 | UN | 1 | 20 | D | D | N | N | 85015230 | 1 |  | 157 | KG | 4008.12 | 4008.12 | MC05 | MC05 | SIMOTICS M Compact induction motor 1500rpm, 27kW 172Nm, 67A, 315V 1750rpm, 31.5kW 172Nm, 67A, 365V 2000rpm, 36 kW 172Nm, 67A, 415 V water cooling Degree of protection IP65 Without encoder With temperature sensor KTY 84-130 DESIGN IM B3 (IM V5, IM V6) PLAIN SHAFT WITHOUT FITTED KEY; BEARING: STANDARD WITH FIXED BEARING, VIBRATION SEVERITY GRADE: R/A, FLANGE ACCURACY: R TERMINAL BOX (ABOVE) CABLE ENTRY ON THE ND-END SIGNAL CONNECTION LEFT | - | 0 | 0
1PH8137-1AF20-0CA1 |  | 1PH8137-1AF20-0CA1 | 1 | UN | 1 | 20 | D | D | N | N | 85015230 | 1 |  | 157 | KG | 4138.14 | 4138.14 | MC05 | MC05 | SIMOTICS M Compact induction motor 1500rpm, 27kW 172Nm, 67A, 315V 1750rpm, 31.5kW 172Nm, 67A, 365V 2000rpm, 36 kW 172Nm, 67A, 415 V water cooling Degree of protection IP65 Without encoder With temperature sensor KTY 84-130 DESIGN IM B3 (IM V5, IM V6) PLAIN SHAFT WITHOUT FITTED KEY; BEARING: STANDARD VIBRATION SEVERITY GRADE S/A; SHAFT A.FLANGE ACCURACY GR. R TERMINAL BOX (ABOVE) CABLE ENTRY ON THE RIGHT SIGNAL CONNECTION D-END | - | 0 | 0
1PH8137-1AF20-0CB1 |  | 1PH8137-1AF20-0CB1 | 1 | UN | 1 | 20 | D | D | N | N | 85015230 | 1 |  | 157 | KG | 4138.14 | 4138.14 | MC05 | MC05 | SIMOTICS M Compact induction motor 1500rpm, 27kW 172Nm, 67A, 315V 1750rpm, 31.5kW 172Nm, 67A, 365V 2000rpm, 36 kW 172Nm, 67A, 415 V water cooling Degree of protection IP65 Without encoder With temperature sensor KTY 84-130 DESIGN IM B3 (IM V5, IM V6) PLAIN SHAFT WITHOUT FITTED KEY; BEARING: STANDARD VIBRATION SEVERITY GRADE S/A; SHAFT A.FLANGE ACCURACY GR. R TERMINAL BOX (ABOVE) CABLE ENTRY ON THE LEFT SIGNAL CONNECTION D-END | - | 0 | 0
1PH8137-1AF20-0CC1 |  | 1PH8137-1AF20-0CC1 | 1 | UN | 1 | 20 | D | D | N | N | 85015230 | 1 |  | 157 | KG | 4138.14 | 4138.14 | MC05 | MC05 | SIMOTICS M Compact induction motor 1500rpm, 27kW 172Nm, 67A, 315V 1750rpm, 31.5kW 172Nm, 67A, 365V 2000rpm, 36 kW 172Nm, 67A, 415 V water cooling Degree of protection IP65 Without encoder With temperature sensor KTY 84-130 DESIGN IM B3 (IM V5, IM V6) PLAIN SHAFT WITHOUT FITTED KEY; BEARING: STANDARD VIBRATION SEVERITY GRADE S/A; SHAFT A.FLANGE ACCURACY GR. R TERMINAL BOX (ABOVE) CABLE ENTRY ON THE ND-END SIGNAL CONNECTION LEFT | - | 0 | 0
1PH8137-1AF20-2BA1 |  | 1PH8137-1AF20-2BA1 | 1 | UN | 1 | 20 | D | D | N | N | 85015230 | 1 |  | 157 | KG | 4008.12 | 4008.12 | MC05 | MC05 | SIMOTICS M Compact induction motor 1500rpm, 27kW 172Nm, 67A, 315V 1750rpm, 31.5kW 172Nm, 67A, 365V 2000rpm, 36 kW 172Nm, 67A, 415 V water cooling Degree of protection IP65 Without encoder With temperature sensor KTY 84-130 DESIGN IM B3 (IM V5, IM V6) SHAFT WITH FITTED KEY HALF-KEY BALANCING BEARING: STANDARD WITH FIXED BEARING, VIBRATION SEVERITY GRADE: R/A, FLANGE ACCURACY: R TERMINAL BOX (ABOVE) CABLE ENTRY ON THE RIGHT SIGNAL CONNECTION D-END | - | 0 | 0
1PH8137-1AF20-2BB1 |  | 1PH8137-1AF20-2BB1 | 1 | UN | 1 | 20 | D | D | N | N | 85015230 | 1 |  | 157 | KG | 4008.12 | 4008.12 | MC05 | MC05 | SIMOTICS M Compact induction motor 1500rpm, 27kW 172Nm, 67A, 315V 1750rpm, 31.5kW 172Nm, 67A, 365V 2000rpm, 36 kW 172Nm, 67A, 415 V water cooling Degree of protection IP65 Without encoder With temperature sensor KTY 84-130 DESIGN IM B3 (IM V5, IM V6) SHAFT WITH FITTED KEY HALF-KEY BALANCING BEARING: STANDARD WITH FIXED BEARING, VIBRATION SEVERITY GRADE: R/A, FLANGE ACCURACY: R TERMINAL BOX (ABOVE) CABLE ENTRY ON THE LEFT SIGNAL CONNECTION D-END | - | 0 | 0
1PH8137-1AF20-2BC1 |  | 1PH8137-1AF20-2BC1 | 1 | UN | 1 | 20 | D | D | N | N | 85015230 | 1 |  | 157 | KG | 4008.12 | 4008.12 | MC05 | MC05 | SIMOTICS M Compact induction motor 1500rpm, 27kW 172Nm, 67A, 315V 1750rpm, 31.5kW 172Nm, 67A, 365V 2000rpm, 36 kW 172Nm, 67A, 415 V water cooling Degree of protection IP65 Without encoder With temperature sensor KTY 84-130 DESIGN IM B3 (IM V5, IM V6) SHAFT WITH FITTED KEY HALF-KEY BALANCING BEARING: STANDARD WITH FIXED BEARING, VIBRATION SEVERITY GRADE: R/A, FLANGE ACCURACY: R TERMINAL BOX (ABOVE) CABLE ENTRY ON THE ND-END SIGNAL CONNECTION LEFT | - | 0 | 0
1PH8137-1AF20-2CA1 |  | 1PH8137-1AF20-2CA1 | 1 | UN | 1 | 20 | D | D | N | N | 85015230 | 1 |  | 157 | KG | 4138.14 | 4138.14 | MC05 | MC05 | SIMOTICS M Compact induction motor 1500rpm, 27kW 172Nm, 67A, 315V 1750rpm, 31.5kW 172Nm, 67A, 365V 2000rpm, 36 kW 172Nm, 67A, 415 V water cooling Degree of protection IP65 Without encoder With temperature sensor KTY 84-130 DESIGN IM B3 (IM V5, IM V6) SHAFT WITH FITTED KEY HALF-KEY BALANCING BEARING: STANDARD VIBRATION SEVERITY GRADE S/A; SHAFT A.FLANGE ACCURACY GR. R TERMINAL BOX (ABOVE) CABLE ENTRY ON THE RIGHT SIGNAL CONNECTION D-END | - | 0 | 0
1PH8137-1AF20-2CB1 |  | 1PH8137-1AF20-2CB1 | 1 | UN | 1 | 20 | D | D | N | N | 85015230 | 1 |  | 157 | KG | 4138.14 | 4138.14 | MC05 | MC05 | SIMOTICS M Compact induction motor 1500rpm, 27kW 172Nm, 67A, 315V 1750rpm, 31.5kW 172Nm, 67A, 365V 2000rpm, 36 kW 172Nm, 67A, 415 V water cooling Degree of protection IP65 Without encoder With temperature sensor KTY 84-130 DESIGN IM B3 (IM V5, IM V6) SHAFT WITH FITTED KEY HALF-KEY BALANCING BEARING: STANDARD VIBRATION SEVERITY GRADE S/A; SHAFT A.FLANGE ACCURACY GR. R TERMINAL BOX (ABOVE) CABLE ENTRY ON THE LEFT SIGNAL CONNECTION D-END | - | 0 | 0
1PH8137-1AF20-2CC1 |  | 1PH8137-1AF20-2CC1 | 1 | UN | 1 | 20 | D | D | N | N | 85015230 | 1 |  | 157 | KG | 4138.14 | 4138.14 | MC05 | MC05 | SIMOTICS M Compact induction motor 1500rpm, 27kW 172Nm, 67A, 315V 1750rpm, 31.5kW 172Nm, 67A, 365V 2000rpm, 36 kW 172Nm, 67A, 415 V water cooling Degree of protection IP65 Without encoder With temperature sensor KTY 84-130 DESIGN IM B3 (IM V5, IM V6) SHAFT WITH FITTED KEY HALF-KEY BALANCING BEARING: STANDARD VIBRATION SEVERITY GRADE S/A; SHAFT A.FLANGE ACCURACY GR. R TERMINAL BOX (ABOVE) CABLE ENTRY ON THE ND-END SIGNAL CONNECTION LEFT | - | 0 | 0
1PH8137-1AF22-0BA1 |  | 1PH8137-1AF22-0BA1 | 1 | UN | 1 | 20 | D | D | N | N | 85015230 | 1 |  | 157 | KG | 4167.07 | 4167.07 | MC05 | MC05 | SIMOTICS M Compact induction motor 1500rpm, 27kW 172Nm, 67A, 315V 1750rpm, 31.5kW 172Nm, 67A, 365V 2000rpm, 36 kW 172Nm, 67A, 415 V water cooling Degree of protection IP65 Without encoder With temperature sensor KTY 84-130 DESIGN IM B5 (IMV 1,IM V3) PLAIN SHAFT WITHOUT FITTED KEY; BEARING: STANDARD WITH FIXED BEARING, VIBRATION SEVERITY GRADE: R/A, FLANGE ACCURACY: R TERMINAL BOX (ABOVE) CABLE ENTRY ON THE RIGHT SIGNAL CONNECTION D-END | - | 0 | 0
1PH8137-1AF22-0BB1 |  | 1PH8137-1AF22-0BB1 | 1 | UN | 1 | 20 | D | D | N | N | 85015230 | 1 |  | 157 | KG | 4167.07 | 4167.07 | MC05 | MC05 | SIMOTICS M Compact induction motor 1500rpm, 27kW 172Nm, 67A, 315V 1750rpm, 31.5kW 172Nm, 67A, 365V 2000rpm, 36 kW 172Nm, 67A, 415 V water cooling Degree of protection IP65 Without encoder With temperature sensor KTY 84-130 DESIGN IM B5 (IMV 1,IM V3) PLAIN SHAFT WITHOUT FITTED KEY; BEARING: STANDARD WITH FIXED BEARING, VIBRATION SEVERITY GRADE: R/A, FLANGE ACCURACY: R TERMINAL BOX (ABOVE) CABLE ENTRY ON THE LEFT SIGNAL CONNECTION D-END | - | 0 | 0
1PH8137-1AF22-0BC1 |  | 1PH8137-1AF22-0BC1 | 1 | UN | 1 | 20 | D | D | N | N | 85015230 | 1 |  | 157 | KG | 4167.07 | 4167.07 | MC05 | MC05 | SIMOTICS M Compact induction motor 1500rpm, 27kW 172Nm, 67A, 315V 1750rpm, 31.5kW 172Nm, 67A, 365V 2000rpm, 36 kW 172Nm, 67A, 415 V water cooling Degree of protection IP65 Without encoder With temperature sensor KTY 84-130 DESIGN IM B5 (IMV 1,IM V3) PLAIN SHAFT WITHOUT FITTED KEY; BEARING: STANDARD WITH FIXED BEARING, VIBRATION SEVERITY GRADE: R/A, FLANGE ACCURACY: R TERMINAL BOX (ABOVE) CABLE ENTRY ON THE ND-END SIGNAL CONNECTION LEFT | - | 0 | 0
1PH8137-1AF22-0CA1 |  | 1PH8137-1AF22-0CA1 | 1 | UN | 1 | 20 | D | D | N | N | 85015230 | 1 |  | 157 | KG | 4297.09 | 4297.09 | MC05 | MC05 | SIMOTICS M Compact induction motor 1500rpm, 27kW 172Nm, 67A, 315V 1750rpm, 31.5kW 172Nm, 67A, 365V 2000rpm, 36 kW 172Nm, 67A, 415 V water cooling Degree of protection IP65 Without encoder With temperature sensor KTY 84-130 DESIGN IM B5 (IMV 1,IM V3) PLAIN SHAFT WITHOUT FITTED KEY; BEARING: STANDARD VIBRATION SEVERITY GRADE S/A; SHAFT A.FLANGE ACCURACY GR. R TERMINAL BOX (ABOVE) CABLE ENTRY ON THE RIGHT SIGNAL CONNECTION D-END | - | 0 | 0
1PH8137-1AF22-0CB1 |  | 1PH8137-1AF22-0CB1 | 1 | UN | 1 | 20 | D | D | N | N | 85015230 | 1 |  | 157 | KG | 4297.09 | 4297.09 | MC05 | MC05 | SIMOTICS M Compact induction motor 1500rpm, 27kW 172Nm, 67A, 315V 1750rpm, 31.5kW 172Nm, 67A, 365V 2000rpm, 36 kW 172Nm, 67A, 415 V water cooling Degree of protection IP65 Without encoder With temperature sensor KTY 84-130 DESIGN IM B5 (IMV 1,IM V3) PLAIN SHAFT WITHOUT FITTED KEY; BEARING: STANDARD VIBRATION SEVERITY GRADE S/A; SHAFT A.FLANGE ACCURACY GR. R TERMINAL BOX (ABOVE) CABLE ENTRY ON THE LEFT SIGNAL CONNECTION D-END | - | 0 | 0
1PH8137-1AF22-0CC1 |  | 1PH8137-1AF22-0CC1 | 1 | UN | 1 | 20 | D | D | N | N | 85015230 | 1 |  | 157 | KG | 4297.09 | 4297.09 | MC05 | MC05 | SIMOTICS M Compact induction motor 1500rpm, 27kW 172Nm, 67A, 315V 1750rpm, 31.5kW 172Nm, 67A, 365V 2000rpm, 36 kW 172Nm, 67A, 415 V water cooling Degree of protection IP65 Without encoder With temperature sensor KTY 84-130 DESIGN IM B5 (IMV 1,IM V3) PLAIN SHAFT WITHOUT FITTED KEY; BEARING: STANDARD VIBRATION SEVERITY GRADE S/A; SHAFT A.FLANGE ACCURACY GR. R TERMINAL BOX (ABOVE) CABLE ENTRY ON THE ND-END SIGNAL CONNECTION LEFT | - | 0 | 0
1PH8137-1AF22-2BA1 |  | 1PH8137-1AF22-2BA1 | 1 | UN | 1 | 20 | D | D | N | N | 85015230 | 1 |  | 157 | KG | 4167.07 | 4167.07 | MC05 | MC05 | SIMOTICS M Compact induction motor 1500rpm, 27kW 172Nm, 67A, 315V 1750rpm, 31.5kW 172Nm, 67A, 365V 2000rpm, 36 kW 172Nm, 67A, 415 V water cooling Degree of protection IP65 Without encoder With temperature sensor KTY 84-130 DESIGN IM B5 (IMV 1,IM V3) SHAFT WITH FITTED KEY HALF-KEY BALANCING BEARING: STANDARD WITH FIXED BEARING, VIBRATION SEVERITY GRADE: R/A, FLANGE ACCURACY: R TERMINAL BOX (ABOVE) CABLE ENTRY ON THE RIGHT SIGNAL CONNECTION D-END | - | 0 | 0
1PH8137-1AF22-2BB1 |  | 1PH8137-1AF22-2BB1 | 1 | UN | 1 | 20 | D | D | N | N | 85015230 | 1 |  | 157 | KG | 4167.07 | 4167.07 | MC05 | MC05 | SIMOTICS M Compact induction motor 1500rpm, 27kW 172Nm, 67A, 315V 1750rpm, 31.5kW 172Nm, 67A, 365V 2000rpm, 36 kW 172Nm, 67A, 415 V water cooling Degree of protection IP65 Without encoder With temperature sensor KTY 84-130 DESIGN IM B5 (IMV 1,IM V3) SHAFT WITH FITTED KEY HALF-KEY BALANCING BEARING: STANDARD WITH FIXED BEARING, VIBRATION SEVERITY GRADE: R/A, FLANGE ACCURACY: R TERMINAL BOX (ABOVE) CABLE ENTRY ON THE LEFT SIGNAL CONNECTION D-END | - | 0 | 0
1PH8137-1AF22-2BC1 |  | 1PH8137-1AF22-2BC1 | 1 | UN | 1 | 20 | D | D | N | N | 85015230 | 1 |  | 157 | KG | 4167.07 | 4167.07 | MC05 | MC05 | SIMOTICS M Compact induction motor 1500rpm, 27kW 172Nm, 67A, 315V 1750rpm, 31.5kW 172Nm, 67A, 365V 2000rpm, 36 kW 172Nm, 67A, 415 V water cooling Degree of protection IP65 Without encoder With temperature sensor KTY 84-130 DESIGN IM B5 (IMV 1,IM V3) SHAFT WITH FITTED KEY HALF-KEY BALANCING BEARING: STANDARD WITH FIXED BEARING, VIBRATION SEVERITY GRADE: R/A, FLANGE ACCURACY: R TERMINAL BOX (ABOVE) CABLE ENTRY ON THE ND-END SIGNAL CONNECTION LEFT | - | 0 | 0
1PH8137-1AF22-2CA1 |  | 1PH8137-1AF22-2CA1 | 1 | UN | 1 | 20 | D | D | N | N | 85015230 | 1 |  | 157 | KG | 4297.09 | 4297.09 | MC05 | MC05 | SIMOTICS M Compact induction motor 1500rpm, 27kW 172Nm, 67A, 315V 1750rpm, 31.5kW 172Nm, 67A, 365V 2000rpm, 36 kW 172Nm, 67A, 415 V water cooling Degree of protection IP65 Without encoder With temperature sensor KTY 84-130 DESIGN IM B5 (IMV 1,IM V3) SHAFT WITH FITTED KEY HALF-KEY BALANCING BEARING: STANDARD VIBRATION SEVERITY GRADE S/A; SHAFT A.FLANGE ACCURACY GR. R TERMINAL BOX (ABOVE) CABLE ENTRY ON THE RIGHT SIGNAL CONNECTION D-END | - | 0 | 0
1PH8137-1AF22-2CB1 |  | 1PH8137-1AF22-2CB1 | 1 | UN | 1 | 20 | D | D | N | N | 85015230 | 1 |  | 157 | KG | 4297.09 | 4297.09 | MC05 | MC05 | SIMOTICS M Compact induction motor 1500rpm, 27kW 172Nm, 67A, 315V 1750rpm, 31.5kW 172Nm, 67A, 365V 2000rpm, 36 kW 172Nm, 67A, 415 V water cooling Degree of protection IP65 Without encoder With temperature sensor KTY 84-130 DESIGN IM B5 (IMV 1,IM V3) SHAFT WITH FITTED KEY HALF-KEY BALANCING BEARING: STANDARD VIBRATION SEVERITY GRADE S/A; SHAFT A.FLANGE ACCURACY GR. R TERMINAL BOX (ABOVE) CABLE ENTRY ON THE LEFT SIGNAL CONNECTION D-END | - | 0 | 0
1PH8137-1AF22-2CC1 |  | 1PH8137-1AF22-2CC1 | 1 | UN | 1 | 20 | D | D | N | N | 85015230 | 1 |  | 157 | KG | 4297.09 | 4297.09 | MC05 | MC05 | SIMOTICS M Compact induction motor 1500rpm, 27kW 172Nm, 67A, 315V 1750rpm, 31.5kW 172Nm, 67A, 365V 2000rpm, 36 kW 172Nm, 67A, 415 V water cooling Degree of protection IP65 Without encoder With temperature sensor KTY 84-130 DESIGN IM B5 (IMV 1,IM V3) SHAFT WITH FITTED KEY HALF-KEY BALANCING BEARING: STANDARD VIBRATION SEVERITY GRADE S/A; SHAFT A.FLANGE ACCURACY GR. R TERMINAL BOX (ABOVE) CABLE ENTRY ON THE ND-END SIGNAL CONNECTION LEFT | - | 0 | 0
1PH8137-1AF23-0BA1 |  | 1PH8137-1AF23-0BA1 | 1 | UN | 1 | 20 | D | D | N | N | 85015230 | 1 |  | 157 | KG | 4369.37 | 4369.37 | MC05 | MC05 | SIMOTICS M Compact induction motor 1500rpm, 27kW 172Nm, 67A, 315V 1750rpm, 31.5kW 172Nm, 67A, 365V 2000rpm, 36 kW 172Nm, 67A, 415 V water cooling Degree of protection IP65 Without encoder With temperature sensor KTY 84-130 Design IM B35 (IM V15, (IM V35) PLAIN SHAFT WITHOUT FITTED KEY; BEARING: STANDARD WITH FIXED BEARING, VIBRATION SEVERITY GRADE: R/A, FLANGE ACCURACY: R TERMINAL BOX (ABOVE) CABLE ENTRY ON THE RIGHT SIGNAL CONNECTION D-END | - | 0 | 0
1PH8137-1AF23-0BB1 |  | 1PH8137-1AF23-0BB1 | 1 | UN | 1 | 20 | D | D | N | N | 85015230 | 1 |  | 157 | KG | 4369.37 | 4369.37 | MC05 | MC05 | SIMOTICS M Compact induction motor 1500rpm, 27kW 172Nm, 67A, 315V 1750rpm, 31.5kW 172Nm, 67A, 365V 2000rpm, 36 kW 172Nm, 67A, 415 V water cooling Degree of protection IP65 Without encoder With temperature sensor KTY 84-130 Design IM B35 (IM V15, (IM V35) PLAIN SHAFT WITHOUT FITTED KEY; BEARING: STANDARD WITH FIXED BEARING, VIBRATION SEVERITY GRADE: R/A, FLANGE ACCURACY: R TERMINAL BOX (ABOVE) CABLE ENTRY ON THE LEFT SIGNAL CONNECTION D-END | - | 0 | 0
1PH8137-1AF23-0BC1 |  | 1PH8137-1AF23-0BC1 | 1 | UN | 1 | 20 | D | D | N | N | 85015230 | 1 |  | 157 | KG | 4369.37 | 4369.37 | MC05 | MC05 | SIMOTICS M Compact induction motor 1500rpm, 27kW 172Nm, 67A, 315V 1750rpm, 31.5kW 172Nm, 67A, 365V 2000rpm, 36 kW 172Nm, 67A, 415 V water cooling Degree of protection IP65 Without encoder With temperature sensor KTY 84-130 Design IM B35 (IM V15, (IM V35) PLAIN SHAFT WITHOUT FITTED KEY; BEARING: STANDARD WITH FIXED BEARING, VIBRATION SEVERITY GRADE: R/A, FLANGE ACCURACY: R TERMINAL BOX (ABOVE) CABLE ENTRY ON THE ND-END SIGNAL CONNECTION LEFT | - | 0 | 0
1PH8137-1AF23-0CA1 |  | 1PH8137-1AF23-0CA1 | 1 | UN | 1 | 20 | D | D | N | N | 85015230 | 1 |  | 157 | KG | 4499.39 | 4499.39 | MC05 | MC05 | SIMOTICS M Compact induction motor 1500rpm, 27kW 172Nm, 67A, 315V 1750rpm, 31.5kW 172Nm, 67A, 365V 2000rpm, 36 kW 172Nm, 67A, 415 V water cooling Degree of protection IP65 Without encoder With temperature sensor KTY 84-130 Design IM B35 (IM V15, (IM V35) PLAIN SHAFT WITHOUT FITTED KEY; BEARING: STANDARD VIBRATION SEVERITY GRADE S/A; SHAFT A.FLANGE ACCURACY GR. R TERMINAL BOX (ABOVE) CABLE ENTRY ON THE RIGHT SIGNAL CONNECTION D-END | - | 0 | 0
1PH8137-1AF23-0CB1 |  | 1PH8137-1AF23-0CB1 | 1 | UN | 1 | 20 | D | D | N | N | 85015230 | 1 |  | 157 | KG | 4499.39 | 4499.39 | MC05 | MC05 | SIMOTICS M Compact induction motor 1500rpm, 27kW 172Nm, 67A, 315V 1750rpm, 31.5kW 172Nm, 67A, 365V 2000rpm, 36 kW 172Nm, 67A, 415 V water cooling Degree of protection IP65 Without encoder With temperature sensor KTY 84-130 Design IM B35 (IM V15, (IM V35) PLAIN SHAFT WITHOUT FITTED KEY; BEARING: STANDARD VIBRATION SEVERITY GRADE S/A; SHAFT A.FLANGE ACCURACY GR. R TERMINAL BOX (ABOVE) CABLE ENTRY ON THE LEFT SIGNAL CONNECTION D-END | - | 0 | 0
1PH8137-1AF23-0CC1 |  | 1PH8137-1AF23-0CC1 | 1 | UN | 1 | 20 | D | D | N | N | 85015230 | 1 |  | 157 | KG | 4499.39 | 4499.39 | MC05 | MC05 | SIMOTICS M Compact induction motor 1500rpm, 27kW 172Nm, 67A, 315V 1750rpm, 31.5kW 172Nm, 67A, 365V 2000rpm, 36 kW 172Nm, 67A, 415 V water cooling Degree of protection IP65 Without encoder With temperature sensor KTY 84-130 Design IM B35 (IM V15, (IM V35) PLAIN SHAFT WITHOUT FITTED KEY; BEARING: STANDARD VIBRATION SEVERITY GRADE S/A; SHAFT A.FLANGE ACCURACY GR. R TERMINAL BOX (ABOVE) CABLE ENTRY ON THE ND-END SIGNAL CONNECTION LEFT | - | 0 | 0
1PH8137-1AF23-2BA1 |  | 1PH8137-1AF23-2BA1 | 1 | UN | 1 | 20 | D | D | N | N | 85015230 | 1 |  | 157 | KG | 4369.37 | 4369.37 | MC05 | MC05 | SIMOTICS M Compact induction motor 1500rpm, 27kW 172Nm, 67A, 315V 1750rpm, 31.5kW 172Nm, 67A, 365V 2000rpm, 36 kW 172Nm, 67A, 415 V water cooling Degree of protection IP65 Without encoder With temperature sensor KTY 84-130 Design IM B35 (IM V15, (IM V35) SHAFT WITH FITTED KEY HALF-KEY BALANCING BEARING: STANDARD WITH FIXED BEARING, VIBRATION SEVERITY GRADE: R/A, FLANGE ACCURACY: R TERMINAL BOX (ABOVE) CABLE ENTRY ON THE RIGHT SIGNAL CONNECTION D-END | - | 0 | 0
1PH8137-1AF23-2BB1 |  | 1PH8137-1AF23-2BB1 | 1 | UN | 1 | 20 | D | D | N | N | 85015230 | 1 |  | 157 | KG | 4369.37 | 4369.37 | MC05 | MC05 | SIMOTICS M Compact induction motor 1500rpm, 27kW 172Nm, 67A, 315V 1750rpm, 31.5kW 172Nm, 67A, 365V 2000rpm, 36 kW 172Nm, 67A, 415 V water cooling Degree of protection IP65 Without encoder With temperature sensor KTY 84-130 Design IM B35 (IM V15, (IM V35) SHAFT WITH FITTED KEY HALF-KEY BALANCING BEARING: STANDARD WITH FIXED BEARING, VIBRATION SEVERITY GRADE: R/A, FLANGE ACCURACY: R TERMINAL BOX (ABOVE) CABLE ENTRY ON THE LEFT SIGNAL CONNECTION D-END | - | 0 | 0
1PH8137-1AF23-2BC1 |  | 1PH8137-1AF23-2BC1 | 1 | UN | 1 | 20 | D | D | N | N | 85015230 | 1 |  | 157 | KG | 4369.37 | 4369.37 | MC05 | MC05 | SIMOTICS M Compact induction motor 1500rpm, 27kW 172Nm, 67A, 315V 1750rpm, 31.5kW 172Nm, 67A, 365V 2000rpm, 36 kW 172Nm, 67A, 415 V water cooling Degree of protection IP65 Without encoder With temperature sensor KTY 84-130 Design IM B35 (IM V15, (IM V35) SHAFT WITH FITTED KEY HALF-KEY BALANCING BEARING: STANDARD WITH FIXED BEARING, VIBRATION SEVERITY GRADE: R/A, FLANGE ACCURACY: R TERMINAL BOX (ABOVE) CABLE ENTRY ON THE ND-END SIGNAL CONNECTION LEFT | - | 0 | 0
1PH8137-1AF23-2CA1 |  | 1PH8137-1AF23-2CA1 | 1 | UN | 1 | 20 | D | D | N | N | 85015230 | 1 |  | 157 | KG | 4499.39 | 4499.39 | MC05 | MC05 | SIMOTICS M Compact induction motor 1500rpm, 27kW 172Nm, 67A, 315V 1750rpm, 31.5kW 172Nm, 67A, 365V 2000rpm, 36 kW 172Nm, 67A, 415 V water cooling Degree of protection IP65 Without encoder With temperature sensor KTY 84-130 Design IM B35 (IM V15, (IM V35) SHAFT WITH FITTED KEY HALF-KEY BALANCING BEARING: STANDARD VIBRATION SEVERITY GRADE S/A; SHAFT A.FLANGE ACCURACY GR. R TERMINAL BOX (ABOVE) CABLE ENTRY ON THE RIGHT SIGNAL CONNECTION D-END | - | 0 | 0
1PH8137-1AF23-2CB1 |  | 1PH8137-1AF23-2CB1 | 1 | UN | 1 | 20 | D | D | N | N | 85015230 | 1 |  | 157 | KG | 4499.39 | 4499.39 | MC05 | MC05 | SIMOTICS M Compact induction motor 1500rpm, 27kW 172Nm, 67A, 315V 1750rpm, 31.5kW 172Nm, 67A, 365V 2000rpm, 36 kW 172Nm, 67A, 415 V water cooling Degree of protection IP65 Without encoder With temperature sensor KTY 84-130 Design IM B35 (IM V15, (IM V35) SHAFT WITH FITTED KEY HALF-KEY BALANCING BEARING: STANDARD VIBRATION SEVERITY GRADE S/A; SHAFT A.FLANGE ACCURACY GR. R TERMINAL BOX (ABOVE) CABLE ENTRY ON THE LEFT SIGNAL CONNECTION D-END | - | 0 | 0
1PH8137-1AF23-2CC1 |  | 1PH8137-1AF23-2CC1 | 1 | UN | 1 | 20 | D | D | N | N | 85015230 | 1 |  | 157 | KG | 4499.39 | 4499.39 | MC05 | MC05 | SIMOTICS M Compact induction motor 1500rpm, 27kW 172Nm, 67A, 315V 1750rpm, 31.5kW 172Nm, 67A, 365V 2000rpm, 36 kW 172Nm, 67A, 415 V water cooling Degree of protection IP65 Without encoder With temperature sensor KTY 84-130 Design IM B35 (IM V15, (IM V35) SHAFT WITH FITTED KEY HALF-KEY BALANCING BEARING: STANDARD VIBRATION SEVERITY GRADE S/A; SHAFT A.FLANGE ACCURACY GR. R TERMINAL BOX (ABOVE) CABLE ENTRY ON THE ND-END SIGNAL CONNECTION LEFT | - | 0 | 0
1PH8137-1AG02-1BZ1-Z | A12A76Q1BV04W92 | 1PH8137-1AG02-1BZ1-ZA12A76Q1BV04W92 | 1 | UN | 1 | 20 | D | D | N | N | 85015230 | 1 |  | 141 | KG | 4696.01 | 4696.01 | MC05 | MC05 | SIMOTICS M Compact induction motor 2000rpm, 28 kW, 134Nm, 60 A, 350 V 2300rpm, 29 kW, 120Nm, 56A, 400V 2650rpm, 30 kW, 108Nm, 52A, 460 V Forced ventilation; direction of air flow DE--> NDE; Degree of protection IP55 Motor customer-spec. Offer number SMR-09-2011 A76: 2 additional temperature sensors Pt100 V04: Hardened shaft extension A12: PTC thermistor for warning and shutdown W92: Fan decoupled and mounted Q1B: special connection system Terminal box Dimension drawing 510.21813.01 | - | 0 | 0
1PH8137-1AG02-2BA1-Z | V90X05 | 1PH8137-1AG02-2BA1-ZV90X05 | 1 | UN | 1 | 20 | D | D | N | N | 85015230 | 1 |  | 141 | KG | 3522.52 | 3522.52 | MC05 | MC05 | SIMOTICS M Compact induction motor 2000rpm, 28kW, 134Nm, 60A, 350 V 2300rpm, 29kW, 120Nm, 56A, 400 V 2650rpm, 30 kW, 108Nm, 52A, 460 V forced ventilation; direction of air flow DE--> NDE; Degree of protection IP55 Without encoder With temperature sensor KTY 84-130 DESIGN IM B5 (IMV 1,IM V3) SHAFT WITH FITTED KEY HALF-KEY BALANCING BEARING: STANDARD WITH FIXED BEARING, VIBRATION SEVERITY GRADE: R/A, FLANGE ACCURACY: R TERMINAL BOX (ABOVE) CABLE ENTRY ON THE RIGHT SIGNAL CONNECTION D-END V90: SHAFT END 42 X 110 MM COMPATIBLE FOR 1PH7 X05: PAINT FINISH RAL 5015 (SKY BLUE) | - | 0 | 0
1PH8137-1AS12-2BA1-Z | G14 | 1PH8137-1AS12-2BA1-ZG14 | 1 | UN | 1 | 20 | D | D | N | N | 85015230 | 1 |  | 141 | KG | 3654.16 | 3654.16 | MC05 | MC05 | SIMOTICS M Compact induction motor 2000rpm, 29kW 138Nm, 56A, 398V 5000rpm, 27.5kW 53Nm, 56A, 425V 1500rpm, 22 kW 140 Nm, 56A, 308V forced ventilation; direction of air flow NDE--> DE; Degree of protection IP55 Without encoder With temperature sensor KTY 84-130 DESIGN IM B5 (IMV 1,IM V3) SHAFT WITH FITTED KEY HALF-KEY BALANCING BEARING: STANDARD WITH FIXED BEARING, VIBRATION SEVERITY GRADE: R/A, FLANGE ACCURACY: R TERMINAL BOX (ABOVE) CABLE ENTRY ON THE RIGHT SIGNAL CONNECTION D-END G14: FAN ASSEMBLY WITH AIR FILTER | - | 0 | 0
1PH8137-1CG02-0LA1-Z | L74V90 | 1PH8137-1CG02-0LA1-ZL74V90 | 1 | UN | 1 | 20 | D | D | N | N | 85015230 | 1 |  | 141 | KG | 5518.31 | 5518.31 | MC05 | MC05 | SIMOTICS M Compact induction motor 2000rpm, 28kW, 134Nm, 60A, 350 V 2300rpm, 29kW, 120Nm, 56A, 400 V 2650rpm, 30 kW, 108Nm, 52A, 460 V forced ventilation; direction of air flow DE--> NDE; Degree of protection IP55 Incremental encoder sin/cos 1 Vpp 256 S/R without C and D track (encoder IN256S/R) With temperature sensor KTY 84-130 DESIGN IM B5 (IMV 1,IM V3) PLAIN SHAFT WITHOUT FITTED KEY; BEARING: PERFORMANCE, VIBRATION SEVERITY GRADE: SPECIAL/B, SHAFT AND FLANGE ACCURACY: SPECIAL TERMINAL BOX (ABOVE) CABLE ENTRY ON THE RIGHT SIGNAL CONNECTION D-END L74: FAN DEGREE OF PROTECTION IP 65 V90: SHAFT END 42 X 110 MM COMPATIBLE FOR 1PH7 | - | 0 | 0
1PH8137-1DB00-0BA1 |  | 1PH8137-1DB00-0BA1 | 1 | UN | 1 | 20 | D | D | N | N | 85015230 | 1 |  | 141 | KG | 4139.24 | 4139.24 | MC05 | MC05 | SIMOTICS M Compact induction motor 400rpm 6.9kW 165Nm 18A 323V 500rpm 8.6kW 165Nm 18A 391V 600rpm 10.3kW 165Nm 18A 458V forced ventilation; direction of air flow DE--> NDE; Degree of protection IP55 Incremental encoder 22-bit with commutation position (encoder IC22DQ) with DRIVE-CLiQ interface DESIGN IM B3 (IM V5, IM V6) PLAIN SHAFT WITHOUT FITTED KEY; BEARING: STANDARD WITH FIXED BEARING, VIBRATION SEVERITY GRADE: R/A, FLANGE ACCURACY: R TERMINAL BOX (ABOVE) CABLE ENTRY ON THE RIGHT SIGNAL CONNECTION D-END | - | 0 | 0
1PH8137-1DD00-0GA1 |  | 1PH8137-1DD00-0GA1 | 1 | UN | 1 | 20 | D | D | N | N | 85015230 | 1 |  | 141 | KG | 3949.33 | 3949.33 | MC05 | MC05 | SIMOTICS M Compact induction motor 1000rpm, 17kW 162Nm, 43A, 307V 1150rpm, 19.5kW 162Nm, 43A, 350 V 1350rpm, 22 kW 156Nm, 42A, 404V forced ventilation; direction of air flow DE--> NDE; Degree of protection IP55 Incremental encoder 22-bit with commutation position (encoder IC22DQ) with DRIVE-CLiQ interface DESIGN IM B3 (IM V5, IM V6) PLAIN SHAFT WITHOUT FITTED KEY; BEARING: STANDARD, VIBRATION SEVERITY GRADE: R/A, SHAFT AND FLANGE ACCURACY: R TERMINAL BOX (ABOVE) CABLE ENTRY ON THE RIGHT SIGNAL CONNECTION D-END | - | 0 | 0
1PH8137-1DD00-1LA1 |  | 1PH8137-1DD00-1LA1 | 1 | UN | 1 | 20 | D | D | N | N | 85015230 | 1 |  | 141 | KG | 4503.71 | 4503.71 | MC05 | MC05 | SIMOTICS M Compact induction motor 1000rpm, 17kW 162Nm, 43A, 307V 1150rpm, 19.5kW 162Nm, 43A, 350 V 1350rpm, 22 kW 156Nm, 42A, 404V forced ventilation; direction of air flow DE--> NDE; Degree of protection IP55 Incremental encoder 22-bit with commutation position (encoder IC22DQ) with DRIVE-CLiQ interface DESIGN IM B3 (IM V5, IM V6) SHAFT WITH FITTED KEY FULL-KEY BALANCING BEARING: PERFORMANCE, VIBRATION SEVERITY GRADE: SPECIAL/B, SHAFT AND FLANGE ACCURACY: SPECIAL TERMINAL BOX (ABOVE) CABLE ENTRY ON THE RIGHT SIGNAL CONNECTION D-END | - | 0 | 0
1PH8137-1DD02-0LC1 |  | 1PH8137-1DD02-0LC1 | 1 | UN | 1 | 20 | D | D | N | N | 85015230 | 1 |  | 141 | KG | 4662.66 | 4662.66 | MC05 | MC05 | SIMOTICS M Compact induction motor 1000rpm, 17kW 162Nm, 43A, 307V 1150rpm, 19.5kW 162Nm, 43A, 350 V 1350rpm, 22 kW 156Nm, 42A, 404V forced ventilation; direction of air flow DE--> NDE; Degree of protection IP55 Incremental encoder 22-bit with commutation position (encoder IC22DQ) with DRIVE-CLiQ interface DESIGN IM B5 (IMV 1,IM V3) PLAIN SHAFT WITHOUT FITTED KEY; BEARING: PERFORMANCE, VIBRATION SEVERITY GRADE: SPECIAL/B, SHAFT AND FLANGE ACCURACY: SPECIAL TERMINAL BOX (ABOVE) CABLE ENTRY ON THE ND-END SIGNAL CONNECTION LEFT | - | 0 | 0
1PH8137-1DD02-1LA1-Z | X01 | 1PH8137-1DD02-1LA1-ZX01 | 1 | UN | 1 | 20 | D | D | N | N | 85015230 | 1 |  | 141 | KG | 4763.81 | 4763.81 | MC05 | MC05 | SIMOTICS M Compact induction motor 1000rpm, 17kW 162Nm, 43A, 307V 1150rpm, 19.5kW 162Nm, 43A, 350 V 1350rpm, 22 kW 156Nm, 42A, 404V forced ventilation; direction of air flow DE--> NDE; Degree of protection IP55 Incremental encoder 22-bit with commutation position (encoder IC22DQ) with DRIVE-CLiQ interface DESIGN IM B5 (IMV 1,IM V3) SHAFT WITH FITTED KEY FULL-KEY BALANCING BEARING: PERFORMANCE, VIBRATION SEVERITY GRADE: SPECIAL/B, SHAFT AND FLANGE ACCURACY: SPECIAL TERMINAL BOX (ABOVE) CABLE ENTRY ON THE RIGHT SIGNAL CONNECTION D-END X01: Paint finish in RAL 9005 (matte black) | - | 0 | 0
1PH8137-1DD03-0DA1 |  | 1PH8137-1DD03-0DA1 | 1 | UN | 1 | 20 | D | D | N | N | 85015230 | 1 |  | 141 | KG | 4677.26 | 4677.26 | MC05 | MC05 | SIMOTICS M Compact induction motor 1000rpm, 17kW 162Nm, 43A, 307V 1150rpm, 19.5kW 162Nm, 43A, 350 V 1350rpm, 22 kW 156Nm, 42A, 404V forced ventilation; direction of air flow DE--> NDE; Degree of protection IP55 Incremental encoder 22-bit with commutation position (encoder IC22DQ) with DRIVE-CLiQ interface Design IM B35 (IM V15, (IM V35) PLAIN SHAFT WITHOUT FITTED KEY; BEARING: STANDARD WITH FIXED BEARING, VIBRATION SEVERITY GRADE: SR/A, SHAFT AND FLANGE ACCURACY: R TERMINAL BOX (ABOVE) CABLE ENTRY ON THE RIGHT SIGNAL CONNECTION D-END | - | 0 | 0
1PH8137-1DD03-1LA1 |  | 1PH8137-1DD03-1LA1 | 1 | UN | 1 | 20 | D | D | N | N | 85015230 | 1 |  | 141 | KG | 4864.96 | 4864.96 | MC05 | MC05 | SIMOTICS M Compact induction motor 1000rpm, 17kW 162Nm, 43A, 307V 1150rpm, 19.5kW 162Nm, 43A, 350 V 1350rpm, 22 kW 156Nm, 42A, 404V forced ventilation; direction of air flow DE--> NDE; Degree of protection IP55 Incremental encoder 22-bit with commutation position (encoder IC22DQ) with DRIVE-CLiQ interface Design IM B35 (IM V15, (IM V35) SHAFT WITH FITTED KEY FULL-KEY BALANCING BEARING: PERFORMANCE, VIBRATION SEVERITY GRADE: SPECIAL/B, SHAFT AND FLANGE ACCURACY: SPECIAL TERMINAL BOX (ABOVE) CABLE ENTRY ON THE RIGHT SIGNAL CONNECTION D-END | - | 0 | 0
1PH8137-1DD03-1LG1 |  | 1PH8137-1DD03-1LG1 | 1 | UN | 1 | 20 | D | D | N | N | 85015230 | 1 |  | 141 | KG | 4864.96 | 4864.96 | MC05 | MC05 | SIMOTICS M Compact induction motor 1000rpm, 17kW 162Nm, 43A, 307V 1150rpm, 19.5kW 162Nm, 43A, 350 V 1350rpm, 22 kW 156Nm, 42A, 404V forced ventilation; direction of air flow DE--> NDE; Degree of protection IP55 Incremental encoder 22-bit with commutation position (encoder IC22DQ) with DRIVE-CLiQ interface Design IM B35 (IM V15, (IM V35) SHAFT WITH FITTED KEY FULL-KEY BALANCING BEARING: PERFORMANCE, VIBRATION SEVERITY GRADE: SPECIAL/B, SHAFT AND FLANGE ACCURACY: SPECIAL POWER CONNECTOR (ABOVE) CABLE ENTRY ON THE ND-END SIGNAL CONNECTION LEFT | - | 0 | 0
1PH8137-1DF00-1BA1 |  | 1PH8137-1DF00-1BA1 | 1 | UN | 1 | 20 | D | D | N | N | 85015230 | 1 |  | 141 | KG | 4139.24 | 4139.24 | MC05 | MC05 | SIMOTICS M Compact induction motor 1500rpm, 22kW, 140 Nm, 56A, 308V 1750rpm, 25kW, 136Nm, 56A, 352V 2000rpm, 28kW, 134Nm, 55A, 401V forced ventilation; direction of air flow DE--> NDE; Degree of protection IP55 Incremental encoder 22-bit with commutation position (encoder IC22DQ) with DRIVE-CLiQ interface DESIGN IM B3 (IM V5, IM V6) SHAFT WITH FITTED KEY FULL-KEY BALANCING BEARING: STANDARD WITH FIXED BEARING, VIBRATION SEVERITY GRADE: R/A, FLANGE ACCURACY: R TERMINAL BOX (ABOVE) CABLE ENTRY ON THE RIGHT SIGNAL CONNECTION D-END | - | 0 | 0
1PH8137-1DF02-1BC1 |  | 1PH8137-1DF02-1BC1 | 1 | UN | 1 | 20 | D | D | N | N | 85015230 | 1 |  | 141 | KG | 4298.19 | 4298.19 | MC05 | MC05 | SIMOTICS M Compact induction motor 1500rpm, 22kW, 140 Nm, 56A, 308V 1750rpm, 25kW, 136Nm, 56A, 352V 2000rpm, 28kW, 134Nm, 55A, 401V forced ventilation; direction of air flow DE--> NDE; Degree of protection IP55 Incremental encoder 22-bit with commutation position (encoder IC22DQ) with DRIVE-CLiQ interface DESIGN IM B5 (IMV 1,IM V3) SHAFT WITH FITTED KEY FULL-KEY BALANCING BEARING: STANDARD WITH FIXED BEARING, VIBRATION SEVERITY GRADE: R/A, FLANGE ACCURACY: R TERMINAL BOX (ABOVE) CABLE ENTRY ON THE ND-END SIGNAL CONNECTION LEFT | - | 0 | 0
1PH8137-1DF03-1CF1 |  | 1PH8137-1DF03-1CF1 | 1 | UN | 1 | 20 | D | D | N | N | 85015230 | 1 |  | 141 | KG | 4630.51 | 4630.51 | MC05 | MC05 | SIMOTICS M Compact induction motor 1500rpm, 22kW, 140 Nm, 56A, 308V 1750rpm, 25kW, 136Nm, 56A, 352V 2000rpm, 28kW, 134Nm, 55A, 401V forced ventilation; direction of air flow DE--> NDE; Degree of protection IP55 Incremental encoder 22-bit with commutation position (encoder IC22DQ) with DRIVE-CLiQ interface Design IM B35 (IM V15, (IM V35) SHAFT WITH FITTED KEY FULL-KEY BALANCING BEARING: STANDARD WITH FIXED BEARING, VIBRATION SEVERITY GRADE: S/A, SHAFT AND FLANGE ACCURACY: R POWER CONNECTOR(ABOVE) CABLE ENTRY ON THE LEFT SIGNAL CONNECTION D-END | - | 0 | 0
1PH8137-1DF10-1GA1 |  | 1PH8137-1DF10-1GA1 | 1 | UN | 1 | 20 | D | D | N | N | 85015230 | 1 |  | 141 | KG | 3949.33 | 3949.33 | MC05 | MC05 | SIMOTICS M Compact induction motor 1500rpm, 22kW, 140 Nm, 56A, 308V 1750rpm, 25kW, 136Nm, 56A, 353V 2000rpm, 28kW, 134Nm, 55A, 401V forced ventilation; direction of air flow NDE--> DE; Degree of protection IP55 Incremental encoder 22-bit with commutation position (encoder IC22DQ) with DRIVE-CLiQ interface DESIGN IM B3 (IM V5, IM V6) SHAFT WITH FITTED KEY FULL-KEY BALANCING BEARING: STANDARD, VIBRATION SEVERITY GRADE: R/A, SHAFT AND FLANGE ACCURACY: R TERMINAL BOX (ABOVE) CABLE ENTRY ON THE RIGHT SIGNAL CONNECTION D-END | - | 0 | 0
1PH8137-1DF13-0BA1-Z | G14V90 | 1PH8137-1DF13-0BA1-ZG14V90 | 1 | UN | 1 | 20 | D | D | N | N | 85015230 | 1 |  | 141 | KG | 4851.18 | 4851.18 | MC05 | MC05 | SIMOTICS M Compact induction motor 1500rpm, 22kW, 140 Nm, 56A, 308V 1750rpm, 25kW, 136Nm, 56A, 353V 2000rpm, 28kW, 134Nm, 55A, 401V forced ventilation; direction of air flow NDE--> DE; Degree of protection IP55 Incremental encoder 22-bit with commutation position (encoder IC22DQ) with DRIVE-CLiQ interface Design IM B35 (IM V15, (IM V35) PLAIN SHAFT WITHOUT FITTED KEY; BEARING: STANDARD WITH FIXED BEARING, VIBRATION SEVERITY GRADE: R/A, FLANGE ACCURACY: R TERMINAL BOX (ABOVE) CABLE ENTRY ON THE RIGHT SIGNAL CONNECTION D-END G14: FAN ASSEMBLY WITH AIR FILTER V90: SHAFT END 42 X 110 MM COMPATIBLE FOR 1PH7 | - | 0 | 0
1PH8137-1DG00-0ME1-Z | V05 | 1PH8137-1DG00-0ME1-ZV05 | 1 | UN | 1 | 20 | D | D | N | N | 85015230 | 1 |  | 141 | KG | 6167.94 | 6167.94 | MC05 | MC05 | SIMOTICS M Compact induction motor 2000rpm, 28 kW, 134Nm, 60 A, 350 V 2300rpm, 29 kW, 120Nm, 56A, 400V 2650rpm, 30 kW, 108Nm, 52A, 460 V Forced ventilation; direction of air flow DE--> NDE; Degree of protection IP55 Motor customer-spec. Offer number SMR-71-2013 V05: Customer-specific shaft extension Dimension drawing 510.24903.01 | - | 0 | 7
1PH8137-1DG00-2FA1 |  | 1PH8137-1DG00-2FA1 | 1 | UN | 1 | 20 | D | D | N | N | 85015230 | 1 |  | 141 | KG | 4226.74 | 4226.74 | MC05 | MC05 | SIMOTICS M Compact induction motor 2000rpm, 28kW, 134Nm, 60A, 350 V 2300rpm, 29kW, 120Nm, 56A, 400 V 2650rpm, 30 kW, 108Nm, 52A, 460 V forced ventilation; direction of air flow DE--> NDE; Degree of protection IP55 Incremental encoder 22-bit with commutation position (encoder IC22DQ) with DRIVE-CLiQ interface DESIGN IM B3 (IM V5, IM V6) SHAFT WITH FITTED KEY HALF-KEY BALANCING BEARING: INCREASED RADIAL FORCES, VIBRATION SEVERITY GRADE: R/A, SHAFT AND FLANGE ACCURACY: R TERMINAL BOX (ABOVE) CABLE ENTRY ON THE RIGHT SIGNAL CONNECTION D-END | - | 0 | 0
1PH8137-1DG02-0BB1 |  | 1PH8137-1DG02-0BB1 | 1 | UN | 1 | 20 | D | D | N | N | 85015230 | 1 |  | 141 | KG | 4298.19 | 4298.19 | MC05 | MC05 | SIMOTICS M Compact induction motor 2000rpm, 28kW, 134Nm, 60A, 350 V 2300rpm, 29kW, 120Nm, 56A, 400 V 2650rpm, 30 kW, 108Nm, 52A, 460 V forced ventilation; direction of air flow DE--> NDE; Degree of protection IP55 Incremental encoder 22-bit with commutation position (encoder IC22DQ) with DRIVE-CLiQ interface DESIGN IM B5 (IMV 1,IM V3) PLAIN SHAFT WITHOUT FITTED KEY; BEARING: STANDARD WITH FIXED BEARING, VIBRATION SEVERITY GRADE: R/A, FLANGE ACCURACY: R TERMINAL BOX (ABOVE) CABLE ENTRY ON THE LEFT SIGNAL CONNECTION D-END | - | 0 | 0
1PH8137-1DG02-0BF1 |  | 1PH8137-1DG02-0BF1 | 1 | UN | 1 | 20 | D | D | N | N | 85015230 | 1 |  | 141 | KG | 4298.19 | 4298.19 | MC05 | MC05 | SIMOTICS M Compact induction motor 2000rpm, 28kW, 134Nm, 60A, 350 V 2300rpm, 29kW, 120Nm, 56A, 400 V 2650rpm, 30 kW, 108Nm, 52A, 460 V forced ventilation; direction of air flow DE--> NDE; Degree of protection IP55 Incremental encoder 22-bit with commutation position (encoder IC22DQ) with DRIVE-CLiQ interface DESIGN IM B5 (IMV 1,IM V3) PLAIN SHAFT WITHOUT FITTED KEY; BEARING: STANDARD WITH FIXED BEARING, VIBRATION SEVERITY GRADE: R/A, FLANGE ACCURACY: R POWER CONNECTOR(ABOVE) CABLE ENTRY ON THE LEFT SIGNAL CONNECTION D-END | - | 0 | 0
1PH8137-1DG02-2BA1-Z | K18 | 1PH8137-1DG02-2BA1-ZK18 | 1 | UN | 1 | 20 | D | D | N | N | 85015230 | 1 |  | 141 | KG | 4471.6 | 4471.6 | MC05 | MC05 | SIMOTICS M Compact induction motor 2000rpm, 28kW, 134Nm, 60A, 350 V 2300rpm, 29kW, 120Nm, 56A, 400 V 2650rpm, 30 kW, 108Nm, 52A, 460 V forced ventilation; direction of air flow DE--> NDE; Degree of protection IP55 Incremental encoder 22-bit with commutation position (encoder IC22DQ) with DRIVE-CLiQ interface DESIGN IM B5 (IMV 1,IM V3) SHAFT WITH FITTED KEY HALF-KEY BALANCING BEARING: STANDARD WITH FIXED BEARING, VIBRATION SEVERITY GRADE: R/A, FLANGE ACCURACY: R TERMINAL BOX (ABOVE) CABLE ENTRY ON THE RIGHT SIGNAL CONNECTION D-END K18: RADIAL SHAFT SEAL RING DRIVE END | - | 0 | 0
1PH8137-1DG02-2FA1 |  | 1PH8137-1DG02-2FA1 | 1 | UN | 1 | 20 | D | D | N | N | 85015230 | 1 |  | 141 | KG | 4385.69 | 4385.69 | MC05 | MC05 | SIMOTICS M Compact induction motor 2000rpm, 28kW, 134Nm, 60A, 350 V 2300rpm, 29kW, 120Nm, 56A, 400 V 2650rpm, 30 kW, 108Nm, 52A, 460 V forced ventilation; direction of air flow DE--> NDE; Degree of protection IP55 Incremental encoder 22-bit with commutation position (encoder IC22DQ) with DRIVE-CLiQ interface DESIGN IM B5 (IMV 1,IM V3) SHAFT WITH FITTED KEY HALF-KEY BALANCING BEARING: INCREASED RADIAL FORCES, VIBRATION SEVERITY GRADE: R/A, SHAFT AND FLANGE ACCURACY: R TERMINAL BOX (ABOVE) CABLE ENTRY ON THE RIGHT SIGNAL CONNECTION D-END | - | 0 | 0
1PH8137-1EF12-1BA1 |  | 1PH8137-1EF12-1BA1 | 1 | UN | 1 | 20 | D | D | N | N | 85015230 | 1 |  | 141 | KG | 4466.49 | 4466.49 | MC05 | MC05 | SIMOTICS M Compact induction motor 1500rpm, 22kW, 140 Nm, 56A, 308V 1750rpm, 25kW, 136Nm, 56A, 353V 2000rpm, 28kW, 134Nm, 55A, 401V forced ventilation; direction of air flow NDE--> DE; Degree of protection IP55 ABSOLUTE ENCODER ENDAT 2048 S/R (ENCODER AM2048S/R) with TEMPERAT. SENSOR KTY84-130 DESIGN IM B5 (IMV 1,IM V3) SHAFT WITH FITTED KEY FULL-KEY BALANCING BEARING: STANDARD WITH FIXED BEARING, VIBRATION SEVERITY GRADE: R/A, FLANGE ACCURACY: R TERMINAL BOX (ABOVE) CABLE ENTRY ON THE RIGHT SIGNAL CONNECTION D-END | - | 0 | 0
1PH8137-1EG02-0GA1-Z | V90 | 1PH8137-1EG02-0GA1-ZV90 | 1 | UN | 1 | 20 | D | D | N | N | 85015230 | 1 |  | 141 | KG | 4335.53 | 4335.53 | MC05 | MC05 | SIMOTICS M Compact induction motor 2000rpm, 28kW, 134Nm, 60A, 350 V 2300rpm, 29kW, 120Nm, 56A, 400 V 2650rpm, 30 kW, 108Nm, 52A, 460 V forced ventilation; direction of air flow DE--> NDE; Degree of protection IP55 ABSOLUTE ENCODER ENDAT 2048 S/R (ENCODER AM2048S/R) with TEMPERAT. SENSOR KTY84-130 DESIGN IM B5 (IMV 1,IM V3) PLAIN SHAFT WITHOUT FITTED KEY; BEARING: STANDARD, VIBRATION SEVERITY GRADE: R/A, SHAFT AND FLANGE ACCURACY: R TERMINAL BOX (ABOVE) CABLE ENTRY ON THE RIGHT SIGNAL CONNECTION D-END V90: SHAFT END 42 X 110 MM COMPATIBLE FOR 1PH7 | - | 0 | 0
1PH8137-1FD12-1BC1-Z | V90 | 1PH8137-1FD12-1BC1-ZV90 | 1 | UN | 1 | 20 | D | D | N | N | 85015230 | 1 |  | 141 | KG | 4964.04 | 4964.04 | MC05 | MC05 | SIMOTICS M Compact induction motor 1000rpm, 17kW 162Nm, 43A, 307V 1150rpm, 19.5kW 162Nm, 43A, 350 V 1350rpm, 22 kW 156Nm, 42A, 404V forced ventilation; direction of air flow NDE--> DE; Degree of protection IP55 Absolute encoder 22-bit Single-turn and 12-bit multi-turn (encoder AM22DQ) with DRIVE-CLiQ interface DESIGN IM B5 (IMV 1,IM V3) SHAFT WITH FITTED KEY FULL-KEY BALANCING BEARING: STANDARD WITH FIXED BEARING, VIBRATION SEVERITY GRADE: R/A, FLANGE ACCURACY: R TERMINAL BOX (ABOVE) CABLE ENTRY ON THE ND-END SIGNAL CONNECTION LEFT V90: SHAFT END 42 X 110 MM COMPATIBLE FOR 1PH7 | - | 0 | 0
1PH8137-1FF00-1DE1 |  | 1PH8137-1FF00-1DE1 | 1 | UN | 1 | 20 | D | D | N | N | 85015230 | 1 |  | 141 | KG | 4922.91 | 4922.91 | MC05 | MC05 | SIMOTICS M Compact induction motor 1500rpm, 22kW, 140 Nm, 56A, 308V 1750rpm, 25kW, 136Nm, 56A, 352V 2000rpm, 28kW, 134Nm, 55A, 401V forced ventilation; direction of air flow DE--> NDE; Degree of protection IP55 Absolute encoder 22-bit Single-turn and 12-bit multi-turn (encoder AM22DQ) with DRIVE-CLiQ interface DESIGN IM B3 (IM V5, IM V6) SHAFT WITH FITTED KEY FULL-KEY BALANCING BEARING: STANDARD WITH FIXED BEARING, VIBRATION SEVERITY GRADE: SR/A, SHAFT AND FLANGE ACCURACY: R POWER CONNECTOR (ABOVE) CABLE ENTRY ON THE RIGHT SIGNAL CONNECTION D-END | - | 0 | 0
1PH8137-1FF02-0LA1 |  | 1PH8137-1FF02-0LA1 | 1 | UN | 1 | 20 | D | D | N | N | 85015230 | 1 |  | 141 | KG | 5269.56 | 5269.56 | MC05 | MC05 | SIMOTICS M Compact induction motor 1500rpm, 22kW, 140 Nm, 56A, 308V 1750rpm, 25kW, 136Nm, 56A, 352V 2000rpm, 28kW, 134Nm, 55A, 401V forced ventilation; direction of air flow DE--> NDE; Degree of protection IP55 Absolute encoder 22-bit Single-turn and 12-bit multi-turn (encoder AM22DQ) with DRIVE-CLiQ interface DESIGN IM B5 (IMV 1,IM V3) PLAIN SHAFT WITHOUT FITTED KEY; BEARING: PERFORMANCE, VIBRATION SEVERITY GRADE: SPECIAL/B, SHAFT AND FLANGE ACCURACY: SPECIAL TERMINAL BOX (ABOVE) CABLE ENTRY ON THE RIGHT SIGNAL CONNECTION D-END | - | 0 | 0
1PH8137-1FF10-1BA1-Z | G14 | 1PH8137-1FF10-1BA1-ZG14 | 1 | UN | 1 | 20 | D | D | N | N | 85015230 | 1 |  | 141 | KG | 5037.88 | 5037.88 | MC05 | MC05 | SIMOTICS M Compact induction motor 1500rpm, 22kW, 140 Nm, 56A, 308V 1750rpm, 25kW, 136Nm, 56A, 353V 2000rpm, 28kW, 134Nm, 55A, 401V forced ventilation; direction of air flow NDE--> DE; Degree of protection IP55 Absolute encoder 22-bit Single-turn and 12-bit multi-turn (encoder AM22DQ) with DRIVE-CLiQ interface DESIGN IM B3 (IM V5, IM V6) SHAFT WITH FITTED KEY FULL-KEY BALANCING BEARING: STANDARD WITH FIXED BEARING, VIBRATION SEVERITY GRADE: R/A, FLANGE ACCURACY: R TERMINAL BOX (ABOVE) CABLE ENTRY ON THE RIGHT SIGNAL CONNECTION D-END G14: FAN ASSEMBLY WITH AIR FILTER | - | 0 | 0
1PH8137-1FF12-1BB1 |  | 1PH8137-1FF12-1BB1 | 1 | UN | 1 | 20 | D | D | N | N | 85015230 | 1 |  | 141 | KG | 4905.09 | 4905.09 | MC05 | MC05 | SIMOTICS M Compact induction motor 1500rpm, 22kW, 140 Nm, 56A, 308V 1750rpm, 25kW, 136Nm, 56A, 353V 2000rpm, 28kW, 134Nm, 55A, 401V forced ventilation; direction of air flow NDE--> DE; Degree of protection IP55 Absolute encoder 22-bit Single-turn and 12-bit multi-turn (encoder AM22DQ) with DRIVE-CLiQ interface DESIGN IM B5 (IMV 1,IM V3) SHAFT WITH FITTED KEY FULL-KEY BALANCING BEARING: STANDARD WITH FIXED BEARING, VIBRATION SEVERITY GRADE: R/A, FLANGE ACCURACY: R TERMINAL BOX (ABOVE) CABLE ENTRY ON THE LEFT SIGNAL CONNECTION D-END | - | 0 | 0
1PH8137-1FF13-0BA1-Z | V90 | 1PH8137-1FF13-0BA1-ZV90 | 1 | UN | 1 | 20 | D | D | N | N | 85015230 | 1 |  | 141 | KG | 5166.34 | 5166.34 | MC05 | MC05 | SIMOTICS M Compact induction motor 1500rpm, 22kW, 140 Nm, 56A, 308V 1750rpm, 25kW, 136Nm, 56A, 353V 2000rpm, 28kW, 134Nm, 55A, 401V forced ventilation; direction of air flow NDE--> DE; Degree of protection IP55 Absolute encoder 22-bit Single-turn and 12-bit multi-turn (encoder AM22DQ) with DRIVE-CLiQ interface Design IM B35 (IM V15, (IM V35) PLAIN SHAFT WITHOUT FITTED KEY; BEARING: STANDARD WITH FIXED BEARING, VIBRATION SEVERITY GRADE: R/A, FLANGE ACCURACY: R TERMINAL BOX (ABOVE) CABLE ENTRY ON THE RIGHT SIGNAL CONNECTION D-END V90: SHAFT END 42 X 110 MM COMPATIBLE FOR 1PH7 | - | 0 | 0
1PH8137-1FF22-0ZA1-Z | P1AQ19Q59Y84 | 1PH8137-1FF22-0ZA1-ZP1AQ19Q59Y84 | 1 | UN | 1 | 20 | D | D | N | N | 85015230 | 1 |  | 157 | KG | 7337.19 | 7337.19 | MC05 | MC05 | SIMOTICS M Compact induction motor 1500rpm, 27kW 172Nm, 67A, 315V 1750rpm, 31.5kW 172Nm, 67A, 365V 2000rpm, 36 kW 172Nm, 67A, 415 V Water cooling; Degree of protection IP65 Motor customer-spec. EWN: 7023756 P1A: Special bearings Special spray protection Q59: interface lifting equipment BS Y84: Customer text | - | 0 | 0
1PH8137-1FF22-0ZA1-Z | P1AQ59V18Y84 | 1PH8137-1FF22-0ZA1-ZP1AQ59V18Y84 | 1 | UN | 1 | 20 | D | D | N | N | 85015230 | 1 |  | 157 | KG | 7464.98 | 7464.98 | MC05 | MC05 | SIMOTICS M Compact induction motor 1500rpm, 27kW 172Nm, 67A, 315V 1750rpm, 31.5kW 172Nm, 67A, 365V 2000rpm, 36 kW 172Nm, 67A, 415 V water cooling Degree of protection IP65 Motor customer-spec. EWN: 7023756 P1A: Special bearings V18: Special shaft extension Q59: interface lifting equipment BS Y84: Customer text | - | 0 | 0
1PH8137-1FG12-0DA1-Z | G14K18V90 | 1PH8137-1FG12-0DA1-ZG14K18V90 | 1 | UN | 1 | 20 | D | D | N | N | 85015230 | 1 |  | 141 | KG | 5605.96 | 5605.96 | MC05 | MC05 | SIMOTICS M Compact induction motor 2000rpm, 28kW, 134Nm, 60A, 350 V 2300rpm, 29kW, 120Nm, 56A, 400 V 2650rpm, 30 kW, 108Nm, 52A, 460 V forced ventilation; direction of air flow NDE--> DE; Degree of protection IP55 Absolute encoder 22-bit Single-turn and 12-bit multi-turn (encoder AM22DQ) with DRIVE-CLiQ interface DESIGN IM B5 (IMV 1,IM V3) PLAIN SHAFT WITHOUT FITTED KEY; BEARING: STANDARD WITH FIXED BEARING, VIBRATION SEVERITY GRADE: SR/A, SHAFT AND FLANGE ACCURACY: R TERMINAL BOX (ABOVE) CABLE ENTRY ON THE RIGHT SIGNAL CONNECTION D-END G14: FAN ASSEMBLY WITH AIR FILTER K18: RADIAL SHAFT SEAL RING DRIVE END V90: SHAFT END 42 X 110 MM COMPATIBLE FOR 1PH7 | - | 0 | 0
1PH8137-1FS00-1BA1 |  | 1PH8137-1FS00-1BA1 | 1 | UN | 1 | 20 | D | D | N | N | 85015230 | 1 |  | 141 | KG | 4746.14 | 4746.14 | MC05 | MC05 | SIMOTICS M Compact induction motor 2000rpm, 29kW 138Nm, 56A, 398V 5000rpm, 27.5kW 53Nm, 56A, 425V 1500rpm, 22 kW 140 Nm, 56A, 308V forced ventilation; direction of air flow DE--> NDE; Degree of protection IP55 Absolute encoder 22-bit Single-turn and 12-bit multi-turn (encoder AM22DQ) with DRIVE-CLiQ interface DESIGN IM B3 (IM V5, IM V6) SHAFT WITH FITTED KEY FULL-KEY BALANCING BEARING: STANDARD WITH FIXED BEARING, VIBRATION SEVERITY GRADE: R/A, FLANGE ACCURACY: R TERMINAL BOX (ABOVE) CABLE ENTRY ON THE RIGHT SIGNAL CONNECTION D-END | - | 0 | 0
1PH8137-1FZ22-0ZA1-Z | K6AP1AQ19Q59Y84 | 1PH8137-1FZ22-0ZA1-ZK6AP1AQ19Q59Y84 | 1 | UN | 1 | 20 | D | D | N | N | 85015230 | 1 |  | 157 | KG | 7496.14 | 7496.14 | MC05 | MC05 | SIMOTICS M Compact induction motor 1500rpm, 27kW 172Nm, 67A, 315V 1750rpm, 31.5kW 172Nm, 67A, 365V 2000rpm, 36 kW 172Nm, 67A, 415 V water cooling Degree of protection IP65 Motor customer-spec. EWN: 7023756 K6A: Special winding P1A: Special bearings Special spray protection Q59: interface lifting equipment BS Y84: Customer text | - | 0 | 0
1PH8137-1FZ22-0ZA1-Z | K6AP1AQ59V18Y84 | 1PH8137-1FZ22-0ZA1-ZK6AP1AQ59V18Y84 | 1 | UN | 1 | 20 | D | D | N | N | 85015230 | 1 |  | 157 | KG | 7623.93 | 7623.93 | MC05 | MC05 | SIMOTICS M Compact induction motor 1500rpm, 27kW 172Nm, 67A, 315V 1750rpm, 31.5kW 172Nm, 67A, 365V 2000rpm, 36 kW 172Nm, 67A, 415 V water cooling Degree of protection IP65 EWN: 7023756 K6A: Special winding P1A: Special bearings V18: Special shaft extension Q59: interface lifting equipment BS Y84: Customer text | - | 0 | 0
1PH8137-1HB00-1BA1 |  | 1PH8137-1HB00-1BA1 | 1 | UN | 1 | 20 | D | D | N | N | 85015230 | 1 |  | 141 | KG | 3467.75 | 3467.75 | MC05 | MC05 | SIMOTICS M Compact induction motor 400rpm 6.9kW 165Nm 18A 323V 500rpm 8.6kW 165Nm 18A 391V 600rpm 10.3kW 165Nm 18A 458V forced ventilation; direction of air flow DE--> NDE; Degree of protection IP55 Incremental encoder HTL 1024 S/R (encoder HTL1024S/R) With temperature sensor KTY 84-130 DESIGN IM B3 (IM V5, IM V6) SHAFT WITH FITTED KEY FULL-KEY BALANCING BEARING: STANDARD WITH FIXED BEARING, VIBRATION SEVERITY GRADE: R/A, FLANGE ACCURACY: R TERMINAL BOX (ABOVE) CABLE ENTRY ON THE RIGHT SIGNAL CONNECTION D-END | - | 0 | 0
1PH8137-1HD00-0CA2 |  | 1PH8137-1HD00-0CA2 | 1 | UN | 1 | 20 | D | D | N | N | 85015230 | 1 |  | 141 | KG | 3590.12 | 3590.12 | MC05 | MC05 | SIMOTICS M Compact asynchronous motor 1000 rpm, 17 kW, 162 Nm, 43 A, 307 V 1150 rpm, 19.5 kW, 162 Nm, 43 A, 350 V 1350 rpm, 22 kW, 156 Nm, 42 A, 404 V Forced ventilation; Direction of air flow DE --> NDE; Degree of protection IP55 Incremental encoder HTL 1024 S/R (encoder HTL1024S/R) With temperature sensor Pt1000 DESIGN IM B3 (IM V5, IM V6) PLAIN SHAFT WITHOUT FITTED KEY; BEARING: STANDARD WITH FIXED BEARING, VIBRATION SEVERITY GRADE: S/A, SHAFT AND FLANGE ACCURACY: R TERMINAL BOX (ABOVE) CABLE ENTRY ON THE RIGHT SIGNAL CONNECTION D-END | - | 0 | 0
1PH8137-1HD03-1BA2 |  | 1PH8137-1HD03-1BA2 | 1 | UN | 1 | 20 | D | D | N | N | 85015230 | 1 |  | 141 | KG | 3821.35 | 3821.35 | MC05 | MC05 | SIMOTICS M Compact asynchronous motor 1000 rpm, 17 kW, 162 Nm, 43 A, 307 V 1150 rpm, 19.5 kW, 162 Nm, 43 A, 350 V 1350 rpm, 22 kW, 156 Nm, 42 A, 404 V Forced ventilation; Direction of air flow DE --> NDE; Degree of protection IP55 Incremental encoder HTL 1024 S/R (encoder HTL1024S/R) With temperature sensor Pt1000 Design IM B35 (IM V15, (IM V35) SHAFT WITH FITTED KEY FULL-KEY BALANCING BEARING: STANDARD WITH FIXED BEARING, VIBRATION SEVERITY GRADE: R/A, FLANGE ACCURACY: R TERMINAL BOX (ABOVE) CABLE ENTRY ON THE RIGHT SIGNAL CONNECTION D-END | - | 0 | 0
1PH8137-1HD10-0BA1 |  | 1PH8137-1HD10-0BA1 | 1 | UN | 1 | 20 | D | D | N | N | 85015230 | 1 |  | 141 | KG | 3467.75 | 3467.75 | MC05 | MC05 | SIMOTICS M Compact induction motor 1000rpm, 17kW 162Nm, 43A, 307V 1150rpm, 19.5kW 162Nm, 43A, 350 V 1350rpm, 22 kW 156Nm, 42A, 404V forced ventilation; direction of air flow NDE--> DE; Degree of protection IP55 Incremental encoder HTL 1024 S/R (encoder HTL1024S/R) With temperature sensor KTY 84-130 DESIGN IM B3 (IM V5, IM V6) PLAIN SHAFT WITHOUT FITTED KEY; BEARING: STANDARD WITH FIXED BEARING, VIBRATION SEVERITY GRADE: R/A, FLANGE ACCURACY: R TERMINAL BOX (ABOVE) CABLE ENTRY ON THE RIGHT SIGNAL CONNECTION D-END | - | 0 | 0
1PH8137-1HD10-0BB1 |  | 1PH8137-1HD10-0BB1 | 1 | UN | 1 | 20 | D | D | N | N | 85015230 | 1 |  | 141 | KG | 3467.75 | 3467.75 | MC05 | MC05 | SIMOTICS M Compact induction motor 1000rpm, 17kW 162Nm, 43A, 307V 1150rpm, 19.5kW 162Nm, 43A, 350 V 1350rpm, 22 kW 156Nm, 42A, 404V forced ventilation; direction of air flow NDE--> DE; Degree of protection IP55 Incremental encoder HTL 1024 S/R (encoder HTL1024S/R) With temperature sensor KTY 84-130 DESIGN IM B3 (IM V5, IM V6) PLAIN SHAFT WITHOUT FITTED KEY; BEARING: STANDARD WITH FIXED BEARING, VIBRATION SEVERITY GRADE: R/A, FLANGE ACCURACY: R TERMINAL BOX (ABOVE) CABLE ENTRY ON THE LEFT SIGNAL CONNECTION D-END | - | 0 | 0
1PH8137-1HD10-0BC1 |  | 1PH8137-1HD10-0BC1 | 1 | UN | 1 | 20 | D | D | N | N | 85015230 | 1 |  | 141 | KG | 3467.75 | 3467.75 | MC05 | MC05 | SIMOTICS M Compact induction motor 1000rpm, 17kW 162Nm, 43A, 307V 1150rpm, 19.5kW 162Nm, 43A, 350 V 1350rpm, 22 kW 156Nm, 42A, 404V forced ventilation; direction of air flow NDE--> DE; Degree of protection IP55 Incremental encoder HTL 1024 S/R (encoder HTL1024S/R) With temperature sensor KTY 84-130 DESIGN IM B3 (IM V5, IM V6) PLAIN SHAFT WITHOUT FITTED KEY; BEARING: STANDARD WITH FIXED BEARING, VIBRATION SEVERITY GRADE: R/A, FLANGE ACCURACY: R TERMINAL BOX (ABOVE) CABLE ENTRY ON THE ND-END SIGNAL CONNECTION LEFT | - | 0 | 0
1PH8137-1HD10-0CA1 |  | 1PH8137-1HD10-0CA1 | 1 | UN | 1 | 20 | D | D | N | N | 85015230 | 1 |  | 141 | KG | 3597.77 | 3597.77 | MC05 | MC05 | SIMOTICS M Compact induction motor 1000rpm, 17kW 162Nm, 43A, 307V 1150rpm, 19.5kW 162Nm, 43A, 350 V 1350rpm, 22 kW 156Nm, 42A, 404V forced ventilation; direction of air flow NDE--> DE; Degree of protection IP55 Incremental encoder HTL 1024 S/R (encoder HTL1024S/R) With temperature sensor KTY 84-130 DESIGN IM B3 (IM V5, IM V6) PLAIN SHAFT WITHOUT FITTED KEY; BEARING: STANDARD WITH FIXED BEARING, VIBRATION SEVERITY GRADE: S/A, SHAFT AND FLANGE ACCURACY: R TERMINAL BOX (ABOVE) CABLE ENTRY ON THE RIGHT SIGNAL CONNECTION D-END | - | 0 | 0
1PH8137-1HD10-0CB1 |  | 1PH8137-1HD10-0CB1 | 1 | UN | 1 | 20 | D | D | N | N | 85015230 | 1 |  | 141 | KG | 3597.77 | 3597.77 | MC05 | MC05 | SIMOTICS M Compact induction motor 1000rpm, 17kW 162Nm, 43A, 307V 1150rpm, 19.5kW 162Nm, 43A, 350 V 1350rpm, 22 kW 156Nm, 42A, 404V forced ventilation; direction of air flow NDE--> DE; Degree of protection IP55 Incremental encoder HTL 1024 S/R (encoder HTL1024S/R) With temperature sensor KTY 84-130 DESIGN IM B3 (IM V5, IM V6) PLAIN SHAFT WITHOUT FITTED KEY; BEARING: STANDARD WITH FIXED BEARING, VIBRATION SEVERITY GRADE: S/A, SHAFT AND FLANGE ACCURACY: R TERMINAL BOX (ABOVE) CABLE ENTRY ON THE LEFT SIGNAL CONNECTION D-END | - | 0 | 0
1PH8137-1HD10-0CC1 |  | 1PH8137-1HD10-0CC1 | 1 | UN | 1 | 20 | D | D | N | N | 85015230 | 1 |  | 141 | KG | 3597.77 | 3597.77 | MC05 | MC05 | SIMOTICS M Compact induction motor 1000rpm, 17kW 162Nm, 43A, 307V 1150rpm, 19.5kW 162Nm, 43A, 350 V 1350rpm, 22 kW 156Nm, 42A, 404V forced ventilation; direction of air flow NDE--> DE; Degree of protection IP55 Incremental encoder HTL 1024 S/R (encoder HTL1024S/R) With temperature sensor KTY 84-130 DESIGN IM B3 (IM V5, IM V6) PLAIN SHAFT WITHOUT FITTED KEY; BEARING: STANDARD WITH FIXED BEARING, VIBRATION SEVERITY GRADE: S/A, SHAFT AND FLANGE ACCURACY: R TERMINAL BOX (ABOVE) CABLE ENTRY ON THE ND-END SIGNAL CONNECTION LEFT | - | 0 | 0
1PH8137-1HD10-2BA1 |  | 1PH8137-1HD10-2BA1 | 1 | UN | 1 | 20 | D | D | N | N | 85015230 | 1 |  | 141 | KG | 3467.75 | 3467.75 | MC05 | MC05 | SIMOTICS M Compact induction motor 1000rpm, 17kW 162Nm, 43A, 307V 1150rpm, 19.5kW 162Nm, 43A, 350 V 1350rpm, 22 kW 156Nm, 42A, 404V forced ventilation; direction of air flow NDE--> DE; Degree of protection IP55 Incremental encoder HTL 1024 S/R (encoder HTL1024S/R) With temperature sensor KTY 84-130 DESIGN IM B3 (IM V5, IM V6) SHAFT WITH FITTED KEY HALF-KEY BALANCING BEARING: STANDARD WITH FIXED BEARING, VIBRATION SEVERITY GRADE: R/A, FLANGE ACCURACY: R TERMINAL BOX (ABOVE) CABLE ENTRY ON THE RIGHT SIGNAL CONNECTION D-END | - | 0 | 0
1PH8137-1HD10-2BB1 |  | 1PH8137-1HD10-2BB1 | 1 | UN | 1 | 20 | D | D | N | N | 85015230 | 1 |  | 141 | KG | 3467.75 | 3467.75 | MC05 | MC05 | SIMOTICS M Compact induction motor 1000rpm, 17kW 162Nm, 43A, 307V 1150rpm, 19.5kW 162Nm, 43A, 350 V 1350rpm, 22 kW 156Nm, 42A, 404V forced ventilation; direction of air flow NDE--> DE; Degree of protection IP55 Incremental encoder HTL 1024 S/R (encoder HTL1024S/R) With temperature sensor KTY 84-130 DESIGN IM B3 (IM V5, IM V6) SHAFT WITH FITTED KEY HALF-KEY BALANCING BEARING: STANDARD WITH FIXED BEARING, VIBRATION SEVERITY GRADE: R/A, FLANGE ACCURACY: R TERMINAL BOX (ABOVE) CABLE ENTRY ON THE LEFT SIGNAL CONNECTION D-END | - | 0 | 0
1PH8137-1HD10-2BC1 |  | 1PH8137-1HD10-2BC1 | 1 | UN | 1 | 20 | D | D | N | N | 85015230 | 1 |  | 141 | KG | 3467.75 | 3467.75 | MC05 | MC05 | SIMOTICS M Compact induction motor 1000rpm, 17kW 162Nm, 43A, 307V 1150rpm, 19.5kW 162Nm, 43A, 350 V 1350rpm, 22 kW 156Nm, 42A, 404V forced ventilation; direction of air flow NDE--> DE; Degree of protection IP55 Incremental encoder HTL 1024 S/R (encoder HTL1024S/R) With temperature sensor KTY 84-130 DESIGN IM B3 (IM V5, IM V6) SHAFT WITH FITTED KEY HALF-KEY BALANCING BEARING: STANDARD WITH FIXED BEARING, VIBRATION SEVERITY GRADE: R/A, FLANGE ACCURACY: R TERMINAL BOX (ABOVE) CABLE ENTRY ON THE ND-END SIGNAL CONNECTION LEFT | - | 0 | 0
1PH8137-1HD10-2CA1 |  | 1PH8137-1HD10-2CA1 | 1 | UN | 1 | 20 | D | D | N | N | 85015230 | 1 |  | 141 | KG | 3597.77 | 3597.77 | MC05 | MC05 | SIMOTICS M Compact induction motor 1000rpm, 17kW 162Nm, 43A, 307V 1150rpm, 19.5kW 162Nm, 43A, 350 V 1350rpm, 22 kW 156Nm, 42A, 404V forced ventilation; direction of air flow NDE--> DE; Degree of protection IP55 Incremental encoder HTL 1024 S/R (encoder HTL1024S/R) With temperature sensor KTY 84-130 DESIGN IM B3 (IM V5, IM V6) SHAFT WITH FITTED KEY HALF-KEY BALANCING BEARING: STANDARD WITH FIXED BEARING, VIBRATION SEVERITY GRADE: S/A, SHAFT AND FLANGE ACCURACY: R TERMINAL BOX (ABOVE) CABLE ENTRY ON THE RIGHT SIGNAL CONNECTION D-END | - | 0 | 0
1PH8137-1HD10-2CB1 |  | 1PH8137-1HD10-2CB1 | 1 | UN | 1 | 20 | D | D | N | N | 85015230 | 1 |  | 141 | KG | 3597.77 | 3597.77 | MC05 | MC05 | SIMOTICS M Compact induction motor 1000rpm, 17kW 162Nm, 43A, 307V 1150rpm, 19.5kW 162Nm, 43A, 350 V 1350rpm, 22 kW 156Nm, 42A, 404V forced ventilation; direction of air flow NDE--> DE; Degree of protection IP55 Incremental encoder HTL 1024 S/R (encoder HTL1024S/R) With temperature sensor KTY 84-130 DESIGN IM B3 (IM V5, IM V6) SHAFT WITH FITTED KEY HALF-KEY BALANCING BEARING: STANDARD WITH FIXED BEARING, VIBRATION SEVERITY GRADE: S/A, SHAFT AND FLANGE ACCURACY: R TERMINAL BOX (ABOVE) CABLE ENTRY ON THE LEFT SIGNAL CONNECTION D-END | - | 0 | 0
1PH8137-1HD10-2CC1 |  | 1PH8137-1HD10-2CC1 | 1 | UN | 1 | 20 | D | D | N | N | 85015230 | 1 |  | 141 | KG | 3597.77 | 3597.77 | MC05 | MC05 | SIMOTICS M Compact induction motor 1000rpm, 17kW 162Nm, 43A, 307V 1150rpm, 19.5kW 162Nm, 43A, 350 V 1350rpm, 22 kW 156Nm, 42A, 404V forced ventilation; direction of air flow NDE--> DE; Degree of protection IP55 Incremental encoder HTL 1024 S/R (encoder HTL1024S/R) With temperature sensor KTY 84-130 DESIGN IM B3 (IM V5, IM V6) SHAFT WITH FITTED KEY HALF-KEY BALANCING BEARING: STANDARD WITH FIXED BEARING, VIBRATION SEVERITY GRADE: S/A, SHAFT AND FLANGE ACCURACY: R TERMINAL BOX (ABOVE) CABLE ENTRY ON THE ND-END SIGNAL CONNECTION LEFT | - | 0 | 0
1PH8137-1HD12-0BA1 |  | 1PH8137-1HD12-0BA1 | 1 | UN | 1 | 20 | D | D | N | N | 85015230 | 1 |  | 141 | KG | 3626.7 | 3626.7 | MC05 | MC05 | SIMOTICS M Compact induction motor 1000rpm, 17kW 162Nm, 43A, 307V 1150rpm, 19.5kW 162Nm, 43A, 350 V 1350rpm, 22 kW 156Nm, 42A, 404V forced ventilation; direction of air flow NDE--> DE; Degree of protection IP55 Incremental encoder HTL 1024 S/R (encoder HTL1024S/R) With temperature sensor KTY 84-130 DESIGN IM B5 (IMV 1,IM V3) PLAIN SHAFT WITHOUT FITTED KEY; BEARING: STANDARD WITH FIXED BEARING, VIBRATION SEVERITY GRADE: R/A, FLANGE ACCURACY: R TERMINAL BOX (ABOVE) CABLE ENTRY ON THE RIGHT SIGNAL CONNECTION D-END | - | 0 | 0
1PH8137-1HD12-0BB1 |  | 1PH8137-1HD12-0BB1 | 1 | UN | 1 | 20 | D | D | N | N | 85015230 | 1 |  | 141 | KG | 3626.7 | 3626.7 | MC05 | MC05 | SIMOTICS M Compact induction motor 1000rpm, 17kW 162Nm, 43A, 307V 1150rpm, 19.5kW 162Nm, 43A, 350 V 1350rpm, 22 kW 156Nm, 42A, 404V forced ventilation; direction of air flow NDE--> DE; Degree of protection IP55 Incremental encoder HTL 1024 S/R (encoder HTL1024S/R) With temperature sensor KTY 84-130 DESIGN IM B5 (IMV 1,IM V3) PLAIN SHAFT WITHOUT FITTED KEY; BEARING: STANDARD WITH FIXED BEARING, VIBRATION SEVERITY GRADE: R/A, FLANGE ACCURACY: R TERMINAL BOX (ABOVE) CABLE ENTRY ON THE LEFT SIGNAL CONNECTION D-END | - | 0 | 0
1PH8137-1HD12-0BC1 |  | 1PH8137-1HD12-0BC1 | 1 | UN | 1 | 20 | D | D | N | N | 85015230 | 1 |  | 141 | KG | 3626.7 | 3626.7 | MC05 | MC05 | SIMOTICS M Compact induction motor 1000rpm, 17kW 162Nm, 43A, 307V 1150rpm, 19.5kW 162Nm, 43A, 350 V 1350rpm, 22 kW 156Nm, 42A, 404V forced ventilation; direction of air flow NDE--> DE; Degree of protection IP55 Incremental encoder HTL 1024 S/R (encoder HTL1024S/R) With temperature sensor KTY 84-130 DESIGN IM B5 (IMV 1,IM V3) PLAIN SHAFT WITHOUT FITTED KEY; BEARING: STANDARD WITH FIXED BEARING, VIBRATION SEVERITY GRADE: R/A, FLANGE ACCURACY: R TERMINAL BOX (ABOVE) CABLE ENTRY ON THE ND-END SIGNAL CONNECTION LEFT | - | 0 | 0
1PH8137-1HD12-0CA1 |  | 1PH8137-1HD12-0CA1 | 1 | UN | 1 | 20 | D | D | N | N | 85015230 | 1 |  | 141 | KG | 3756.72 | 3756.72 | MC05 | MC05 | SIMOTICS M Compact induction motor 1000rpm, 17kW 162Nm, 43A, 307V 1150rpm, 19.5kW 162Nm, 43A, 350 V 1350rpm, 22 kW 156Nm, 42A, 404V forced ventilation; direction of air flow NDE--> DE; Degree of protection IP55 Incremental encoder HTL 1024 S/R (encoder HTL1024S/R) With temperature sensor KTY 84-130 DESIGN IM B5 (IMV 1,IM V3) PLAIN SHAFT WITHOUT FITTED KEY; BEARING: STANDARD WITH FIXED BEARING, VIBRATION SEVERITY GRADE: S/A, SHAFT AND FLANGE ACCURACY: R TERMINAL BOX (ABOVE) CABLE ENTRY ON THE RIGHT SIGNAL CONNECTION D-END | - | 0 | 0
1PH8137-1HD12-0CB1 |  | 1PH8137-1HD12-0CB1 | 1 | UN | 1 | 20 | D | D | N | N | 85015230 | 1 |  | 141 | KG | 3756.72 | 3756.72 | MC05 | MC05 | SIMOTICS M Compact induction motor 1000rpm, 17kW 162Nm, 43A, 307V 1150rpm, 19.5kW 162Nm, 43A, 350 V 1350rpm, 22 kW 156Nm, 42A, 404V forced ventilation; direction of air flow NDE--> DE; Degree of protection IP55 Incremental encoder HTL 1024 S/R (encoder HTL1024S/R) With temperature sensor KTY 84-130 DESIGN IM B5 (IMV 1,IM V3) PLAIN SHAFT WITHOUT FITTED KEY; BEARING: STANDARD WITH FIXED BEARING, VIBRATION SEVERITY GRADE: S/A, SHAFT AND FLANGE ACCURACY: R TERMINAL BOX (ABOVE) CABLE ENTRY ON THE LEFT SIGNAL CONNECTION D-END | - | 0 | 0
1PH8137-1HD12-0CC1 |  | 1PH8137-1HD12-0CC1 | 1 | UN | 1 | 20 | D | D | N | N | 85015230 | 1 |  | 141 | KG | 3756.72 | 3756.72 | MC05 | MC05 | SIMOTICS M Compact induction motor 1000rpm, 17kW 162Nm, 43A, 307V 1150rpm, 19.5kW 162Nm, 43A, 350 V 1350rpm, 22 kW 156Nm, 42A, 404V forced ventilation; direction of air flow NDE--> DE; Degree of protection IP55 Incremental encoder HTL 1024 S/R (encoder HTL1024S/R) With temperature sensor KTY 84-130 DESIGN IM B5 (IMV 1,IM V3) PLAIN SHAFT WITHOUT FITTED KEY; BEARING: STANDARD WITH FIXED BEARING, VIBRATION SEVERITY GRADE: S/A, SHAFT AND FLANGE ACCURACY: R TERMINAL BOX (ABOVE) CABLE ENTRY ON THE ND-END SIGNAL CONNECTION LEFT | - | 0 | 0
1PH8137-1HD12-2BA1 |  | 1PH8137-1HD12-2BA1 | 1 | UN | 1 | 20 | D | D | N | N | 85015230 | 1 |  | 141 | KG | 3626.7 | 3626.7 | MC05 | MC05 | SIMOTICS M Compact induction motor 1000rpm, 17kW 162Nm, 43A, 307V 1150rpm, 19.5kW 162Nm, 43A, 350 V 1350rpm, 22 kW 156Nm, 42A, 404V forced ventilation; direction of air flow NDE--> DE; Degree of protection IP55 Incremental encoder HTL 1024 S/R (encoder HTL1024S/R) With temperature sensor KTY 84-130 DESIGN IM B5 (IMV 1,IM V3) SHAFT WITH FITTED KEY HALF-KEY BALANCING BEARING: STANDARD WITH FIXED BEARING, VIBRATION SEVERITY GRADE: R/A, FLANGE ACCURACY: R TERMINAL BOX (ABOVE) CABLE ENTRY ON THE RIGHT SIGNAL CONNECTION D-END | - | 0 | 0
1PH8137-1HD12-2BB1 |  | 1PH8137-1HD12-2BB1 | 1 | UN | 1 | 20 | D | D | N | N | 85015230 | 1 |  | 141 | KG | 3626.7 | 3626.7 | MC05 | MC05 | SIMOTICS M Compact induction motor 1000rpm, 17kW 162Nm, 43A, 307V 1150rpm, 19.5kW 162Nm, 43A, 350 V 1350rpm, 22 kW 156Nm, 42A, 404V forced ventilation; direction of air flow NDE--> DE; Degree of protection IP55 Incremental encoder HTL 1024 S/R (encoder HTL1024S/R) With temperature sensor KTY 84-130 DESIGN IM B5 (IMV 1,IM V3) SHAFT WITH FITTED KEY HALF-KEY BALANCING BEARING: STANDARD WITH FIXED BEARING, VIBRATION SEVERITY GRADE: R/A, FLANGE ACCURACY: R TERMINAL BOX (ABOVE) CABLE ENTRY ON THE LEFT SIGNAL CONNECTION D-END | - | 0 | 0
1PH8137-1HD12-2BC1 |  | 1PH8137-1HD12-2BC1 | 1 | UN | 1 | 20 | D | D | N | N | 85015230 | 1 |  | 141 | KG | 3626.7 | 3626.7 | MC05 | MC05 | SIMOTICS M Compact induction motor 1000rpm, 17kW 162Nm, 43A, 307V 1150rpm, 19.5kW 162Nm, 43A, 350 V 1350rpm, 22 kW 156Nm, 42A, 404V forced ventilation; direction of air flow NDE--> DE; Degree of protection IP55 Incremental encoder HTL 1024 S/R (encoder HTL1024S/R) With temperature sensor KTY 84-130 DESIGN IM B5 (IMV 1,IM V3) SHAFT WITH FITTED KEY HALF-KEY BALANCING BEARING: STANDARD WITH FIXED BEARING, VIBRATION SEVERITY GRADE: R/A, FLANGE ACCURACY: R TERMINAL BOX (ABOVE) CABLE ENTRY ON THE ND-END SIGNAL CONNECTION LEFT | - | 0 | 0
1PH8137-1HD12-2CA1 |  | 1PH8137-1HD12-2CA1 | 1 | UN | 1 | 20 | D | D | N | N | 85015230 | 1 |  | 141 | KG | 3756.72 | 3756.72 | MC05 | MC05 | SIMOTICS M Compact induction motor 1000rpm, 17kW 162Nm, 43A, 307V 1150rpm, 19.5kW 162Nm, 43A, 350 V 1350rpm, 22 kW 156Nm, 42A, 404V forced ventilation; direction of air flow NDE--> DE; Degree of protection IP55 Incremental encoder HTL 1024 S/R (encoder HTL1024S/R) With temperature sensor KTY 84-130 DESIGN IM B5 (IMV 1,IM V3) SHAFT WITH FITTED KEY HALF-KEY BALANCING BEARING: STANDARD WITH FIXED BEARING, VIBRATION SEVERITY GRADE: S/A, SHAFT AND FLANGE ACCURACY: R TERMINAL BOX (ABOVE) CABLE ENTRY ON THE RIGHT SIGNAL CONNECTION D-END | - | 0 | 0
1PH8137-1HD12-2CB1 |  | 1PH8137-1HD12-2CB1 | 1 | UN | 1 | 20 | D | D | N | N | 85015230 | 1 |  | 141 | KG | 3756.72 | 3756.72 | MC05 | MC05 | SIMOTICS M Compact induction motor 1000rpm, 17kW 162Nm, 43A, 307V 1150rpm, 19.5kW 162Nm, 43A, 350 V 1350rpm, 22 kW 156Nm, 42A, 404V forced ventilation; direction of air flow NDE--> DE; Degree of protection IP55 Incremental encoder HTL 1024 S/R (encoder HTL1024S/R) With temperature sensor KTY 84-130 DESIGN IM B5 (IMV 1,IM V3) SHAFT WITH FITTED KEY HALF-KEY BALANCING BEARING: STANDARD WITH FIXED BEARING, VIBRATION SEVERITY GRADE: S/A, SHAFT AND FLANGE ACCURACY: R TERMINAL BOX (ABOVE) CABLE ENTRY ON THE LEFT SIGNAL CONNECTION D-END | - | 0 | 0
1PH8137-1HD12-2CC1 |  | 1PH8137-1HD12-2CC1 | 1 | UN | 1 | 20 | D | D | N | N | 85015230 | 1 |  | 141 | KG | 3756.72 | 3756.72 | MC05 | MC05 | SIMOTICS M Compact induction motor 1000rpm, 17kW 162Nm, 43A, 307V 1150rpm, 19.5kW 162Nm, 43A, 350 V 1350rpm, 22 kW 156Nm, 42A, 404V forced ventilation; direction of air flow NDE--> DE; Degree of protection IP55 Incremental encoder HTL 1024 S/R (encoder HTL1024S/R) With temperature sensor KTY 84-130 DESIGN IM B5 (IMV 1,IM V3) SHAFT WITH FITTED KEY HALF-KEY BALANCING BEARING: STANDARD WITH FIXED BEARING, VIBRATION SEVERITY GRADE: S/A, SHAFT AND FLANGE ACCURACY: R TERMINAL BOX (ABOVE) CABLE ENTRY ON THE ND-END SIGNAL CONNECTION LEFT | - | 0 | 0
1PH8137-1HD13-0BA1 |  | 1PH8137-1HD13-0BA1 | 1 | UN | 1 | 20 | D | D | N | N | 85015230 | 1 |  | 141 | KG | 3829 | 3829 | MC05 | MC05 | SIMOTICS M Compact induction motor 1000rpm, 17kW 162Nm, 43A, 307V 1150rpm, 19.5kW 162Nm, 43A, 350 V 1350rpm, 22 kW 156Nm, 42A, 404V forced ventilation; direction of air flow NDE--> DE; Degree of protection IP55 Incremental encoder HTL 1024 S/R (encoder HTL1024S/R) With temperature sensor KTY 84-130 Design IM B35 (IM V15, (IM V35) PLAIN SHAFT WITHOUT FITTED KEY; BEARING: STANDARD WITH FIXED BEARING, VIBRATION SEVERITY GRADE: R/A, FLANGE ACCURACY: R TERMINAL BOX (ABOVE) CABLE ENTRY ON THE RIGHT SIGNAL CONNECTION D-END | - | 0 | 0
1PH8137-1HD13-0BB1 |  | 1PH8137-1HD13-0BB1 | 1 | UN | 1 | 20 | D | D | N | N | 85015230 | 1 |  | 141 | KG | 3829 | 3829 | MC05 | MC05 | SIMOTICS M Compact induction motor 1000rpm, 17kW 162Nm, 43A, 307V 1150rpm, 19.5kW 162Nm, 43A, 350 V 1350rpm, 22 kW 156Nm, 42A, 404V forced ventilation; direction of air flow NDE--> DE; Degree of protection IP55 Incremental encoder HTL 1024 S/R (encoder HTL1024S/R) With temperature sensor KTY 84-130 Design IM B35 (IM V15, (IM V35) PLAIN SHAFT WITHOUT FITTED KEY; BEARING: STANDARD WITH FIXED BEARING, VIBRATION SEVERITY GRADE: R/A, FLANGE ACCURACY: R TERMINAL BOX (ABOVE) CABLE ENTRY ON THE LEFT SIGNAL CONNECTION D-END | - | 0 | 0
1PH8137-1HD13-0BC1 |  | 1PH8137-1HD13-0BC1 | 1 | UN | 1 | 20 | D | D | N | N | 85015230 | 1 |  | 141 | KG | 3829 | 3829 | MC05 | MC05 | SIMOTICS M Compact induction motor 1000rpm, 17kW 162Nm, 43A, 307V 1150rpm, 19.5kW 162Nm, 43A, 350 V 1350rpm, 22 kW 156Nm, 42A, 404V forced ventilation; direction of air flow NDE--> DE; Degree of protection IP55 Incremental encoder HTL 1024 S/R (encoder HTL1024S/R) With temperature sensor KTY 84-130 Design IM B35 (IM V15, (IM V35) PLAIN SHAFT WITHOUT FITTED KEY; BEARING: STANDARD WITH FIXED BEARING, VIBRATION SEVERITY GRADE: R/A, FLANGE ACCURACY: R TERMINAL BOX (ABOVE) CABLE ENTRY ON THE ND-END SIGNAL CONNECTION LEFT | - | 0 | 0
1PH8137-1HD13-0CA1 |  | 1PH8137-1HD13-0CA1 | 1 | UN | 1 | 20 | D | D | N | N | 85015230 | 1 |  | 141 | KG | 3959.02 | 3959.02 | MC05 | MC05 | SIMOTICS M Compact induction motor 1000rpm, 17kW 162Nm, 43A, 307V 1150rpm, 19.5kW 162Nm, 43A, 350 V 1350rpm, 22 kW 156Nm, 42A, 404V forced ventilation; direction of air flow NDE--> DE; Degree of protection IP55 Incremental encoder HTL 1024 S/R (encoder HTL1024S/R) With temperature sensor KTY 84-130 Design IM B35 (IM V15, (IM V35) PLAIN SHAFT WITHOUT FITTED KEY; BEARING: STANDARD WITH FIXED BEARING, VIBRATION SEVERITY GRADE: S/A, SHAFT AND FLANGE ACCURACY: R TERMINAL BOX (ABOVE) CABLE ENTRY ON THE RIGHT SIGNAL CONNECTION D-END | - | 0 | 0
1PH8137-1HD13-0CB1 |  | 1PH8137-1HD13-0CB1 | 1 | UN | 1 | 20 | D | D | N | N | 85015230 | 1 |  | 141 | KG | 3959.02 | 3959.02 | MC05 | MC05 | SIMOTICS M Compact induction motor 1000rpm, 17kW 162Nm, 43A, 307V 1150rpm, 19.5kW 162Nm, 43A, 350 V 1350rpm, 22 kW 156Nm, 42A, 404V forced ventilation; direction of air flow NDE--> DE; Degree of protection IP55 Incremental encoder HTL 1024 S/R (encoder HTL1024S/R) With temperature sensor KTY 84-130 Design IM B35 (IM V15, (IM V35) PLAIN SHAFT WITHOUT FITTED KEY; BEARING: STANDARD WITH FIXED BEARING, VIBRATION SEVERITY GRADE: S/A, SHAFT AND FLANGE ACCURACY: R TERMINAL BOX (ABOVE) CABLE ENTRY ON THE LEFT SIGNAL CONNECTION D-END | - | 0 | 0
1PH8137-1HD13-0CC1 |  | 1PH8137-1HD13-0CC1 | 1 | UN | 1 | 20 | D | D | N | N | 85015230 | 1 |  | 141 | KG | 3959.02 | 3959.02 | MC05 | MC05 | SIMOTICS M Compact induction motor 1000rpm, 17kW 162Nm, 43A, 307V 1150rpm, 19.5kW 162Nm, 43A, 350 V 1350rpm, 22 kW 156Nm, 42A, 404V forced ventilation; direction of air flow NDE--> DE; Degree of protection IP55 Incremental encoder HTL 1024 S/R (encoder HTL1024S/R) With temperature sensor KTY 84-130 Design IM B35 (IM V15, (IM V35) PLAIN SHAFT WITHOUT FITTED KEY; BEARING: STANDARD WITH FIXED BEARING, VIBRATION SEVERITY GRADE: S/A, SHAFT AND FLANGE ACCURACY: R TERMINAL BOX (ABOVE) CABLE ENTRY ON THE ND-END SIGNAL CONNECTION LEFT | - | 0 | 0
1PH8137-1HD13-2BA1 |  | 1PH8137-1HD13-2BA1 | 1 | UN | 1 | 20 | D | D | N | N | 85015230 | 1 |  | 141 | KG | 3829 | 3829 | MC05 | MC05 | SIMOTICS M Compact induction motor 1000rpm, 17kW 162Nm, 43A, 307V 1150rpm, 19.5kW 162Nm, 43A, 350 V 1350rpm, 22 kW 156Nm, 42A, 404V forced ventilation; direction of air flow NDE--> DE; Degree of protection IP55 Incremental encoder HTL 1024 S/R (encoder HTL1024S/R) With temperature sensor KTY 84-130 Design IM B35 (IM V15, (IM V35) SHAFT WITH FITTED KEY HALF-KEY BALANCING BEARING: STANDARD WITH FIXED BEARING, VIBRATION SEVERITY GRADE: R/A, FLANGE ACCURACY: R TERMINAL BOX (ABOVE) CABLE ENTRY ON THE RIGHT SIGNAL CONNECTION D-END | - | 0 | 0
1PH8137-1HD13-2BB1 |  | 1PH8137-1HD13-2BB1 | 1 | UN | 1 | 20 | D | D | N | N | 85015230 | 1 |  | 141 | KG | 3829 | 3829 | MC05 | MC05 | SIMOTICS M Compact induction motor 1000rpm, 17kW 162Nm, 43A, 307V 1150rpm, 19.5kW 162Nm, 43A, 350 V 1350rpm, 22 kW 156Nm, 42A, 404V forced ventilation; direction of air flow NDE--> DE; Degree of protection IP55 Incremental encoder HTL 1024 S/R (encoder HTL1024S/R) With temperature sensor KTY 84-130 Design IM B35 (IM V15, (IM V35) SHAFT WITH FITTED KEY HALF-KEY BALANCING BEARING: STANDARD WITH FIXED BEARING, VIBRATION SEVERITY GRADE: R/A, FLANGE ACCURACY: R TERMINAL BOX (ABOVE) CABLE ENTRY ON THE LEFT SIGNAL CONNECTION D-END | - | 0 | 0
1PH8137-1HD13-2BC1 |  | 1PH8137-1HD13-2BC1 | 1 | UN | 1 | 20 | D | D | N | N | 85015230 | 1 |  | 141 | KG | 3829 | 3829 | MC05 | MC05 | SIMOTICS M Compact induction motor 1000rpm, 17kW 162Nm, 43A, 307V 1150rpm, 19.5kW 162Nm, 43A, 350 V 1350rpm, 22 kW 156Nm, 42A, 404V forced ventilation; direction of air flow NDE--> DE; Degree of protection IP55 Incremental encoder HTL 1024 S/R (encoder HTL1024S/R) With temperature sensor KTY 84-130 Design IM B35 (IM V15, (IM V35) SHAFT WITH FITTED KEY HALF-KEY BALANCING BEARING: STANDARD WITH FIXED BEARING, VIBRATION SEVERITY GRADE: R/A, FLANGE ACCURACY: R TERMINAL BOX (ABOVE) CABLE ENTRY ON THE ND-END SIGNAL CONNECTION LEFT | - | 0 | 0
1PH8137-1HD13-2CA1 |  | 1PH8137-1HD13-2CA1 | 1 | UN | 1 | 20 | D | D | N | N | 85015230 | 1 |  | 141 | KG | 3959.02 | 3959.02 | MC05 | MC05 | SIMOTICS M Compact induction motor 1000rpm, 17kW 162Nm, 43A, 307V 1150rpm, 19.5kW 162Nm, 43A, 350 V 1350rpm, 22 kW 156Nm, 42A, 404V forced ventilation; direction of air flow NDE--> DE; Degree of protection IP55 Incremental encoder HTL 1024 S/R (encoder HTL1024S/R) With temperature sensor KTY 84-130 Design IM B35 (IM V15, (IM V35) SHAFT WITH FITTED KEY HALF-KEY BALANCING BEARING: STANDARD WITH FIXED BEARING, VIBRATION SEVERITY GRADE: S/A, SHAFT AND FLANGE ACCURACY: R TERMINAL BOX (ABOVE) CABLE ENTRY ON THE RIGHT SIGNAL CONNECTION D-END | - | 0 | 0
1PH8137-1HD13-2CB1 |  | 1PH8137-1HD13-2CB1 | 1 | UN | 1 | 20 | D | D | N | N | 85015230 | 1 |  | 141 | KG | 3959.02 | 3959.02 | MC05 | MC05 | SIMOTICS M Compact induction motor 1000rpm, 17kW 162Nm, 43A, 307V 1150rpm, 19.5kW 162Nm, 43A, 350 V 1350rpm, 22 kW 156Nm, 42A, 404V forced ventilation; direction of air flow NDE--> DE; Degree of protection IP55 Incremental encoder HTL 1024 S/R (encoder HTL1024S/R) With temperature sensor KTY 84-130 Design IM B35 (IM V15, (IM V35) SHAFT WITH FITTED KEY HALF-KEY BALANCING BEARING: STANDARD WITH FIXED BEARING, VIBRATION SEVERITY GRADE: S/A, SHAFT AND FLANGE ACCURACY: R TERMINAL BOX (ABOVE) CABLE ENTRY ON THE LEFT SIGNAL CONNECTION D-END | - | 0 | 0
1PH8137-1HD13-2CC1 |  | 1PH8137-1HD13-2CC1 | 1 | UN | 1 | 20 | D | D | N | N | 85015230 | 1 |  | 141 | KG | 3959.02 | 3959.02 | MC05 | MC05 | SIMOTICS M Compact induction motor 1000rpm, 17kW 162Nm, 43A, 307V 1150rpm, 19.5kW 162Nm, 43A, 350 V 1350rpm, 22 kW 156Nm, 42A, 404V forced ventilation; direction of air flow NDE--> DE; Degree of protection IP55 Incremental encoder HTL 1024 S/R (encoder HTL1024S/R) With temperature sensor KTY 84-130 Design IM B35 (IM V15, (IM V35) SHAFT WITH FITTED KEY HALF-KEY BALANCING BEARING: STANDARD WITH FIXED BEARING, VIBRATION SEVERITY GRADE: S/A, SHAFT AND FLANGE ACCURACY: R TERMINAL BOX (ABOVE) CABLE ENTRY ON THE ND-END SIGNAL CONNECTION LEFT | - | 0 | 0
1PH8137-1HF00-1FA2 |  | 1PH8137-1HF00-1FA2 | 1 | UN | 1 | 20 | D | D | N | N | 85015230 | 1 |  | 141 | KG | 3547.6 | 3547.6 | MC05 | MC05 | SIMOTICS M Compact asynchronous motor 1500 rpm, 22 kW, 140 Nm, 56 A, 308 V 1750 rpm, 25 kW, 136 Nm, 56 A, 352 V 2000 rpm, 28 kW, 134 Nm, 55 A, 401 V Forced ventilation; Direction of air flow DE --> NDE; Degree of protection IP55 Incremental encoder HTL 1024 S/R (encoder HTL1024S/R) With temperature sensor Pt1000 DESIGN IM B3 (IM V5, IM V6) SHAFT WITH FITTED KEY FULL-KEY BALANCING BEARING: INCREASED RADIAL FORCES, VIBRATION SEVERITY GRADE: R/A, SHAFT AND FLANGE ACCURACY: R TERMINAL BOX (ABOVE) CABLE ENTRY ON THE RIGHT SIGNAL CONNECTION D-END | - | 0 | 0
1PH8137-1HF02-1BB1 |  | 1PH8137-1HF02-1BB1 | 1 | UN | 1 | 20 | D | D | N | N | 85015230 | 1 |  | 141 | KG | 3626.7 | 3626.7 | MC05 | MC05 | SIMOTICS M Compact induction motor 1500rpm, 22kW, 140 Nm, 56A, 308V 1750rpm, 25kW, 136Nm, 56A, 352V 2000rpm, 28kW, 134Nm, 55A, 401V forced ventilation; direction of air flow DE--> NDE; Degree of protection IP55 Incremental encoder HTL 1024 S/R (encoder HTL1024S/R) With temperature sensor KTY 84-130 DESIGN IM B5 (IMV 1,IM V3) SHAFT WITH FITTED KEY FULL-KEY BALANCING BEARING: STANDARD WITH FIXED BEARING, VIBRATION SEVERITY GRADE: R/A, FLANGE ACCURACY: R TERMINAL BOX (ABOVE) CABLE ENTRY ON THE LEFT SIGNAL CONNECTION D-END | - | 0 | 0
1PH8137-1HF10-0BA1 |  | 1PH8137-1HF10-0BA1 | 1 | UN | 1 | 20 | D | D | N | N | 85015230 | 1 |  | 141 | KG | 3467.75 | 3467.75 | MC05 | MC05 | SIMOTICS M Compact induction motor 1500rpm, 22kW, 140 Nm, 56A, 308V 1750rpm, 25kW, 136Nm, 56A, 353V 2000rpm, 28kW, 134Nm, 55A, 401V forced ventilation; direction of air flow NDE--> DE; Degree of protection IP55 Incremental encoder HTL 1024 S/R (encoder HTL1024S/R) With temperature sensor KTY 84-130 DESIGN IM B3 (IM V5, IM V6) PLAIN SHAFT WITHOUT FITTED KEY; BEARING: STANDARD WITH FIXED BEARING, VIBRATION SEVERITY GRADE: R/A, FLANGE ACCURACY: R TERMINAL BOX (ABOVE) CABLE ENTRY ON THE RIGHT SIGNAL CONNECTION D-END | - | 0 | 0
1PH8137-1HF10-0BB1 |  | 1PH8137-1HF10-0BB1 | 1 | UN | 1 | 20 | D | D | N | N | 85015230 | 1 |  | 141 | KG | 3467.75 | 3467.75 | MC05 | MC05 | SIMOTICS M Compact induction motor 1500rpm, 22kW, 140 Nm, 56A, 308V 1750rpm, 25kW, 136Nm, 56A, 353V 2000rpm, 28kW, 134Nm, 55A, 401V forced ventilation; direction of air flow NDE--> DE; Degree of protection IP55 Incremental encoder HTL 1024 S/R (encoder HTL1024S/R) With temperature sensor KTY 84-130 DESIGN IM B3 (IM V5, IM V6) PLAIN SHAFT WITHOUT FITTED KEY; BEARING: STANDARD WITH FIXED BEARING, VIBRATION SEVERITY GRADE: R/A, FLANGE ACCURACY: R TERMINAL BOX (ABOVE) CABLE ENTRY ON THE LEFT SIGNAL CONNECTION D-END | - | 0 | 0
1PH8137-1HF10-0BC1 |  | 1PH8137-1HF10-0BC1 | 1 | UN | 1 | 20 | D | D | N | N | 85015230 | 1 |  | 141 | KG | 3467.75 | 3467.75 | MC05 | MC05 | SIMOTICS M Compact induction motor 1500rpm, 22kW, 140 Nm, 56A, 308V 1750rpm, 25kW, 136Nm, 56A, 353V 2000rpm, 28kW, 134Nm, 55A, 401V forced ventilation; direction of air flow NDE--> DE; Degree of protection IP55 Incremental encoder HTL 1024 S/R (encoder HTL1024S/R) With temperature sensor KTY 84-130 DESIGN IM B3 (IM V5, IM V6) PLAIN SHAFT WITHOUT FITTED KEY; BEARING: STANDARD WITH FIXED BEARING, VIBRATION SEVERITY GRADE: R/A, FLANGE ACCURACY: R TERMINAL BOX (ABOVE) CABLE ENTRY ON THE ND-END SIGNAL CONNECTION LEFT | - | 0 | 0
1PH8137-1HF10-0CA1 |  | 1PH8137-1HF10-0CA1 | 1 | UN | 1 | 20 | D | D | N | N | 85015230 | 1 |  | 141 | KG | 3597.77 | 3597.77 | MC05 | MC05 | SIMOTICS M Compact induction motor 1500rpm, 22kW, 140 Nm, 56A, 308V 1750rpm, 25kW, 136Nm, 56A, 353V 2000rpm, 28kW, 134Nm, 55A, 401V forced ventilation; direction of air flow NDE--> DE; Degree of protection IP55 Incremental encoder HTL 1024 S/R (encoder HTL1024S/R) With temperature sensor KTY 84-130 DESIGN IM B3 (IM V5, IM V6) PLAIN SHAFT WITHOUT FITTED KEY; BEARING: STANDARD WITH FIXED BEARING, VIBRATION SEVERITY GRADE: S/A, SHAFT AND FLANGE ACCURACY: R TERMINAL BOX (ABOVE) CABLE ENTRY ON THE RIGHT SIGNAL CONNECTION D-END | - | 0 | 0
1PH8137-1HF10-0CB1 |  | 1PH8137-1HF10-0CB1 | 1 | UN | 1 | 20 | D | D | N | N | 85015230 | 1 |  | 141 | KG | 3597.77 | 3597.77 | MC05 | MC05 | SIMOTICS M Compact induction motor 1500rpm, 22kW, 140 Nm, 56A, 308V 1750rpm, 25kW, 136Nm, 56A, 353V 2000rpm, 28kW, 134Nm, 55A, 401V forced ventilation; direction of air flow NDE--> DE; Degree of protection IP55 Incremental encoder HTL 1024 S/R (encoder HTL1024S/R) With temperature sensor KTY 84-130 DESIGN IM B3 (IM V5, IM V6) PLAIN SHAFT WITHOUT FITTED KEY; BEARING: STANDARD WITH FIXED BEARING, VIBRATION SEVERITY GRADE: S/A, SHAFT AND FLANGE ACCURACY: R TERMINAL BOX (ABOVE) CABLE ENTRY ON THE LEFT SIGNAL CONNECTION D-END | - | 0 | 0
1PH8137-1HF10-0CC1 |  | 1PH8137-1HF10-0CC1 | 1 | UN | 1 | 20 | D | D | N | N | 85015230 | 1 |  | 141 | KG | 3597.77 | 3597.77 | MC05 | MC05 | SIMOTICS M Compact induction motor 1500rpm, 22kW, 140 Nm, 56A, 308V 1750rpm, 25kW, 136Nm, 56A, 353V 2000rpm, 28kW, 134Nm, 55A, 401V forced ventilation; direction of air flow NDE--> DE; Degree of protection IP55 Incremental encoder HTL 1024 S/R (encoder HTL1024S/R) With temperature sensor KTY 84-130 DESIGN IM B3 (IM V5, IM V6) PLAIN SHAFT WITHOUT FITTED KEY; BEARING: STANDARD WITH FIXED BEARING, VIBRATION SEVERITY GRADE: S/A, SHAFT AND FLANGE ACCURACY: R TERMINAL BOX (ABOVE) CABLE ENTRY ON THE ND-END SIGNAL CONNECTION LEFT | - | 0 | 0
1PH8137-1HF10-1GA1 |  | 1PH8137-1HF10-1GA1 | 1 | UN | 1 | 20 | D | D | N | N | 85015230 | 1 |  | 141 | KG | 3277.84 | 3277.84 | MC05 | MC05 | SIMOTICS M Compact induction motor 1500rpm, 22kW, 140 Nm, 56A, 308V 1750rpm, 25kW, 136Nm, 56A, 353V 2000rpm, 28kW, 134Nm, 55A, 401V forced ventilation; direction of air flow NDE--> DE; Degree of protection IP55 Incremental encoder HTL 1024 S/R (encoder HTL1024S/R) With temperature sensor KTY 84-130 DESIGN IM B3 (IM V5, IM V6) SHAFT WITH FITTED KEY FULL-KEY BALANCING BEARING: STANDARD, VIBRATION SEVERITY GRADE: R/A, SHAFT AND FLANGE ACCURACY: R TERMINAL BOX (ABOVE) CABLE ENTRY ON THE RIGHT SIGNAL CONNECTION D-END | - | 0 | 0
1PH8137-1HF10-2BA1 |  | 1PH8137-1HF10-2BA1 | 1 | UN | 1 | 20 | D | D | N | N | 85015230 | 1 |  | 141 | KG | 3467.75 | 3467.75 | MC05 | MC05 | SIMOTICS M Compact induction motor 1500rpm, 22kW, 140 Nm, 56A, 308V 1750rpm, 25kW, 136Nm, 56A, 353V 2000rpm, 28kW, 134Nm, 55A, 401V forced ventilation; direction of air flow NDE--> DE; Degree of protection IP55 Incremental encoder HTL 1024 S/R (encoder HTL1024S/R) With temperature sensor KTY 84-130 DESIGN IM B3 (IM V5, IM V6) SHAFT WITH FITTED KEY HALF-KEY BALANCING BEARING: STANDARD WITH FIXED BEARING, VIBRATION SEVERITY GRADE: R/A, FLANGE ACCURACY: R TERMINAL BOX (ABOVE) CABLE ENTRY ON THE RIGHT SIGNAL CONNECTION D-END | - | 0 | 0
1PH8137-1HF10-2BB1 |  | 1PH8137-1HF10-2BB1 | 1 | UN | 1 | 20 | D | D | N | N | 85015230 | 1 |  | 141 | KG | 3467.75 | 3467.75 | MC05 | MC05 | SIMOTICS M Compact induction motor 1500rpm, 22kW, 140 Nm, 56A, 308V 1750rpm, 25kW, 136Nm, 56A, 353V 2000rpm, 28kW, 134Nm, 55A, 401V forced ventilation; direction of air flow NDE--> DE; Degree of protection IP55 Incremental encoder HTL 1024 S/R (encoder HTL1024S/R) With temperature sensor KTY 84-130 DESIGN IM B3 (IM V5, IM V6) SHAFT WITH FITTED KEY HALF-KEY BALANCING BEARING: STANDARD WITH FIXED BEARING, VIBRATION SEVERITY GRADE: R/A, FLANGE ACCURACY: R TERMINAL BOX (ABOVE) CABLE ENTRY ON THE LEFT SIGNAL CONNECTION D-END | - | 0 | 0
1PH8137-1HF10-2BC1 |  | 1PH8137-1HF10-2BC1 | 1 | UN | 1 | 20 | D | D | N | N | 85015230 | 1 |  | 141 | KG | 3467.75 | 3467.75 | MC05 | MC05 | SIMOTICS M Compact induction motor 1500rpm, 22kW, 140 Nm, 56A, 308V 1750rpm, 25kW, 136Nm, 56A, 353V 2000rpm, 28kW, 134Nm, 55A, 401V forced ventilation; direction of air flow NDE--> DE; Degree of protection IP55 Incremental encoder HTL 1024 S/R (encoder HTL1024S/R) With temperature sensor KTY 84-130 DESIGN IM B3 (IM V5, IM V6) SHAFT WITH FITTED KEY HALF-KEY BALANCING BEARING: STANDARD WITH FIXED BEARING, VIBRATION SEVERITY GRADE: R/A, FLANGE ACCURACY: R TERMINAL BOX (ABOVE) CABLE ENTRY ON THE ND-END SIGNAL CONNECTION LEFT | - | 0 | 0
1PH8137-1HF10-2CA1 |  | 1PH8137-1HF10-2CA1 | 1 | UN | 1 | 20 | D | D | N | N | 85015230 | 1 |  | 141 | KG | 3597.77 | 3597.77 | MC05 | MC05 | SIMOTICS M Compact induction motor 1500rpm, 22kW, 140 Nm, 56A, 308V 1750rpm, 25kW, 136Nm, 56A, 353V 2000rpm, 28kW, 134Nm, 55A, 401V forced ventilation; direction of air flow NDE--> DE; Degree of protection IP55 Incremental encoder HTL 1024 S/R (encoder HTL1024S/R) With temperature sensor KTY 84-130 DESIGN IM B3 (IM V5, IM V6) SHAFT WITH FITTED KEY HALF-KEY BALANCING BEARING: STANDARD WITH FIXED BEARING, VIBRATION SEVERITY GRADE: S/A, SHAFT AND FLANGE ACCURACY: R TERMINAL BOX (ABOVE) CABLE ENTRY ON THE RIGHT SIGNAL CONNECTION D-END | - | 0 | 0
1PH8137-1HF10-2CB1 |  | 1PH8137-1HF10-2CB1 | 1 | UN | 1 | 20 | D | D | N | N | 85015230 | 1 |  | 141 | KG | 3597.77 | 3597.77 | MC05 | MC05 | SIMOTICS M Compact induction motor 1500rpm, 22kW, 140 Nm, 56A, 308V 1750rpm, 25kW, 136Nm, 56A, 353V 2000rpm, 28kW, 134Nm, 55A, 401V forced ventilation; direction of air flow NDE--> DE; Degree of protection IP55 Incremental encoder HTL 1024 S/R (encoder HTL1024S/R) With temperature sensor KTY 84-130 DESIGN IM B3 (IM V5, IM V6) SHAFT WITH FITTED KEY HALF-KEY BALANCING BEARING: STANDARD WITH FIXED BEARING, VIBRATION SEVERITY GRADE: S/A, SHAFT AND FLANGE ACCURACY: R TERMINAL BOX (ABOVE) CABLE ENTRY ON THE LEFT SIGNAL CONNECTION D-END | - | 0 | 0
1PH8137-1HF10-2CC1 |  | 1PH8137-1HF10-2CC1 | 1 | UN | 1 | 20 | D | D | N | N | 85015230 | 1 |  | 141 | KG | 3597.77 | 3597.77 | MC05 | MC05 | SIMOTICS M Compact induction motor 1500rpm, 22kW, 140 Nm, 56A, 308V 1750rpm, 25kW, 136Nm, 56A, 353V 2000rpm, 28kW, 134Nm, 55A, 401V forced ventilation; direction of air flow NDE--> DE; Degree of protection IP55 Incremental encoder HTL 1024 S/R (encoder HTL1024S/R) With temperature sensor KTY 84-130 DESIGN IM B3 (IM V5, IM V6) SHAFT WITH FITTED KEY HALF-KEY BALANCING BEARING: STANDARD WITH FIXED BEARING, VIBRATION SEVERITY GRADE: S/A, SHAFT AND FLANGE ACCURACY: R TERMINAL BOX (ABOVE) CABLE ENTRY ON THE ND-END SIGNAL CONNECTION LEFT | - | 0 | 0
1PH8137-1HF12-0BA1 |  | 1PH8137-1HF12-0BA1 | 1 | UN | 1 | 20 | D | D | N | N | 85015230 | 1 |  | 141 | KG | 3626.7 | 3626.7 | MC05 | MC05 | SIMOTICS M Compact induction motor 1500rpm, 22kW, 140 Nm, 56A, 308V 1750rpm, 25kW, 136Nm, 56A, 353V 2000rpm, 28kW, 134Nm, 55A, 401V forced ventilation; direction of air flow NDE--> DE; Degree of protection IP55 Incremental encoder HTL 1024 S/R (encoder HTL1024S/R) With temperature sensor KTY 84-130 DESIGN IM B5 (IMV 1,IM V3) PLAIN SHAFT WITHOUT FITTED KEY; BEARING: STANDARD WITH FIXED BEARING, VIBRATION SEVERITY GRADE: R/A, FLANGE ACCURACY: R TERMINAL BOX (ABOVE) CABLE ENTRY ON THE RIGHT SIGNAL CONNECTION D-END | - | 0 | 0
1PH8137-1HF12-0BB1 |  | 1PH8137-1HF12-0BB1 | 1 | UN | 1 | 20 | D | D | N | N | 85015230 | 1 |  | 141 | KG | 3626.7 | 3626.7 | MC05 | MC05 | SIMOTICS M Compact induction motor 1500rpm, 22kW, 140 Nm, 56A, 308V 1750rpm, 25kW, 136Nm, 56A, 353V 2000rpm, 28kW, 134Nm, 55A, 401V forced ventilation; direction of air flow NDE--> DE; Degree of protection IP55 Incremental encoder HTL 1024 S/R (encoder HTL1024S/R) With temperature sensor KTY 84-130 DESIGN IM B5 (IMV 1,IM V3) PLAIN SHAFT WITHOUT FITTED KEY; BEARING: STANDARD WITH FIXED BEARING, VIBRATION SEVERITY GRADE: R/A, FLANGE ACCURACY: R TERMINAL BOX (ABOVE) CABLE ENTRY ON THE LEFT SIGNAL CONNECTION D-END | - | 0 | 0
1PH8137-1HF12-0BC1 |  | 1PH8137-1HF12-0BC1 | 1 | UN | 1 | 20 | D | D | N | N | 85015230 | 1 |  | 141 | KG | 3626.7 | 3626.7 | MC05 | MC05 | SIMOTICS M Compact induction motor 1500rpm, 22kW, 140 Nm, 56A, 308V 1750rpm, 25kW, 136Nm, 56A, 353V 2000rpm, 28kW, 134Nm, 55A, 401V forced ventilation; direction of air flow NDE--> DE; Degree of protection IP55 Incremental encoder HTL 1024 S/R (encoder HTL1024S/R) With temperature sensor KTY 84-130 DESIGN IM B5 (IMV 1,IM V3) PLAIN SHAFT WITHOUT FITTED KEY; BEARING: STANDARD WITH FIXED BEARING, VIBRATION SEVERITY GRADE: R/A, FLANGE ACCURACY: R TERMINAL BOX (ABOVE) CABLE ENTRY ON THE ND-END SIGNAL CONNECTION LEFT | - | 0 | 0
1PH8137-1HF12-0CA1 |  | 1PH8137-1HF12-0CA1 | 1 | UN | 1 | 20 | D | D | N | N | 85015230 | 1 |  | 141 | KG | 3756.72 | 3756.72 | MC05 | MC05 | SIMOTICS M Compact induction motor 1500rpm, 22kW, 140 Nm, 56A, 308V 1750rpm, 25kW, 136Nm, 56A, 353V 2000rpm, 28kW, 134Nm, 55A, 401V forced ventilation; direction of air flow NDE--> DE; Degree of protection IP55 Incremental encoder HTL 1024 S/R (encoder HTL1024S/R) With temperature sensor KTY 84-130 DESIGN IM B5 (IMV 1,IM V3) PLAIN SHAFT WITHOUT FITTED KEY; BEARING: STANDARD WITH FIXED BEARING, VIBRATION SEVERITY GRADE: S/A, SHAFT AND FLANGE ACCURACY: R TERMINAL BOX (ABOVE) CABLE ENTRY ON THE RIGHT SIGNAL CONNECTION D-END | - | 0 | 0
1PH8137-1HF12-0CB1 |  | 1PH8137-1HF12-0CB1 | 1 | UN | 1 | 20 | D | D | N | N | 85015230 | 1 |  | 141 | KG | 3756.72 | 3756.72 | MC05 | MC05 | SIMOTICS M Compact induction motor 1500rpm, 22kW, 140 Nm, 56A, 308V 1750rpm, 25kW, 136Nm, 56A, 353V 2000rpm, 28kW, 134Nm, 55A, 401V forced ventilation; direction of air flow NDE--> DE; Degree of protection IP55 Incremental encoder HTL 1024 S/R (encoder HTL1024S/R) With temperature sensor KTY 84-130 DESIGN IM B5 (IMV 1,IM V3) PLAIN SHAFT WITHOUT FITTED KEY; BEARING: STANDARD WITH FIXED BEARING, VIBRATION SEVERITY GRADE: S/A, SHAFT AND FLANGE ACCURACY: R TERMINAL BOX (ABOVE) CABLE ENTRY ON THE LEFT SIGNAL CONNECTION D-END | - | 0 | 0
1PH8137-1HF12-0CC1 |  | 1PH8137-1HF12-0CC1 | 1 | UN | 1 | 20 | D | D | N | N | 85015230 | 1 |  | 141 | KG | 3756.72 | 3756.72 | MC05 | MC05 | SIMOTICS M Compact induction motor 1500rpm, 22kW, 140 Nm, 56A, 308V 1750rpm, 25kW, 136Nm, 56A, 353V 2000rpm, 28kW, 134Nm, 55A, 401V forced ventilation; direction of air flow NDE--> DE; Degree of protection IP55 Incremental encoder HTL 1024 S/R (encoder HTL1024S/R) With temperature sensor KTY 84-130 DESIGN IM B5 (IMV 1,IM V3) PLAIN SHAFT WITHOUT FITTED KEY; BEARING: STANDARD WITH FIXED BEARING, VIBRATION SEVERITY GRADE: S/A, SHAFT AND FLANGE ACCURACY: R TERMINAL BOX (ABOVE) CABLE ENTRY ON THE ND-END SIGNAL CONNECTION LEFT | - | 0 | 0
1PH8137-1HF12-2BA1 |  | 1PH8137-1HF12-2BA1 | 1 | UN | 1 | 20 | D | D | N | N | 85015230 | 1 |  | 141 | KG | 3626.7 | 3626.7 | MC05 | MC05 | SIMOTICS M Compact induction motor 1500rpm, 22kW, 140 Nm, 56A, 308V 1750rpm, 25kW, 136Nm, 56A, 353V 2000rpm, 28kW, 134Nm, 55A, 401V forced ventilation; direction of air flow NDE--> DE; Degree of protection IP55 Incremental encoder HTL 1024 S/R (encoder HTL1024S/R) With temperature sensor KTY 84-130 DESIGN IM B5 (IMV 1,IM V3) SHAFT WITH FITTED KEY HALF-KEY BALANCING BEARING: STANDARD WITH FIXED BEARING, VIBRATION SEVERITY GRADE: R/A, FLANGE ACCURACY: R TERMINAL BOX (ABOVE) CABLE ENTRY ON THE RIGHT SIGNAL CONNECTION D-END | - | 0 | 0
1PH8137-1HF12-2BB1 |  | 1PH8137-1HF12-2BB1 | 1 | UN | 1 | 20 | D | D | N | N | 85015230 | 1 |  | 141 | KG | 3626.7 | 3626.7 | MC05 | MC05 | SIMOTICS M Compact induction motor 1500rpm, 22kW, 140 Nm, 56A, 308V 1750rpm, 25kW, 136Nm, 56A, 353V 2000rpm, 28kW, 134Nm, 55A, 401V forced ventilation; direction of air flow NDE--> DE; Degree of protection IP55 Incremental encoder HTL 1024 S/R (encoder HTL1024S/R) With temperature sensor KTY 84-130 DESIGN IM B5 (IMV 1,IM V3) SHAFT WITH FITTED KEY HALF-KEY BALANCING BEARING: STANDARD WITH FIXED BEARING, VIBRATION SEVERITY GRADE: R/A, FLANGE ACCURACY: R TERMINAL BOX (ABOVE) CABLE ENTRY ON THE LEFT SIGNAL CONNECTION D-END | - | 0 | 0
1PH8137-1HF12-2BB1-Z | V90X05 | 1PH8137-1HF12-2BB1-ZV90X05 | 1 | UN | 1 | 20 | D | D | N | N | 85015230 | 1 |  | 141 | KG | 3786.8 | 3786.8 | MC05 | MC05 | SIMOTICS M Compact induction motor 1500rpm, 22kW, 140 Nm, 56A, 308V 1750rpm, 25kW, 136Nm, 56A, 353V 2000rpm, 28kW, 134Nm, 55A, 401V forced ventilation; direction of air flow NDE--> DE; Degree of protection IP55 Incremental encoder HTL 1024 S/R (encoder HTL1024S/R) With temperature sensor KTY 84-130 DESIGN IM B5 (IMV 1,IM V3) SHAFT WITH FITTED KEY HALF-KEY BALANCING BEARING: STANDARD WITH FIXED BEARING, VIBRATION SEVERITY GRADE: R/A, FLANGE ACCURACY: R TERMINAL BOX (ABOVE) CABLE ENTRY ON THE LEFT SIGNAL CONNECTION D-END V90: SHAFT END 42 X 110 MM COMPATIBLE FOR 1PH7 X05: PAINT FINISH RAL 5015 (SKY BLUE) | - | 0 | 0
1PH8137-1HF12-2BC1 |  | 1PH8137-1HF12-2BC1 | 1 | UN | 1 | 20 | D | D | N | N | 85015230 | 1 |  | 141 | KG | 3626.7 | 3626.7 | MC05 | MC05 | SIMOTICS M Compact induction motor 1500rpm, 22kW, 140 Nm, 56A, 308V 1750rpm, 25kW, 136Nm, 56A, 353V 2000rpm, 28kW, 134Nm, 55A, 401V forced ventilation; direction of air flow NDE--> DE; Degree of protection IP55 Incremental encoder HTL 1024 S/R (encoder HTL1024S/R) With temperature sensor KTY 84-130 DESIGN IM B5 (IMV 1,IM V3) SHAFT WITH FITTED KEY HALF-KEY BALANCING BEARING: STANDARD WITH FIXED BEARING, VIBRATION SEVERITY GRADE: R/A, FLANGE ACCURACY: R TERMINAL BOX (ABOVE) CABLE ENTRY ON THE ND-END SIGNAL CONNECTION LEFT | - | 0 | 0
1PH8137-1HF12-2CA1 |  | 1PH8137-1HF12-2CA1 | 1 | UN | 1 | 20 | D | D | N | N | 85015230 | 1 |  | 141 | KG | 3756.72 | 3756.72 | MC05 | MC05 | SIMOTICS M Compact induction motor 1500rpm, 22kW, 140 Nm, 56A, 308V 1750rpm, 25kW, 136Nm, 56A, 353V 2000rpm, 28kW, 134Nm, 55A, 401V forced ventilation; direction of air flow NDE--> DE; Degree of protection IP55 Incremental encoder HTL 1024 S/R (encoder HTL1024S/R) With temperature sensor KTY 84-130 DESIGN IM B5 (IMV 1,IM V3) SHAFT WITH FITTED KEY HALF-KEY BALANCING BEARING: STANDARD WITH FIXED BEARING, VIBRATION SEVERITY GRADE: S/A, SHAFT AND FLANGE ACCURACY: R TERMINAL BOX (ABOVE) CABLE ENTRY ON THE RIGHT SIGNAL CONNECTION D-END | - | 0 | 0
1PH8137-1HF12-2CB1 |  | 1PH8137-1HF12-2CB1 | 1 | UN | 1 | 20 | D | D | N | N | 85015230 | 1 |  | 141 | KG | 3756.72 | 3756.72 | MC05 | MC05 | SIMOTICS M Compact induction motor 1500rpm, 22kW, 140 Nm, 56A, 308V 1750rpm, 25kW, 136Nm, 56A, 353V 2000rpm, 28kW, 134Nm, 55A, 401V forced ventilation; direction of air flow NDE--> DE; Degree of protection IP55 Incremental encoder HTL 1024 S/R (encoder HTL1024S/R) With temperature sensor KTY 84-130 DESIGN IM B5 (IMV 1,IM V3) SHAFT WITH FITTED KEY HALF-KEY BALANCING BEARING: STANDARD WITH FIXED BEARING, VIBRATION SEVERITY GRADE: S/A, SHAFT AND FLANGE ACCURACY: R TERMINAL BOX (ABOVE) CABLE ENTRY ON THE LEFT SIGNAL CONNECTION D-END | - | 0 | 0
1PH8137-1HF12-2CC1 |  | 1PH8137-1HF12-2CC1 | 1 | UN | 1 | 20 | D | D | N | N | 85015230 | 1 |  | 141 | KG | 3756.72 | 3756.72 | MC05 | MC05 | SIMOTICS M Compact induction motor 1500rpm, 22kW, 140 Nm, 56A, 308V 1750rpm, 25kW, 136Nm, 56A, 353V 2000rpm, 28kW, 134Nm, 55A, 401V forced ventilation; direction of air flow NDE--> DE; Degree of protection IP55 Incremental encoder HTL 1024 S/R (encoder HTL1024S/R) With temperature sensor KTY 84-130 DESIGN IM B5 (IMV 1,IM V3) SHAFT WITH FITTED KEY HALF-KEY BALANCING BEARING: STANDARD WITH FIXED BEARING, VIBRATION SEVERITY GRADE: S/A, SHAFT AND FLANGE ACCURACY: R TERMINAL BOX (ABOVE) CABLE ENTRY ON THE ND-END SIGNAL CONNECTION LEFT | - | 0 | 0
1PH8137-1HF13-0BA1 |  | 1PH8137-1HF13-0BA1 | 1 | UN | 1 | 20 | D | D | N | N | 85015230 | 1 |  | 141 | KG | 3829 | 3829 | MC05 | MC05 | SIMOTICS M Compact induction motor 1500rpm, 22kW, 140 Nm, 56A, 308V 1750rpm, 25kW, 136Nm, 56A, 353V 2000rpm, 28kW, 134Nm, 55A, 401V forced ventilation; direction of air flow NDE--> DE; Degree of protection IP55 Incremental encoder HTL 1024 S/R (encoder HTL1024S/R) With temperature sensor KTY 84-130 Design IM B35 (IM V15, (IM V35) PLAIN SHAFT WITHOUT FITTED KEY; BEARING: STANDARD WITH FIXED BEARING, VIBRATION SEVERITY GRADE: R/A, FLANGE ACCURACY: R TERMINAL BOX (ABOVE) CABLE ENTRY ON THE RIGHT SIGNAL CONNECTION D-END | - | 0 | 0
1PH8137-1HF13-0BB1 |  | 1PH8137-1HF13-0BB1 | 1 | UN | 1 | 20 | D | D | N | N | 85015230 | 1 |  | 141 | KG | 3829 | 3829 | MC05 | MC05 | SIMOTICS M Compact induction motor 1500rpm, 22kW, 140 Nm, 56A, 308V 1750rpm, 25kW, 136Nm, 56A, 353V 2000rpm, 28kW, 134Nm, 55A, 401V forced ventilation; direction of air flow NDE--> DE; Degree of protection IP55 Incremental encoder HTL 1024 S/R (encoder HTL1024S/R) With temperature sensor KTY 84-130 Design IM B35 (IM V15, (IM V35) PLAIN SHAFT WITHOUT FITTED KEY; BEARING: STANDARD WITH FIXED BEARING, VIBRATION SEVERITY GRADE: R/A, FLANGE ACCURACY: R TERMINAL BOX (ABOVE) CABLE ENTRY ON THE LEFT SIGNAL CONNECTION D-END | - | 0 | 0
1PH8137-1HF13-0BC1 |  | 1PH8137-1HF13-0BC1 | 1 | UN | 1 | 20 | D | D | N | N | 85015230 | 1 |  | 141 | KG | 3829 | 3829 | MC05 | MC05 | SIMOTICS M Compact induction motor 1500rpm, 22kW, 140 Nm, 56A, 308V 1750rpm, 25kW, 136Nm, 56A, 353V 2000rpm, 28kW, 134Nm, 55A, 401V forced ventilation; direction of air flow NDE--> DE; Degree of protection IP55 Incremental encoder HTL 1024 S/R (encoder HTL1024S/R) With temperature sensor KTY 84-130 Design IM B35 (IM V15, (IM V35) PLAIN SHAFT WITHOUT FITTED KEY; BEARING: STANDARD WITH FIXED BEARING, VIBRATION SEVERITY GRADE: R/A, FLANGE ACCURACY: R TERMINAL BOX (ABOVE) CABLE ENTRY ON THE ND-END SIGNAL CONNECTION LEFT | - | 0 | 0
1PH8137-1HF13-0CA1 |  | 1PH8137-1HF13-0CA1 | 1 | UN | 1 | 20 | D | D | N | N | 85015230 | 1 |  | 141 | KG | 3959.02 | 3959.02 | MC05 | MC05 | SIMOTICS M Compact induction motor 1500rpm, 22kW, 140 Nm, 56A, 308V 1750rpm, 25kW, 136Nm, 56A, 353V 2000rpm, 28kW, 134Nm, 55A, 401V forced ventilation; direction of air flow NDE--> DE; Degree of protection IP55 Incremental encoder HTL 1024 S/R (encoder HTL1024S/R) With temperature sensor KTY 84-130 Design IM B35 (IM V15, (IM V35) PLAIN SHAFT WITHOUT FITTED KEY; BEARING: STANDARD WITH FIXED BEARING, VIBRATION SEVERITY GRADE: S/A, SHAFT AND FLANGE ACCURACY: R TERMINAL BOX (ABOVE) CABLE ENTRY ON THE RIGHT SIGNAL CONNECTION D-END | - | 0 | 0
1PH8137-1HF13-0CB1 |  | 1PH8137-1HF13-0CB1 | 1 | UN | 1 | 20 | D | D | N | N | 85015230 | 1 |  | 141 | KG | 3959.02 | 3959.02 | MC05 | MC05 | SIMOTICS M Compact induction motor 1500rpm, 22kW, 140 Nm, 56A, 308V 1750rpm, 25kW, 136Nm, 56A, 353V 2000rpm, 28kW, 134Nm, 55A, 401V forced ventilation; direction of air flow NDE--> DE; Degree of protection IP55 Incremental encoder HTL 1024 S/R (encoder HTL1024S/R) With temperature sensor KTY 84-130 Design IM B35 (IM V15, (IM V35) PLAIN SHAFT WITHOUT FITTED KEY; BEARING: STANDARD WITH FIXED BEARING, VIBRATION SEVERITY GRADE: S/A, SHAFT AND FLANGE ACCURACY: R TERMINAL BOX (ABOVE) CABLE ENTRY ON THE LEFT SIGNAL CONNECTION D-END | - | 0 | 0
1PH8137-1HF13-0CC1 |  | 1PH8137-1HF13-0CC1 | 1 | UN | 1 | 20 | D | D | N | N | 85015230 | 1 |  | 141 | KG | 3959.02 | 3959.02 | MC05 | MC05 | SIMOTICS M Compact induction motor 1500rpm, 22kW, 140 Nm, 56A, 308V 1750rpm, 25kW, 136Nm, 56A, 353V 2000rpm, 28kW, 134Nm, 55A, 401V forced ventilation; direction of air flow NDE--> DE; Degree of protection IP55 Incremental encoder HTL 1024 S/R (encoder HTL1024S/R) With temperature sensor KTY 84-130 Design IM B35 (IM V15, (IM V35) PLAIN SHAFT WITHOUT FITTED KEY; BEARING: STANDARD WITH FIXED BEARING, VIBRATION SEVERITY GRADE: S/A, SHAFT AND FLANGE ACCURACY: R TERMINAL BOX (ABOVE) CABLE ENTRY ON THE ND-END SIGNAL CONNECTION LEFT | - | 0 | 0
1PH8137-1HF13-2BA1 |  | 1PH8137-1HF13-2BA1 | 1 | UN | 1 | 20 | D | D | N | N | 85015230 | 1 |  | 141 | KG | 3829 | 3829 | MC05 | MC05 | SIMOTICS M Compact induction motor 1500rpm, 22kW, 140 Nm, 56A, 308V 1750rpm, 25kW, 136Nm, 56A, 353V 2000rpm, 28kW, 134Nm, 55A, 401V forced ventilation; direction of air flow NDE--> DE; Degree of protection IP55 Incremental encoder HTL 1024 S/R (encoder HTL1024S/R) With temperature sensor KTY 84-130 Design IM B35 (IM V15, (IM V35) SHAFT WITH FITTED KEY HALF-KEY BALANCING BEARING: STANDARD WITH FIXED BEARING, VIBRATION SEVERITY GRADE: R/A, FLANGE ACCURACY: R TERMINAL BOX (ABOVE) CABLE ENTRY ON THE RIGHT SIGNAL CONNECTION D-END | - | 0 | 0
1PH8137-1HF13-2BB1 |  | 1PH8137-1HF13-2BB1 | 1 | UN | 1 | 20 | D | D | N | N | 85015230 | 1 |  | 141 | KG | 3829 | 3829 | MC05 | MC05 | SIMOTICS M Compact induction motor 1500rpm, 22kW, 140 Nm, 56A, 308V 1750rpm, 25kW, 136Nm, 56A, 353V 2000rpm, 28kW, 134Nm, 55A, 401V forced ventilation; direction of air flow NDE--> DE; Degree of protection IP55 Incremental encoder HTL 1024 S/R (encoder HTL1024S/R) With temperature sensor KTY 84-130 Design IM B35 (IM V15, (IM V35) SHAFT WITH FITTED KEY HALF-KEY BALANCING BEARING: STANDARD WITH FIXED BEARING, VIBRATION SEVERITY GRADE: R/A, FLANGE ACCURACY: R TERMINAL BOX (ABOVE) CABLE ENTRY ON THE LEFT SIGNAL CONNECTION D-END | - | 0 | 0
1PH8137-1HF13-2BC1 |  | 1PH8137-1HF13-2BC1 | 1 | UN | 1 | 20 | D | D | N | N | 85015230 | 1 |  | 141 | KG | 3829 | 3829 | MC05 | MC05 | SIMOTICS M Compact induction motor 1500rpm, 22kW, 140 Nm, 56A, 308V 1750rpm, 25kW, 136Nm, 56A, 353V 2000rpm, 28kW, 134Nm, 55A, 401V forced ventilation; direction of air flow NDE--> DE; Degree of protection IP55 Incremental encoder HTL 1024 S/R (encoder HTL1024S/R) With temperature sensor KTY 84-130 Design IM B35 (IM V15, (IM V35) SHAFT WITH FITTED KEY HALF-KEY BALANCING BEARING: STANDARD WITH FIXED BEARING, VIBRATION SEVERITY GRADE: R/A, FLANGE ACCURACY: R TERMINAL BOX (ABOVE) CABLE ENTRY ON THE ND-END SIGNAL CONNECTION LEFT | - | 0 | 0
1PH8137-1HF13-2CA1 |  | 1PH8137-1HF13-2CA1 | 1 | UN | 1 | 20 | D | D | N | N | 85015230 | 1 |  | 141 | KG | 3959.02 | 3959.02 | MC05 | MC05 | SIMOTICS M Compact induction motor 1500rpm, 22kW, 140 Nm, 56A, 308V 1750rpm, 25kW, 136Nm, 56A, 353V 2000rpm, 28kW, 134Nm, 55A, 401V forced ventilation; direction of air flow NDE--> DE; Degree of protection IP55 Incremental encoder HTL 1024 S/R (encoder HTL1024S/R) With temperature sensor KTY 84-130 Design IM B35 (IM V15, (IM V35) SHAFT WITH FITTED KEY HALF-KEY BALANCING BEARING: STANDARD WITH FIXED BEARING, VIBRATION SEVERITY GRADE: S/A, SHAFT AND FLANGE ACCURACY: R TERMINAL BOX (ABOVE) CABLE ENTRY ON THE RIGHT SIGNAL CONNECTION D-END | - | 0 | 0
1PH8137-1HF13-2CA1-Z | G14V90 | 1PH8137-1HF13-2CA1-ZG14V90 | 1 | UN | 1 | 20 | D | D | N | N | 85015230 | 1 |  | 141 | KG | 4309.71 | 4309.71 | MC05 | MC05 | SIMOTICS M Compact induction motor 1500rpm, 22kW, 140 Nm, 56A, 308V 1750rpm, 25kW, 136Nm, 56A, 353V 2000rpm, 28kW, 134Nm, 55A, 401V forced ventilation; direction of air flow NDE--> DE; Degree of protection IP55 Incremental encoder HTL 1024 S/R (encoder HTL1024S/R) With temperature sensor KTY 84-130 Design IM B35 (IM V15, (IM V35) SHAFT WITH FITTED KEY HALF-KEY BALANCING BEARING: STANDARD WITH FIXED BEARING, VIBRATION SEVERITY GRADE: S/A, SHAFT AND FLANGE ACCURACY: R TERMINAL BOX (ABOVE) CABLE ENTRY ON THE RIGHT SIGNAL CONNECTION D-END G14: FAN ASSEMBLY WITH AIR FILTER V90: SHAFT END 42 X 110 MM COMPATIBLE FOR 1PH7 | - | 0 | 0
1PH8137-1HF13-2CB1 |  | 1PH8137-1HF13-2CB1 | 1 | UN | 1 | 20 | D | D | N | N | 85015230 | 1 |  | 141 | KG | 3959.02 | 3959.02 | MC05 | MC05 | SIMOTICS M Compact induction motor 1500rpm, 22kW, 140 Nm, 56A, 308V 1750rpm, 25kW, 136Nm, 56A, 353V 2000rpm, 28kW, 134Nm, 55A, 401V forced ventilation; direction of air flow NDE--> DE; Degree of protection IP55 Incremental encoder HTL 1024 S/R (encoder HTL1024S/R) With temperature sensor KTY 84-130 Design IM B35 (IM V15, (IM V35) SHAFT WITH FITTED KEY HALF-KEY BALANCING BEARING: STANDARD WITH FIXED BEARING, VIBRATION SEVERITY GRADE: S/A, SHAFT AND FLANGE ACCURACY: R TERMINAL BOX (ABOVE) CABLE ENTRY ON THE LEFT SIGNAL CONNECTION D-END | - | 0 | 0
1PH8137-1HF13-2CC1 |  | 1PH8137-1HF13-2CC1 | 1 | UN | 1 | 20 | D | D | N | N | 85015230 | 1 |  | 141 | KG | 3959.02 | 3959.02 | MC05 | MC05 | SIMOTICS M Compact induction motor 1500rpm, 22kW, 140 Nm, 56A, 308V 1750rpm, 25kW, 136Nm, 56A, 353V 2000rpm, 28kW, 134Nm, 55A, 401V forced ventilation; direction of air flow NDE--> DE; Degree of protection IP55 Incremental encoder HTL 1024 S/R (encoder HTL1024S/R) With temperature sensor KTY 84-130 Design IM B35 (IM V15, (IM V35) SHAFT WITH FITTED KEY HALF-KEY BALANCING BEARING: STANDARD WITH FIXED BEARING, VIBRATION SEVERITY GRADE: S/A, SHAFT AND FLANGE ACCURACY: R TERMINAL BOX (ABOVE) CABLE ENTRY ON THE ND-END SIGNAL CONNECTION LEFT | - | 0 | 0
1PH8137-1HF20-0BA1 |  | 1PH8137-1HF20-0BA1 | 1 | UN | 1 | 20 | D | D | N | N | 85015230 | 1 |  | 157 | KG | 4272.4 | 4272.4 | MC05 | MC05 | SIMOTICS M Compact induction motor 1500rpm, 27kW 172Nm, 67A, 315V 1750rpm, 31.5kW 172Nm, 67A, 365V 2000rpm, 36 kW 172Nm, 67A, 415 V water cooling Degree of protection IP65 Incremental encoder HTL 1024 S/R (encoder HTL1024S/R) With temperature sensor KTY 84-130 DESIGN IM B3 (IM V5, IM V6) PLAIN SHAFT WITHOUT FITTED KEY; BEARING: STANDARD WITH FIXED BEARING, VIBRATION SEVERITY GRADE: R/A, FLANGE ACCURACY: R TERMINAL BOX (ABOVE) CABLE ENTRY ON THE RIGHT SIGNAL CONNECTION D-END | - | 0 | 0
1PH8137-1HF20-0BB1 |  | 1PH8137-1HF20-0BB1 | 1 | UN | 1 | 20 | D | D | N | N | 85015230 | 1 |  | 157 | KG | 4272.4 | 4272.4 | MC05 | MC05 | SIMOTICS M Compact induction motor 1500rpm, 27kW 172Nm, 67A, 315V 1750rpm, 31.5kW 172Nm, 67A, 365V 2000rpm, 36 kW 172Nm, 67A, 415 V water cooling Degree of protection IP65 Incremental encoder HTL 1024 S/R (encoder HTL1024S/R) With temperature sensor KTY 84-130 DESIGN IM B3 (IM V5, IM V6) PLAIN SHAFT WITHOUT FITTED KEY; BEARING: STANDARD WITH FIXED BEARING, VIBRATION SEVERITY GRADE: R/A, FLANGE ACCURACY: R TERMINAL BOX (ABOVE) CABLE ENTRY ON THE LEFT SIGNAL CONNECTION D-END | - | 0 | 0
1PH8137-1HF20-0BC1 |  | 1PH8137-1HF20-0BC1 | 1 | UN | 1 | 20 | D | D | N | N | 85015230 | 1 |  | 157 | KG | 4272.4 | 4272.4 | MC05 | MC05 | SIMOTICS M Compact induction motor 1500rpm, 27kW 172Nm, 67A, 315V 1750rpm, 31.5kW 172Nm, 67A, 365V 2000rpm, 36 kW 172Nm, 67A, 415 V water cooling Degree of protection IP65 Incremental encoder HTL 1024 S/R (encoder HTL1024S/R) With temperature sensor KTY 84-130 DESIGN IM B3 (IM V5, IM V6) PLAIN SHAFT WITHOUT FITTED KEY; BEARING: STANDARD WITH FIXED BEARING, VIBRATION SEVERITY GRADE: R/A, FLANGE ACCURACY: R TERMINAL BOX (ABOVE) CABLE ENTRY ON THE ND-END SIGNAL CONNECTION LEFT | - | 0 | 0
1PH8137-1HF20-0CA1 |  | 1PH8137-1HF20-0CA1 | 1 | UN | 1 | 20 | D | D | N | N | 85015230 | 1 |  | 157 | KG | 4402.42 | 4402.42 | MC05 | MC05 | SIMOTICS M Compact induction motor 1500rpm, 27kW 172Nm, 67A, 315V 1750rpm, 31.5kW 172Nm, 67A, 365V 2000rpm, 36 kW 172Nm, 67A, 415 V water cooling Degree of protection IP65 Incremental encoder HTL 1024 S/R (encoder HTL1024S/R) With temperature sensor KTY 84-130 DESIGN IM B3 (IM V5, IM V6) PLAIN SHAFT WITHOUT FITTED KEY; BEARING: STANDARD WITH FIXED BEARING, VIBRATION SEVERITY GRADE: S/A, SHAFT AND FLANGE ACCURACY: R TERMINAL BOX (ABOVE) CABLE ENTRY ON THE RIGHT SIGNAL CONNECTION D-END | - | 0 | 0
1PH8137-1HF20-0CB1 |  | 1PH8137-1HF20-0CB1 | 1 | UN | 1 | 20 | D | D | N | N | 85015230 | 1 |  | 157 | KG | 4402.42 | 4402.42 | MC05 | MC05 | SIMOTICS M Compact induction motor 1500rpm, 27kW 172Nm, 67A, 315V 1750rpm, 31.5kW 172Nm, 67A, 365V 2000rpm, 36 kW 172Nm, 67A, 415 V water cooling Degree of protection IP65 Incremental encoder HTL 1024 S/R (encoder HTL1024S/R) With temperature sensor KTY 84-130 DESIGN IM B3 (IM V5, IM V6) PLAIN SHAFT WITHOUT FITTED KEY; BEARING: STANDARD WITH FIXED BEARING, VIBRATION SEVERITY GRADE: S/A, SHAFT AND FLANGE ACCURACY: R TERMINAL BOX (ABOVE) CABLE ENTRY ON THE LEFT SIGNAL CONNECTION D-END | - | 0 | 0
1PH8137-1HF20-0CC1 |  | 1PH8137-1HF20-0CC1 | 1 | UN | 1 | 20 | D | D | N | N | 85015230 | 1 |  | 157 | KG | 4402.42 | 4402.42 | MC05 | MC05 | SIMOTICS M Compact induction motor 1500rpm, 27kW 172Nm, 67A, 315V 1750rpm, 31.5kW 172Nm, 67A, 365V 2000rpm, 36 kW 172Nm, 67A, 415 V water cooling Degree of protection IP65 Incremental encoder HTL 1024 S/R (encoder HTL1024S/R) With temperature sensor KTY 84-130 DESIGN IM B3 (IM V5, IM V6) PLAIN SHAFT WITHOUT FITTED KEY; BEARING: STANDARD WITH FIXED BEARING, VIBRATION SEVERITY GRADE: S/A, SHAFT AND FLANGE ACCURACY: R TERMINAL BOX (ABOVE) CABLE ENTRY ON THE ND-END SIGNAL CONNECTION LEFT | - | 0 | 0
1PH8137-1HF20-1BA1-Z | A12 | 1PH8137-1HF20-1BA1-ZA12 | 1 | UN | 1 | 20 | D | D | N | N | 85015230 | 1 |  | 157 | KG | 4416.89 | 4416.89 | MC05 | MC05 | SIMOTICS M Compact induction motor 1500rpm, 27kW 172Nm, 67A, 315V 1750rpm, 31.5kW 172Nm, 67A, 365V 2000rpm, 36 kW 172Nm, 67A, 415 V water cooling Degree of protection IP65 Incremental encoder HTL 1024 S/R (encoder HTL1024S/R) With temperature sensor KTY 84-130 DESIGN IM B3 (IM V5, IM V6) SHAFT WITH FITTED KEY FULL-KEY BALANCING BEARING: STANDARD WITH FIXED BEARING, VIBRATION SEVERITY GRADE: R/A, FLANGE ACCURACY: R TERMINAL BOX (ABOVE) CABLE ENTRY ON THE RIGHT SIGNAL CONNECTION D-END A12: PROTECT. BY PTC THERMISTOR WARNING AND SWITCHOFF | - | 0 | 0
1PH8137-1HF20-2BA1 |  | 1PH8137-1HF20-2BA1 | 1 | UN | 1 | 20 | D | D | N | N | 85015230 | 1 |  | 157 | KG | 4272.4 | 4272.4 | MC05 | MC05 | SIMOTICS M Compact induction motor 1500rpm, 27kW 172Nm, 67A, 315V 1750rpm, 31.5kW 172Nm, 67A, 365V 2000rpm, 36 kW 172Nm, 67A, 415 V water cooling Degree of protection IP65 Incremental encoder HTL 1024 S/R (encoder HTL1024S/R) With temperature sensor KTY 84-130 DESIGN IM B3 (IM V5, IM V6) SHAFT WITH FITTED KEY HALF-KEY BALANCING BEARING: STANDARD WITH FIXED BEARING, VIBRATION SEVERITY GRADE: R/A, FLANGE ACCURACY: R TERMINAL BOX (ABOVE) CABLE ENTRY ON THE RIGHT SIGNAL CONNECTION D-END | - | 0 | 0
1PH8137-1HF20-2BB1 |  | 1PH8137-1HF20-2BB1 | 1 | UN | 1 | 20 | D | D | N | N | 85015230 | 1 |  | 157 | KG | 4272.4 | 4272.4 | MC05 | MC05 | SIMOTICS M Compact induction motor 1500rpm, 27kW 172Nm, 67A, 315V 1750rpm, 31.5kW 172Nm, 67A, 365V 2000rpm, 36 kW 172Nm, 67A, 415 V water cooling Degree of protection IP65 Incremental encoder HTL 1024 S/R (encoder HTL1024S/R) With temperature sensor KTY 84-130 DESIGN IM B3 (IM V5, IM V6) SHAFT WITH FITTED KEY HALF-KEY BALANCING BEARING: STANDARD WITH FIXED BEARING, VIBRATION SEVERITY GRADE: R/A, FLANGE ACCURACY: R TERMINAL BOX (ABOVE) CABLE ENTRY ON THE LEFT SIGNAL CONNECTION D-END | - | 0 | 0
1PH8137-1HF20-2BC1 |  | 1PH8137-1HF20-2BC1 | 1 | UN | 1 | 20 | D | D | N | N | 85015230 | 1 |  | 157 | KG | 4272.4 | 4272.4 | MC05 | MC05 | SIMOTICS M Compact induction motor 1500rpm, 27kW 172Nm, 67A, 315V 1750rpm, 31.5kW 172Nm, 67A, 365V 2000rpm, 36 kW 172Nm, 67A, 415 V water cooling Degree of protection IP65 Incremental encoder HTL 1024 S/R (encoder HTL1024S/R) With temperature sensor KTY 84-130 DESIGN IM B3 (IM V5, IM V6) SHAFT WITH FITTED KEY HALF-KEY BALANCING BEARING: STANDARD WITH FIXED BEARING, VIBRATION SEVERITY GRADE: R/A, FLANGE ACCURACY: R TERMINAL BOX (ABOVE) CABLE ENTRY ON THE ND-END SIGNAL CONNECTION LEFT | - | 0 | 0
1PH8137-1HF20-2CA1 |  | 1PH8137-1HF20-2CA1 | 1 | UN | 1 | 20 | D | D | N | N | 85015230 | 1 |  | 157 | KG | 4402.42 | 4402.42 | MC05 | MC05 | SIMOTICS M Compact induction motor 1500rpm, 27kW 172Nm, 67A, 315V 1750rpm, 31.5kW 172Nm, 67A, 365V 2000rpm, 36 kW 172Nm, 67A, 415 V water cooling Degree of protection IP65 Incremental encoder HTL 1024 S/R (encoder HTL1024S/R) With temperature sensor KTY 84-130 DESIGN IM B3 (IM V5, IM V6) SHAFT WITH FITTED KEY HALF-KEY BALANCING BEARING: STANDARD WITH FIXED BEARING, VIBRATION SEVERITY GRADE: S/A, SHAFT AND FLANGE ACCURACY: R TERMINAL BOX (ABOVE) CABLE ENTRY ON THE RIGHT SIGNAL CONNECTION D-END | - | 0 | 0
1PH8137-1HF20-2CB1 |  | 1PH8137-1HF20-2CB1 | 1 | UN | 1 | 20 | D | D | N | N | 85015230 | 1 |  | 157 | KG | 4402.42 | 4402.42 | MC05 | MC05 | SIMOTICS M Compact induction motor 1500rpm, 27kW 172Nm, 67A, 315V 1750rpm, 31.5kW 172Nm, 67A, 365V 2000rpm, 36 kW 172Nm, 67A, 415 V water cooling Degree of protection IP65 Incremental encoder HTL 1024 S/R (encoder HTL1024S/R) With temperature sensor KTY 84-130 DESIGN IM B3 (IM V5, IM V6) SHAFT WITH FITTED KEY HALF-KEY BALANCING BEARING: STANDARD WITH FIXED BEARING, VIBRATION SEVERITY GRADE: S/A, SHAFT AND FLANGE ACCURACY: R TERMINAL BOX (ABOVE) CABLE ENTRY ON THE LEFT SIGNAL CONNECTION D-END | - | 0 | 0
1PH8137-1HF20-2CC1 |  | 1PH8137-1HF20-2CC1 | 1 | UN | 1 | 20 | D | D | N | N | 85015230 | 1 |  | 157 | KG | 4402.42 | 4402.42 | MC05 | MC05 | SIMOTICS M Compact induction motor 1500rpm, 27kW 172Nm, 67A, 315V 1750rpm, 31.5kW 172Nm, 67A, 365V 2000rpm, 36 kW 172Nm, 67A, 415 V water cooling Degree of protection IP65 Incremental encoder HTL 1024 S/R (encoder HTL1024S/R) With temperature sensor KTY 84-130 DESIGN IM B3 (IM V5, IM V6) SHAFT WITH FITTED KEY HALF-KEY BALANCING BEARING: STANDARD WITH FIXED BEARING, VIBRATION SEVERITY GRADE: S/A, SHAFT AND FLANGE ACCURACY: R TERMINAL BOX (ABOVE) CABLE ENTRY ON THE ND-END SIGNAL CONNECTION LEFT | - | 0 | 0
1PH8137-1HF22-0BA1 |  | 1PH8137-1HF22-0BA1 | 1 | UN | 1 | 20 | D | D | N | N | 85015230 | 1 |  | 157 | KG | 4431.35 | 4431.35 | MC05 | MC05 | SIMOTICS M Compact induction motor 1500rpm, 27kW 172Nm, 67A, 315V 1750rpm, 31.5kW 172Nm, 67A, 365V 2000rpm, 36 kW 172Nm, 67A, 415 V water cooling Degree of protection IP65 Incremental encoder HTL 1024 S/R (encoder HTL1024S/R) With temperature sensor KTY 84-130 DESIGN IM B5 (IMV 1,IM V3) PLAIN SHAFT WITHOUT FITTED KEY; BEARING: STANDARD WITH FIXED BEARING, VIBRATION SEVERITY GRADE: R/A, FLANGE ACCURACY: R TERMINAL BOX (ABOVE) CABLE ENTRY ON THE RIGHT SIGNAL CONNECTION D-END | - | 0 | 0
1PH8137-1HF22-0BB1 |  | 1PH8137-1HF22-0BB1 | 1 | UN | 1 | 20 | D | D | N | N | 85015230 | 1 |  | 157 | KG | 4431.35 | 4431.35 | MC05 | MC05 | SIMOTICS M Compact induction motor 1500rpm, 27kW 172Nm, 67A, 315V 1750rpm, 31.5kW 172Nm, 67A, 365V 2000rpm, 36 kW 172Nm, 67A, 415 V water cooling Degree of protection IP65 Incremental encoder HTL 1024 S/R (encoder HTL1024S/R) With temperature sensor KTY 84-130 DESIGN IM B5 (IMV 1,IM V3) PLAIN SHAFT WITHOUT FITTED KEY; BEARING: STANDARD WITH FIXED BEARING, VIBRATION SEVERITY GRADE: R/A, FLANGE ACCURACY: R TERMINAL BOX (ABOVE) CABLE ENTRY ON THE LEFT SIGNAL CONNECTION D-END | - | 0 | 0
1PH8137-1HF22-0BC1 |  | 1PH8137-1HF22-0BC1 | 1 | UN | 1 | 20 | D | D | N | N | 85015230 | 1 |  | 157 | KG | 4431.35 | 4431.35 | MC05 | MC05 | SIMOTICS M Compact induction motor 1500rpm, 27kW 172Nm, 67A, 315V 1750rpm, 31.5kW 172Nm, 67A, 365V 2000rpm, 36 kW 172Nm, 67A, 415 V water cooling Degree of protection IP65 Incremental encoder HTL 1024 S/R (encoder HTL1024S/R) With temperature sensor KTY 84-130 DESIGN IM B5 (IMV 1,IM V3) PLAIN SHAFT WITHOUT FITTED KEY; BEARING: STANDARD WITH FIXED BEARING, VIBRATION SEVERITY GRADE: R/A, FLANGE ACCURACY: R TERMINAL BOX (ABOVE) CABLE ENTRY ON THE ND-END SIGNAL CONNECTION LEFT | - | 0 | 0
1PH8137-1HF22-0CA1 |  | 1PH8137-1HF22-0CA1 | 1 | UN | 1 | 20 | D | D | N | N | 85015230 | 1 |  | 157 | KG | 4561.37 | 4561.37 | MC05 | MC05 | SIMOTICS M Compact induction motor 1500rpm, 27kW 172Nm, 67A, 315V 1750rpm, 31.5kW 172Nm, 67A, 365V 2000rpm, 36 kW 172Nm, 67A, 415 V water cooling Degree of protection IP65 Incremental encoder HTL 1024 S/R (encoder HTL1024S/R) With temperature sensor KTY 84-130 DESIGN IM B5 (IMV 1,IM V3) PLAIN SHAFT WITHOUT FITTED KEY; BEARING: STANDARD WITH FIXED BEARING, VIBRATION SEVERITY GRADE: S/A, SHAFT AND FLANGE ACCURACY: R TERMINAL BOX (ABOVE) CABLE ENTRY ON THE RIGHT SIGNAL CONNECTION D-END | - | 0 | 0
1PH8137-1HF22-0CB1 |  | 1PH8137-1HF22-0CB1 | 1 | UN | 1 | 20 | D | D | N | N | 85015230 | 1 |  | 157 | KG | 4561.37 | 4561.37 | MC05 | MC05 | SIMOTICS M Compact induction motor 1500rpm, 27kW 172Nm, 67A, 315V 1750rpm, 31.5kW 172Nm, 67A, 365V 2000rpm, 36 kW 172Nm, 67A, 415 V water cooling Degree of protection IP65 Incremental encoder HTL 1024 S/R (encoder HTL1024S/R) With temperature sensor KTY 84-130 DESIGN IM B5 (IMV 1,IM V3) PLAIN SHAFT WITHOUT FITTED KEY; BEARING: STANDARD WITH FIXED BEARING, VIBRATION SEVERITY GRADE: S/A, SHAFT AND FLANGE ACCURACY: R TERMINAL BOX (ABOVE) CABLE ENTRY ON THE LEFT SIGNAL CONNECTION D-END | - | 0 | 0
1PH8137-1HF22-0CC1 |  | 1PH8137-1HF22-0CC1 | 1 | UN | 1 | 20 | D | D | N | N | 85015230 | 1 |  | 157 | KG | 4561.37 | 4561.37 | MC05 | MC05 | SIMOTICS M Compact induction motor 1500rpm, 27kW 172Nm, 67A, 315V 1750rpm, 31.5kW 172Nm, 67A, 365V 2000rpm, 36 kW 172Nm, 67A, 415 V water cooling Degree of protection IP65 Incremental encoder HTL 1024 S/R (encoder HTL1024S/R) With temperature sensor KTY 84-130 DESIGN IM B5 (IMV 1,IM V3) PLAIN SHAFT WITHOUT FITTED KEY; BEARING: STANDARD WITH FIXED BEARING, VIBRATION SEVERITY GRADE: S/A, SHAFT AND FLANGE ACCURACY: R TERMINAL BOX (ABOVE) CABLE ENTRY ON THE ND-END SIGNAL CONNECTION LEFT | - | 0 | 0
1PH8137-1HF22-2BA1 |  | 1PH8137-1HF22-2BA1 | 1 | UN | 1 | 20 | D | D | N | N | 85015230 | 1 |  | 157 | KG | 4431.35 | 4431.35 | MC05 | MC05 | SIMOTICS M Compact induction motor 1500rpm, 27kW 172Nm, 67A, 315V 1750rpm, 31.5kW 172Nm, 67A, 365V 2000rpm, 36 kW 172Nm, 67A, 415 V water cooling Degree of protection IP65 Incremental encoder HTL 1024 S/R (encoder HTL1024S/R) With temperature sensor KTY 84-130 DESIGN IM B5 (IMV 1,IM V3) SHAFT WITH FITTED KEY HALF-KEY BALANCING BEARING: STANDARD WITH FIXED BEARING, VIBRATION SEVERITY GRADE: R/A, FLANGE ACCURACY: R TERMINAL BOX (ABOVE) CABLE ENTRY ON THE RIGHT SIGNAL CONNECTION D-END | - | 0 | 0
1PH8137-1HF22-2BB1 |  | 1PH8137-1HF22-2BB1 | 1 | UN | 1 | 20 | D | D | N | N | 85015230 | 1 |  | 157 | KG | 4431.35 | 4431.35 | MC05 | MC05 | SIMOTICS M Compact induction motor 1500rpm, 27kW 172Nm, 67A, 315V 1750rpm, 31.5kW 172Nm, 67A, 365V 2000rpm, 36 kW 172Nm, 67A, 415 V water cooling Degree of protection IP65 Incremental encoder HTL 1024 S/R (encoder HTL1024S/R) With temperature sensor KTY 84-130 DESIGN IM B5 (IMV 1,IM V3) SHAFT WITH FITTED KEY HALF-KEY BALANCING BEARING: STANDARD WITH FIXED BEARING, VIBRATION SEVERITY GRADE: R/A, FLANGE ACCURACY: R TERMINAL BOX (ABOVE) CABLE ENTRY ON THE LEFT SIGNAL CONNECTION D-END | - | 0 | 0
1PH8137-1HF22-2BC1 |  | 1PH8137-1HF22-2BC1 | 1 | UN | 1 | 20 | D | D | N | N | 85015230 | 1 |  | 157 | KG | 4431.35 | 4431.35 | MC05 | MC05 | SIMOTICS M Compact induction motor 1500rpm, 27kW 172Nm, 67A, 315V 1750rpm, 31.5kW 172Nm, 67A, 365V 2000rpm, 36 kW 172Nm, 67A, 415 V water cooling Degree of protection IP65 Incremental encoder HTL 1024 S/R (encoder HTL1024S/R) With temperature sensor KTY 84-130 DESIGN IM B5 (IMV 1,IM V3) SHAFT WITH FITTED KEY HALF-KEY BALANCING BEARING: STANDARD WITH FIXED BEARING, VIBRATION SEVERITY GRADE: R/A, FLANGE ACCURACY: R TERMINAL BOX (ABOVE) CABLE ENTRY ON THE ND-END SIGNAL CONNECTION LEFT | - | 0 | 0
1PH8137-1HF22-2CA1 |  | 1PH8137-1HF22-2CA1 | 1 | UN | 1 | 20 | D | D | N | N | 85015230 | 1 |  | 157 | KG | 4561.37 | 4561.37 | MC05 | MC05 | SIMOTICS M Compact induction motor 1500rpm, 27kW 172Nm, 67A, 315V 1750rpm, 31.5kW 172Nm, 67A, 365V 2000rpm, 36 kW 172Nm, 67A, 415 V water cooling Degree of protection IP65 Incremental encoder HTL 1024 S/R (encoder HTL1024S/R) With temperature sensor KTY 84-130 DESIGN IM B5 (IMV 1,IM V3) SHAFT WITH FITTED KEY HALF-KEY BALANCING BEARING: STANDARD WITH FIXED BEARING, VIBRATION SEVERITY GRADE: S/A, SHAFT AND FLANGE ACCURACY: R TERMINAL BOX (ABOVE) CABLE ENTRY ON THE RIGHT SIGNAL CONNECTION D-END | - | 0 | 0
1PH8137-1HF22-2CB1 |  | 1PH8137-1HF22-2CB1 | 1 | UN | 1 | 20 | D | D | N | N | 85015230 | 1 |  | 157 | KG | 4561.37 | 4561.37 | MC05 | MC05 | SIMOTICS M Compact induction motor 1500rpm, 27kW 172Nm, 67A, 315V 1750rpm, 31.5kW 172Nm, 67A, 365V 2000rpm, 36 kW 172Nm, 67A, 415 V water cooling Degree of protection IP65 Incremental encoder HTL 1024 S/R (encoder HTL1024S/R) With temperature sensor KTY 84-130 DESIGN IM B5 (IMV 1,IM V3) SHAFT WITH FITTED KEY HALF-KEY BALANCING BEARING: STANDARD WITH FIXED BEARING, VIBRATION SEVERITY GRADE: S/A, SHAFT AND FLANGE ACCURACY: R TERMINAL BOX (ABOVE) CABLE ENTRY ON THE LEFT SIGNAL CONNECTION D-END | - | 0 | 0
1PH8137-1HF22-2CC1 |  | 1PH8137-1HF22-2CC1 | 1 | UN | 1 | 20 | D | D | N | N | 85015230 | 1 |  | 157 | KG | 4561.37 | 4561.37 | MC05 | MC05 | SIMOTICS M Compact induction motor 1500rpm, 27kW 172Nm, 67A, 315V 1750rpm, 31.5kW 172Nm, 67A, 365V 2000rpm, 36 kW 172Nm, 67A, 415 V water cooling Degree of protection IP65 Incremental encoder HTL 1024 S/R (encoder HTL1024S/R) With temperature sensor KTY 84-130 DESIGN IM B5 (IMV 1,IM V3) SHAFT WITH FITTED KEY HALF-KEY BALANCING BEARING: STANDARD WITH FIXED BEARING, VIBRATION SEVERITY GRADE: S/A, SHAFT AND FLANGE ACCURACY: R TERMINAL BOX (ABOVE) CABLE ENTRY ON THE ND-END SIGNAL CONNECTION LEFT | - | 0 | 0
1PH8137-1HF23-0BA1 |  | 1PH8137-1HF23-0BA1 | 1 | UN | 1 | 20 | D | D | N | N | 85015230 | 1 |  | 157 | KG | 4633.65 | 4633.65 | MC05 | MC05 | SIMOTICS M Compact induction motor 1500rpm, 27kW 172Nm, 67A, 315V 1750rpm, 31.5kW 172Nm, 67A, 365V 2000rpm, 36 kW 172Nm, 67A, 415 V water cooling Degree of protection IP65 Incremental encoder HTL 1024 S/R (encoder HTL1024S/R) With temperature sensor KTY 84-130 Design IM B35 (IM V15, (IM V35) PLAIN SHAFT WITHOUT FITTED KEY; BEARING: STANDARD WITH FIXED BEARING, VIBRATION SEVERITY GRADE: R/A, FLANGE ACCURACY: R TERMINAL BOX (ABOVE) CABLE ENTRY ON THE RIGHT SIGNAL CONNECTION D-END | - | 0 | 0
1PH8137-1HF23-0BB1 |  | 1PH8137-1HF23-0BB1 | 1 | UN | 1 | 20 | D | D | N | N | 85015230 | 1 |  | 157 | KG | 4633.65 | 4633.65 | MC05 | MC05 | SIMOTICS M Compact induction motor 1500rpm, 27kW 172Nm, 67A, 315V 1750rpm, 31.5kW 172Nm, 67A, 365V 2000rpm, 36 kW 172Nm, 67A, 415 V water cooling Degree of protection IP65 Incremental encoder HTL 1024 S/R (encoder HTL1024S/R) With temperature sensor KTY 84-130 Design IM B35 (IM V15, (IM V35) PLAIN SHAFT WITHOUT FITTED KEY; BEARING: STANDARD WITH FIXED BEARING, VIBRATION SEVERITY GRADE: R/A, FLANGE ACCURACY: R TERMINAL BOX (ABOVE) CABLE ENTRY ON THE LEFT SIGNAL CONNECTION D-END | - | 0 | 0
1PH8137-1HF23-0BC1 |  | 1PH8137-1HF23-0BC1 | 1 | UN | 1 | 20 | D | D | N | N | 85015230 | 1 |  | 157 | KG | 4633.65 | 4633.65 | MC05 | MC05 | SIMOTICS M Compact induction motor 1500rpm, 27kW 172Nm, 67A, 315V 1750rpm, 31.5kW 172Nm, 67A, 365V 2000rpm, 36 kW 172Nm, 67A, 415 V water cooling Degree of protection IP65 Incremental encoder HTL 1024 S/R (encoder HTL1024S/R) With temperature sensor KTY 84-130 Design IM B35 (IM V15, (IM V35) PLAIN SHAFT WITHOUT FITTED KEY; BEARING: STANDARD WITH FIXED BEARING, VIBRATION SEVERITY GRADE: R/A, FLANGE ACCURACY: R TERMINAL BOX (ABOVE) CABLE ENTRY ON THE ND-END SIGNAL CONNECTION LEFT | - | 0 | 0
1PH8137-1HF23-0CA1 |  | 1PH8137-1HF23-0CA1 | 1 | UN | 1 | 20 | D | D | N | N | 85015230 | 1 |  | 157 | KG | 4763.67 | 4763.67 | MC05 | MC05 | SIMOTICS M Compact induction motor 1500rpm, 27kW 172Nm, 67A, 315V 1750rpm, 31.5kW 172Nm, 67A, 365V 2000rpm, 36 kW 172Nm, 67A, 415 V water cooling Degree of protection IP65 Incremental encoder HTL 1024 S/R (encoder HTL1024S/R) With temperature sensor KTY 84-130 Design IM B35 (IM V15, (IM V35) PLAIN SHAFT WITHOUT FITTED KEY; BEARING: STANDARD WITH FIXED BEARING, VIBRATION SEVERITY GRADE: S/A, SHAFT AND FLANGE ACCURACY: R TERMINAL BOX (ABOVE) CABLE ENTRY ON THE RIGHT SIGNAL CONNECTION D-END | - | 0 | 0
1PH8137-1HF23-0CB1 |  | 1PH8137-1HF23-0CB1 | 1 | UN | 1 | 20 | D | D | N | N | 85015230 | 1 |  | 157 | KG | 4763.67 | 4763.67 | MC05 | MC05 | SIMOTICS M Compact induction motor 1500rpm, 27kW 172Nm, 67A, 315V 1750rpm, 31.5kW 172Nm, 67A, 365V 2000rpm, 36 kW 172Nm, 67A, 415 V water cooling Degree of protection IP65 Incremental encoder HTL 1024 S/R (encoder HTL1024S/R) With temperature sensor KTY 84-130 Design IM B35 (IM V15, (IM V35) PLAIN SHAFT WITHOUT FITTED KEY; BEARING: STANDARD WITH FIXED BEARING, VIBRATION SEVERITY GRADE: S/A, SHAFT AND FLANGE ACCURACY: R TERMINAL BOX (ABOVE) CABLE ENTRY ON THE LEFT SIGNAL CONNECTION D-END | - | 0 | 0
1PH8137-1HF23-0CC1 |  | 1PH8137-1HF23-0CC1 | 1 | UN | 1 | 20 | D | D | N | N | 85015230 | 1 |  | 157 | KG | 4763.67 | 4763.67 | MC05 | MC05 | SIMOTICS M Compact induction motor 1500rpm, 27kW 172Nm, 67A, 315V 1750rpm, 31.5kW 172Nm, 67A, 365V 2000rpm, 36 kW 172Nm, 67A, 415 V water cooling Degree of protection IP65 Incremental encoder HTL 1024 S/R (encoder HTL1024S/R) With temperature sensor KTY 84-130 Design IM B35 (IM V15, (IM V35) PLAIN SHAFT WITHOUT FITTED KEY; BEARING: STANDARD WITH FIXED BEARING, VIBRATION SEVERITY GRADE: S/A, SHAFT AND FLANGE ACCURACY: R TERMINAL BOX (ABOVE) CABLE ENTRY ON THE ND-END SIGNAL CONNECTION LEFT | - | 0 | 0
1PH8137-1HF23-2BA1 |  | 1PH8137-1HF23-2BA1 | 1 | UN | 1 | 20 | D | D | N | N | 85015230 | 1 |  | 157 | KG | 4633.65 | 4633.65 | MC05 | MC05 | SIMOTICS M Compact induction motor 1500rpm, 27kW 172Nm, 67A, 315V 1750rpm, 31.5kW 172Nm, 67A, 365V 2000rpm, 36 kW 172Nm, 67A, 415 V water cooling Degree of protection IP65 Incremental encoder HTL 1024 S/R (encoder HTL1024S/R) With temperature sensor KTY 84-130 Design IM B35 (IM V15, (IM V35) SHAFT WITH FITTED KEY HALF-KEY BALANCING BEARING: STANDARD WITH FIXED BEARING, VIBRATION SEVERITY GRADE: R/A, FLANGE ACCURACY: R TERMINAL BOX (ABOVE) CABLE ENTRY ON THE RIGHT SIGNAL CONNECTION D-END | - | 0 | 0
1PH8137-1HF23-2BB1 |  | 1PH8137-1HF23-2BB1 | 1 | UN | 1 | 20 | D | D | N | N | 85015230 | 1 |  | 157 | KG | 4633.65 | 4633.65 | MC05 | MC05 | SIMOTICS M Compact induction motor 1500rpm, 27kW 172Nm, 67A, 315V 1750rpm, 31.5kW 172Nm, 67A, 365V 2000rpm, 36 kW 172Nm, 67A, 415 V water cooling Degree of protection IP65 Incremental encoder HTL 1024 S/R (encoder HTL1024S/R) With temperature sensor KTY 84-130 Design IM B35 (IM V15, (IM V35) SHAFT WITH FITTED KEY HALF-KEY BALANCING BEARING: STANDARD WITH FIXED BEARING, VIBRATION SEVERITY GRADE: R/A, FLANGE ACCURACY: R TERMINAL BOX (ABOVE) CABLE ENTRY ON THE LEFT SIGNAL CONNECTION D-END | - | 0 | 0
1PH8137-1HF23-2BC1 |  | 1PH8137-1HF23-2BC1 | 1 | UN | 1 | 20 | D | D | N | N | 85015230 | 1 |  | 157 | KG | 4633.65 | 4633.65 | MC05 | MC05 | SIMOTICS M Compact induction motor 1500rpm, 27kW 172Nm, 67A, 315V 1750rpm, 31.5kW 172Nm, 67A, 365V 2000rpm, 36 kW 172Nm, 67A, 415 V water cooling Degree of protection IP65 Incremental encoder HTL 1024 S/R (encoder HTL1024S/R) With temperature sensor KTY 84-130 Design IM B35 (IM V15, (IM V35) SHAFT WITH FITTED KEY HALF-KEY BALANCING BEARING: STANDARD WITH FIXED BEARING, VIBRATION SEVERITY GRADE: R/A, FLANGE ACCURACY: R TERMINAL BOX (ABOVE) CABLE ENTRY ON THE ND-END SIGNAL CONNECTION LEFT | - | 0 | 0
1PH8137-1HF23-2CA1 |  | 1PH8137-1HF23-2CA1 | 1 | UN | 1 | 20 | D | D | N | N | 85015230 | 1 |  | 157 | KG | 4763.67 | 4763.67 | MC05 | MC05 | SIMOTICS M Compact induction motor 1500rpm, 27kW 172Nm, 67A, 315V 1750rpm, 31.5kW 172Nm, 67A, 365V 2000rpm, 36 kW 172Nm, 67A, 415 V water cooling Degree of protection IP65 Incremental encoder HTL 1024 S/R (encoder HTL1024S/R) With temperature sensor KTY 84-130 Design IM B35 (IM V15, (IM V35) SHAFT WITH FITTED KEY HALF-KEY BALANCING BEARING: STANDARD WITH FIXED BEARING, VIBRATION SEVERITY GRADE: S/A, SHAFT AND FLANGE ACCURACY: R TERMINAL BOX (ABOVE) CABLE ENTRY ON THE RIGHT SIGNAL CONNECTION D-END | - | 0 | 0
1PH8137-1HF23-2CB1 |  | 1PH8137-1HF23-2CB1 | 1 | UN | 1 | 20 | D | D | N | N | 85015230 | 1 |  | 157 | KG | 4763.67 | 4763.67 | MC05 | MC05 | SIMOTICS M Compact induction motor 1500rpm, 27kW 172Nm, 67A, 315V 1750rpm, 31.5kW 172Nm, 67A, 365V 2000rpm, 36 kW 172Nm, 67A, 415 V water cooling Degree of protection IP65 Incremental encoder HTL 1024 S/R (encoder HTL1024S/R) With temperature sensor KTY 84-130 Design IM B35 (IM V15, (IM V35) SHAFT WITH FITTED KEY HALF-KEY BALANCING BEARING: STANDARD WITH FIXED BEARING, VIBRATION SEVERITY GRADE: S/A, SHAFT AND FLANGE ACCURACY: R TERMINAL BOX (ABOVE) CABLE ENTRY ON THE LEFT SIGNAL CONNECTION D-END | - | 0 | 0
1PH8137-1HF23-2CC1 |  | 1PH8137-1HF23-2CC1 | 1 | UN | 1 | 20 | D | D | N | N | 85015230 | 1 |  | 157 | KG | 4763.67 | 4763.67 | MC05 | MC05 | SIMOTICS M Compact induction motor 1500rpm, 27kW 172Nm, 67A, 315V 1750rpm, 31.5kW 172Nm, 67A, 365V 2000rpm, 36 kW 172Nm, 67A, 415 V water cooling Degree of protection IP65 Incremental encoder HTL 1024 S/R (encoder HTL1024S/R) With temperature sensor KTY 84-130 Design IM B35 (IM V15, (IM V35) SHAFT WITH FITTED KEY HALF-KEY BALANCING BEARING: STANDARD WITH FIXED BEARING, VIBRATION SEVERITY GRADE: S/A, SHAFT AND FLANGE ACCURACY: R TERMINAL BOX (ABOVE) CABLE ENTRY ON THE ND-END SIGNAL CONNECTION LEFT | - | 0 | 0
1PH8137-1HG02-0BZ1-Z | A12A76Q1BR80V06W92 | 1PH8137-1HG02-0BZ1-ZA12A76Q1BR80V06W92 | 1 | UN | 1 | 20 | D | D | N | N | 85015230 | 1 |  | 141 | KG | 6081.42 | 6081.42 | MC05 | MC05 | SIMOTICS M Compact induction motor 2000rpm, 28 kW, 134Nm, 60 A, 350 V 2300rpm, 29 kW, 120Nm, 56A, 400V 2650rpm, 30 kW, 108Nm, 52A, 460 V Forced ventilation; Direction of air flow DE--> NDE; Degree of protection IP55 Motor customer-spec. Offer number SMR-09-2011 A76: 2 additional temperature sensors Pt100 V06: Customer-specific shaft A12: PTC thermistor for warning and shutdown W92: Fan decoupled and mounted Q1B: special connection system Terminal box R80: Decoupled encoder Dimension drawing 900.22198.01A | - | 0 | 7
1PH8137-1HG02-1BZ1-Z | A12A76Q1BR80V04W92 | 1PH8137-1HG02-1BZ1-ZA12A76Q1BR80V04W92 | 1 | UN | 1 | 20 | D | D | N | N | 85015230 | 1 |  | 141 | KG | 6110.65 | 6110.65 | MC05 | MC05 | SIMOTICS M Compact induction motor 2000rpm, 28 kW, 134Nm, 60 A, 350 V 2300rpm, 29 kW, 120Nm, 56A, 400V 2650rpm, 30 kW, 108Nm, 52A, 460 V Forced ventilation; direction of air flow DE--> NDE; Degree of protection IP55 Motor customer-spec. Offer number SMR-09-2011 A76: 2 additional temperature sensors Pt100 V04: Hardened shaft extension A12: PTC thermistor for warning and shutdown W92: Fan decoupled and mounted Q1B: special connection system Terminal box R80: Encoder decoupled and mounted Dimension drawing 510.21813.01 | - | 0 | 0
1PH8137-1HG10-0ZC1-Z | K80P1C | 1PH8137-1HG10-0ZC1-ZK80P1C | 1 | UN | 1 | 20 | D | D | N | N | 85015230 | 1 |  | 143 | KG | 4739.6 | 4739.6 | MC05 | MC05 | SIMOTICS M Compact induction motor 2000rpm, 28kW, 134Nm, 60A, 350 V 2300rpm, 29kW, 120Nm, 56A, 400 V 2650rpm, 30 kW, 108Nm, 52A, 460 V forced ventilation; Direction of air flow NDE--> DE; Degree of protection IP55 Incremental encoder HTL 1024 S/R (encoder HTL1024S/R) Type of construction IM B3 (IM V5, IM V6) Smooth shaft Without feather key; terminal box (top) Cable entry NDE Signal connection left K80: Pipe connection NDE P1C: special bearing Offer number SMR-108-2013 | - | 0 | 7
1PH8137-1HG12-2BA1-Z | V90 | 1PH8137-1HG12-2BA1-ZV90 | 1 | UN | 1 | 20 | D | D | N | N | 85015230 | 1 |  | 141 | KG | 3685.65 | 3685.65 | MC05 | MC05 | SIMOTICS M Compact induction motor 2000rpm, 28kW, 134Nm, 60A, 350 V 2300rpm, 29kW, 120Nm, 56A, 400 V 2650rpm, 30 kW, 108Nm, 52A, 460 V forced ventilation; direction of air flow NDE--> DE; Degree of protection IP55 Incremental encoder HTL 1024 S/R (encoder HTL1024S/R) With temperature sensor KTY 84-130 DESIGN IM B5 (IMV 1,IM V3) SHAFT WITH FITTED KEY HALF-KEY BALANCING BEARING: STANDARD WITH FIXED BEARING, VIBRATION SEVERITY GRADE: R/A, FLANGE ACCURACY: R TERMINAL BOX (ABOVE) CABLE ENTRY ON THE RIGHT SIGNAL CONNECTION D-END V90: SHAFT END 42 X 110 MM COMPATIBLE FOR 1PH7 | - | 0 | 0
1PH8137-1JD10-0BA1 |  | 1PH8137-1JD10-0BA1 | 1 | UN | 1 | 20 | D | D | N | N | 85015230 | 1 |  | 141 | KG | 3747.68 | 3747.68 | MC05 | MC05 | SIMOTICS M Compact induction motor 1000rpm, 17kW 162Nm, 43A, 307V 1150rpm, 19.5kW 162Nm, 43A, 350 V 1350rpm, 22 kW 156Nm, 42A, 404V forced ventilation; direction of air flow NDE--> DE; Degree of protection IP55 Incremental encoder HTL 2048 S/R (encoder HTL2048S/R) With temperature sensor KTY 84-130 DESIGN IM B3 (IM V5, IM V6) PLAIN SHAFT WITHOUT FITTED KEY; BEARING: STANDARD WITH FIXED BEARING, VIBRATION SEVERITY GRADE: R/A, FLANGE ACCURACY: R TERMINAL BOX (ABOVE) CABLE ENTRY ON THE RIGHT SIGNAL CONNECTION D-END | - | 0 | 0
1PH8137-1JD10-0BB1 |  | 1PH8137-1JD10-0BB1 | 1 | UN | 1 | 20 | D | D | N | N | 85015230 | 1 |  | 141 | KG | 3747.68 | 3747.68 | MC05 | MC05 | SIMOTICS M Compact induction motor 1000rpm, 17kW 162Nm, 43A, 307V 1150rpm, 19.5kW 162Nm, 43A, 350 V 1350rpm, 22 kW 156Nm, 42A, 404V forced ventilation; direction of air flow NDE--> DE; Degree of protection IP55 Incremental encoder HTL 2048 S/R (encoder HTL2048S/R) With temperature sensor KTY 84-130 DESIGN IM B3 (IM V5, IM V6) PLAIN SHAFT WITHOUT FITTED KEY; BEARING: STANDARD WITH FIXED BEARING, VIBRATION SEVERITY GRADE: R/A, FLANGE ACCURACY: R TERMINAL BOX (ABOVE) CABLE ENTRY ON THE LEFT SIGNAL CONNECTION D-END | - | 0 | 0
1PH8137-1JD10-0BC1 |  | 1PH8137-1JD10-0BC1 | 1 | UN | 1 | 20 | D | D | N | N | 85015230 | 1 |  | 141 | KG | 3747.68 | 3747.68 | MC05 | MC05 | SIMOTICS M Compact induction motor 1000rpm, 17kW 162Nm, 43A, 307V 1150rpm, 19.5kW 162Nm, 43A, 350 V 1350rpm, 22 kW 156Nm, 42A, 404V forced ventilation; direction of air flow NDE--> DE; Degree of protection IP55 Incremental encoder HTL 2048 S/R (encoder HTL2048S/R) With temperature sensor KTY 84-130 DESIGN IM B3 (IM V5, IM V6) PLAIN SHAFT WITHOUT FITTED KEY; BEARING: STANDARD WITH FIXED BEARING, VIBRATION SEVERITY GRADE: R/A, FLANGE ACCURACY: R TERMINAL BOX (ABOVE) CABLE ENTRY ON THE ND-END SIGNAL CONNECTION LEFT | - | 0 | 0
1PH8137-1JD10-0CA1 |  | 1PH8137-1JD10-0CA1 | 1 | UN | 1 | 20 | D | D | N | N | 85015230 | 1 |  | 141 | KG | 3877.7 | 3877.7 | MC05 | MC05 | SIMOTICS M Compact induction motor 1000rpm, 17kW 162Nm, 43A, 307V 1150rpm, 19.5kW 162Nm, 43A, 350 V 1350rpm, 22 kW 156Nm, 42A, 404V forced ventilation; direction of air flow NDE--> DE; Degree of protection IP55 Incremental encoder HTL 2048 S/R (encoder HTL2048S/R) With temperature sensor KTY 84-130 DESIGN IM B3 (IM V5, IM V6) PLAIN SHAFT WITHOUT FITTED KEY; BEARING: STANDARD WITH FIXED BEARING, VIBRATION SEVERITY GRADE: S/A, SHAFT AND FLANGE ACCURACY: R TERMINAL BOX (ABOVE) CABLE ENTRY ON THE RIGHT SIGNAL CONNECTION D-END | - | 0 | 0
1PH8137-1JD10-0CB1 |  | 1PH8137-1JD10-0CB1 | 1 | UN | 1 | 20 | D | D | N | N | 85015230 | 1 |  | 141 | KG | 3877.7 | 3877.7 | MC05 | MC05 | SIMOTICS M Compact induction motor 1000rpm, 17kW 162Nm, 43A, 307V 1150rpm, 19.5kW 162Nm, 43A, 350 V 1350rpm, 22 kW 156Nm, 42A, 404V forced ventilation; direction of air flow NDE--> DE; Degree of protection IP55 Incremental encoder HTL 2048 S/R (encoder HTL2048S/R) With temperature sensor KTY 84-130 DESIGN IM B3 (IM V5, IM V6) PLAIN SHAFT WITHOUT FITTED KEY; BEARING: STANDARD WITH FIXED BEARING, VIBRATION SEVERITY GRADE: S/A, SHAFT AND FLANGE ACCURACY: R TERMINAL BOX (ABOVE) CABLE ENTRY ON THE LEFT SIGNAL CONNECTION D-END | - | 0 | 0
1PH8137-1JD10-0CC1 |  | 1PH8137-1JD10-0CC1 | 1 | UN | 1 | 20 | D | D | N | N | 85015230 | 1 |  | 141 | KG | 3877.7 | 3877.7 | MC05 | MC05 | SIMOTICS M Compact induction motor 1000rpm, 17kW 162Nm, 43A, 307V 1150rpm, 19.5kW 162Nm, 43A, 350 V 1350rpm, 22 kW 156Nm, 42A, 404V forced ventilation; direction of air flow NDE--> DE; Degree of protection IP55 Incremental encoder HTL 2048 S/R (encoder HTL2048S/R) With temperature sensor KTY 84-130 DESIGN IM B3 (IM V5, IM V6) PLAIN SHAFT WITHOUT FITTED KEY; BEARING: STANDARD WITH FIXED BEARING, VIBRATION SEVERITY GRADE: S/A, SHAFT AND FLANGE ACCURACY: R TERMINAL BOX (ABOVE) CABLE ENTRY ON THE ND-END SIGNAL CONNECTION LEFT | - | 0 | 0
1PH8137-1JD10-1FA1-Z | G14 | 1PH8137-1JD10-1FA1-ZG14 | 1 | UN | 1 | 20 | D | D | N | N | 85015230 | 1 |  | 141 | KG | 4126.92 | 4126.92 | MC05 | MC05 | SIMOTICS M Compact induction motor 1000rpm, 17kW 162Nm, 43A, 307V 1150rpm, 19.5kW 162Nm, 43A, 350 V 1350rpm, 22 kW 156Nm, 42A, 404V forced ventilation; direction of air flow NDE--> DE; Degree of protection IP55 Incremental encoder HTL 2048 S/R (encoder HTL2048S/R) With temperature sensor KTY 84-130 DESIGN IM B3 (IM V5, IM V6) SHAFT WITH FITTED KEY FULL-KEY BALANCING BEARING: INCREASED RADIAL FORCES, VIBRATION SEVERITY GRADE: R/A, SHAFT AND FLANGE ACCURACY: R TERMINAL BOX (ABOVE) CABLE ENTRY ON THE RIGHT SIGNAL CONNECTION D-END G14: FAN ASSEMBLY WITH AIR FILTER | - | 0 | 0
1PH8137-1JD10-2BA1 |  | 1PH8137-1JD10-2BA1 | 1 | UN | 1 | 20 | D | D | N | N | 85015230 | 1 |  | 141 | KG | 3747.68 | 3747.68 | MC05 | MC05 | SIMOTICS M Compact induction motor 1000rpm, 17kW 162Nm, 43A, 307V 1150rpm, 19.5kW 162Nm, 43A, 350 V 1350rpm, 22 kW 156Nm, 42A, 404V forced ventilation; direction of air flow NDE--> DE; Degree of protection IP55 Incremental encoder HTL 2048 S/R (encoder HTL2048S/R) With temperature sensor KTY 84-130 DESIGN IM B3 (IM V5, IM V6) SHAFT WITH FITTED KEY HALF-KEY BALANCING BEARING: STANDARD WITH FIXED BEARING, VIBRATION SEVERITY GRADE: R/A, FLANGE ACCURACY: R TERMINAL BOX (ABOVE) CABLE ENTRY ON THE RIGHT SIGNAL CONNECTION D-END | - | 0 | 0
1PH8137-1JD10-2BB1 |  | 1PH8137-1JD10-2BB1 | 1 | UN | 1 | 20 | D | D | N | N | 85015230 | 1 |  | 141 | KG | 3747.68 | 3747.68 | MC05 | MC05 | SIMOTICS M Compact induction motor 1000rpm, 17kW 162Nm, 43A, 307V 1150rpm, 19.5kW 162Nm, 43A, 350 V 1350rpm, 22 kW 156Nm, 42A, 404V forced ventilation; direction of air flow NDE--> DE; Degree of protection IP55 Incremental encoder HTL 2048 S/R (encoder HTL2048S/R) With temperature sensor KTY 84-130 DESIGN IM B3 (IM V5, IM V6) SHAFT WITH FITTED KEY HALF-KEY BALANCING BEARING: STANDARD WITH FIXED BEARING, VIBRATION SEVERITY GRADE: R/A, FLANGE ACCURACY: R TERMINAL BOX (ABOVE) CABLE ENTRY ON THE LEFT SIGNAL CONNECTION D-END | - | 0 | 0
1PH8137-1JD10-2BC1 |  | 1PH8137-1JD10-2BC1 | 1 | UN | 1 | 20 | D | D | N | N | 85015230 | 1 |  | 141 | KG | 3747.68 | 3747.68 | MC05 | MC05 | SIMOTICS M Compact induction motor 1000rpm, 17kW 162Nm, 43A, 307V 1150rpm, 19.5kW 162Nm, 43A, 350 V 1350rpm, 22 kW 156Nm, 42A, 404V forced ventilation; direction of air flow NDE--> DE; Degree of protection IP55 Incremental encoder HTL 2048 S/R (encoder HTL2048S/R) With temperature sensor KTY 84-130 DESIGN IM B3 (IM V5, IM V6) SHAFT WITH FITTED KEY HALF-KEY BALANCING BEARING: STANDARD WITH FIXED BEARING, VIBRATION SEVERITY GRADE: R/A, FLANGE ACCURACY: R TERMINAL BOX (ABOVE) CABLE ENTRY ON THE ND-END SIGNAL CONNECTION LEFT | - | 0 | 0
1PH8137-1JD10-2CA1 |  | 1PH8137-1JD10-2CA1 | 1 | UN | 1 | 20 | D | D | N | N | 85015230 | 1 |  | 141 | KG | 3877.7 | 3877.7 | MC05 | MC05 | SIMOTICS M Compact induction motor 1000rpm, 17kW 162Nm, 43A, 307V 1150rpm, 19.5kW 162Nm, 43A, 350 V 1350rpm, 22 kW 156Nm, 42A, 404V forced ventilation; direction of air flow NDE--> DE; Degree of protection IP55 Incremental encoder HTL 2048 S/R (encoder HTL2048S/R) With temperature sensor KTY 84-130 DESIGN IM B3 (IM V5, IM V6) SHAFT WITH FITTED KEY HALF-KEY BALANCING BEARING: STANDARD WITH FIXED BEARING, VIBRATION SEVERITY GRADE: S/A, SHAFT AND FLANGE ACCURACY: R TERMINAL BOX (ABOVE) CABLE ENTRY ON THE RIGHT SIGNAL CONNECTION D-END | - | 0 | 0
1PH8137-1JD10-2CB1 |  | 1PH8137-1JD10-2CB1 | 1 | UN | 1 | 20 | D | D | N | N | 85015230 | 1 |  | 141 | KG | 3877.7 | 3877.7 | MC05 | MC05 | SIMOTICS M Compact induction motor 1000rpm, 17kW 162Nm, 43A, 307V 1150rpm, 19.5kW 162Nm, 43A, 350 V 1350rpm, 22 kW 156Nm, 42A, 404V forced ventilation; direction of air flow NDE--> DE; Degree of protection IP55 Incremental encoder HTL 2048 S/R (encoder HTL2048S/R) With temperature sensor KTY 84-130 DESIGN IM B3 (IM V5, IM V6) SHAFT WITH FITTED KEY HALF-KEY BALANCING BEARING: STANDARD WITH FIXED BEARING, VIBRATION SEVERITY GRADE: S/A, SHAFT AND FLANGE ACCURACY: R TERMINAL BOX (ABOVE) CABLE ENTRY ON THE LEFT SIGNAL CONNECTION D-END | - | 0 | 0
1PH8137-1JD10-2CC1 |  | 1PH8137-1JD10-2CC1 | 1 | UN | 1 | 20 | D | D | N | N | 85015230 | 1 |  | 141 | KG | 3877.7 | 3877.7 | MC05 | MC05 | SIMOTICS M Compact induction motor 1000rpm, 17kW 162Nm, 43A, 307V 1150rpm, 19.5kW 162Nm, 43A, 350 V 1350rpm, 22 kW 156Nm, 42A, 404V forced ventilation; direction of air flow NDE--> DE; Degree of protection IP55 Incremental encoder HTL 2048 S/R (encoder HTL2048S/R) With temperature sensor KTY 84-130 DESIGN IM B3 (IM V5, IM V6) SHAFT WITH FITTED KEY HALF-KEY BALANCING BEARING: STANDARD WITH FIXED BEARING, VIBRATION SEVERITY GRADE: S/A, SHAFT AND FLANGE ACCURACY: R TERMINAL BOX (ABOVE) CABLE ENTRY ON THE ND-END SIGNAL CONNECTION LEFT | - | 0 | 0
1PH8137-1JD12-0BA1 |  | 1PH8137-1JD12-0BA1 | 1 | UN | 1 | 20 | D | D | N | N | 85015230 | 1 |  | 141 | KG | 3906.63 | 3906.63 | MC05 | MC05 | SIMOTICS M Compact induction motor 1000rpm, 17kW 162Nm, 43A, 307V 1150rpm, 19.5kW 162Nm, 43A, 350 V 1350rpm, 22 kW 156Nm, 42A, 404V forced ventilation; direction of air flow NDE--> DE; Degree of protection IP55 Incremental encoder HTL 2048 S/R (encoder HTL2048S/R) With temperature sensor KTY 84-130 DESIGN IM B5 (IMV 1,IM V3) PLAIN SHAFT WITHOUT FITTED KEY; BEARING: STANDARD WITH FIXED BEARING, VIBRATION SEVERITY GRADE: R/A, FLANGE ACCURACY: R TERMINAL BOX (ABOVE) CABLE ENTRY ON THE RIGHT SIGNAL CONNECTION D-END | - | 0 | 0
1PH8137-1JD12-0BB1 |  | 1PH8137-1JD12-0BB1 | 1 | UN | 1 | 20 | D | D | N | N | 85015230 | 1 |  | 141 | KG | 3906.63 | 3906.63 | MC05 | MC05 | SIMOTICS M Compact induction motor 1000rpm, 17kW 162Nm, 43A, 307V 1150rpm, 19.5kW 162Nm, 43A, 350 V 1350rpm, 22 kW 156Nm, 42A, 404V forced ventilation; direction of air flow NDE--> DE; Degree of protection IP55 Incremental encoder HTL 2048 S/R (encoder HTL2048S/R) With temperature sensor KTY 84-130 DESIGN IM B5 (IMV 1,IM V3) PLAIN SHAFT WITHOUT FITTED KEY; BEARING: STANDARD WITH FIXED BEARING, VIBRATION SEVERITY GRADE: R/A, FLANGE ACCURACY: R TERMINAL BOX (ABOVE) CABLE ENTRY ON THE LEFT SIGNAL CONNECTION D-END | - | 0 | 0
1PH8137-1JD12-0BC1 |  | 1PH8137-1JD12-0BC1 | 1 | UN | 1 | 20 | D | D | N | N | 85015230 | 1 |  | 141 | KG | 3906.63 | 3906.63 | MC05 | MC05 | SIMOTICS M Compact induction motor 1000rpm, 17kW 162Nm, 43A, 307V 1150rpm, 19.5kW 162Nm, 43A, 350 V 1350rpm, 22 kW 156Nm, 42A, 404V forced ventilation; direction of air flow NDE--> DE; Degree of protection IP55 Incremental encoder HTL 2048 S/R (encoder HTL2048S/R) With temperature sensor KTY 84-130 DESIGN IM B5 (IMV 1,IM V3) PLAIN SHAFT WITHOUT FITTED KEY; BEARING: STANDARD WITH FIXED BEARING, VIBRATION SEVERITY GRADE: R/A, FLANGE ACCURACY: R TERMINAL BOX (ABOVE) CABLE ENTRY ON THE ND-END SIGNAL CONNECTION LEFT | - | 0 | 0
1PH8137-1JD12-0CA1 |  | 1PH8137-1JD12-0CA1 | 1 | UN | 1 | 20 | D | D | N | N | 85015230 | 1 |  | 141 | KG | 4036.65 | 4036.65 | MC05 | MC05 | SIMOTICS M Compact induction motor 1000rpm, 17kW 162Nm, 43A, 307V 1150rpm, 19.5kW 162Nm, 43A, 350 V 1350rpm, 22 kW 156Nm, 42A, 404V forced ventilation; direction of air flow NDE--> DE; Degree of protection IP55 Incremental encoder HTL 2048 S/R (encoder HTL2048S/R) With temperature sensor KTY 84-130 DESIGN IM B5 (IMV 1,IM V3) PLAIN SHAFT WITHOUT FITTED KEY; BEARING: STANDARD WITH FIXED BEARING, VIBRATION SEVERITY GRADE: S/A, SHAFT AND FLANGE ACCURACY: R TERMINAL BOX (ABOVE) CABLE ENTRY ON THE RIGHT SIGNAL CONNECTION D-END | - | 0 | 0
1PH8137-1JD12-0CB1 |  | 1PH8137-1JD12-0CB1 | 1 | UN | 1 | 20 | D | D | N | N | 85015230 | 1 |  | 141 | KG | 4036.65 | 4036.65 | MC05 | MC05 | SIMOTICS M Compact induction motor 1000rpm, 17kW 162Nm, 43A, 307V 1150rpm, 19.5kW 162Nm, 43A, 350 V 1350rpm, 22 kW 156Nm, 42A, 404V forced ventilation; direction of air flow NDE--> DE; Degree of protection IP55 Incremental encoder HTL 2048 S/R (encoder HTL2048S/R) With temperature sensor KTY 84-130 DESIGN IM B5 (IMV 1,IM V3) PLAIN SHAFT WITHOUT FITTED KEY; BEARING: STANDARD WITH FIXED BEARING, VIBRATION SEVERITY GRADE: S/A, SHAFT AND FLANGE ACCURACY: R TERMINAL BOX (ABOVE) CABLE ENTRY ON THE LEFT SIGNAL CONNECTION D-END | - | 0 | 0
1PH8137-1JD12-0CC1 |  | 1PH8137-1JD12-0CC1 | 1 | UN | 1 | 20 | D | D | N | N | 85015230 | 1 |  | 141 | KG | 4036.65 | 4036.65 | MC05 | MC05 | SIMOTICS M Compact induction motor 1000rpm, 17kW 162Nm, 43A, 307V 1150rpm, 19.5kW 162Nm, 43A, 350 V 1350rpm, 22 kW 156Nm, 42A, 404V forced ventilation; direction of air flow NDE--> DE; Degree of protection IP55 Incremental encoder HTL 2048 S/R (encoder HTL2048S/R) With temperature sensor KTY 84-130 DESIGN IM B5 (IMV 1,IM V3) PLAIN SHAFT WITHOUT FITTED KEY; BEARING: STANDARD WITH FIXED BEARING, VIBRATION SEVERITY GRADE: S/A, SHAFT AND FLANGE ACCURACY: R TERMINAL BOX (ABOVE) CABLE ENTRY ON THE ND-END SIGNAL CONNECTION LEFT | - | 0 | 0
1PH8137-1JD12-2BA1 |  | 1PH8137-1JD12-2BA1 | 1 | UN | 1 | 20 | D | D | N | N | 85015230 | 1 |  | 141 | KG | 3906.63 | 3906.63 | MC05 | MC05 | SIMOTICS M Compact induction motor 1000rpm, 17kW 162Nm, 43A, 307V 1150rpm, 19.5kW 162Nm, 43A, 350 V 1350rpm, 22 kW 156Nm, 42A, 404V forced ventilation; direction of air flow NDE--> DE; Degree of protection IP55 Incremental encoder HTL 2048 S/R (encoder HTL2048S/R) With temperature sensor KTY 84-130 DESIGN IM B5 (IMV 1,IM V3) SHAFT WITH FITTED KEY HALF-KEY BALANCING BEARING: STANDARD WITH FIXED BEARING, VIBRATION SEVERITY GRADE: R/A, FLANGE ACCURACY: R TERMINAL BOX (ABOVE) CABLE ENTRY ON THE RIGHT SIGNAL CONNECTION D-END | - | 0 | 0
1PH8137-1JD12-2BB1 |  | 1PH8137-1JD12-2BB1 | 1 | UN | 1 | 20 | D | D | N | N | 85015230 | 1 |  | 141 | KG | 3906.63 | 3906.63 | MC05 | MC05 | SIMOTICS M Compact induction motor 1000rpm, 17kW 162Nm, 43A, 307V 1150rpm, 19.5kW 162Nm, 43A, 350 V 1350rpm, 22 kW 156Nm, 42A, 404V forced ventilation; direction of air flow NDE--> DE; Degree of protection IP55 Incremental encoder HTL 2048 S/R (encoder HTL2048S/R) With temperature sensor KTY 84-130 DESIGN IM B5 (IMV 1,IM V3) SHAFT WITH FITTED KEY HALF-KEY BALANCING BEARING: STANDARD WITH FIXED BEARING, VIBRATION SEVERITY GRADE: R/A, FLANGE ACCURACY: R TERMINAL BOX (ABOVE) CABLE ENTRY ON THE LEFT SIGNAL CONNECTION D-END | - | 0 | 0
1PH8137-1JD12-2BC1 |  | 1PH8137-1JD12-2BC1 | 1 | UN | 1 | 20 | D | D | N | N | 85015230 | 1 |  | 141 | KG | 3906.63 | 3906.63 | MC05 | MC05 | SIMOTICS M Compact induction motor 1000rpm, 17kW 162Nm, 43A, 307V 1150rpm, 19.5kW 162Nm, 43A, 350 V 1350rpm, 22 kW 156Nm, 42A, 404V forced ventilation; direction of air flow NDE--> DE; Degree of protection IP55 Incremental encoder HTL 2048 S/R (encoder HTL2048S/R) With temperature sensor KTY 84-130 DESIGN IM B5 (IMV 1,IM V3) SHAFT WITH FITTED KEY HALF-KEY BALANCING BEARING: STANDARD WITH FIXED BEARING, VIBRATION SEVERITY GRADE: R/A, FLANGE ACCURACY: R TERMINAL BOX (ABOVE) CABLE ENTRY ON THE ND-END SIGNAL CONNECTION LEFT | - | 0 | 0
1PH8137-1JD12-2CA1 |  | 1PH8137-1JD12-2CA1 | 1 | UN | 1 | 20 | D | D | N | N | 85015230 | 1 |  | 141 | KG | 4036.65 | 4036.65 | MC05 | MC05 | SIMOTICS M Compact induction motor 1000rpm, 17kW 162Nm, 43A, 307V 1150rpm, 19.5kW 162Nm, 43A, 350 V 1350rpm, 22 kW 156Nm, 42A, 404V forced ventilation; direction of air flow NDE--> DE; Degree of protection IP55 Incremental encoder HTL 2048 S/R (encoder HTL2048S/R) With temperature sensor KTY 84-130 DESIGN IM B5 (IMV 1,IM V3) SHAFT WITH FITTED KEY HALF-KEY BALANCING BEARING: STANDARD WITH FIXED BEARING, VIBRATION SEVERITY GRADE: S/A, SHAFT AND FLANGE ACCURACY: R TERMINAL BOX (ABOVE) CABLE ENTRY ON THE RIGHT SIGNAL CONNECTION D-END | - | 0 | 0
1PH8137-1JD12-2CB1 |  | 1PH8137-1JD12-2CB1 | 1 | UN | 1 | 20 | D | D | N | N | 85015230 | 1 |  | 141 | KG | 4036.65 | 4036.65 | MC05 | MC05 | SIMOTICS M Compact induction motor 1000rpm, 17kW 162Nm, 43A, 307V 1150rpm, 19.5kW 162Nm, 43A, 350 V 1350rpm, 22 kW 156Nm, 42A, 404V forced ventilation; direction of air flow NDE--> DE; Degree of protection IP55 Incremental encoder HTL 2048 S/R (encoder HTL2048S/R) With temperature sensor KTY 84-130 DESIGN IM B5 (IMV 1,IM V3) SHAFT WITH FITTED KEY HALF-KEY BALANCING BEARING: STANDARD WITH FIXED BEARING, VIBRATION SEVERITY GRADE: S/A, SHAFT AND FLANGE ACCURACY: R TERMINAL BOX (ABOVE) CABLE ENTRY ON THE LEFT SIGNAL CONNECTION D-END | - | 0 | 0
1PH8137-1JD12-2CC1 |  | 1PH8137-1JD12-2CC1 | 1 | UN | 1 | 20 | D | D | N | N | 85015230 | 1 |  | 141 | KG | 4036.65 | 4036.65 | MC05 | MC05 | SIMOTICS M Compact induction motor 1000rpm, 17kW 162Nm, 43A, 307V 1150rpm, 19.5kW 162Nm, 43A, 350 V 1350rpm, 22 kW 156Nm, 42A, 404V forced ventilation; direction of air flow NDE--> DE; Degree of protection IP55 Incremental encoder HTL 2048 S/R (encoder HTL2048S/R) With temperature sensor KTY 84-130 DESIGN IM B5 (IMV 1,IM V3) SHAFT WITH FITTED KEY HALF-KEY BALANCING BEARING: STANDARD WITH FIXED BEARING, VIBRATION SEVERITY GRADE: S/A, SHAFT AND FLANGE ACCURACY: R TERMINAL BOX (ABOVE) CABLE ENTRY ON THE ND-END SIGNAL CONNECTION LEFT | - | 0 | 0
1PH8137-1JD13-0BA1 |  | 1PH8137-1JD13-0BA1 | 1 | UN | 1 | 20 | D | D | N | N | 85015230 | 1 |  | 141 | KG | 4108.93 | 4108.93 | MC05 | MC05 | SIMOTICS M Compact induction motor 1000rpm, 17kW 162Nm, 43A, 307V 1150rpm, 19.5kW 162Nm, 43A, 350 V 1350rpm, 22 kW 156Nm, 42A, 404V forced ventilation; direction of air flow NDE--> DE; Degree of protection IP55 Incremental encoder HTL 2048 S/R (encoder HTL2048S/R) With temperature sensor KTY 84-130 Design IM B35 (IM V15, (IM V35) PLAIN SHAFT WITHOUT FITTED KEY; BEARING: STANDARD WITH FIXED BEARING, VIBRATION SEVERITY GRADE: R/A, FLANGE ACCURACY: R TERMINAL BOX (ABOVE) CABLE ENTRY ON THE RIGHT SIGNAL CONNECTION D-END | - | 0 | 0
1PH8137-1JD13-0BB1 |  | 1PH8137-1JD13-0BB1 | 1 | UN | 1 | 20 | D | D | N | N | 85015230 | 1 |  | 141 | KG | 4108.93 | 4108.93 | MC05 | MC05 | SIMOTICS M Compact induction motor 1000rpm, 17kW 162Nm, 43A, 307V 1150rpm, 19.5kW 162Nm, 43A, 350 V 1350rpm, 22 kW 156Nm, 42A, 404V forced ventilation; direction of air flow NDE--> DE; Degree of protection IP55 Incremental encoder HTL 2048 S/R (encoder HTL2048S/R) With temperature sensor KTY 84-130 Design IM B35 (IM V15, (IM V35) PLAIN SHAFT WITHOUT FITTED KEY; BEARING: STANDARD WITH FIXED BEARING, VIBRATION SEVERITY GRADE: R/A, FLANGE ACCURACY: R TERMINAL BOX (ABOVE) CABLE ENTRY ON THE LEFT SIGNAL CONNECTION D-END | - | 0 | 0
1PH8137-1JD13-0BC1 |  | 1PH8137-1JD13-0BC1 | 1 | UN | 1 | 20 | D | D | N | N | 85015230 | 1 |  | 141 | KG | 4108.93 | 4108.93 | MC05 | MC05 | SIMOTICS M Compact induction motor 1000rpm, 17kW 162Nm, 43A, 307V 1150rpm, 19.5kW 162Nm, 43A, 350 V 1350rpm, 22 kW 156Nm, 42A, 404V forced ventilation; direction of air flow NDE--> DE; Degree of protection IP55 Incremental encoder HTL 2048 S/R (encoder HTL2048S/R) With temperature sensor KTY 84-130 Design IM B35 (IM V15, (IM V35) PLAIN SHAFT WITHOUT FITTED KEY; BEARING: STANDARD WITH FIXED BEARING, VIBRATION SEVERITY GRADE: R/A, FLANGE ACCURACY: R TERMINAL BOX (ABOVE) CABLE ENTRY ON THE ND-END SIGNAL CONNECTION LEFT | - | 0 | 0
1PH8137-1JD13-0CA1 |  | 1PH8137-1JD13-0CA1 | 1 | UN | 1 | 20 | D | D | N | N | 85015230 | 1 |  | 141 | KG | 4238.95 | 4238.95 | MC05 | MC05 | SIMOTICS M Compact induction motor 1000rpm, 17kW 162Nm, 43A, 307V 1150rpm, 19.5kW 162Nm, 43A, 350 V 1350rpm, 22 kW 156Nm, 42A, 404V forced ventilation; direction of air flow NDE--> DE; Degree of protection IP55 Incremental encoder HTL 2048 S/R (encoder HTL2048S/R) With temperature sensor KTY 84-130 Design IM B35 (IM V15, (IM V35) PLAIN SHAFT WITHOUT FITTED KEY; BEARING: STANDARD WITH FIXED BEARING, VIBRATION SEVERITY GRADE: S/A, SHAFT AND FLANGE ACCURACY: R TERMINAL BOX (ABOVE) CABLE ENTRY ON THE RIGHT SIGNAL CONNECTION D-END | - | 0 | 0
1PH8137-1JD13-0CB1 |  | 1PH8137-1JD13-0CB1 | 1 | UN | 1 | 20 | D | D | N | N | 85015230 | 1 |  | 141 | KG | 4238.95 | 4238.95 | MC05 | MC05 | SIMOTICS M Compact induction motor 1000rpm, 17kW 162Nm, 43A, 307V 1150rpm, 19.5kW 162Nm, 43A, 350 V 1350rpm, 22 kW 156Nm, 42A, 404V forced ventilation; direction of air flow NDE--> DE; Degree of protection IP55 Incremental encoder HTL 2048 S/R (encoder HTL2048S/R) With temperature sensor KTY 84-130 Design IM B35 (IM V15, (IM V35) PLAIN SHAFT WITHOUT FITTED KEY; BEARING: STANDARD WITH FIXED BEARING, VIBRATION SEVERITY GRADE: S/A, SHAFT AND FLANGE ACCURACY: R TERMINAL BOX (ABOVE) CABLE ENTRY ON THE LEFT SIGNAL CONNECTION D-END | - | 0 | 0
1PH8137-1JD13-0CC1 |  | 1PH8137-1JD13-0CC1 | 1 | UN | 1 | 20 | D | D | N | N | 85015230 | 1 |  | 141 | KG | 4238.95 | 4238.95 | MC05 | MC05 | SIMOTICS M Compact induction motor 1000rpm, 17kW 162Nm, 43A, 307V 1150rpm, 19.5kW 162Nm, 43A, 350 V 1350rpm, 22 kW 156Nm, 42A, 404V forced ventilation; direction of air flow NDE--> DE; Degree of protection IP55 Incremental encoder HTL 2048 S/R (encoder HTL2048S/R) With temperature sensor KTY 84-130 Design IM B35 (IM V15, (IM V35) PLAIN SHAFT WITHOUT FITTED KEY; BEARING: STANDARD WITH FIXED BEARING, VIBRATION SEVERITY GRADE: S/A, SHAFT AND FLANGE ACCURACY: R TERMINAL BOX (ABOVE) CABLE ENTRY ON THE ND-END SIGNAL CONNECTION LEFT | - | 0 | 0
1PH8137-1JD13-2BA1 |  | 1PH8137-1JD13-2BA1 | 1 | UN | 1 | 20 | D | D | N | N | 85015230 | 1 |  | 141 | KG | 4108.93 | 4108.93 | MC05 | MC05 | SIMOTICS M Compact induction motor 1000rpm, 17kW 162Nm, 43A, 307V 1150rpm, 19.5kW 162Nm, 43A, 350 V 1350rpm, 22 kW 156Nm, 42A, 404V forced ventilation; direction of air flow NDE--> DE; Degree of protection IP55 Incremental encoder HTL 2048 S/R (encoder HTL2048S/R) With temperature sensor KTY 84-130 Design IM B35 (IM V15, (IM V35) SHAFT WITH FITTED KEY HALF-KEY BALANCING BEARING: STANDARD WITH FIXED BEARING, VIBRATION SEVERITY GRADE: R/A, FLANGE ACCURACY: R TERMINAL BOX (ABOVE) CABLE ENTRY ON THE RIGHT SIGNAL CONNECTION D-END | - | 0 | 0
1PH8137-1JD13-2BB1 |  | 1PH8137-1JD13-2BB1 | 1 | UN | 1 | 20 | D | D | N | N | 85015230 | 1 |  | 141 | KG | 4108.93 | 4108.93 | MC05 | MC05 | SIMOTICS M Compact induction motor 1000rpm, 17kW 162Nm, 43A, 307V 1150rpm, 19.5kW 162Nm, 43A, 350 V 1350rpm, 22 kW 156Nm, 42A, 404V forced ventilation; direction of air flow NDE--> DE; Degree of protection IP55 Incremental encoder HTL 2048 S/R (encoder HTL2048S/R) With temperature sensor KTY 84-130 Design IM B35 (IM V15, (IM V35) SHAFT WITH FITTED KEY HALF-KEY BALANCING BEARING: STANDARD WITH FIXED BEARING, VIBRATION SEVERITY GRADE: R/A, FLANGE ACCURACY: R TERMINAL BOX (ABOVE) CABLE ENTRY ON THE LEFT SIGNAL CONNECTION D-END | - | 0 | 0
1PH8137-1JD13-2BC1 |  | 1PH8137-1JD13-2BC1 | 1 | UN | 1 | 20 | D | D | N | N | 85015230 | 1 |  | 141 | KG | 4108.93 | 4108.93 | MC05 | MC05 | SIMOTICS M Compact induction motor 1000rpm, 17kW 162Nm, 43A, 307V 1150rpm, 19.5kW 162Nm, 43A, 350 V 1350rpm, 22 kW 156Nm, 42A, 404V forced ventilation; direction of air flow NDE--> DE; Degree of protection IP55 Incremental encoder HTL 2048 S/R (encoder HTL2048S/R) With temperature sensor KTY 84-130 Design IM B35 (IM V15, (IM V35) SHAFT WITH FITTED KEY HALF-KEY BALANCING BEARING: STANDARD WITH FIXED BEARING, VIBRATION SEVERITY GRADE: R/A, FLANGE ACCURACY: R TERMINAL BOX (ABOVE) CABLE ENTRY ON THE ND-END SIGNAL CONNECTION LEFT | - | 0 | 0
1PH8137-1JD13-2CA1 |  | 1PH8137-1JD13-2CA1 | 1 | UN | 1 | 20 | D | D | N | N | 85015230 | 1 |  | 141 | KG | 4238.95 | 4238.95 | MC05 | MC05 | SIMOTICS M Compact induction motor 1000rpm, 17kW 162Nm, 43A, 307V 1150rpm, 19.5kW 162Nm, 43A, 350 V 1350rpm, 22 kW 156Nm, 42A, 404V forced ventilation; direction of air flow NDE--> DE; Degree of protection IP55 Incremental encoder HTL 2048 S/R (encoder HTL2048S/R) With temperature sensor KTY 84-130 Design IM B35 (IM V15, (IM V35) SHAFT WITH FITTED KEY HALF-KEY BALANCING BEARING: STANDARD WITH FIXED BEARING, VIBRATION SEVERITY GRADE: S/A, SHAFT AND FLANGE ACCURACY: R TERMINAL BOX (ABOVE) CABLE ENTRY ON THE RIGHT SIGNAL CONNECTION D-END | - | 0 | 0
1PH8137-1JD13-2CB1 |  | 1PH8137-1JD13-2CB1 | 1 | UN | 1 | 20 | D | D | N | N | 85015230 | 1 |  | 141 | KG | 4238.95 | 4238.95 | MC05 | MC05 | SIMOTICS M Compact induction motor 1000rpm, 17kW 162Nm, 43A, 307V 1150rpm, 19.5kW 162Nm, 43A, 350 V 1350rpm, 22 kW 156Nm, 42A, 404V forced ventilation; direction of air flow NDE--> DE; Degree of protection IP55 Incremental encoder HTL 2048 S/R (encoder HTL2048S/R) With temperature sensor KTY 84-130 Design IM B35 (IM V15, (IM V35) SHAFT WITH FITTED KEY HALF-KEY BALANCING BEARING: STANDARD WITH FIXED BEARING, VIBRATION SEVERITY GRADE: S/A, SHAFT AND FLANGE ACCURACY: R TERMINAL BOX (ABOVE) CABLE ENTRY ON THE LEFT SIGNAL CONNECTION D-END | - | 0 | 0
1PH8137-1JD13-2CC1 |  | 1PH8137-1JD13-2CC1 | 1 | UN | 1 | 20 | D | D | N | N | 85015230 | 1 |  | 141 | KG | 4238.95 | 4238.95 | MC05 | MC05 | SIMOTICS M Compact induction motor 1000rpm, 17kW 162Nm, 43A, 307V 1150rpm, 19.5kW 162Nm, 43A, 350 V 1350rpm, 22 kW 156Nm, 42A, 404V forced ventilation; direction of air flow NDE--> DE; Degree of protection IP55 Incremental encoder HTL 2048 S/R (encoder HTL2048S/R) With temperature sensor KTY 84-130 Design IM B35 (IM V15, (IM V35) SHAFT WITH FITTED KEY HALF-KEY BALANCING BEARING: STANDARD WITH FIXED BEARING, VIBRATION SEVERITY GRADE: S/A, SHAFT AND FLANGE ACCURACY: R TERMINAL BOX (ABOVE) CABLE ENTRY ON THE ND-END SIGNAL CONNECTION LEFT | - | 0 | 0
1PH8137-1JF02-2GC1 |  | 1PH8137-1JF02-2GC1 | 1 | UN | 1 | 20 | D | D | N | N | 85015230 | 1 |  | 141 | KG | 3716.72 | 3716.72 | MC05 | MC05 | SIMOTICS M Compact induction motor 1500rpm, 22kW, 140 Nm, 56A, 308V 1750rpm, 25kW, 136Nm, 56A, 352V 2000rpm, 28kW, 134Nm, 55A, 401V forced ventilation; direction of air flow DE--> NDE; Degree of protection IP55 Incremental encoder HTL 2048 S/R (encoder HTL2048S/R) With temperature sensor KTY 84-130 DESIGN IM B5 (IMV 1,IM V3) SHAFT WITH FITTED KEY HALF-KEY BALANCING BEARING: STANDARD, VIBRATION SEVERITY GRADE: R/A, SHAFT AND FLANGE ACCURACY: R TERMINAL BOX (ABOVE) CABLE ENTRY ON THE ND-END SIGNAL CONNECTION LEFT | - | 0 | 0
1PH8137-1JF03-2BB1-Z | V90 | 1PH8137-1JF03-2BB1-ZV90 | 1 | UN | 1 | 20 | D | D | N | N | 85015230 | 1 |  | 141 | KG | 4167.88 | 4167.88 | MC05 | MC05 | SIMOTICS M Compact induction motor 1500rpm, 22kW, 140 Nm, 56A, 308V 1750rpm, 25kW, 136Nm, 56A, 352V 2000rpm, 28kW, 134Nm, 55A, 401V forced ventilation; direction of air flow DE--> NDE; Degree of protection IP55 Incremental encoder HTL 2048 S/R (encoder HTL2048S/R) With temperature sensor KTY 84-130 Design IM B35 (IM V15, (IM V35) SHAFT WITH FITTED KEY HALF-KEY BALANCING BEARING: STANDARD WITH FIXED BEARING, VIBRATION SEVERITY GRADE: R/A, FLANGE ACCURACY: R TERMINAL BOX (ABOVE) CABLE ENTRY ON THE LEFT SIGNAL CONNECTION D-END V90: SHAFT END 42 X 110 MM COMPATIBLE FOR 1PH7 | - | 0 | 0
1PH8137-1JF03-2GB1-Z | V90 | 1PH8137-1JF03-2GB1-ZV90 | 1 | UN | 1 | 20 | D | D | N | N | 85015230 | 1 |  | 141 | KG | 3977.97 | 3977.97 | MC05 | MC05 | SIMOTICS M Compact induction motor 1500rpm, 22kW, 140 Nm, 56A, 308V 1750rpm, 25kW, 136Nm, 56A, 352V 2000rpm, 28kW, 134Nm, 55A, 401V forced ventilation; direction of air flow DE--> NDE; Degree of protection IP55 Incremental encoder HTL 2048 S/R (encoder HTL2048S/R) With temperature sensor KTY 84-130 Design IM B35 (IM V15, (IM V35) SHAFT WITH FITTED KEY HALF-KEY BALANCING BEARING: STANDARD, VIBRATION SEVERITY GRADE: R/A, SHAFT AND FLANGE ACCURACY: R TERMINAL BOX (ABOVE) CABLE ENTRY ON THE LEFT SIGNAL CONNECTION D-END V90: SHAFT END 42 X 110 MM COMPATIBLE FOR 1PH7 | - | 0 | 0
1PH8137-1JF10-0BA1 |  | 1PH8137-1JF10-0BA1 | 1 | UN | 1 | 20 | D | D | N | N | 85015230 | 1 |  | 141 | KG | 3747.68 | 3747.68 | MC05 | MC05 | SIMOTICS M Compact induction motor 1500rpm, 22kW, 140 Nm, 56A, 308V 1750rpm, 25kW, 136Nm, 56A, 353V 2000rpm, 28kW, 134Nm, 55A, 401V forced ventilation; direction of air flow NDE--> DE; Degree of protection IP55 Incremental encoder HTL 2048 S/R (encoder HTL2048S/R) With temperature sensor KTY 84-130 DESIGN IM B3 (IM V5, IM V6) PLAIN SHAFT WITHOUT FITTED KEY; BEARING: STANDARD WITH FIXED BEARING, VIBRATION SEVERITY GRADE: R/A, FLANGE ACCURACY: R TERMINAL BOX (ABOVE) CABLE ENTRY ON THE RIGHT SIGNAL CONNECTION D-END | - | 0 | 0
1PH8137-1JF10-0BB1 |  | 1PH8137-1JF10-0BB1 | 1 | UN | 1 | 20 | D | D | N | N | 85015230 | 1 |  | 141 | KG | 3747.68 | 3747.68 | MC05 | MC05 | SIMOTICS M Compact induction motor 1500rpm, 22kW, 140 Nm, 56A, 308V 1750rpm, 25kW, 136Nm, 56A, 353V 2000rpm, 28kW, 134Nm, 55A, 401V forced ventilation; direction of air flow NDE--> DE; Degree of protection IP55 Incremental encoder HTL 2048 S/R (encoder HTL2048S/R) With temperature sensor KTY 84-130 DESIGN IM B3 (IM V5, IM V6) PLAIN SHAFT WITHOUT FITTED KEY; BEARING: STANDARD WITH FIXED BEARING, VIBRATION SEVERITY GRADE: R/A, FLANGE ACCURACY: R TERMINAL BOX (ABOVE) CABLE ENTRY ON THE LEFT SIGNAL CONNECTION D-END | - | 0 | 0
1PH8137-1JF10-0BC1 |  | 1PH8137-1JF10-0BC1 | 1 | UN | 1 | 20 | D | D | N | N | 85015230 | 1 |  | 141 | KG | 3747.68 | 3747.68 | MC05 | MC05 | SIMOTICS M Compact induction motor 1500rpm, 22kW, 140 Nm, 56A, 308V 1750rpm, 25kW, 136Nm, 56A, 353V 2000rpm, 28kW, 134Nm, 55A, 401V forced ventilation; direction of air flow NDE--> DE; Degree of protection IP55 Incremental encoder HTL 2048 S/R (encoder HTL2048S/R) With temperature sensor KTY 84-130 DESIGN IM B3 (IM V5, IM V6) PLAIN SHAFT WITHOUT FITTED KEY; BEARING: STANDARD WITH FIXED BEARING, VIBRATION SEVERITY GRADE: R/A, FLANGE ACCURACY: R TERMINAL BOX (ABOVE) CABLE ENTRY ON THE ND-END SIGNAL CONNECTION LEFT | - | 0 | 0
1PH8137-1JF10-0CA1 |  | 1PH8137-1JF10-0CA1 | 1 | UN | 1 | 20 | D | D | N | N | 85015230 | 1 |  | 141 | KG | 3877.7 | 3877.7 | MC05 | MC05 | SIMOTICS M Compact induction motor 1500rpm, 22kW, 140 Nm, 56A, 308V 1750rpm, 25kW, 136Nm, 56A, 353V 2000rpm, 28kW, 134Nm, 55A, 401V forced ventilation; direction of air flow NDE--> DE; Degree of protection IP55 Incremental encoder HTL 2048 S/R (encoder HTL2048S/R) With temperature sensor KTY 84-130 DESIGN IM B3 (IM V5, IM V6) PLAIN SHAFT WITHOUT FITTED KEY; BEARING: STANDARD WITH FIXED BEARING, VIBRATION SEVERITY GRADE: S/A, SHAFT AND FLANGE ACCURACY: R TERMINAL BOX (ABOVE) CABLE ENTRY ON THE RIGHT SIGNAL CONNECTION D-END | - | 0 | 0
1PH8137-1JF10-0CB1 |  | 1PH8137-1JF10-0CB1 | 1 | UN | 1 | 20 | D | D | N | N | 85015230 | 1 |  | 141 | KG | 3877.7 | 3877.7 | MC05 | MC05 | SIMOTICS M Compact induction motor 1500rpm, 22kW, 140 Nm, 56A, 308V 1750rpm, 25kW, 136Nm, 56A, 353V 2000rpm, 28kW, 134Nm, 55A, 401V forced ventilation; direction of air flow NDE--> DE; Degree of protection IP55 Incremental encoder HTL 2048 S/R (encoder HTL2048S/R) With temperature sensor KTY 84-130 DESIGN IM B3 (IM V5, IM V6) PLAIN SHAFT WITHOUT FITTED KEY; BEARING: STANDARD WITH FIXED BEARING, VIBRATION SEVERITY GRADE: S/A, SHAFT AND FLANGE ACCURACY: R TERMINAL BOX (ABOVE) CABLE ENTRY ON THE LEFT SIGNAL CONNECTION D-END | - | 0 | 0
1PH8137-1JF10-0CC1 |  | 1PH8137-1JF10-0CC1 | 1 | UN | 1 | 20 | D | D | N | N | 85015230 | 1 |  | 141 | KG | 3877.7 | 3877.7 | MC05 | MC05 | SIMOTICS M Compact induction motor 1500rpm, 22kW, 140 Nm, 56A, 308V 1750rpm, 25kW, 136Nm, 56A, 353V 2000rpm, 28kW, 134Nm, 55A, 401V forced ventilation; direction of air flow NDE--> DE; Degree of protection IP55 Incremental encoder HTL 2048 S/R (encoder HTL2048S/R) With temperature sensor KTY 84-130 DESIGN IM B3 (IM V5, IM V6) PLAIN SHAFT WITHOUT FITTED KEY; BEARING: STANDARD WITH FIXED BEARING, VIBRATION SEVERITY GRADE: S/A, SHAFT AND FLANGE ACCURACY: R TERMINAL BOX (ABOVE) CABLE ENTRY ON THE ND-END SIGNAL CONNECTION LEFT | - | 0 | 0
1PH8137-1JF10-2BA1 |  | 1PH8137-1JF10-2BA1 | 1 | UN | 1 | 20 | D | D | N | N | 85015230 | 1 |  | 141 | KG | 3747.68 | 3747.68 | MC05 | MC05 | SIMOTICS M Compact induction motor 1500rpm, 22kW, 140 Nm, 56A, 308V 1750rpm, 25kW, 136Nm, 56A, 353V 2000rpm, 28kW, 134Nm, 55A, 401V forced ventilation; direction of air flow NDE--> DE; Degree of protection IP55 Incremental encoder HTL 2048 S/R (encoder HTL2048S/R) With temperature sensor KTY 84-130 DESIGN IM B3 (IM V5, IM V6) SHAFT WITH FITTED KEY HALF-KEY BALANCING BEARING: STANDARD WITH FIXED BEARING, VIBRATION SEVERITY GRADE: R/A, FLANGE ACCURACY: R TERMINAL BOX (ABOVE) CABLE ENTRY ON THE RIGHT SIGNAL CONNECTION D-END | - | 0 | 0
1PH8137-1JF10-2BB1 |  | 1PH8137-1JF10-2BB1 | 1 | UN | 1 | 20 | D | D | N | N | 85015230 | 1 |  | 141 | KG | 3747.68 | 3747.68 | MC05 | MC05 | SIMOTICS M Compact induction motor 1500rpm, 22kW, 140 Nm, 56A, 308V 1750rpm, 25kW, 136Nm, 56A, 353V 2000rpm, 28kW, 134Nm, 55A, 401V forced ventilation; direction of air flow NDE--> DE; Degree of protection IP55 Incremental encoder HTL 2048 S/R (encoder HTL2048S/R) With temperature sensor KTY 84-130 DESIGN IM B3 (IM V5, IM V6) SHAFT WITH FITTED KEY HALF-KEY BALANCING BEARING: STANDARD WITH FIXED BEARING, VIBRATION SEVERITY GRADE: R/A, FLANGE ACCURACY: R TERMINAL BOX (ABOVE) CABLE ENTRY ON THE LEFT SIGNAL CONNECTION D-END | - | 0 | 0
1PH8137-1JF10-2BC1 |  | 1PH8137-1JF10-2BC1 | 1 | UN | 1 | 20 | D | D | N | N | 85015230 | 1 |  | 141 | KG | 3747.68 | 3747.68 | MC05 | MC05 | SIMOTICS M Compact induction motor 1500rpm, 22kW, 140 Nm, 56A, 308V 1750rpm, 25kW, 136Nm, 56A, 353V 2000rpm, 28kW, 134Nm, 55A, 401V forced ventilation; direction of air flow NDE--> DE; Degree of protection IP55 Incremental encoder HTL 2048 S/R (encoder HTL2048S/R) With temperature sensor KTY 84-130 DESIGN IM B3 (IM V5, IM V6) SHAFT WITH FITTED KEY HALF-KEY BALANCING BEARING: STANDARD WITH FIXED BEARING, VIBRATION SEVERITY GRADE: R/A, FLANGE ACCURACY: R TERMINAL BOX (ABOVE) CABLE ENTRY ON THE ND-END SIGNAL CONNECTION LEFT | - | 0 | 0
1PH8137-1JF10-2CA1 |  | 1PH8137-1JF10-2CA1 | 1 | UN | 1 | 20 | D | D | N | N | 85015230 | 1 |  | 141 | KG | 3877.7 | 3877.7 | MC05 | MC05 | SIMOTICS M Compact induction motor 1500rpm, 22kW, 140 Nm, 56A, 308V 1750rpm, 25kW, 136Nm, 56A, 353V 2000rpm, 28kW, 134Nm, 55A, 401V forced ventilation; direction of air flow NDE--> DE; Degree of protection IP55 Incremental encoder HTL 2048 S/R (encoder HTL2048S/R) With temperature sensor KTY 84-130 DESIGN IM B3 (IM V5, IM V6) SHAFT WITH FITTED KEY HALF-KEY BALANCING BEARING: STANDARD WITH FIXED BEARING, VIBRATION SEVERITY GRADE: S/A, SHAFT AND FLANGE ACCURACY: R TERMINAL BOX (ABOVE) CABLE ENTRY ON THE RIGHT SIGNAL CONNECTION D-END | - | 0 | 0
1PH8137-1JF10-2CB1 |  | 1PH8137-1JF10-2CB1 | 1 | UN | 1 | 20 | D | D | N | N | 85015230 | 1 |  | 141 | KG | 3877.7 | 3877.7 | MC05 | MC05 | SIMOTICS M Compact induction motor 1500rpm, 22kW, 140 Nm, 56A, 308V 1750rpm, 25kW, 136Nm, 56A, 353V 2000rpm, 28kW, 134Nm, 55A, 401V forced ventilation; direction of air flow NDE--> DE; Degree of protection IP55 Incremental encoder HTL 2048 S/R (encoder HTL2048S/R) With temperature sensor KTY 84-130 DESIGN IM B3 (IM V5, IM V6) SHAFT WITH FITTED KEY HALF-KEY BALANCING BEARING: STANDARD WITH FIXED BEARING, VIBRATION SEVERITY GRADE: S/A, SHAFT AND FLANGE ACCURACY: R TERMINAL BOX (ABOVE) CABLE ENTRY ON THE LEFT SIGNAL CONNECTION D-END | - | 0 | 0
1PH8137-1JF10-2CC1 |  | 1PH8137-1JF10-2CC1 | 1 | UN | 1 | 20 | D | D | N | N | 85015230 | 1 |  | 141 | KG | 3877.7 | 3877.7 | MC05 | MC05 | SIMOTICS M Compact induction motor 1500rpm, 22kW, 140 Nm, 56A, 308V 1750rpm, 25kW, 136Nm, 56A, 353V 2000rpm, 28kW, 134Nm, 55A, 401V forced ventilation; direction of air flow NDE--> DE; Degree of protection IP55 Incremental encoder HTL 2048 S/R (encoder HTL2048S/R) With temperature sensor KTY 84-130 DESIGN IM B3 (IM V5, IM V6) SHAFT WITH FITTED KEY HALF-KEY BALANCING BEARING: STANDARD WITH FIXED BEARING, VIBRATION SEVERITY GRADE: S/A, SHAFT AND FLANGE ACCURACY: R TERMINAL BOX (ABOVE) CABLE ENTRY ON THE ND-END SIGNAL CONNECTION LEFT | - | 0 | 0
1PH8137-1JF10-2GA1-Z | V90 | 1PH8137-1JF10-2GA1-ZV90 | 1 | UN | 1 | 20 | D | D | N | N | 85015230 | 1 |  | 141 | KG | 3616.72 | 3616.72 | MC05 | MC05 | SIMOTICS M Compact induction motor 1500rpm, 22kW, 140 Nm, 56A, 308V 1750rpm, 25kW, 136Nm, 56A, 353V 2000rpm, 28kW, 134Nm, 55A, 401V forced ventilation; direction of air flow NDE--> DE; Degree of protection IP55 Incremental encoder HTL 2048 S/R (encoder HTL2048S/R) With temperature sensor KTY 84-130 DESIGN IM B3 (IM V5, IM V6) SHAFT WITH FITTED KEY HALF-KEY BALANCING BEARING: STANDARD, VIBRATION SEVERITY GRADE: R/A, SHAFT AND FLANGE ACCURACY: R TERMINAL BOX (ABOVE) CABLE ENTRY ON THE RIGHT SIGNAL CONNECTION D-END V90: SHAFT END 42 X 110 MM COMPATIBLE FOR 1PH7 | - | 0 | 0
1PH8137-1JF12-0BA1 |  | 1PH8137-1JF12-0BA1 | 1 | UN | 1 | 20 | D | D | N | N | 85015230 | 1 |  | 141 | KG | 3906.63 | 3906.63 | MC05 | MC05 | SIMOTICS M Compact induction motor 1500rpm, 22kW, 140 Nm, 56A, 308V 1750rpm, 25kW, 136Nm, 56A, 353V 2000rpm, 28kW, 134Nm, 55A, 401V forced ventilation; direction of air flow NDE--> DE; Degree of protection IP55 Incremental encoder HTL 2048 S/R (encoder HTL2048S/R) With temperature sensor KTY 84-130 DESIGN IM B5 (IMV 1,IM V3) PLAIN SHAFT WITHOUT FITTED KEY; BEARING: STANDARD WITH FIXED BEARING, VIBRATION SEVERITY GRADE: R/A, FLANGE ACCURACY: R TERMINAL BOX (ABOVE) CABLE ENTRY ON THE RIGHT SIGNAL CONNECTION D-END | - | 0 | 0
1PH8137-1JF12-0BB1 |  | 1PH8137-1JF12-0BB1 | 1 | UN | 1 | 20 | D | D | N | N | 85015230 | 1 |  | 141 | KG | 3906.63 | 3906.63 | MC05 | MC05 | SIMOTICS M Compact induction motor 1500rpm, 22kW, 140 Nm, 56A, 308V 1750rpm, 25kW, 136Nm, 56A, 353V 2000rpm, 28kW, 134Nm, 55A, 401V forced ventilation; direction of air flow NDE--> DE; Degree of protection IP55 Incremental encoder HTL 2048 S/R (encoder HTL2048S/R) With temperature sensor KTY 84-130 DESIGN IM B5 (IMV 1,IM V3) PLAIN SHAFT WITHOUT FITTED KEY; BEARING: STANDARD WITH FIXED BEARING, VIBRATION SEVERITY GRADE: R/A, FLANGE ACCURACY: R TERMINAL BOX (ABOVE) CABLE ENTRY ON THE LEFT SIGNAL CONNECTION D-END | - | 0 | 0
1PH8137-1JF12-0BC1 |  | 1PH8137-1JF12-0BC1 | 1 | UN | 1 | 20 | D | D | N | N | 85015230 | 1 |  | 141 | KG | 3906.63 | 3906.63 | MC05 | MC05 | SIMOTICS M Compact induction motor 1500rpm, 22kW, 140 Nm, 56A, 308V 1750rpm, 25kW, 136Nm, 56A, 353V 2000rpm, 28kW, 134Nm, 55A, 401V forced ventilation; direction of air flow NDE--> DE; Degree of protection IP55 Incremental encoder HTL 2048 S/R (encoder HTL2048S/R) With temperature sensor KTY 84-130 DESIGN IM B5 (IMV 1,IM V3) PLAIN SHAFT WITHOUT FITTED KEY; BEARING: STANDARD WITH FIXED BEARING, VIBRATION SEVERITY GRADE: R/A, FLANGE ACCURACY: R TERMINAL BOX (ABOVE) CABLE ENTRY ON THE ND-END SIGNAL CONNECTION LEFT | - | 0 | 0
1PH8137-1JF12-0CA1 |  | 1PH8137-1JF12-0CA1 | 1 | UN | 1 | 20 | D | D | N | N | 85015230 | 1 |  | 141 | KG | 4036.65 | 4036.65 | MC05 | MC05 | SIMOTICS M Compact induction motor 1500rpm, 22kW, 140 Nm, 56A, 308V 1750rpm, 25kW, 136Nm, 56A, 353V 2000rpm, 28kW, 134Nm, 55A, 401V forced ventilation; direction of air flow NDE--> DE; Degree of protection IP55 Incremental encoder HTL 2048 S/R (encoder HTL2048S/R) With temperature sensor KTY 84-130 DESIGN IM B5 (IMV 1,IM V3) PLAIN SHAFT WITHOUT FITTED KEY; BEARING: STANDARD WITH FIXED BEARING, VIBRATION SEVERITY GRADE: S/A, SHAFT AND FLANGE ACCURACY: R TERMINAL BOX (ABOVE) CABLE ENTRY ON THE RIGHT SIGNAL CONNECTION D-END | - | 0 | 0
1PH8137-1JF12-0CB1 |  | 1PH8137-1JF12-0CB1 | 1 | UN | 1 | 20 | D | D | N | N | 85015230 | 1 |  | 141 | KG | 4036.65 | 4036.65 | MC05 | MC05 | SIMOTICS M Compact induction motor 1500rpm, 22kW, 140 Nm, 56A, 308V 1750rpm, 25kW, 136Nm, 56A, 353V 2000rpm, 28kW, 134Nm, 55A, 401V forced ventilation; direction of air flow NDE--> DE; Degree of protection IP55 Incremental encoder HTL 2048 S/R (encoder HTL2048S/R) With temperature sensor KTY 84-130 DESIGN IM B5 (IMV 1,IM V3) PLAIN SHAFT WITHOUT FITTED KEY; BEARING: STANDARD WITH FIXED BEARING, VIBRATION SEVERITY GRADE: S/A, SHAFT AND FLANGE ACCURACY: R TERMINAL BOX (ABOVE) CABLE ENTRY ON THE LEFT SIGNAL CONNECTION D-END | - | 0 | 0
1PH8137-1JF12-0CC1 |  | 1PH8137-1JF12-0CC1 | 1 | UN | 1 | 20 | D | D | N | N | 85015230 | 1 |  | 141 | KG | 4036.65 | 4036.65 | MC05 | MC05 | SIMOTICS M Compact induction motor 1500rpm, 22kW, 140 Nm, 56A, 308V 1750rpm, 25kW, 136Nm, 56A, 353V 2000rpm, 28kW, 134Nm, 55A, 401V forced ventilation; direction of air flow NDE--> DE; Degree of protection IP55 Incremental encoder HTL 2048 S/R (encoder HTL2048S/R) With temperature sensor KTY 84-130 DESIGN IM B5 (IMV 1,IM V3) PLAIN SHAFT WITHOUT FITTED KEY; BEARING: STANDARD WITH FIXED BEARING, VIBRATION SEVERITY GRADE: S/A, SHAFT AND FLANGE ACCURACY: R TERMINAL BOX (ABOVE) CABLE ENTRY ON THE ND-END SIGNAL CONNECTION LEFT | - | 0 | 0
1PH8137-1JF12-2BA1 |  | 1PH8137-1JF12-2BA1 | 1 | UN | 1 | 20 | D | D | N | N | 85015230 | 1 |  | 141 | KG | 3906.63 | 3906.63 | MC05 | MC05 | SIMOTICS M Compact induction motor 1500rpm, 22kW, 140 Nm, 56A, 308V 1750rpm, 25kW, 136Nm, 56A, 353V 2000rpm, 28kW, 134Nm, 55A, 401V forced ventilation; direction of air flow NDE--> DE; Degree of protection IP55 Incremental encoder HTL 2048 S/R (encoder HTL2048S/R) With temperature sensor KTY 84-130 DESIGN IM B5 (IMV 1,IM V3) SHAFT WITH FITTED KEY HALF-KEY BALANCING BEARING: STANDARD WITH FIXED BEARING, VIBRATION SEVERITY GRADE: R/A, FLANGE ACCURACY: R TERMINAL BOX (ABOVE) CABLE ENTRY ON THE RIGHT SIGNAL CONNECTION D-END | - | 0 | 0
1PH8137-1JF12-2BA1-Z | V90 | 1PH8137-1JF12-2BA1-ZV90 | 1 | UN | 1 | 20 | D | D | N | N | 85015230 | 1 |  | 141 | KG | 3965.58 | 3965.58 | MC05 | MC05 | SIMOTICS M Compact induction motor 1500rpm, 22kW, 140 Nm, 56A, 308V 1750rpm, 25kW, 136Nm, 56A, 353V 2000rpm, 28kW, 134Nm, 55A, 401V forced ventilation; direction of air flow NDE--> DE; Degree of protection IP55 Incremental encoder HTL 2048 S/R (encoder HTL2048S/R) With temperature sensor KTY 84-130 DESIGN IM B5 (IMV 1,IM V3) SHAFT WITH FITTED KEY HALF-KEY BALANCING BEARING: STANDARD WITH FIXED BEARING, VIBRATION SEVERITY GRADE: R/A, FLANGE ACCURACY: R TERMINAL BOX (ABOVE) CABLE ENTRY ON THE RIGHT SIGNAL CONNECTION D-END V90: SHAFT END 42 X 110 MM COMPATIBLE FOR 1PH7 | - | 0 | 0
1PH8137-1JF12-2BB1 |  | 1PH8137-1JF12-2BB1 | 1 | UN | 1 | 20 | D | D | N | N | 85015230 | 1 |  | 141 | KG | 3906.63 | 3906.63 | MC05 | MC05 | SIMOTICS M Compact induction motor 1500rpm, 22kW, 140 Nm, 56A, 308V 1750rpm, 25kW, 136Nm, 56A, 353V 2000rpm, 28kW, 134Nm, 55A, 401V forced ventilation; direction of air flow NDE--> DE; Degree of protection IP55 Incremental encoder HTL 2048 S/R (encoder HTL2048S/R) With temperature sensor KTY 84-130 DESIGN IM B5 (IMV 1,IM V3) SHAFT WITH FITTED KEY HALF-KEY BALANCING BEARING: STANDARD WITH FIXED BEARING, VIBRATION SEVERITY GRADE: R/A, FLANGE ACCURACY: R TERMINAL BOX (ABOVE) CABLE ENTRY ON THE LEFT SIGNAL CONNECTION D-END | - | 0 | 0
1PH8137-1JF12-2BC1 |  | 1PH8137-1JF12-2BC1 | 1 | UN | 1 | 20 | D | D | N | N | 85015230 | 1 |  | 141 | KG | 3906.63 | 3906.63 | MC05 | MC05 | SIMOTICS M Compact induction motor 1500rpm, 22kW, 140 Nm, 56A, 308V 1750rpm, 25kW, 136Nm, 56A, 353V 2000rpm, 28kW, 134Nm, 55A, 401V forced ventilation; direction of air flow NDE--> DE; Degree of protection IP55 Incremental encoder HTL 2048 S/R (encoder HTL2048S/R) With temperature sensor KTY 84-130 DESIGN IM B5 (IMV 1,IM V3) SHAFT WITH FITTED KEY HALF-KEY BALANCING BEARING: STANDARD WITH FIXED BEARING, VIBRATION SEVERITY GRADE: R/A, FLANGE ACCURACY: R TERMINAL BOX (ABOVE) CABLE ENTRY ON THE ND-END SIGNAL CONNECTION LEFT | - | 0 | 0
1PH8137-1JF12-2CA1 |  | 1PH8137-1JF12-2CA1 | 1 | UN | 1 | 20 | D | D | N | N | 85015230 | 1 |  | 141 | KG | 4036.65 | 4036.65 | MC05 | MC05 | SIMOTICS M Compact induction motor 1500rpm, 22kW, 140 Nm, 56A, 308V 1750rpm, 25kW, 136Nm, 56A, 353V 2000rpm, 28kW, 134Nm, 55A, 401V forced ventilation; direction of air flow NDE--> DE; Degree of protection IP55 Incremental encoder HTL 2048 S/R (encoder HTL2048S/R) With temperature sensor KTY 84-130 DESIGN IM B5 (IMV 1,IM V3) SHAFT WITH FITTED KEY HALF-KEY BALANCING BEARING: STANDARD WITH FIXED BEARING, VIBRATION SEVERITY GRADE: S/A, SHAFT AND FLANGE ACCURACY: R TERMINAL BOX (ABOVE) CABLE ENTRY ON THE RIGHT SIGNAL CONNECTION D-END | - | 0 | 0
1PH8137-1JF12-2CB1 |  | 1PH8137-1JF12-2CB1 | 1 | UN | 1 | 20 | D | D | N | N | 85015230 | 1 |  | 141 | KG | 4036.65 | 4036.65 | MC05 | MC05 | SIMOTICS M Compact induction motor 1500rpm, 22kW, 140 Nm, 56A, 308V 1750rpm, 25kW, 136Nm, 56A, 353V 2000rpm, 28kW, 134Nm, 55A, 401V forced ventilation; direction of air flow NDE--> DE; Degree of protection IP55 Incremental encoder HTL 2048 S/R (encoder HTL2048S/R) With temperature sensor KTY 84-130 DESIGN IM B5 (IMV 1,IM V3) SHAFT WITH FITTED KEY HALF-KEY BALANCING BEARING: STANDARD WITH FIXED BEARING, VIBRATION SEVERITY GRADE: S/A, SHAFT AND FLANGE ACCURACY: R TERMINAL BOX (ABOVE) CABLE ENTRY ON THE LEFT SIGNAL CONNECTION D-END | - | 0 | 0
1PH8137-1JF12-2CC1 |  | 1PH8137-1JF12-2CC1 | 1 | UN | 1 | 20 | D | D | N | N | 85015230 | 1 |  | 141 | KG | 4036.65 | 4036.65 | MC05 | MC05 | SIMOTICS M Compact induction motor 1500rpm, 22kW, 140 Nm, 56A, 308V 1750rpm, 25kW, 136Nm, 56A, 353V 2000rpm, 28kW, 134Nm, 55A, 401V forced ventilation; direction of air flow NDE--> DE; Degree of protection IP55 Incremental encoder HTL 2048 S/R (encoder HTL2048S/R) With temperature sensor KTY 84-130 DESIGN IM B5 (IMV 1,IM V3) SHAFT WITH FITTED KEY HALF-KEY BALANCING BEARING: STANDARD WITH FIXED BEARING, VIBRATION SEVERITY GRADE: S/A, SHAFT AND FLANGE ACCURACY: R TERMINAL BOX (ABOVE) CABLE ENTRY ON THE ND-END SIGNAL CONNECTION LEFT | - | 0 | 0
1PH8137-1JF13-0BA1 |  | 1PH8137-1JF13-0BA1 | 1 | UN | 1 | 20 | D | D | N | N | 85015230 | 1 |  | 141 | KG | 4108.93 | 4108.93 | MC05 | MC05 | SIMOTICS M Compact induction motor 1500rpm, 22kW, 140 Nm, 56A, 308V 1750rpm, 25kW, 136Nm, 56A, 353V 2000rpm, 28kW, 134Nm, 55A, 401V forced ventilation; direction of air flow NDE--> DE; Degree of protection IP55 Incremental encoder HTL 2048 S/R (encoder HTL2048S/R) With temperature sensor KTY 84-130 Design IM B35 (IM V15, (IM V35) PLAIN SHAFT WITHOUT FITTED KEY; BEARING: STANDARD WITH FIXED BEARING, VIBRATION SEVERITY GRADE: R/A, FLANGE ACCURACY: R TERMINAL BOX (ABOVE) CABLE ENTRY ON THE RIGHT SIGNAL CONNECTION D-END | - | 0 | 0
1PH8137-1JF13-0BB1 |  | 1PH8137-1JF13-0BB1 | 1 | UN | 1 | 20 | D | D | N | N | 85015230 | 1 |  | 141 | KG | 4108.93 | 4108.93 | MC05 | MC05 | SIMOTICS M Compact induction motor 1500rpm, 22kW, 140 Nm, 56A, 308V 1750rpm, 25kW, 136Nm, 56A, 353V 2000rpm, 28kW, 134Nm, 55A, 401V forced ventilation; direction of air flow NDE--> DE; Degree of protection IP55 Incremental encoder HTL 2048 S/R (encoder HTL2048S/R) With temperature sensor KTY 84-130 Design IM B35 (IM V15, (IM V35) PLAIN SHAFT WITHOUT FITTED KEY; BEARING: STANDARD WITH FIXED BEARING, VIBRATION SEVERITY GRADE: R/A, FLANGE ACCURACY: R TERMINAL BOX (ABOVE) CABLE ENTRY ON THE LEFT SIGNAL CONNECTION D-END | - | 0 | 0
1PH8137-1JF13-0BC1 |  | 1PH8137-1JF13-0BC1 | 1 | UN | 1 | 20 | D | D | N | N | 85015230 | 1 |  | 141 | KG | 4108.93 | 4108.93 | MC05 | MC05 | SIMOTICS M Compact induction motor 1500rpm, 22kW, 140 Nm, 56A, 308V 1750rpm, 25kW, 136Nm, 56A, 353V 2000rpm, 28kW, 134Nm, 55A, 401V forced ventilation; direction of air flow NDE--> DE; Degree of protection IP55 Incremental encoder HTL 2048 S/R (encoder HTL2048S/R) With temperature sensor KTY 84-130 Design IM B35 (IM V15, (IM V35) PLAIN SHAFT WITHOUT FITTED KEY; BEARING: STANDARD WITH FIXED BEARING, VIBRATION SEVERITY GRADE: R/A, FLANGE ACCURACY: R TERMINAL BOX (ABOVE) CABLE ENTRY ON THE ND-END SIGNAL CONNECTION LEFT | - | 0 | 0
1PH8137-1JF13-0CA1 |  | 1PH8137-1JF13-0CA1 | 1 | UN | 1 | 20 | D | D | N | N | 85015230 | 1 |  | 141 | KG | 4238.95 | 4238.95 | MC05 | MC05 | SIMOTICS M Compact induction motor 1500rpm, 22kW, 140 Nm, 56A, 308V 1750rpm, 25kW, 136Nm, 56A, 353V 2000rpm, 28kW, 134Nm, 55A, 401V forced ventilation; direction of air flow NDE--> DE; Degree of protection IP55 Incremental encoder HTL 2048 S/R (encoder HTL2048S/R) With temperature sensor KTY 84-130 Design IM B35 (IM V15, (IM V35) PLAIN SHAFT WITHOUT FITTED KEY; BEARING: STANDARD WITH FIXED BEARING, VIBRATION SEVERITY GRADE: S/A, SHAFT AND FLANGE ACCURACY: R TERMINAL BOX (ABOVE) CABLE ENTRY ON THE RIGHT SIGNAL CONNECTION D-END | - | 0 | 0
1PH8137-1JF13-0CB1 |  | 1PH8137-1JF13-0CB1 | 1 | UN | 1 | 20 | D | D | N | N | 85015230 | 1 |  | 141 | KG | 4238.95 | 4238.95 | MC05 | MC05 | SIMOTICS M Compact induction motor 1500rpm, 22kW, 140 Nm, 56A, 308V 1750rpm, 25kW, 136Nm, 56A, 353V 2000rpm, 28kW, 134Nm, 55A, 401V forced ventilation; direction of air flow NDE--> DE; Degree of protection IP55 Incremental encoder HTL 2048 S/R (encoder HTL2048S/R) With temperature sensor KTY 84-130 Design IM B35 (IM V15, (IM V35) PLAIN SHAFT WITHOUT FITTED KEY; BEARING: STANDARD WITH FIXED BEARING, VIBRATION SEVERITY GRADE: S/A, SHAFT AND FLANGE ACCURACY: R TERMINAL BOX (ABOVE) CABLE ENTRY ON THE LEFT SIGNAL CONNECTION D-END | - | 0 | 0
1PH8137-1JF13-0CC1 |  | 1PH8137-1JF13-0CC1 | 1 | UN | 1 | 20 | D | D | N | N | 85015230 | 1 |  | 141 | KG | 4238.95 | 4238.95 | MC05 | MC05 | SIMOTICS M Compact induction motor 1500rpm, 22kW, 140 Nm, 56A, 308V 1750rpm, 25kW, 136Nm, 56A, 353V 2000rpm, 28kW, 134Nm, 55A, 401V forced ventilation; direction of air flow NDE--> DE; Degree of protection IP55 Incremental encoder HTL 2048 S/R (encoder HTL2048S/R) With temperature sensor KTY 84-130 Design IM B35 (IM V15, (IM V35) PLAIN SHAFT WITHOUT FITTED KEY; BEARING: STANDARD WITH FIXED BEARING, VIBRATION SEVERITY GRADE: S/A, SHAFT AND FLANGE ACCURACY: R TERMINAL BOX (ABOVE) CABLE ENTRY ON THE ND-END SIGNAL CONNECTION LEFT | - | 0 | 0
1PH8137-1JF13-2BA1 |  | 1PH8137-1JF13-2BA1 | 1 | UN | 1 | 20 | D | D | N | N | 85015230 | 1 |  | 141 | KG | 4108.93 | 4108.93 | MC05 | MC05 | SIMOTICS M Compact induction motor 1500rpm, 22kW, 140 Nm, 56A, 308V 1750rpm, 25kW, 136Nm, 56A, 353V 2000rpm, 28kW, 134Nm, 55A, 401V forced ventilation; direction of air flow NDE--> DE; Degree of protection IP55 Incremental encoder HTL 2048 S/R (encoder HTL2048S/R) With temperature sensor KTY 84-130 Design IM B35 (IM V15, (IM V35) SHAFT WITH FITTED KEY HALF-KEY BALANCING BEARING: STANDARD WITH FIXED BEARING, VIBRATION SEVERITY GRADE: R/A, FLANGE ACCURACY: R TERMINAL BOX (ABOVE) CABLE ENTRY ON THE RIGHT SIGNAL CONNECTION D-END | - | 0 | 0
1PH8137-1JF13-2BB1 |  | 1PH8137-1JF13-2BB1 | 1 | UN | 1 | 20 | D | D | N | N | 85015230 | 1 |  | 141 | KG | 4108.93 | 4108.93 | MC05 | MC05 | SIMOTICS M Compact induction motor 1500rpm, 22kW, 140 Nm, 56A, 308V 1750rpm, 25kW, 136Nm, 56A, 353V 2000rpm, 28kW, 134Nm, 55A, 401V forced ventilation; direction of air flow NDE--> DE; Degree of protection IP55 Incremental encoder HTL 2048 S/R (encoder HTL2048S/R) With temperature sensor KTY 84-130 Design IM B35 (IM V15, (IM V35) SHAFT WITH FITTED KEY HALF-KEY BALANCING BEARING: STANDARD WITH FIXED BEARING, VIBRATION SEVERITY GRADE: R/A, FLANGE ACCURACY: R TERMINAL BOX (ABOVE) CABLE ENTRY ON THE LEFT SIGNAL CONNECTION D-END | - | 0 | 0
1PH8137-1JF13-2BC1 |  | 1PH8137-1JF13-2BC1 | 1 | UN | 1 | 20 | D | D | N | N | 85015230 | 1 |  | 141 | KG | 4108.93 | 4108.93 | MC05 | MC05 | SIMOTICS M Compact induction motor 1500rpm, 22kW, 140 Nm, 56A, 308V 1750rpm, 25kW, 136Nm, 56A, 353V 2000rpm, 28kW, 134Nm, 55A, 401V forced ventilation; direction of air flow NDE--> DE; Degree of protection IP55 Incremental encoder HTL 2048 S/R (encoder HTL2048S/R) With temperature sensor KTY 84-130 Design IM B35 (IM V15, (IM V35) SHAFT WITH FITTED KEY HALF-KEY BALANCING BEARING: STANDARD WITH FIXED BEARING, VIBRATION SEVERITY GRADE: R/A, FLANGE ACCURACY: R TERMINAL BOX (ABOVE) CABLE ENTRY ON THE ND-END SIGNAL CONNECTION LEFT | - | 0 | 0
1PH8137-1JF13-2CA1 |  | 1PH8137-1JF13-2CA1 | 1 | UN | 1 | 20 | D | D | N | N | 85015230 | 1 |  | 141 | KG | 4238.95 | 4238.95 | MC05 | MC05 | SIMOTICS M Compact induction motor 1500rpm, 22kW, 140 Nm, 56A, 308V 1750rpm, 25kW, 136Nm, 56A, 353V 2000rpm, 28kW, 134Nm, 55A, 401V forced ventilation; direction of air flow NDE--> DE; Degree of protection IP55 Incremental encoder HTL 2048 S/R (encoder HTL2048S/R) With temperature sensor KTY 84-130 Design IM B35 (IM V15, (IM V35) SHAFT WITH FITTED KEY HALF-KEY BALANCING BEARING: STANDARD WITH FIXED BEARING, VIBRATION SEVERITY GRADE: S/A, SHAFT AND FLANGE ACCURACY: R TERMINAL BOX (ABOVE) CABLE ENTRY ON THE RIGHT SIGNAL CONNECTION D-END | - | 0 | 0
1PH8137-1JF13-2CB1 |  | 1PH8137-1JF13-2CB1 | 1 | UN | 1 | 20 | D | D | N | N | 85015230 | 1 |  | 141 | KG | 4238.95 | 4238.95 | MC05 | MC05 | SIMOTICS M Compact induction motor 1500rpm, 22kW, 140 Nm, 56A, 308V 1750rpm, 25kW, 136Nm, 56A, 353V 2000rpm, 28kW, 134Nm, 55A, 401V forced ventilation; direction of air flow NDE--> DE; Degree of protection IP55 Incremental encoder HTL 2048 S/R (encoder HTL2048S/R) With temperature sensor KTY 84-130 Design IM B35 (IM V15, (IM V35) SHAFT WITH FITTED KEY HALF-KEY BALANCING BEARING: STANDARD WITH FIXED BEARING, VIBRATION SEVERITY GRADE: S/A, SHAFT AND FLANGE ACCURACY: R TERMINAL BOX (ABOVE) CABLE ENTRY ON THE LEFT SIGNAL CONNECTION D-END | - | 0 | 0
1PH8137-1JF13-2CC1 |  | 1PH8137-1JF13-2CC1 | 1 | UN | 1 | 20 | D | D | N | N | 85015230 | 1 |  | 141 | KG | 4238.95 | 4238.95 | MC05 | MC05 | SIMOTICS M Compact induction motor 1500rpm, 22kW, 140 Nm, 56A, 308V 1750rpm, 25kW, 136Nm, 56A, 353V 2000rpm, 28kW, 134Nm, 55A, 401V forced ventilation; direction of air flow NDE--> DE; Degree of protection IP55 Incremental encoder HTL 2048 S/R (encoder HTL2048S/R) With temperature sensor KTY 84-130 Design IM B35 (IM V15, (IM V35) SHAFT WITH FITTED KEY HALF-KEY BALANCING BEARING: STANDARD WITH FIXED BEARING, VIBRATION SEVERITY GRADE: S/A, SHAFT AND FLANGE ACCURACY: R TERMINAL BOX (ABOVE) CABLE ENTRY ON THE ND-END SIGNAL CONNECTION LEFT | - | 0 | 0
1PH8137-1JF20-0BA1 |  | 1PH8137-1JF20-0BA1 | 1 | UN | 1 | 20 | D | D | N | N | 85015230 | 1 |  | 157 | KG | 4552.33 | 4552.33 | MC05 | MC05 | SIMOTICS M Compact induction motor 1500rpm, 27kW 172Nm, 67A, 315V 1750rpm, 31.5kW 172Nm, 67A, 365V 2000rpm, 36 kW 172Nm, 67A, 415 V water cooling Degree of protection IP65 Incremental encoder HTL 2048 S/R (encoder HTL2048S/R) With temperature sensor KTY 84-130 DESIGN IM B3 (IM V5, IM V6) PLAIN SHAFT WITHOUT FITTED KEY; BEARING: STANDARD WITH FIXED BEARING, VIBRATION SEVERITY GRADE: R/A, FLANGE ACCURACY: R TERMINAL BOX (ABOVE) CABLE ENTRY ON THE RIGHT SIGNAL CONNECTION D-END | - | 0 | 0
1PH8137-1JF20-0BB1 |  | 1PH8137-1JF20-0BB1 | 1 | UN | 1 | 20 | D | D | N | N | 85015230 | 1 |  | 157 | KG | 4552.33 | 4552.33 | MC05 | MC05 | SIMOTICS M Compact induction motor 1500rpm, 27kW 172Nm, 67A, 315V 1750rpm, 31.5kW 172Nm, 67A, 365V 2000rpm, 36 kW 172Nm, 67A, 415 V water cooling Degree of protection IP65 Incremental encoder HTL 2048 S/R (encoder HTL2048S/R) With temperature sensor KTY 84-130 DESIGN IM B3 (IM V5, IM V6) PLAIN SHAFT WITHOUT FITTED KEY; BEARING: STANDARD WITH FIXED BEARING, VIBRATION SEVERITY GRADE: R/A, FLANGE ACCURACY: R TERMINAL BOX (ABOVE) CABLE ENTRY ON THE LEFT SIGNAL CONNECTION D-END | - | 0 | 0
1PH8137-1JF20-0BC1 |  | 1PH8137-1JF20-0BC1 | 1 | UN | 1 | 20 | D | D | N | N | 85015230 | 1 |  | 157 | KG | 4552.33 | 4552.33 | MC05 | MC05 | SIMOTICS M Compact induction motor 1500rpm, 27kW 172Nm, 67A, 315V 1750rpm, 31.5kW 172Nm, 67A, 365V 2000rpm, 36 kW 172Nm, 67A, 415 V water cooling Degree of protection IP65 Incremental encoder HTL 2048 S/R (encoder HTL2048S/R) With temperature sensor KTY 84-130 DESIGN IM B3 (IM V5, IM V6) PLAIN SHAFT WITHOUT FITTED KEY; BEARING: STANDARD WITH FIXED BEARING, VIBRATION SEVERITY GRADE: R/A, FLANGE ACCURACY: R TERMINAL BOX (ABOVE) CABLE ENTRY ON THE ND-END SIGNAL CONNECTION LEFT | - | 0 | 0
1PH8137-1JF20-0CA1 |  | 1PH8137-1JF20-0CA1 | 1 | UN | 1 | 20 | D | D | N | N | 85015230 | 1 |  | 157 | KG | 4682.35 | 4682.35 | MC05 | MC05 | SIMOTICS M Compact induction motor 1500rpm, 27kW 172Nm, 67A, 315V 1750rpm, 31.5kW 172Nm, 67A, 365V 2000rpm, 36 kW 172Nm, 67A, 415 V water cooling Degree of protection IP65 Incremental encoder HTL 2048 S/R (encoder HTL2048S/R) With temperature sensor KTY 84-130 DESIGN IM B3 (IM V5, IM V6) PLAIN SHAFT WITHOUT FITTED KEY; BEARING: STANDARD WITH FIXED BEARING, VIBRATION SEVERITY GRADE: S/A, SHAFT AND FLANGE ACCURACY: R TERMINAL BOX (ABOVE) CABLE ENTRY ON THE RIGHT SIGNAL CONNECTION D-END | - | 0 | 0
1PH8137-1JF20-0CB1 |  | 1PH8137-1JF20-0CB1 | 1 | UN | 1 | 20 | D | D | N | N | 85015230 | 1 |  | 157 | KG | 4682.35 | 4682.35 | MC05 | MC05 | SIMOTICS M Compact induction motor 1500rpm, 27kW 172Nm, 67A, 315V 1750rpm, 31.5kW 172Nm, 67A, 365V 2000rpm, 36 kW 172Nm, 67A, 415 V water cooling Degree of protection IP65 Incremental encoder HTL 2048 S/R (encoder HTL2048S/R) With temperature sensor KTY 84-130 DESIGN IM B3 (IM V5, IM V6) PLAIN SHAFT WITHOUT FITTED KEY; BEARING: STANDARD WITH FIXED BEARING, VIBRATION SEVERITY GRADE: S/A, SHAFT AND FLANGE ACCURACY: R TERMINAL BOX (ABOVE) CABLE ENTRY ON THE LEFT SIGNAL CONNECTION D-END | - | 0 | 0
1PH8137-1JF20-0CC1 |  | 1PH8137-1JF20-0CC1 | 1 | UN | 1 | 20 | D | D | N | N | 85015230 | 1 |  | 157 | KG | 4682.35 | 4682.35 | MC05 | MC05 | SIMOTICS M Compact induction motor 1500rpm, 27kW 172Nm, 67A, 315V 1750rpm, 31.5kW 172Nm, 67A, 365V 2000rpm, 36 kW 172Nm, 67A, 415 V water cooling Degree of protection IP65 Incremental encoder HTL 2048 S/R (encoder HTL2048S/R) With temperature sensor KTY 84-130 DESIGN IM B3 (IM V5, IM V6) PLAIN SHAFT WITHOUT FITTED KEY; BEARING: STANDARD WITH FIXED BEARING, VIBRATION SEVERITY GRADE: S/A, SHAFT AND FLANGE ACCURACY: R TERMINAL BOX (ABOVE) CABLE ENTRY ON THE ND-END SIGNAL CONNECTION LEFT | - | 0 | 0
1PH8137-1JF20-2BA1 |  | 1PH8137-1JF20-2BA1 | 1 | UN | 1 | 20 | D | D | N | N | 85015230 | 1 |  | 157 | KG | 4552.33 | 4552.33 | MC05 | MC05 | SIMOTICS M Compact induction motor 1500rpm, 27kW 172Nm, 67A, 315V 1750rpm, 31.5kW 172Nm, 67A, 365V 2000rpm, 36 kW 172Nm, 67A, 415 V water cooling Degree of protection IP65 Incremental encoder HTL 2048 S/R (encoder HTL2048S/R) With temperature sensor KTY 84-130 DESIGN IM B3 (IM V5, IM V6) SHAFT WITH FITTED KEY HALF-KEY BALANCING BEARING: STANDARD WITH FIXED BEARING, VIBRATION SEVERITY GRADE: R/A, FLANGE ACCURACY: R TERMINAL BOX (ABOVE) CABLE ENTRY ON THE RIGHT SIGNAL CONNECTION D-END | - | 0 | 0
1PH8137-1JF20-2BB1 |  | 1PH8137-1JF20-2BB1 | 1 | UN | 1 | 20 | D | D | N | N | 85015230 | 1 |  | 157 | KG | 4552.33 | 4552.33 | MC05 | MC05 | SIMOTICS M Compact induction motor 1500rpm, 27kW 172Nm, 67A, 315V 1750rpm, 31.5kW 172Nm, 67A, 365V 2000rpm, 36 kW 172Nm, 67A, 415 V water cooling Degree of protection IP65 Incremental encoder HTL 2048 S/R (encoder HTL2048S/R) With temperature sensor KTY 84-130 DESIGN IM B3 (IM V5, IM V6) SHAFT WITH FITTED KEY HALF-KEY BALANCING BEARING: STANDARD WITH FIXED BEARING, VIBRATION SEVERITY GRADE: R/A, FLANGE ACCURACY: R TERMINAL BOX (ABOVE) CABLE ENTRY ON THE LEFT SIGNAL CONNECTION D-END | - | 0 | 0
1PH8137-1JF20-2BC1 |  | 1PH8137-1JF20-2BC1 | 1 | UN | 1 | 20 | D | D | N | N | 85015230 | 1 |  | 157 | KG | 4552.33 | 4552.33 | MC05 | MC05 | SIMOTICS M Compact induction motor 1500rpm, 27kW 172Nm, 67A, 315V 1750rpm, 31.5kW 172Nm, 67A, 365V 2000rpm, 36 kW 172Nm, 67A, 415 V water cooling Degree of protection IP65 Incremental encoder HTL 2048 S/R (encoder HTL2048S/R) With temperature sensor KTY 84-130 DESIGN IM B3 (IM V5, IM V6) SHAFT WITH FITTED KEY HALF-KEY BALANCING BEARING: STANDARD WITH FIXED BEARING, VIBRATION SEVERITY GRADE: R/A, FLANGE ACCURACY: R TERMINAL BOX (ABOVE) CABLE ENTRY ON THE ND-END SIGNAL CONNECTION LEFT | - | 0 | 0
1PH8137-1JF20-2CA1 |  | 1PH8137-1JF20-2CA1 | 1 | UN | 1 | 20 | D | D | N | N | 85015230 | 1 |  | 157 | KG | 4682.35 | 4682.35 | MC05 | MC05 | SIMOTICS M Compact induction motor 1500rpm, 27kW 172Nm, 67A, 315V 1750rpm, 31.5kW 172Nm, 67A, 365V 2000rpm, 36 kW 172Nm, 67A, 415 V water cooling Degree of protection IP65 Incremental encoder HTL 2048 S/R (encoder HTL2048S/R) With temperature sensor KTY 84-130 DESIGN IM B3 (IM V5, IM V6) SHAFT WITH FITTED KEY HALF-KEY BALANCING BEARING: STANDARD WITH FIXED BEARING, VIBRATION SEVERITY GRADE: S/A, SHAFT AND FLANGE ACCURACY: R TERMINAL BOX (ABOVE) CABLE ENTRY ON THE RIGHT SIGNAL CONNECTION D-END | - | 0 | 0
1PH8137-1JF20-2CB1 |  | 1PH8137-1JF20-2CB1 | 1 | UN | 1 | 20 | D | D | N | N | 85015230 | 1 |  | 157 | KG | 4682.35 | 4682.35 | MC05 | MC05 | SIMOTICS M Compact induction motor 1500rpm, 27kW 172Nm, 67A, 315V 1750rpm, 31.5kW 172Nm, 67A, 365V 2000rpm, 36 kW 172Nm, 67A, 415 V water cooling Degree of protection IP65 Incremental encoder HTL 2048 S/R (encoder HTL2048S/R) With temperature sensor KTY 84-130 DESIGN IM B3 (IM V5, IM V6) SHAFT WITH FITTED KEY HALF-KEY BALANCING BEARING: STANDARD WITH FIXED BEARING, VIBRATION SEVERITY GRADE: S/A, SHAFT AND FLANGE ACCURACY: R TERMINAL BOX (ABOVE) CABLE ENTRY ON THE LEFT SIGNAL CONNECTION D-END | - | 0 | 0
1PH8137-1JF20-2CC1 |  | 1PH8137-1JF20-2CC1 | 1 | UN | 1 | 20 | D | D | N | N | 85015230 | 1 |  | 157 | KG | 4682.35 | 4682.35 | MC05 | MC05 | SIMOTICS M Compact induction motor 1500rpm, 27kW 172Nm, 67A, 315V 1750rpm, 31.5kW 172Nm, 67A, 365V 2000rpm, 36 kW 172Nm, 67A, 415 V water cooling Degree of protection IP65 Incremental encoder HTL 2048 S/R (encoder HTL2048S/R) With temperature sensor KTY 84-130 DESIGN IM B3 (IM V5, IM V6) SHAFT WITH FITTED KEY HALF-KEY BALANCING BEARING: STANDARD WITH FIXED BEARING, VIBRATION SEVERITY GRADE: S/A, SHAFT AND FLANGE ACCURACY: R TERMINAL BOX (ABOVE) CABLE ENTRY ON THE ND-END SIGNAL CONNECTION LEFT | - | 0 | 0
1PH8137-1JF22-0BA1 |  | 1PH8137-1JF22-0BA1 | 1 | UN | 1 | 20 | D | D | N | N | 85015230 | 1 |  | 157 | KG | 4711.28 | 4711.28 | MC05 | MC05 | SIMOTICS M Compact induction motor 1500rpm, 27kW 172Nm, 67A, 315V 1750rpm, 31.5kW 172Nm, 67A, 365V 2000rpm, 36 kW 172Nm, 67A, 415 V water cooling Degree of protection IP65 Incremental encoder HTL 2048 S/R (encoder HTL2048S/R) With temperature sensor KTY 84-130 DESIGN IM B5 (IMV 1,IM V3) PLAIN SHAFT WITHOUT FITTED KEY; BEARING: STANDARD WITH FIXED BEARING, VIBRATION SEVERITY GRADE: R/A, FLANGE ACCURACY: R TERMINAL BOX (ABOVE) CABLE ENTRY ON THE RIGHT SIGNAL CONNECTION D-END | - | 0 | 0
1PH8137-1JF22-0BB1 |  | 1PH8137-1JF22-0BB1 | 1 | UN | 1 | 20 | D | D | N | N | 85015230 | 1 |  | 157 | KG | 4711.28 | 4711.28 | MC05 | MC05 | SIMOTICS M Compact induction motor 1500rpm, 27kW 172Nm, 67A, 315V 1750rpm, 31.5kW 172Nm, 67A, 365V 2000rpm, 36 kW 172Nm, 67A, 415 V water cooling Degree of protection IP65 Incremental encoder HTL 2048 S/R (encoder HTL2048S/R) With temperature sensor KTY 84-130 DESIGN IM B5 (IMV 1,IM V3) PLAIN SHAFT WITHOUT FITTED KEY; BEARING: STANDARD WITH FIXED BEARING, VIBRATION SEVERITY GRADE: R/A, FLANGE ACCURACY: R TERMINAL BOX (ABOVE) CABLE ENTRY ON THE LEFT SIGNAL CONNECTION D-END | - | 0 | 0
1PH8137-1JF22-0BC1 |  | 1PH8137-1JF22-0BC1 | 1 | UN | 1 | 20 | D | D | N | N | 85015230 | 1 |  | 157 | KG | 4711.28 | 4711.28 | MC05 | MC05 | SIMOTICS M Compact induction motor 1500rpm, 27kW 172Nm, 67A, 315V 1750rpm, 31.5kW 172Nm, 67A, 365V 2000rpm, 36 kW 172Nm, 67A, 415 V water cooling Degree of protection IP65 Incremental encoder HTL 2048 S/R (encoder HTL2048S/R) With temperature sensor KTY 84-130 DESIGN IM B5 (IMV 1,IM V3) PLAIN SHAFT WITHOUT FITTED KEY; BEARING: STANDARD WITH FIXED BEARING, VIBRATION SEVERITY GRADE: R/A, FLANGE ACCURACY: R TERMINAL BOX (ABOVE) CABLE ENTRY ON THE ND-END SIGNAL CONNECTION LEFT | - | 0 | 0
1PH8137-1JF22-0CA1 |  | 1PH8137-1JF22-0CA1 | 1 | UN | 1 | 20 | D | D | N | N | 85015230 | 1 |  | 157 | KG | 4841.3 | 4841.3 | MC05 | MC05 | SIMOTICS M Compact induction motor 1500rpm, 27kW 172Nm, 67A, 315V 1750rpm, 31.5kW 172Nm, 67A, 365V 2000rpm, 36 kW 172Nm, 67A, 415 V water cooling Degree of protection IP65 Incremental encoder HTL 2048 S/R (encoder HTL2048S/R) With temperature sensor KTY 84-130 DESIGN IM B5 (IMV 1,IM V3) PLAIN SHAFT WITHOUT FITTED KEY; BEARING: STANDARD WITH FIXED BEARING, VIBRATION SEVERITY GRADE: S/A, SHAFT AND FLANGE ACCURACY: R TERMINAL BOX (ABOVE) CABLE ENTRY ON THE RIGHT SIGNAL CONNECTION D-END | - | 0 | 0
1PH8137-1JF22-0CB1 |  | 1PH8137-1JF22-0CB1 | 1 | UN | 1 | 20 | D | D | N | N | 85015230 | 1 |  | 157 | KG | 4841.3 | 4841.3 | MC05 | MC05 | SIMOTICS M Compact induction motor 1500rpm, 27kW 172Nm, 67A, 315V 1750rpm, 31.5kW 172Nm, 67A, 365V 2000rpm, 36 kW 172Nm, 67A, 415 V water cooling Degree of protection IP65 Incremental encoder HTL 2048 S/R (encoder HTL2048S/R) With temperature sensor KTY 84-130 DESIGN IM B5 (IMV 1,IM V3) PLAIN SHAFT WITHOUT FITTED KEY; BEARING: STANDARD WITH FIXED BEARING, VIBRATION SEVERITY GRADE: S/A, SHAFT AND FLANGE ACCURACY: R TERMINAL BOX (ABOVE) CABLE ENTRY ON THE LEFT SIGNAL CONNECTION D-END | - | 0 | 0
1PH8137-1JF22-0CC1 |  | 1PH8137-1JF22-0CC1 | 1 | UN | 1 | 20 | D | D | N | N | 85015230 | 1 |  | 157 | KG | 4841.3 | 4841.3 | MC05 | MC05 | SIMOTICS M Compact induction motor 1500rpm, 27kW 172Nm, 67A, 315V 1750rpm, 31.5kW 172Nm, 67A, 365V 2000rpm, 36 kW 172Nm, 67A, 415 V water cooling Degree of protection IP65 Incremental encoder HTL 2048 S/R (encoder HTL2048S/R) With temperature sensor KTY 84-130 DESIGN IM B5 (IMV 1,IM V3) PLAIN SHAFT WITHOUT FITTED KEY; BEARING: STANDARD WITH FIXED BEARING, VIBRATION SEVERITY GRADE: S/A, SHAFT AND FLANGE ACCURACY: R TERMINAL BOX (ABOVE) CABLE ENTRY ON THE ND-END SIGNAL CONNECTION LEFT | - | 0 | 0
1PH8137-1JF22-2BA1 |  | 1PH8137-1JF22-2BA1 | 1 | UN | 1 | 20 | D | D | N | N | 85015230 | 1 |  | 157 | KG | 4711.28 | 4711.28 | MC05 | MC05 | SIMOTICS M Compact induction motor 1500rpm, 27kW 172Nm, 67A, 315V 1750rpm, 31.5kW 172Nm, 67A, 365V 2000rpm, 36 kW 172Nm, 67A, 415 V water cooling Degree of protection IP65 Incremental encoder HTL 2048 S/R (encoder HTL2048S/R) With temperature sensor KTY 84-130 DESIGN IM B5 (IMV 1,IM V3) SHAFT WITH FITTED KEY HALF-KEY BALANCING BEARING: STANDARD WITH FIXED BEARING, VIBRATION SEVERITY GRADE: R/A, FLANGE ACCURACY: R TERMINAL BOX (ABOVE) CABLE ENTRY ON THE RIGHT SIGNAL CONNECTION D-END | - | 0 | 0
1PH8137-1JF22-2BB1 |  | 1PH8137-1JF22-2BB1 | 1 | UN | 1 | 20 | D | D | N | N | 85015230 | 1 |  | 157 | KG | 4711.28 | 4711.28 | MC05 | MC05 | SIMOTICS M Compact induction motor 1500rpm, 27kW 172Nm, 67A, 315V 1750rpm, 31.5kW 172Nm, 67A, 365V 2000rpm, 36 kW 172Nm, 67A, 415 V water cooling Degree of protection IP65 Incremental encoder HTL 2048 S/R (encoder HTL2048S/R) With temperature sensor KTY 84-130 DESIGN IM B5 (IMV 1,IM V3) SHAFT WITH FITTED KEY HALF-KEY BALANCING BEARING: STANDARD WITH FIXED BEARING, VIBRATION SEVERITY GRADE: R/A, FLANGE ACCURACY: R TERMINAL BOX (ABOVE) CABLE ENTRY ON THE LEFT SIGNAL CONNECTION D-END | - | 0 | 0
1PH8137-1JF22-2BC1 |  | 1PH8137-1JF22-2BC1 | 1 | UN | 1 | 20 | D | D | N | N | 85015230 | 1 |  | 157 | KG | 4711.28 | 4711.28 | MC05 | MC05 | SIMOTICS M Compact induction motor 1500rpm, 27kW 172Nm, 67A, 315V 1750rpm, 31.5kW 172Nm, 67A, 365V 2000rpm, 36 kW 172Nm, 67A, 415 V water cooling Degree of protection IP65 Incremental encoder HTL 2048 S/R (encoder HTL2048S/R) With temperature sensor KTY 84-130 DESIGN IM B5 (IMV 1,IM V3) SHAFT WITH FITTED KEY HALF-KEY BALANCING BEARING: STANDARD WITH FIXED BEARING, VIBRATION SEVERITY GRADE: R/A, FLANGE ACCURACY: R TERMINAL BOX (ABOVE) CABLE ENTRY ON THE ND-END SIGNAL CONNECTION LEFT | - | 0 | 0
1PH8137-1JF22-2CA1 |  | 1PH8137-1JF22-2CA1 | 1 | UN | 1 | 20 | D | D | N | N | 85015230 | 1 |  | 157 | KG | 4841.3 | 4841.3 | MC05 | MC05 | SIMOTICS M Compact induction motor 1500rpm, 27kW 172Nm, 67A, 315V 1750rpm, 31.5kW 172Nm, 67A, 365V 2000rpm, 36 kW 172Nm, 67A, 415 V water cooling Degree of protection IP65 Incremental encoder HTL 2048 S/R (encoder HTL2048S/R) With temperature sensor KTY 84-130 DESIGN IM B5 (IMV 1,IM V3) SHAFT WITH FITTED KEY HALF-KEY BALANCING BEARING: STANDARD WITH FIXED BEARING, VIBRATION SEVERITY GRADE: S/A, SHAFT AND FLANGE ACCURACY: R TERMINAL BOX (ABOVE) CABLE ENTRY ON THE RIGHT SIGNAL CONNECTION D-END | - | 0 | 0
1PH8137-1JF22-2CB1 |  | 1PH8137-1JF22-2CB1 | 1 | UN | 1 | 20 | D | D | N | N | 85015230 | 1 |  | 157 | KG | 4841.3 | 4841.3 | MC05 | MC05 | SIMOTICS M Compact induction motor 1500rpm, 27kW 172Nm, 67A, 315V 1750rpm, 31.5kW 172Nm, 67A, 365V 2000rpm, 36 kW 172Nm, 67A, 415 V water cooling Degree of protection IP65 Incremental encoder HTL 2048 S/R (encoder HTL2048S/R) With temperature sensor KTY 84-130 DESIGN IM B5 (IMV 1,IM V3) SHAFT WITH FITTED KEY HALF-KEY BALANCING BEARING: STANDARD WITH FIXED BEARING, VIBRATION SEVERITY GRADE: S/A, SHAFT AND FLANGE ACCURACY: R TERMINAL BOX (ABOVE) CABLE ENTRY ON THE LEFT SIGNAL CONNECTION D-END | - | 0 | 0
1PH8137-1JF22-2CC1 |  | 1PH8137-1JF22-2CC1 | 1 | UN | 1 | 20 | D | D | N | N | 85015230 | 1 |  | 157 | KG | 4841.3 | 4841.3 | MC05 | MC05 | SIMOTICS M Compact induction motor 1500rpm, 27kW 172Nm, 67A, 315V 1750rpm, 31.5kW 172Nm, 67A, 365V 2000rpm, 36 kW 172Nm, 67A, 415 V water cooling Degree of protection IP65 Incremental encoder HTL 2048 S/R (encoder HTL2048S/R) With temperature sensor KTY 84-130 DESIGN IM B5 (IMV 1,IM V3) SHAFT WITH FITTED KEY HALF-KEY BALANCING BEARING: STANDARD WITH FIXED BEARING, VIBRATION SEVERITY GRADE: S/A, SHAFT AND FLANGE ACCURACY: R TERMINAL BOX (ABOVE) CABLE ENTRY ON THE ND-END SIGNAL CONNECTION LEFT | - | 0 | 0
1PH8137-1JF23-0BA1 |  | 1PH8137-1JF23-0BA1 | 1 | UN | 1 | 20 | D | D | N | N | 85015230 | 1 |  | 157 | KG | 4913.58 | 4913.58 | MC05 | MC05 | SIMOTICS M Compact induction motor 1500rpm, 27kW 172Nm, 67A, 315V 1750rpm, 31.5kW 172Nm, 67A, 365V 2000rpm, 36 kW 172Nm, 67A, 415 V water cooling Degree of protection IP65 Incremental encoder HTL 2048 S/R (encoder HTL2048S/R) With temperature sensor KTY 84-130 Design IM B35 (IM V15, (IM V35) PLAIN SHAFT WITHOUT FITTED KEY; BEARING: STANDARD WITH FIXED BEARING, VIBRATION SEVERITY GRADE: R/A, FLANGE ACCURACY: R TERMINAL BOX (ABOVE) CABLE ENTRY ON THE RIGHT SIGNAL CONNECTION D-END | - | 0 | 0
1PH8137-1JF23-0BB1 |  | 1PH8137-1JF23-0BB1 | 1 | UN | 1 | 20 | D | D | N | N | 85015230 | 1 |  | 157 | KG | 4913.58 | 4913.58 | MC05 | MC05 | SIMOTICS M Compact induction motor 1500rpm, 27kW 172Nm, 67A, 315V 1750rpm, 31.5kW 172Nm, 67A, 365V 2000rpm, 36 kW 172Nm, 67A, 415 V water cooling Degree of protection IP65 Incremental encoder HTL 2048 S/R (encoder HTL2048S/R) With temperature sensor KTY 84-130 Design IM B35 (IM V15, (IM V35) PLAIN SHAFT WITHOUT FITTED KEY; BEARING: STANDARD WITH FIXED BEARING, VIBRATION SEVERITY GRADE: R/A, FLANGE ACCURACY: R TERMINAL BOX (ABOVE) CABLE ENTRY ON THE LEFT SIGNAL CONNECTION D-END | - | 0 | 0
1PH8137-1JF23-0BC1 |  | 1PH8137-1JF23-0BC1 | 1 | UN | 1 | 20 | D | D | N | N | 85015230 | 1 |  | 157 | KG | 4913.58 | 4913.58 | MC05 | MC05 | SIMOTICS M Compact induction motor 1500rpm, 27kW 172Nm, 67A, 315V 1750rpm, 31.5kW 172Nm, 67A, 365V 2000rpm, 36 kW 172Nm, 67A, 415 V water cooling Degree of protection IP65 Incremental encoder HTL 2048 S/R (encoder HTL2048S/R) With temperature sensor KTY 84-130 Design IM B35 (IM V15, (IM V35) PLAIN SHAFT WITHOUT FITTED KEY; BEARING: STANDARD WITH FIXED BEARING, VIBRATION SEVERITY GRADE: R/A, FLANGE ACCURACY: R TERMINAL BOX (ABOVE) CABLE ENTRY ON THE ND-END SIGNAL CONNECTION LEFT | - | 0 | 0
1PH8137-1JF23-0CA1 |  | 1PH8137-1JF23-0CA1 | 1 | UN | 1 | 20 | D | D | N | N | 85015230 | 1 |  | 157 | KG | 5043.6 | 5043.6 | MC05 | MC05 | SIMOTICS M Compact induction motor 1500rpm, 27kW 172Nm, 67A, 315V 1750rpm, 31.5kW 172Nm, 67A, 365V 2000rpm, 36 kW 172Nm, 67A, 415 V water cooling Degree of protection IP65 Incremental encoder HTL 2048 S/R (encoder HTL2048S/R) With temperature sensor KTY 84-130 Design IM B35 (IM V15, (IM V35) PLAIN SHAFT WITHOUT FITTED KEY; BEARING: STANDARD WITH FIXED BEARING, VIBRATION SEVERITY GRADE: S/A, SHAFT AND FLANGE ACCURACY: R TERMINAL BOX (ABOVE) CABLE ENTRY ON THE RIGHT SIGNAL CONNECTION D-END | - | 0 | 0
1PH8137-1JF23-0CB1 |  | 1PH8137-1JF23-0CB1 | 1 | UN | 1 | 20 | D | D | N | N | 85015230 | 1 |  | 157 | KG | 5043.6 | 5043.6 | MC05 | MC05 | SIMOTICS M Compact induction motor 1500rpm, 27kW 172Nm, 67A, 315V 1750rpm, 31.5kW 172Nm, 67A, 365V 2000rpm, 36 kW 172Nm, 67A, 415 V water cooling Degree of protection IP65 Incremental encoder HTL 2048 S/R (encoder HTL2048S/R) With temperature sensor KTY 84-130 Design IM B35 (IM V15, (IM V35) PLAIN SHAFT WITHOUT FITTED KEY; BEARING: STANDARD WITH FIXED BEARING, VIBRATION SEVERITY GRADE: S/A, SHAFT AND FLANGE ACCURACY: R TERMINAL BOX (ABOVE) CABLE ENTRY ON THE LEFT SIGNAL CONNECTION D-END | - | 0 | 0
1PH8137-1JF23-0CC1 |  | 1PH8137-1JF23-0CC1 | 1 | UN | 1 | 20 | D | D | N | N | 85015230 | 1 |  | 157 | KG | 5043.6 | 5043.6 | MC05 | MC05 | SIMOTICS M Compact induction motor 1500rpm, 27kW 172Nm, 67A, 315V 1750rpm, 31.5kW 172Nm, 67A, 365V 2000rpm, 36 kW 172Nm, 67A, 415 V water cooling Degree of protection IP65 Incremental encoder HTL 2048 S/R (encoder HTL2048S/R) With temperature sensor KTY 84-130 Design IM B35 (IM V15, (IM V35) PLAIN SHAFT WITHOUT FITTED KEY; BEARING: STANDARD WITH FIXED BEARING, VIBRATION SEVERITY GRADE: S/A, SHAFT AND FLANGE ACCURACY: R TERMINAL BOX (ABOVE) CABLE ENTRY ON THE ND-END SIGNAL CONNECTION LEFT | - | 0 | 0
1PH8137-1JF23-2BA1 |  | 1PH8137-1JF23-2BA1 | 1 | UN | 1 | 20 | D | D | N | N | 85015230 | 1 |  | 157 | KG | 4913.58 | 4913.58 | MC05 | MC05 | SIMOTICS M Compact induction motor 1500rpm, 27kW 172Nm, 67A, 315V 1750rpm, 31.5kW 172Nm, 67A, 365V 2000rpm, 36 kW 172Nm, 67A, 415 V water cooling Degree of protection IP65 Incremental encoder HTL 2048 S/R (encoder HTL2048S/R) With temperature sensor KTY 84-130 Design IM B35 (IM V15, (IM V35) SHAFT WITH FITTED KEY HALF-KEY BALANCING BEARING: STANDARD WITH FIXED BEARING, VIBRATION SEVERITY GRADE: R/A, FLANGE ACCURACY: R TERMINAL BOX (ABOVE) CABLE ENTRY ON THE RIGHT SIGNAL CONNECTION D-END | - | 0 | 0
1PH8137-1JF23-2BB1 |  | 1PH8137-1JF23-2BB1 | 1 | UN | 1 | 20 | D | D | N | N | 85015230 | 1 |  | 157 | KG | 4913.58 | 4913.58 | MC05 | MC05 | SIMOTICS M Compact induction motor 1500rpm, 27kW 172Nm, 67A, 315V 1750rpm, 31.5kW 172Nm, 67A, 365V 2000rpm, 36 kW 172Nm, 67A, 415 V water cooling Degree of protection IP65 Incremental encoder HTL 2048 S/R (encoder HTL2048S/R) With temperature sensor KTY 84-130 Design IM B35 (IM V15, (IM V35) SHAFT WITH FITTED KEY HALF-KEY BALANCING BEARING: STANDARD WITH FIXED BEARING, VIBRATION SEVERITY GRADE: R/A, FLANGE ACCURACY: R TERMINAL BOX (ABOVE) CABLE ENTRY ON THE LEFT SIGNAL CONNECTION D-END | - | 0 | 0
1PH8137-1JF23-2BC1 |  | 1PH8137-1JF23-2BC1 | 1 | UN | 1 | 20 | D | D | N | N | 85015230 | 1 |  | 157 | KG | 4913.58 | 4913.58 | MC05 | MC05 | SIMOTICS M Compact induction motor 1500rpm, 27kW 172Nm, 67A, 315V 1750rpm, 31.5kW 172Nm, 67A, 365V 2000rpm, 36 kW 172Nm, 67A, 415 V water cooling Degree of protection IP65 Incremental encoder HTL 2048 S/R (encoder HTL2048S/R) With temperature sensor KTY 84-130 Design IM B35 (IM V15, (IM V35) SHAFT WITH FITTED KEY HALF-KEY BALANCING BEARING: STANDARD WITH FIXED BEARING, VIBRATION SEVERITY GRADE: R/A, FLANGE ACCURACY: R TERMINAL BOX (ABOVE) CABLE ENTRY ON THE ND-END SIGNAL CONNECTION LEFT | - | 0 | 0
1PH8137-1JF23-2CA1 |  | 1PH8137-1JF23-2CA1 | 1 | UN | 1 | 20 | D | D | N | N | 85015230 | 1 |  | 157 | KG | 5043.6 | 5043.6 | MC05 | MC05 | SIMOTICS M Compact induction motor 1500rpm, 27kW 172Nm, 67A, 315V 1750rpm, 31.5kW 172Nm, 67A, 365V 2000rpm, 36 kW 172Nm, 67A, 415 V water cooling Degree of protection IP65 Incremental encoder HTL 2048 S/R (encoder HTL2048S/R) With temperature sensor KTY 84-130 Design IM B35 (IM V15, (IM V35) SHAFT WITH FITTED KEY HALF-KEY BALANCING BEARING: STANDARD WITH FIXED BEARING, VIBRATION SEVERITY GRADE: S/A, SHAFT AND FLANGE ACCURACY: R TERMINAL BOX (ABOVE) CABLE ENTRY ON THE RIGHT SIGNAL CONNECTION D-END | - | 0 | 0
1PH8137-1JF23-2CB1 |  | 1PH8137-1JF23-2CB1 | 1 | UN | 1 | 20 | D | D | N | N | 85015230 | 1 |  | 157 | KG | 5043.6 | 5043.6 | MC05 | MC05 | SIMOTICS M Compact induction motor 1500rpm, 27kW 172Nm, 67A, 315V 1750rpm, 31.5kW 172Nm, 67A, 365V 2000rpm, 36 kW 172Nm, 67A, 415 V water cooling Degree of protection IP65 Incremental encoder HTL 2048 S/R (encoder HTL2048S/R) With temperature sensor KTY 84-130 Design IM B35 (IM V15, (IM V35) SHAFT WITH FITTED KEY HALF-KEY BALANCING BEARING: STANDARD WITH FIXED BEARING, VIBRATION SEVERITY GRADE: S/A, SHAFT AND FLANGE ACCURACY: R TERMINAL BOX (ABOVE) CABLE ENTRY ON THE LEFT SIGNAL CONNECTION D-END | - | 0 | 0
1PH8137-1JF23-2CC1 |  | 1PH8137-1JF23-2CC1 | 1 | UN | 1 | 20 | D | D | N | N | 85015230 | 1 |  | 157 | KG | 5043.6 | 5043.6 | MC05 | MC05 | SIMOTICS M Compact induction motor 1500rpm, 27kW 172Nm, 67A, 315V 1750rpm, 31.5kW 172Nm, 67A, 365V 2000rpm, 36 kW 172Nm, 67A, 415 V water cooling Degree of protection IP65 Incremental encoder HTL 2048 S/R (encoder HTL2048S/R) With temperature sensor KTY 84-130 Design IM B35 (IM V15, (IM V35) SHAFT WITH FITTED KEY HALF-KEY BALANCING BEARING: STANDARD WITH FIXED BEARING, VIBRATION SEVERITY GRADE: S/A, SHAFT AND FLANGE ACCURACY: R TERMINAL BOX (ABOVE) CABLE ENTRY ON THE ND-END SIGNAL CONNECTION LEFT | - | 0 | 0
1PH8137-1JG10-2GA1-Z | V90 | 1PH8137-1JG10-2GA1-ZV90 | 1 | UN | 1 | 20 | D | D | N | N | 85015230 | 1 |  | 141 | KG | 3616.72 | 3616.72 | MC05 | MC05 | SIMOTICS M Compact induction motor 2000rpm, 28kW, 134Nm, 60A, 350 V 2300rpm, 29kW, 120Nm, 56A, 400 V 2650rpm, 30 kW, 108Nm, 52A, 460 V forced ventilation; direction of air flow NDE--> DE; Degree of protection IP55 Incremental encoder HTL 2048 S/R (encoder HTL2048S/R) With temperature sensor KTY 84-130 DESIGN IM B3 (IM V5, IM V6) SHAFT WITH FITTED KEY HALF-KEY BALANCING BEARING: STANDARD, VIBRATION SEVERITY GRADE: R/A, SHAFT AND FLANGE ACCURACY: R TERMINAL BOX (ABOVE) CABLE ENTRY ON THE RIGHT SIGNAL CONNECTION D-END V90: SHAFT END 42 X 110 MM COMPATIBLE FOR 1PH7 | - | 0 | 0
1PH8137-1JS03-1BA1-Z | A12 | 1PH8137-1JS03-1BA1-ZA12 | 1 | UN | 1 | 20 | D | D | N | N | 85015230 | 1 |  | 141 | KG | 4253.42 | 4253.42 | MC05 | MC05 | SIMOTICS M Compact induction motor 2000rpm, 29kW 138Nm, 56A, 398V 5000rpm, 27.5kW 53Nm, 56A, 425V 1500rpm, 22 kW 140 Nm, 56A, 308V forced ventilation; direction of air flow DE--> NDE; Degree of protection IP55 Incremental encoder HTL 2048 S/R (encoder HTL2048S/R) With temperature sensor KTY 84-130 Design IM B35 (IM V15, (IM V35) SHAFT WITH FITTED KEY FULL-KEY BALANCING BEARING: STANDARD WITH FIXED BEARING, VIBRATION SEVERITY GRADE: R/A, FLANGE ACCURACY: R TERMINAL BOX (ABOVE) CABLE ENTRY ON THE RIGHT SIGNAL CONNECTION D-END A12: PROTECT. BY PTC THERMISTOR WARNING AND SWITCHOFF | - | 0 | 0
1PH8137-1MD02-0LG1-Z | Q25 | 1PH8137-1MD02-0LG1-ZQ25 | 1 | UN | 1 | 20 | D | D | N | N | 85015230 | 1 |  | 141 | KG | 4413.27 | 4413.27 | MC05 | MC05 | SIMOTICS M Compact induction motor 1150rpm, 19.5 kW 162 Nm, 43 A, 350 V forced ventilation; direction of air flow DE--> NDE; Degree of protection IP55 Incremental encoder sin/cos 1 Vpp Design IM B5 (IMV 1, IM V3) Smooth shaft without feather key; Bearing version: Performance Vibration severity: Special/B; Shaft and flange precision: Special power connector: (top) Cable entry NDE Signal connection left Q25: Fan connection direction NDE customer-specific version SMR-104-2014 | - | 0 | 0
1PH8137-1MD10-0CA1-Z | Q82 | 1PH8137-1MD10-0CA1-ZQ82 | 1 | UN | 1 | 20 | D | D | N | N | 85015230 | 1 |  | 141 | KG | 3752 | 3752 | MC05 | MC05 | SIMOTICS M Compact induction motor 1000rpm, 17 kW, 162Nm, 43A 307V; 1150rpm, 19.5kW, 162Nm 43A, 350V; 1350rpm, 22 kW 156Nm, 42A, 404V forced ventilation; direction of air flow NDE--> DE; Degree of protection IP55 Incremental encoder sin/cos 1 Vpp 2048 S/R with C and D track (encoder IC2048S/R) Type of construction IM B3 (IM V5, IM V6) Smooth shaft without feather key; Bearing version: standard Vibration severity: S/A; Shaft and flange accuracy: R terminal box (top) Cable entry on the right Signal connection DE Q82: Customer-specific bearing preloading | - | 0 | 7
1PH8137-1MF02-0CC1-Z | V90 | 1PH8137-1MF02-0CC1-ZV90 | 1 | UN | 1 | 20 | D | D | N | N | 85015230 | 1 |  | 141 | KG | 4036.67 | 4036.67 | MC05 | MC05 | SIMOTICS M Compact induction motor 1500rpm, 22kW, 140 Nm, 56A, 308V 1750rpm, 25kW, 136Nm, 56A, 352V 2000rpm, 28kW, 134Nm, 55A, 401V forced ventilation; direction of air flow DE--> NDE; Degree of protection IP55 Incremental encoder SIN/COS 1 VPP 2048 S/R with C and D track (encoder IC2048S/R) with temperature sensor KTY 84-130 DESIGN IM B5 (IMV 1,IM V3) PLAIN SHAFT WITHOUT FITTED KEY; BEARING: STANDARD WITH FIXED BEARING, VIBRATION SEVERITY GRADE: S/A, SHAFT AND FLANGE ACCURACY: R TERMINAL BOX (ABOVE) CABLE ENTRY ON THE ND-END SIGNAL CONNECTION LEFT V90: SHAFT END 42 X 110 MM COMPATIBLE FOR 1PH7 | - | 0 | 0
1PH8137-1MF03-0BD2-Z | K09V90 | 1PH8137-1MF03-0BD2-ZK09V90 | 1 | UN | 1 | 20 | D | D | N | N | 85015230 | 1 |  | 141 | KG | 4370.57 | 4370.57 | MC05 | MC05 | SIMOTICS M Compact asynchronous motor 1500 rpm, 22 kW, 140 Nm, 56 A, 308 V 1750 rpm, 25 kW, 136 Nm, 56 A, 352 V 2000 rpm, 28 kW, 134 Nm, 55 A, 401 V Forced ventilation; Direction of air flow DE --> NDE; Degree of protection IP55 Incremental encoder SIN/COS 1 VPP 2048 S/R with C and D track (encoder IC2048S/R) with temperature sensor Pt1000 Design IM B35 (IM V15, (IM V35) PLAIN SHAFT WITHOUT FITTED KEY; BEARING: STANDARD WITH FIXED BEARING, VIBRATION SEVERITY GRADE: R/A, FLANGE ACCURACY: R TERMINAL BOX (ABOVE) CABLE ENTRY ON THE D-END SIGNAL CONNECTION LEFT K09: TERMINAL BOX NON DRIVE END RIGHT CABLE ROUTING ND-END SIGNAL CONNECTION ABOVE V90: SHAFT END 42 X 110 MM COMPATIBLE FOR 1PH7 | - | 0 | 0
1PH8137-1MF03-2HA1-Z | K24V90 | 1PH8137-1MF03-2HA1-ZK24V90 | 1 | UN | 1 | 20 | D | D | N | N | 85015230 | 1 |  | 141 | KG | 4150.24 | 4150.24 | MC05 | MC05 | SIMOTICS M Compact induction motor 1500rpm, 22kW, 140 Nm, 56A, 308V 1750rpm, 25kW, 136Nm, 56A, 352V 2000rpm, 28kW, 134Nm, 55A, 401V forced ventilation; direction of air flow DE--> NDE; Degree of protection IP55 Incremental encoder SIN/COS 1 VPP 2048 S/R with C and D track (encoder IC2048S/R) with temperature sensor KTY 84-130 Design IM B35 (IM V15, (IM V35) SHAFT WITH FITTED KEY HALF-KEY BALANCING BEARING: STANDARD, VIBRATION SEVERITY GRADE: S/A, SHAFT AND FLANGE ACCURACY: R TERMINAL BOX (ABOVE) CABLE ENTRY ON THE RIGHT SIGNAL CONNECTION D-END K24: PRIMING (PALE GREEN) V90: SHAFT END 42 X 110 MM COMPATIBLE FOR 1PH7 | - | 0 | 0
1PH8137-1MF13-1LA1 |  | 1PH8137-1MF13-1LA1 | 1 | UN | 1 | 20 | D | D | N | N | 85015230 | 1 |  | 141 | KG | 4414.47 | 4414.47 | MC05 | MC05 | SIMOTICS M Compact induction motor 1500rpm, 22kW, 140 Nm, 56A, 308V 1750rpm, 25kW, 136Nm, 56A, 353V 2000rpm, 28kW, 134Nm, 55A, 401V forced ventilation; direction of air flow NDE--> DE; Degree of protection IP55 Incremental encoder SIN/COS 1 VPP 2048 S/R with C and D track (encoder IC2048S/R) with temperature sensor KTY 84-130 Design IM B35 (IM V15, (IM V35) SHAFT WITH FITTED KEY FULL-KEY BALANCING BEARING: PERFORMANCE, VIBRATION SEVERITY GRADE: SPECIAL/B, SHAFT AND FLANGE ACCURACY: SPECIAL TERMINAL BOX (ABOVE) CABLE ENTRY ON THE RIGHT SIGNAL CONNECTION D-END | - | 0 | 0
1PH8137-1MG02-1GB1-Z | A12V90 | 1PH8137-1MG02-1GB1-ZA12V90 | 1 | UN | 1 | 20 | D | D | N | N | 85015230 | 1 |  | 141 | KG | 3861.23 | 3861.23 | MC05 | MC05 | SIMOTICS M Compact induction motor 2000rpm, 28kW, 134Nm, 60A, 350 V 2300rpm, 29kW, 120Nm, 56A, 400 V 2650rpm, 30 kW, 108Nm, 52A, 460 V forced ventilation; direction of air flow DE--> NDE; Degree of protection IP55 Incremental encoder SIN/COS 1 VPP 2048 S/R with C and D track (encoder IC2048S/R) with temperature sensor KTY 84-130 DESIGN IM B5 (IMV 1,IM V3) SHAFT WITH FITTED KEY FULL-KEY BALANCING BEARING: STANDARD, VIBRATION SEVERITY GRADE: R/A, SHAFT AND FLANGE ACCURACY: R TERMINAL BOX (ABOVE) CABLE ENTRY ON THE LEFT SIGNAL CONNECTION D-END A12: PROTECT. BY PTC THERMISTOR WARNING AND SWITCHOFF V90: SHAFT END 42 X 110 MM COMPATIBLE FOR 1PH7 | - | 0 | 0
1PH8137-1MG03-2GA1 |  | 1PH8137-1MG03-2GA1 | 1 | UN | 1 | 20 | D | D | N | N | 85015230 | 1 |  | 141 | KG | 3860.09 | 3860.09 | MC05 | MC05 | SIMOTICS M Compact induction motor 2000rpm, 28kW, 134Nm, 60A, 350 V 2300rpm, 29kW, 120Nm, 56A, 400 V 2650rpm, 30 kW, 108Nm, 52A, 460 V forced ventilation; direction of air flow DE--> NDE; Degree of protection IP55 Incremental encoder SIN/COS 1 VPP 2048 S/R with C and D track (encoder IC2048S/R) with temperature sensor KTY 84-130 Design IM B35 (IM V15, (IM V35) SHAFT WITH FITTED KEY HALF-KEY BALANCING BEARING: STANDARD, VIBRATION SEVERITY GRADE: R/A, SHAFT AND FLANGE ACCURACY: R TERMINAL BOX (ABOVE) CABLE ENTRY ON THE RIGHT SIGNAL CONNECTION D-END | - | 0 | 0
1PH8137-1MG12-2BC1-Z | V90 | 1PH8137-1MG12-2BC1-ZV90 | 1 | UN | 1 | 20 | D | D | N | N | 85015230 | 1 |  | 141 | KG | 3906.65 | 3906.65 | MC05 | MC05 | SIMOTICS M Compact induction motor 2000rpm, 28kW, 134Nm, 60A, 350 V 2300rpm, 29kW, 120Nm, 56A, 400 V 2650rpm, 30 kW, 108Nm, 52A, 460 V forced ventilation; direction of air flow NDE--> DE; Degree of protection IP55 Incremental encoder SIN/COS 1 VPP 2048 S/R with C and D track (encoder IC2048S/R) with temperature sensor KTY 84-130 DESIGN IM B5 (IMV 1,IM V3) SHAFT WITH FITTED KEY HALF-KEY BALANCING BEARING: STANDARD WITH FIXED BEARING, VIBRATION SEVERITY GRADE: R/A, FLANGE ACCURACY: R TERMINAL BOX (ABOVE) CABLE ENTRY ON THE ND-END SIGNAL CONNECTION LEFT V90: SHAFT END 42 X 110 MM COMPATIBLE FOR 1PH7 | - | 0 | 0
1PH8137-1MG12-2GA1-Z | G14K18K23V90 | 1PH8137-1MG12-2GA1-ZG14K18K23V90 | 1 | UN | 1 | 20 | D | D | N | N | 85015230 | 1 |  | 141 | KG | 4333.61 | 4333.61 | MC05 | MC05 | SIMOTICS M Compact induction motor 2000rpm, 28kW, 134Nm, 60A, 350 V 2300rpm, 29kW, 120Nm, 56A, 400 V 2650rpm, 30 kW, 108Nm, 52A, 460 V forced ventilation; direction of air flow NDE--> DE; Degree of protection IP55 Incremental encoder SIN/COS 1 VPP 2048 S/R with C and D track (encoder IC2048S/R) with temperature sensor KTY 84-130 DESIGN IM B5 (IMV 1,IM V3) SHAFT WITH FITTED KEY HALF-KEY BALANCING BEARING: STANDARD, VIBRATION SEVERITY GRADE: R/A, SHAFT AND FLANGE ACCURACY: R TERMINAL BOX (ABOVE) CABLE ENTRY ON THE RIGHT SIGNAL CONNECTION D-END G14: FAN ASSEMBLY WITH AIR FILTER K18: RADIAL SHAFT SEAL RING DRIVE END K23: SPECIAL PAINTING WORLDWIDE V90: SHAFT END 42 X 110 MM COMPATIBLE FOR 1PH7 | - | 0 | 0
1PH8137-1MG12-2GA1-Z | K18K23K80V90 | 1PH8137-1MG12-2GA1-ZK18K23K80V90 | 1 | UN | 1 | 20 | D | D | N | N | 85015230 | 1 |  | 141 | KG | 4041.87 | 4041.87 | MC05 | MC05 | SIMOTICS M Compact induction motor 2000rpm, 28kW, 134Nm, 60A, 350 V 2300rpm, 29kW, 120Nm, 56A, 400 V 2650rpm, 30 kW, 108Nm, 52A, 460 V forced ventilation; direction of air flow NDE--> DE; Degree of protection IP55 Incremental encoder SIN/COS 1 VPP 2048 S/R with C and D track (encoder IC2048S/R) with temperature sensor KTY 84-130 DESIGN IM B5 (IMV 1,IM V3) SHAFT WITH FITTED KEY HALF-KEY BALANCING BEARING: STANDARD, VIBRATION SEVERITY GRADE: R/A, SHAFT AND FLANGE ACCURACY: R TERMINAL BOX (ABOVE) CABLE ENTRY ON THE RIGHT SIGNAL CONNECTION D-END K18: RADIAL SHAFT SEAL RING DRIVE END K23: SPECIAL PAINTING WORLDWIDE K80: PIPE CONNECTION NDE V90: SHAFT END 42 X 110 MM COMPATIBLE FOR 1PH7 | - | 0 | 0
1PH8137-1MG12-2GA1-Z | K18K23V90 | 1PH8137-1MG12-2GA1-ZK18K23V90 | 1 | UN | 1 | 20 | D | D | N | N | 85015230 | 1 |  | 141 | KG | 4041.87 | 4041.87 | MC05 | MC05 | SIMOTICS M Compact induction motor 2000rpm, 28kW, 134Nm, 60A, 350 V 2300rpm, 29kW, 120Nm, 56A, 400 V 2650rpm, 30 kW, 108Nm, 52A, 460 V forced ventilation; direction of air flow NDE--> DE; Degree of protection IP55 Incremental encoder SIN/COS 1 VPP 2048 S/R with C and D track (encoder IC2048S/R) with temperature sensor KTY 84-130 DESIGN IM B5 (IMV 1,IM V3) SHAFT WITH FITTED KEY HALF-KEY BALANCING BEARING: STANDARD, VIBRATION SEVERITY GRADE: R/A, SHAFT AND FLANGE ACCURACY: R TERMINAL BOX (ABOVE) CABLE ENTRY ON THE RIGHT SIGNAL CONNECTION D-END K18: RADIAL SHAFT SEAL RING DRIVE END K23: SPECIAL PAINTING WORLDWIDE V90: SHAFT END 42 X 110 MM COMPATIBLE FOR 1PH7 | - | 0 | 0
1PH8137-1MG90-1BB1-Z | K10L1AQ21Y84 | 1PH8137-1MG90-1BB1-ZK10L1AQ21Y84 | 1 | UN | 1 | 20 | D | D | N | N | 85015230 | 1 |  | 141 | KG | 5612.5 | 5612.5 | MC05 | MC05 | SIMOTICS M Compact induction motor 2000rpm, 28 kW, 134Nm, 60 A, 350 V 2300rpm, 29 kW, 120Nm, 56A, 400 V 2650rpm, 30 kW, 108Nm, 52A, 460 V Forced ventilation; direction of air flow DE--> NDE; Degree of protection IP55 Motor customer-spec. Offer number SMR-19-2012 K10: Terminal box NDE left Q21: screw lock washer with Loctite L1A: special fan Y84: customer text | - | 0 | 0
1PH8137-1MS00-0LA1-Z | A12A25B02X01 | 1PH8137-1MS00-0LA1-ZA12A25B02X01 | 1 | UN | 1 | 20 | D | D | N | N | 85015230 | 1 |  | 141 | KG | 4453.35 | 4453.35 | MC05 | MC05 | SIMOTICS M Compact induction motor 2000rpm, 29kW 138Nm, 56A, 398V 5000rpm, 27.5kW 53Nm, 56A, 425V 1500rpm, 22 kW 140 Nm, 56A, 308V forced ventilation; direction of air flow DE--> NDE; Degree of protection IP55 Incremental encoder SIN/COS 1 VPP 2048 S/R with C and D track (encoder IC2048S/R) with temperature sensor KTY 84-130 DESIGN IM B3 (IM V5, IM V6) PLAIN SHAFT WITHOUT FITTED KEY; BEARING: PERFORMANCE, VIBRATION SEVERITY GRADE: SPECIAL/B, SHAFT AND FLANGE ACCURACY: SPECIAL TERMINAL BOX (ABOVE) CABLE ENTRY ON THE RIGHT SIGNAL CONNECTION D-END A12: PROTECT. BY PTC THERMISTOR WARNING AND SWITCHOFF A25: Additional temperature sensor on signal terminal block B02: TEST CERTIFICATE EN 10 204-3.1 FOR ORDERED MOTOR X01: Paint finish in RAL 9005 (matte black) | - | 0 | 0
1PH8137-1MZ03-0CA1 | K6D | 1PH8137-1MZ03-0CA1K6D | 1 | UN | 1 | 20 | D | D | N | N | 85015230 | 1 |  | 141 | KG | 4139.95 | 4139.95 | MC05 | MC05 | SIMOTICS M Compact induction motor 900 rpm, 12.5 kW, 133Nm, 30 A forced ventilation Direction of air flow DE--> NDE Degree of protection IP55 Motor customer-spec. Offer number SMR-54-2013 K6D: Customer-specific winding | - | 0 | 7
1PH8137-1MZ13-0CA1 | K6D | 1PH8137-1MZ13-0CA1K6D | 1 | UN | 1 | 20 | D | D | N | N | 85015230 | 1 |  | 141 | KG | 4002.26 | 4002.26 | MC05 | MC05 | SIMOTICS M Compact induction motor 900 rpm, 12.5 kW, 133Nm, 30 A Forced ventilation; direction of air flow NDE--> DE; Degree of protection IP55 Motor customer-spec. Offer number SMR-54-2013 K6D: Customer-specific winding | - | 0 | 7
1PH8137-1MZ13-0CA1-Z | K6DQ82 | 1PH8137-1MZ13-0CA1-ZK6DQ82 | 1 | UN | 1 | 20 | D | D | N | N | 85015230 | 1 |  | 141 | KG | 4065.12 | 4065.12 | MC05 | MC05 | SIMOTICS M Compact induction motor 900 rpm, 12.5kW, 133Nm, 30 A forced ventilation; Direction of air flow DE--> NDE; Degree of protection IP55 Motor customer-spec. Offer number SMR-54-2013 K6D: Customer-specific winding Q82: Customer-specific bearing preloading | - | 0 | 7
1PH8137-1SD02-2LA1 |  | 1PH8137-1SD02-2LA1 | 1 | UN | 1 | 20 | D | D | N | N | 85015230 | 1 |  | 141 | KG | 5558.55 | 5558.55 | MC05 | MC05 | SIMOTICS M Compact induction motor 1000rpm, 17kW 162Nm, 43A, 307V 1150rpm, 19.5kW 162Nm, 43A, 350 V 1350rpm, 22 kW 156Nm, 42A, 404V forced ventilation; direction of air flow DE--> NDE; Degree of protection IP55 Incremental encoder 19-bit Without commutation position (encoder IN19DQ) with DRIVE-CLiQ interface DESIGN IM B5 (IMV 1,IM V3) SHAFT WITH FITTED KEY HALF-KEY BALANCING BEARING: PERFORMANCE, VIBRATION SEVERITY GRADE: SPECIAL/B, SHAFT AND FLANGE ACCURACY: SPECIAL TERMINAL BOX (ABOVE) CABLE ENTRY ON THE RIGHT SIGNAL CONNECTION D-END | - | 0 | 0
1PH8137-1SF03-3LF1 |  | 1PH8137-1SF03-3LF1 | 1 | UN | 1 | 20 | D | D | N | N | 85015230 | 1 |  | 143.5 | KG | 6823.33 | 6823.33 | MC05 | MC05 | SIMOTICS M Compact induction motor 1500rpm, 22kW, 140 Nm, 56A, 308V 1750rpm, 25kW, 136Nm, 56A, 352V 2000rpm, 28kW, 134Nm, 55A, 401V forced ventilation; direction of air flow DE--> NDE; Degree of protection IP55 Incremental encoder 19-bit Without commutation position (encoder IN19DQ) with DRIVE-CLiQ interface Design IM B35 (IM V15, (IM V35) PLAIN HOLLOW-SHAFT BEARING: PERFORMANCE, VIBRATION SEVERITY GRADE: SPECIAL/B, SHAFT AND FLANGE ACCURACY: SPECIAL POWER CONNECTOR(ABOVE) CABLE ENTRY ON THE LEFT SIGNAL CONNECTION D-END | - | 0 | 0
1PH8137-1SF23-3LF1 |  | 1PH8137-1SF23-3LF1 | 1 | UN | 1 | 20 | D | D | N | N | 85015230 | 1 |  | 159.5 | KG | 7627.98 | 7627.98 | MC05 | MC05 | SIMOTICS M Compact induction motor 1500rpm, 27kW 172Nm, 67A, 315V 1750rpm, 31.5kW 172Nm, 67A, 365V 2000rpm, 36 kW 172Nm, 67A, 415 V water cooling Degree of protection IP65 Incremental encoder 19-bit Without commutation position (encoder IN19DQ) with DRIVE-CLiQ interface Design IM B35 (IM V15, (IM V35) PLAIN HOLLOW-SHAFT BEARING: PERFORMANCE, VIBRATION SEVERITY GRADE: SPECIAL/B, SHAFT AND FLANGE ACCURACY: SPECIAL POWER CONNECTOR(ABOVE) CABLE ENTRY ON THE LEFT SIGNAL CONNECTION D-END | - | 0 | 0
1PH8137-1SG10-2LA1 |  | 1PH8137-1SG10-2LA1 | 1 | UN | 1 | 20 | D | D | N | N | 85015230 | 1 |  | 141 | KG | 5399.6 | 5399.6 | MC05 | MC05 | SIMOTICS M Compact induction motor 2000rpm, 28kW, 134Nm, 60A, 350 V 2300rpm, 29kW, 120Nm, 56A, 400 V 2650rpm, 30 kW, 108Nm, 52A, 460 V forced ventilation; direction of air flow NDE--> DE; Degree of protection IP55 Incremental encoder 19-bit Without commutation position (encoder IN19DQ) with DRIVE-CLiQ interface DESIGN IM B3 (IM V5, IM V6) SHAFT WITH FITTED KEY HALF-KEY BALANCING BEARING: PERFORMANCE, VIBRATION SEVERITY GRADE: SPECIAL/B, SHAFT AND FLANGE ACCURACY: SPECIAL TERMINAL BOX (ABOVE) CABLE ENTRY ON THE RIGHT SIGNAL CONNECTION D-END | - | 0 | 0
1PH8137-1SS00-0LA1 |  | 1PH8137-1SS00-0LA1 | 1 | UN | 1 | 20 | D | D | N | N | 85015230 | 1 |  | 141 | KG | 5399.6 | 5399.6 | MC05 | MC05 | SIMOTICS M Compact induction motor 2000rpm, 29kW 138Nm, 56A, 398V 5000rpm, 27.5kW 53Nm, 56A, 425V 1500rpm, 22 kW 140 Nm, 56A, 308V forced ventilation; direction of air flow DE--> NDE; Degree of protection IP55 Incremental encoder 19-bit Without commutation position (encoder IN19DQ) with DRIVE-CLiQ interface DESIGN IM B3 (IM V5, IM V6) PLAIN SHAFT WITHOUT FITTED KEY; BEARING: PERFORMANCE, VIBRATION SEVERITY GRADE: SPECIAL/B, SHAFT AND FLANGE ACCURACY: SPECIAL TERMINAL BOX (ABOVE) CABLE ENTRY ON THE RIGHT SIGNAL CONNECTION D-END | - | 0 | 0
1PH8137-1SS03-1LA1 |  | 1PH8137-1SS03-1LA1 | 1 | UN | 1 | 20 | D | D | N | N | 85015230 | 1 |  | 141 | KG | 5760.85 | 5760.85 | MC05 | MC05 | SIMOTICS M Compact induction motor 2000rpm, 29kW 138Nm, 56A, 398V 5000rpm, 27.5kW 53Nm, 56A, 425V 1500rpm, 22 kW 140 Nm, 56A, 308V forced ventilation; direction of air flow DE--> NDE; Degree of protection IP55 Incremental encoder 19-bit Without commutation position (encoder IN19DQ) with DRIVE-CLiQ interface Design IM B35 (IM V15, (IM V35) SHAFT WITH FITTED KEY FULL-KEY BALANCING BEARING: PERFORMANCE, VIBRATION SEVERITY GRADE: SPECIAL/B, SHAFT AND FLANGE ACCURACY: SPECIAL TERMINAL BOX (ABOVE) CABLE ENTRY ON THE RIGHT SIGNAL CONNECTION D-END | - | 0 | 0
1PH8137-1UD02-1LC1 |  | 1PH8137-1UD02-1LC1 | 1 | UN | 1 | 20 | D | D | N | N | 85015230 | 1 |  | 141 | KG | 4800.28 | 4800.28 | MC05 | MC05 | SIMOTICS M Compact induction motor 1000rpm, 17kW 162Nm, 43A, 307V 1150rpm, 19.5kW 162Nm, 43A, 350 V 1350rpm, 22 kW 156Nm, 42A, 404V forced ventilation; direction of air flow DE--> NDE; Degree of protection IP55 Incremental encoder 20-bit Without commutation position (encoder IN20DQ) with DRIVE-CLiQ interface DESIGN IM B5 (IMV 1,IM V3) SHAFT WITH FITTED KEY FULL-KEY BALANCING BEARING: PERFORMANCE, VIBRATION SEVERITY GRADE: SPECIAL/B, SHAFT AND FLANGE ACCURACY: SPECIAL TERMINAL BOX (ABOVE) CABLE ENTRY ON THE ND-END SIGNAL CONNECTION LEFT | - | 0 | 0
1PH8137-1UF00-1LC1 |  | 1PH8137-1UF00-1LC1 | 1 | UN | 1 | 20 | D | D | N | N | 85015230 | 1 |  | 141 | KG | 4641.33 | 4641.33 | MC05 | MC05 | SIMOTICS M Compact induction motor 1500rpm, 22kW, 140 Nm, 56A, 308V 1750rpm, 25kW, 136Nm, 56A, 352V 2000rpm, 28kW, 134Nm, 55A, 401V forced ventilation; direction of air flow DE--> NDE; Degree of protection IP55 Incremental encoder 20-bit Without commutation position (encoder IN20DQ) with DRIVE-CLiQ interface DESIGN IM B3 (IM V5, IM V6) SHAFT WITH FITTED KEY FULL-KEY BALANCING BEARING: PERFORMANCE, VIBRATION SEVERITY GRADE: SPECIAL/B, SHAFT AND FLANGE ACCURACY: SPECIAL TERMINAL BOX (ABOVE) CABLE ENTRY ON THE ND-END SIGNAL CONNECTION LEFT | - | 0 | 0
1PH8137-1UG00-2LC1 |  | 1PH8137-1UG00-2LC1 | 1 | UN | 1 | 20 | D | D | N | N | 85015230 | 1 |  | 141 | KG | 4641.33 | 4641.33 | MC05 | MC05 | SIMOTICS M Compact induction motor 2000rpm, 28kW, 134Nm, 60A, 350 V 2300rpm, 29kW, 120Nm, 56A, 400 V 2650rpm, 30 kW, 108Nm, 52A, 460 V forced ventilation; direction of air flow DE--> NDE; Degree of protection IP55 Incremental encoder 20-bit Without commutation position (encoder IN20DQ) with DRIVE-CLiQ interface DESIGN IM B3 (IM V5, IM V6) SHAFT WITH FITTED KEY HALF-KEY BALANCING BEARING: PERFORMANCE, VIBRATION SEVERITY GRADE: SPECIAL/B, SHAFT AND FLANGE ACCURACY: SPECIAL TERMINAL BOX (ABOVE) CABLE ENTRY ON THE ND-END SIGNAL CONNECTION LEFT | - | 0 | 0
1PH8137-1UG02-2LA1 |  | 1PH8137-1UG02-2LA1 | 1 | UN | 1 | 20 | D | D | N | N | 85015230 | 1 |  | 141 | KG | 4800.28 | 4800.28 | MC05 | MC05 | SIMOTICS M Compact induction motor 2000rpm, 28kW, 134Nm, 60A, 350 V 2300rpm, 29kW, 120Nm, 56A, 400 V 2650rpm, 30 kW, 108Nm, 52A, 460 V forced ventilation; direction of air flow DE--> NDE; Degree of protection IP55 Incremental encoder 20-bit Without commutation position (encoder IN20DQ) with DRIVE-CLiQ interface DESIGN IM B5 (IMV 1,IM V3) SHAFT WITH FITTED KEY HALF-KEY BALANCING BEARING: PERFORMANCE, VIBRATION SEVERITY GRADE: SPECIAL/B, SHAFT AND FLANGE ACCURACY: SPECIAL TERMINAL BOX (ABOVE) CABLE ENTRY ON THE RIGHT SIGNAL CONNECTION D-END | - | 0 | 0
1PH8137-1UG03-2LA1 |  | 1PH8137-1UG03-2LA1 | 1 | UN | 1 | 20 | D | D | N | N | 85015230 | 1 |  | 141 | KG | 5002.58 | 5002.58 | MC05 | MC05 | SIMOTICS M Compact induction motor 2000rpm, 28kW, 134Nm, 60A, 350 V 2300rpm, 29kW, 120Nm, 56A, 400 V 2650rpm, 30 kW, 108Nm, 52A, 460 V forced ventilation; direction of air flow DE--> NDE; Degree of protection IP55 Incremental encoder 20-bit Without commutation position (encoder IN20DQ) with DRIVE-CLiQ interface Design IM B35 (IM V15, (IM V35) SHAFT WITH FITTED KEY HALF-KEY BALANCING BEARING: PERFORMANCE, VIBRATION SEVERITY GRADE: SPECIAL/B, SHAFT AND FLANGE ACCURACY: SPECIAL TERMINAL BOX (ABOVE) CABLE ENTRY ON THE RIGHT SIGNAL CONNECTION D-END | - | 0 | 0
1PH8137-1US00-2LA1 |  | 1PH8137-1US00-2LA1 | 1 | UN | 1 | 20 | D | D | N | N | 85015230 | 1 |  | 141 | KG | 4641.33 | 4641.33 | MC05 | MC05 | SIMOTICS M Compact induction motor 2000rpm, 29kW 138Nm, 56A, 398V 5000rpm, 27.5kW 53Nm, 56A, 425V 1500rpm, 22 kW 140 Nm, 56A, 308V forced ventilation; direction of air flow DE--> NDE; Degree of protection IP55 Incremental encoder 20-bit Without commutation position (encoder IN20DQ) with DRIVE-CLiQ interface DESIGN IM B3 (IM V5, IM V6) SHAFT WITH FITTED KEY HALF-KEY BALANCING BEARING: PERFORMANCE, VIBRATION SEVERITY GRADE: SPECIAL/B, SHAFT AND FLANGE ACCURACY: SPECIAL TERMINAL BOX (ABOVE) CABLE ENTRY ON THE RIGHT SIGNAL CONNECTION D-END | - | 0 | 0
1PH8137-2DF00-2BA1 |  | 1PH8137-2DF00-2BA1 | 1 | UN | 1 | 40 | X | D | N | N | 85015290 | 1 |  | 136 | KG | 8498.6 | 8498.6 | MC05 | MC05 | SIMOTICS M Compact synchronous motor 1500rpm, 30.6kW 195Nm, 60A, 356V 1750rpm, 35.6kW 194Nm, 59A, 412V 2000rpm, 40 kW 191Nm, 59A, 449V forced ventilation; direction of air flow DE--> NDE; Degree of protection IP55 Incremental encoder 22-bit with commutation position (encoder IC22DQ) with DRIVE-CLiQ interface DESIGN IM B3 (IM V5, IM V6) SHAFT WITH FITTED KEY HALF-KEY BALANCING BEARING: STANDARD WITH FIXED BEARING, VIBRATION SEVERITY GRADE: R/A, FLANGE ACCURACY: R TERMINAL BOX (ABOVE) CABLE ENTRY ON THE RIGHT SIGNAL CONNECTION D-END | - | 0 | 0
1PH8137-2DF02-1BC1 |  | 1PH8137-2DF02-1BC1 | 1 | UN | 1 | 40 | X | D | N | N | 85015290 | 1 |  | 136 | KG | 8657.55 | 8657.55 | MC05 | MC05 | SIMOTICS M Compact synchronous motor 1500rpm, 30.6kW 195Nm, 60A, 356V 1750rpm, 35.6kW 194Nm, 59A, 412V 2000rpm, 40 kW 191Nm, 59A, 449V forced ventilation; direction of air flow DE--> NDE; Degree of protection IP55 Incremental encoder 22-bit with commutation position (encoder IC22DQ) with DRIVE-CLiQ interface DESIGN IM B5 (IMV 1,IM V3) SHAFT WITH FITTED KEY FULL-KEY BALANCING BEARING: STANDARD WITH FIXED BEARING, VIBRATION SEVERITY GRADE: R/A, FLANGE ACCURACY: R TERMINAL BOX (ABOVE) CABLE ENTRY ON THE ND-END SIGNAL CONNECTION LEFT | - | 0 | 0
1PH8137-2DF22-1BC1 |  | 1PH8137-2DF22-1BC1 | 1 | UN | 1 | 40 | X | D | N | N | 85015290 | 1 |  | 153 | KG | 8193.69 | 8193.69 | MC05 | MC05 | SIMOTICS M Compact synchronous motor 1500rpm, 32.7kW 208Nm, 58A, 371V 1750rpm, 37 kW 202Nm, 58A, 415 V 2000rpm, 40.6kW 194Nm, 57A, 449V water cooling Degree of protection IP65 Incremental encoder 22-bit with commutation position (encoder IC22DQ) with DRIVE-CLiQ interface DESIGN IM B5 (IMV 1,IM V3) SHAFT WITH FITTED KEY FULL-KEY BALANCING BEARING: STANDARD WITH FIXED BEARING, VIBRATION SEVERITY GRADE: R/A, FLANGE ACCURACY: R TERMINAL BOX (ABOVE) CABLE ENTRY ON THE ND-END SIGNAL CONNECTION LEFT | - | 0 | 0
1PH8137-2DM00-1FA1 |  | 1PH8137-2DM00-1FA1 | 1 | UN | 1 | 40 | X | D | N | N | 85015290 | 1 |  | 136 | KG | 8586.1 | 8586.1 | MC05 | MC05 | SIMOTICS M Compact synchronous motor 3000rpm, 57.5kW 183Nm, 104A, 370V 3300RPM, 62.2kW 180Nm, 102A, 405V 3600RPM 66.7kW 177Nm, 100 A, 440 V forced ventilation; direction of air flow DE--> NDE; Degree of protection IP55 Incremental encoder 22-bit with commutation position (encoder IC22DQ) with DRIVE-CLiQ interface DESIGN IM B3 (IM V5, IM V6) SHAFT WITH FITTED KEY FULL-KEY BALANCING BEARING: INCREASED RADIAL FORCES, VIBRATION SEVERITY GRADE: R/A, SHAFT AND FLANGE ACCURACY: R TERMINAL BOX (ABOVE) CABLE ENTRY ON THE RIGHT SIGNAL CONNECTION D-END | - | 0 | 0
1PH8137-2DM00-2BC1 |  | 1PH8137-2DM00-2BC1 | 1 | UN | 1 | 40 | X | D | N | N | 85015290 | 1 |  | 136 | KG | 8498.6 | 8498.6 | MC05 | MC05 | SIMOTICS M Compact synchronous motor 3000rpm, 57.5kW 183Nm, 104A, 370V 3300RPM, 62.2kW 180Nm, 102A, 405V 3600RPM 66.7kW 177Nm, 100 A, 440 V forced ventilation; direction of air flow DE--> NDE; Degree of protection IP55 Incremental encoder 22-bit with commutation position (encoder IC22DQ) with DRIVE-CLiQ interface DESIGN IM B3 (IM V5, IM V6) SHAFT WITH FITTED KEY HALF-KEY BALANCING BEARING: STANDARD WITH FIXED BEARING, VIBRATION SEVERITY GRADE: R/A, FLANGE ACCURACY: R TERMINAL BOX (ABOVE) CABLE ENTRY ON THE ND-END SIGNAL CONNECTION LEFT | - | 0 | 0
1PH8137-2FF10-1BA1 |  | 1PH8137-2FF10-1BA1 | 1 | UN | 1 | 40 | X | D | N | N | 85015290 | 1 |  | 136 | KG | 9105.5 | 9105.5 | MC05 | MC05 | SIMOTICS M Compact synchronous motor 1500rpm, 30.6kW 195Nm, 60A, 356V 1750rpm, 35.6kW 194Nm, 59A, 412V 2000rpm, 40 kW 191Nm, 59A, 449V forced ventilation; direction of air flow NDE--> DE; Degree of protection IP55 Absolute encoder 22-bit Single-turn and 12-bit multi-turn (encoder AM22DQ) with DRIVE-CLiQ interface DESIGN IM B3 (IM V5, IM V6) SHAFT WITH FITTED KEY FULL-KEY BALANCING BEARING: STANDARD WITH FIXED BEARING, VIBRATION SEVERITY GRADE: R/A, FLANGE ACCURACY: R TERMINAL BOX (ABOVE) CABLE ENTRY ON THE RIGHT SIGNAL CONNECTION D-END | - | 0 | 0
1PH8137-2FG22-0ZA1-Z | P1AQ19Q59V91Y84 | 1PH8137-2FG22-0ZA1-ZP1AQ19Q59V91Y84 | 1 | UN | 1 | 40 | X | D | N | N | 85015290 | 1 |  | 160 | KG | 11555.98 | 11555.98 | MC05 | MC05 | SIMOTICS M Compact synchronous motor 2300rpm, 50.5kW, 210Nm, 84A, 424V Water cooling; Degree of protection IP65 Absolute encoder 22-bit Single-turn and 12-bit Multi-turn (encoder AM22DQ) with Drive-CLiQ interface Type of construction IM B5 (IMV 1, IM V3) Smooth shaft without fitted key P1A: Special bearings With open regreasing Q19: Special spray protection Q59: Interface for lifting equipment BS V91: Shaft extension 48x 82mm 1FT6-compatible Y84: Customer spec. rating plate Customer-specific according to SMR-20-2014 | - | 0 | 7
1PH8137-2FL00-0BA1 |  | 1PH8137-2FL00-0BA1 | 1 | UN | 1 | 40 | X | D | N | N | 85015290 | 1 |  | 136 | KG | 9105.5 | 9105.5 | MC05 | MC05 | SIMOTICS M Compact synchronous motor 2500rpm, 48.4kW 185Nm, 83A, 371V 2800rpm, 53.4kW 182Nm, 82A, 415 V 3000rpm, 56.9kW 181Nm, 81A, 449V forced ventilation; direction of air flow DE--> NDE; Degree of protection IP55 Absolute encoder 22-bit Single-turn and 12-bit multi-turn (encoder AM22DQ) with DRIVE-CLiQ interface DESIGN IM B3 (IM V5, IM V6) PLAIN SHAFT WITHOUT FITTED KEY; BEARING: STANDARD WITH FIXED BEARING, VIBRATION SEVERITY GRADE: R/A, FLANGE ACCURACY: R TERMINAL BOX (ABOVE) CABLE ENTRY ON THE RIGHT SIGNAL CONNECTION D-END | - | 0 | 0
1PH8137-2MF03-1CG1 |  | 1PH8137-2MF03-1CG1 | 1 | UN | 1 | 40 | X | D | N | N | 85015290 | 1 |  | 136 | KG | 8539.38 | 8539.38 | MC05 | MC05 | SIMOTICS M Compact synchronous motor 1500rpm, 30.6kW 195Nm, 60A, 356V 1750rpm, 35.6kW 194Nm, 59A, 412V 2000rpm, 40 kW 191Nm, 59A, 449V forced ventilation; direction of air flow DE--> NDE; Degree of protection IP55 Incremental encoder SIN/COS 1 VPP 2048 S/R with C and D track (encoder IC2048S/R) with temperature sensor KTY 84-130 Design IM B35 (IM V15, (IM V35) SHAFT WITH FITTED KEY FULL-KEY BALANCING BEARING: STANDARD WITH FIXED BEARING, VIBRATION SEVERITY GRADE: S/A, SHAFT AND FLANGE ACCURACY: R POWER CONNECTOR (ABOVE) CABLE ENTRY ON THE ND-END SIGNAL CONNECTION LEFT | - | 0 | 0
1PH8137-2MZ00-0CB1 | K6C | 1PH8137-2MZ00-0CB1K6C | 1 | UN | 1 | 40 | X | D | N | N | 85015290 | 1 |  | 136 | KG | 8668.78 | 8668.78 | MC05 | MC05 | SIMOTICS M Compact synchronous motor 3000 rpm, 57.5kW, 183Nm, 104A 3300RPM, 62.2kW, 180Nm, 102A 3600 rpm 66.7kW, 177Nm, 100 A Forced ventilation; Degree of protection IP55 Motor customer-spec. Offer number SMR-111-2012 K6C: Customer-specific winding | - | 0 | 0
1PH8137-3DD02-2AA1-Z | U65 | 1PH8137-3DD02-2AA1-ZU65 | 1 | UN | 1 | 20 | D | D | N | N | 85015230 | 1 |  | 187 | KG | 6806.28 | 6806.28 | MC05 | MC05 | SIMOTICS M Compact induction motor 1000rpm, 17kW 162Nm, 43A, 307V 1150rpm, 19.5kW 162Nm, 43A, 350 V 1350rpm, 22 kW 156Nm, 42A, 404V forced ventilation; direction of air flow DE--> NDE; Degree of protection IP55 Incremental encoder 22-bit with commutation position (encoder IC22DQ) with DRIVE-CLiQ interface DESIGN IM B5 (IMV 1,IM V3) SHAFT WITH FITTED KEY HALF-KEY BALANCING BEARING: STANDARD VIBRATION SEVERITY GRADE A; SHAFT A.FLANGE ACCURACY GR.N TERMINAL BOX (ABOVE) CABLE ENTRY ON THE RIGHT SIGNAL CONNECTION D-END U65: HOLDING BRAKE DC 24 V | - | 0 | 0
1PH8137-3DD03-2AA1-Z | U65 | 1PH8137-3DD03-2AA1-ZU65 | 1 | UN | 1 | 20 | D | D | N | N | 85015230 | 1 |  | 187 | KG | 7008.58 | 7008.58 | MC05 | MC05 | SIMOTICS M Compact induction motor 1000rpm, 17kW 162Nm, 43A, 307V 1150rpm, 19.5kW 162Nm, 43A, 350 V 1350rpm, 22 kW 156Nm, 42A, 404V forced ventilation; direction of air flow DE--> NDE; Degree of protection IP55 Incremental encoder 22-bit with commutation position (encoder IC22DQ) with DRIVE-CLiQ interface Design IM B35 (IM V15, (IM V35) SHAFT WITH FITTED KEY HALF-KEY BALANCING BEARING: STANDARD VIBRATION SEVERITY GRADE A; SHAFT A.FLANGE ACCURACY GR.N TERMINAL BOX (ABOVE) CABLE ENTRY ON THE RIGHT SIGNAL CONNECTION D-END U65: HOLDING BRAKE DC 24 V | - | 0 | 0
1PH8137-3DF02-2AA1-Z | U60X12 | 1PH8137-3DF02-2AA1-ZU60X12 | 1 | UN | 1 | 20 | D | D | N | N | 85015230 | 1 |  | 187 | KG | 6846.58 | 6846.58 | MC05 | MC05 | SIMOTICS M Compact induction motor 1500rpm, 22kW, 140 Nm, 56A, 308V 1750rpm, 25kW, 136Nm, 56A, 352V 2000rpm, 28kW, 134Nm, 55A, 401V forced ventilation; direction of air flow DE--> NDE; Degree of protection IP55 Incremental encoder 22-bit with commutation position (encoder IC22DQ) with DRIVE-CLiQ interface DESIGN IM B5 (IMV 1,IM V3) SHAFT WITH FITTED KEY HALF-KEY BALANCING BEARING: STANDARD VIBRATION SEVERITY GRADE A; SHAFT A.FLANGE ACCURACY GR.N TERMINAL BOX (ABOVE) CABLE ENTRY ON THE RIGHT SIGNAL CONNECTION D-END U60: HOLDING BRAKE 230 V X12: PAINT FINISH RAL 5010 (GENTIAN BLUE) | - | 0 | 0
1PH8137-3DG02-2AA1-Z | U66 | 1PH8137-3DG02-2AA1-ZU66 | 1 | UN | 1 | 20 | D | D | N | N | 85015230 | 1 |  | 187 | KG | 6894.46 | 6894.46 | MC05 | MC05 | SIMOTICS M Compact induction motor 2000rpm, 28kW, 134Nm, 60A, 350 V 2300rpm, 29kW, 120Nm, 56A, 400 V 2650rpm, 30 kW, 108Nm, 52A, 460 V forced ventilation; direction of air flow DE--> NDE; Degree of protection IP55 Incremental encoder 22-bit with commutation position (encoder IC22DQ) with DRIVE-CLiQ interface DESIGN IM B5 (IMV 1,IM V3) SHAFT WITH FITTED KEY HALF-KEY BALANCING BEARING: STANDARD VIBRATION SEVERITY GRADE A; SHAFT A.FLANGE ACCURACY GR.N TERMINAL BOX (ABOVE) CABLE ENTRY ON THE RIGHT SIGNAL CONNECTION D-END U66: HOLDING BRAKE DC 24 V WITH MICROSWITCH | - | 0 | 0
1PH8137-3EG03-0AA1-Z | K23U63V90 | 1PH8137-3EG03-0AA1-ZK23U63V90 | 1 | UN | 1 | 20 | D | D | N | N | 85015230 | 1 |  | 187 | KG | 7320.76 | 7320.76 | MC05 | MC05 | SIMOTICS M Compact induction motor 2000rpm, 28kW, 134Nm, 60A, 350 V 2300rpm, 29kW, 120Nm, 56A, 400 V 2650rpm, 30 kW, 108Nm, 52A, 460 V forced ventilation; direction of air flow DE--> NDE; Degree of protection IP55 ABSOLUTE ENCODER ENDAT 2048 S/R (ENCODER AM2048S/R) with TEMPERAT. SENSOR KTY84-130 Design IM B35 (IM V15, (IM V35) PLAIN SHAFT WITHOUT FITTED KEY; BEARING: STANDARD VIBRATION SEVERITY GRADE A; SHAFT A.FLANGE ACCURACY GR.N TERMINAL BOX (ABOVE) CABLE ENTRY ON THE RIGHT SIGNAL CONNECTION D-END K23: SPECIAL PAINTING WORLDWIDE U63: HOLDING BRAKE 230 V WITH MICROSWITCH AND MANUAL AIR LEVER V90: SHAFT END 42 X 110 MM COMPATIBLE FOR 1PH7 | - | 0 | 0
1PH8137-3FG13-2AA1-Z | U68 | 1PH8137-3FG13-2AA1-ZU68 | 1 | UN | 1 | 20 | D | D | N | N | 85015230 | 1 |  | 187 | KG | 7810.51 | 7810.51 | MC05 | MC05 | SIMOTICS M Compact induction motor 2000rpm, 28kW, 134Nm, 60A, 350 V 2300rpm, 29kW, 120Nm, 56A, 400 V 2650rpm, 30 kW, 108Nm, 52A, 460 V forced ventilation; direction of air flow NDE--> DE; Degree of protection IP55 Absolute encoder 22-bit Single-turn and 12-bit multi-turn (encoder AM22DQ) with DRIVE-CLiQ interface Design IM B35 (IM V15, (IM V35) SHAFT WITH FITTED KEY HALF-KEY BALANCING BEARING: STANDARD VIBRATION SEVERITY GRADE A; SHAFT A.FLANGE ACCURACY GR.N TERMINAL BOX (ABOVE) CABLE ENTRY ON THE RIGHT SIGNAL CONNECTION D-END U68: HOLDING BRAKE DC 24 V WITH MICROSWITCH AND MANUAL AIR LEVER | - | 0 | 0
1PH8137-3HD03-2AA1-Z | U60V90 | 1PH8137-3HD03-2AA1-ZU60V90 | 1 | UN | 1 | 20 | D | D | N | N | 85015230 | 1 |  | 187 | KG | 6132.81 | 6132.81 | MC05 | MC05 | SIMOTICS M Compact induction motor 1000rpm, 17kW 162Nm, 43A, 307V 1150rpm, 19.5kW 162Nm, 43A, 350 V 1350rpm, 22 kW 156Nm, 42A, 404V forced ventilation; direction of air flow DE--> NDE; Degree of protection IP55 Incremental encoder HTL 1024 S/R (encoder HTL1024S/R) With temperature sensor KTY 84-130 Design IM B35 (IM V15, (IM V35) SHAFT WITH FITTED KEY HALF-KEY BALANCING BEARING: STANDARD VIBRATION SEVERITY GRADE A; SHAFT A.FLANGE ACCURACY GR.N TERMINAL BOX (ABOVE) CABLE ENTRY ON THE RIGHT SIGNAL CONNECTION D-END U60: HOLDING BRAKE 230 V V90: SHAFT END 42 X 110 MM COMPATIBLE FOR 1PH7 | - | 0 | 0
1PH8137-3JF03-2AH1-Z | U60 | 1PH8137-3JF03-2AH1-ZU60 | 1 | UN | 1 | 20 | D | D | N | N | 85015230 | 1 |  | 187 | KG | 6340.82 | 6340.82 | MC05 | MC05 | SIMOTICS M Compact induction motor 1500rpm, 22kW, 140 Nm, 56A, 308V 1750rpm, 25kW, 136Nm, 56A, 352V 2000rpm, 28kW, 134Nm, 55A, 401V forced ventilation; direction of air flow DE--> NDE; Degree of protection IP55 Incremental encoder HTL 2048 S/R (encoder HTL2048S/R) With temperature sensor KTY 84-130 Design IM B35 (IM V15, (IM V35) SHAFT WITH FITTED KEY HALF-KEY BALANCING BEARING: STANDARD VIBRATION SEVERITY GRADE A; SHAFT A.FLANGE ACCURACY GR.N POWER CONNECTOR (ABOVE) CABLE ENTRY ON THE D-END SIGNAL CONNECTION LEFT U60: HOLDING BRAKE 230 V | - | 0 | 0
1PH8137-3JF13-2AB1-Z | U60 | 1PH8137-3JF13-2AB1-ZU60 | 1 | UN | 1 | 20 | D | D | N | N | 85015230 | 1 |  | 187 | KG | 6340.82 | 6340.82 | MC05 | MC05 | SIMOTICS M Compact induction motor 1500rpm, 22kW, 140 Nm, 56A, 308V 1750rpm, 25kW, 136Nm, 56A, 353V 2000rpm, 28kW, 134Nm, 55A, 401V forced ventilation; direction of air flow NDE--> DE; Degree of protection IP55 Incremental encoder HTL 2048 S/R (encoder HTL2048S/R) With temperature sensor KTY 84-130 Design IM B35 (IM V15, (IM V35) SHAFT WITH FITTED KEY HALF-KEY BALANCING BEARING: STANDARD VIBRATION SEVERITY GRADE A; SHAFT A.FLANGE ACCURACY GR.N TERMINAL BOX (ABOVE) CABLE ENTRY ON THE LEFT SIGNAL CONNECTION D-END U60: HOLDING BRAKE 230 V | - | 0 | 0
1PH8137-4DF02-2AA1-Z | U65 | 1PH8137-4DF02-2AA1-ZU65 | 1 | UN | 1 | 40 | X | D | N | N | 85015290 | 1 |  | 182 | KG | 10184.37 | 10184.37 | MC05 | MC05 | SIMOTICS M Compact synchronous motor 1500rpm, 30.6kW 195Nm, 60A, 356V 1750rpm, 35.6kW 194Nm, 59A, 412V 2000rpm, 40 kW 191Nm, 59A, 449V forced ventilation; direction of air flow DE--> NDE; Degree of protection IP55 Incremental encoder 22-bit with commutation position (encoder IC22DQ) with DRIVE-CLiQ interface DESIGN IM B5 (IMV 1,IM V3) SHAFT WITH FITTED KEY HALF-KEY BALANCING BEARING: STANDARD VIBRATION SEVERITY GRADE A; SHAFT A.FLANGE ACCURACY GR.N TERMINAL BOX (ABOVE) CABLE ENTRY ON THE RIGHT SIGNAL CONNECTION D-END U65: HOLDING BRAKE DC 24 V | - | 0 | 0
1PH8137-4DL02-0AA1-Z | U60 | 1PH8137-4DL02-0AA1-ZU60 | 1 | UN | 1 | 40 | X | D | N | N | 85015290 | 1 |  | 182 | KG | 9921.22 | 9921.22 | MC05 | MC05 | SIMOTICS M Compact synchronous motor 2500rpm, 48.4kW 185Nm, 83A, 371V 2800rpm, 53.4kW 182Nm, 82A, 415 V 3000rpm, 56.9kW 181Nm, 81A, 449V forced ventilation; direction of air flow DE--> NDE; Degree of protection IP55 Incremental encoder 22-bit with commutation position (encoder IC22DQ) with DRIVE-CLiQ interface DESIGN IM B5 (IMV 1,IM V3) PLAIN SHAFT WITHOUT FITTED KEY; BEARING: STANDARD VIBRATION SEVERITY GRADE A; SHAFT A.FLANGE ACCURACY GR.N TERMINAL BOX (ABOVE) CABLE ENTRY ON THE RIGHT SIGNAL CONNECTION D-END U60: HOLDING BRAKE 230 V | - | 0 | 0
1PH8137-4DL02-2AA1-Z | L74U63 | 1PH8137-4DL02-2AA1-ZL74U63 | 1 | UN | 1 | 40 | X | D | N | N | 85015290 | 1 |  | 182 | KG | 10451.34 | 10451.34 | MC05 | MC05 | SIMOTICS M Compact synchronous motor 2500rpm, 48.4kW 185Nm, 83A, 371V 2800rpm, 53.4kW 182Nm, 82A, 415 V 3000rpm, 56.9kW 181Nm, 81A, 449V forced ventilation; direction of air flow DE--> NDE; Degree of protection IP55 Incremental encoder 22-bit with commutation position (encoder IC22DQ) with DRIVE-CLiQ interface DESIGN IM B5 (IMV 1,IM V3) SHAFT WITH FITTED KEY HALF-KEY BALANCING BEARING: STANDARD VIBRATION SEVERITY GRADE A; SHAFT A.FLANGE ACCURACY GR.N TERMINAL BOX (ABOVE) CABLE ENTRY ON THE RIGHT SIGNAL CONNECTION D-END L74: FAN DEGREE OF PROTECTION IP 65 U63: HOLDING BRAKE 230 V WITH MICROSWITCH AND MANUAL AIR LEVER | - | 0 | 0
1PH8137-4DL03-2AA1-Z | U65 | 1PH8137-4DL03-2AA1-ZU65 | 1 | UN | 1 | 40 | X | D | N | N | 85015290 | 1 |  | 182 | KG | 10386.67 | 10386.67 | MC05 | MC05 | SIMOTICS M Compact synchronous motor 2500rpm, 48.4kW 185Nm, 83A, 371V 2800rpm, 53.4kW 182Nm, 82A, 415 V 3000rpm, 56.9kW 181Nm, 81A, 449V forced ventilation; direction of air flow DE--> NDE; Degree of protection IP55 Incremental encoder 22-bit with commutation position (encoder IC22DQ) with DRIVE-CLiQ interface Design IM B35 (IM V15, (IM V35) SHAFT WITH FITTED KEY HALF-KEY BALANCING BEARING: STANDARD VIBRATION SEVERITY GRADE A; SHAFT A.FLANGE ACCURACY GR.N TERMINAL BOX (ABOVE) CABLE ENTRY ON THE RIGHT SIGNAL CONNECTION D-END U65: HOLDING BRAKE DC 24 V | - | 0 | 0
1PH8137-4EL03-2AA1-Z | U65 | 1PH8137-4EL03-2AA1-ZU65 | 1 | UN | 1 | 40 | X | D | N | N | 85015290 | 1 |  | 182 | KG | 10554.97 | 10554.97 | MC05 | MC05 | SIMOTICS M Compact synchronous motor 2500rpm, 48.4kW 185Nm, 83A, 371V 2800rpm, 53.4kW 182Nm, 82A, 415 V 3000rpm, 56.9kW 181Nm, 81A, 449V forced ventilation; direction of air flow DE--> NDE; Degree of protection IP55 ABSOLUTE ENCODER ENDAT 2048 S/R (ENCODER AM2048S/R) with TEMPERAT. SENSOR KTY84-130 Design IM B35 (IM V15, (IM V35) SHAFT WITH FITTED KEY HALF-KEY BALANCING BEARING: STANDARD VIBRATION SEVERITY GRADE A; SHAFT A.FLANGE ACCURACY GR.N TERMINAL BOX (ABOVE) CABLE ENTRY ON THE RIGHT SIGNAL CONNECTION D-END U65: HOLDING BRAKE DC 24 V | - | 0 | 0
1PH8137-4FF02-2AA1-Z | U65 | 1PH8137-4FF02-2AA1-ZU65 | 1 | UN | 1 | 40 | X | D | N | N | 85015290 | 1 |  | 182 | KG | 10791.27 | 10791.27 | MC05 | MC05 | SIMOTICS M Compact synchronous motor 1500rpm, 30.6kW 195Nm, 60A, 356V 1750rpm, 35.6kW 194Nm, 59A, 412V 2000rpm, 40 kW 191Nm, 59A, 449V forced ventilation; direction of air flow DE--> NDE; Degree of protection IP55 Absolute encoder 22-bit Single-turn and 12-bit multi-turn (encoder AM22DQ) with DRIVE-CLiQ interface DESIGN IM B5 (IMV 1,IM V3) SHAFT WITH FITTED KEY HALF-KEY BALANCING BEARING: STANDARD VIBRATION SEVERITY GRADE A; SHAFT A.FLANGE ACCURACY GR.N TERMINAL BOX (ABOVE) CABLE ENTRY ON THE RIGHT SIGNAL CONNECTION D-END U65: HOLDING BRAKE DC 24 V | - | 0 | 0
1PH8137-4FL02-0AA1-Z | U65 | 1PH8137-4FL02-0AA1-ZU65 | 1 | UN | 1 | 40 | X | D | N | N | 85015290 | 1 |  | 182 | KG | 10791.27 | 10791.27 | MC05 | MC05 | SIMOTICS M Compact synchronous motor 2500rpm, 48.4kW 185Nm, 83A, 371V 2800rpm, 53.4kW 182Nm, 82A, 415 V 3000rpm, 56.9kW 181Nm, 81A, 449V forced ventilation; direction of air flow DE--> NDE; Degree of protection IP55 Absolute encoder 22-bit Single-turn and 12-bit multi-turn (encoder AM22DQ) with DRIVE-CLiQ interface DESIGN IM B5 (IMV 1,IM V3) PLAIN SHAFT WITHOUT FITTED KEY; BEARING: STANDARD VIBRATION SEVERITY GRADE A; SHAFT A.FLANGE ACCURACY GR.N TERMINAL BOX (ABOVE) CABLE ENTRY ON THE RIGHT SIGNAL CONNECTION D-END U65: HOLDING BRAKE DC 24 V | - | 0 | 0
1PH8137-4FL02-2AA1-Z | U65 | 1PH8137-4FL02-2AA1-ZU65 | 1 | UN | 1 | 40 | X | D | N | N | 85015290 | 1 |  | 182 | KG | 10791.27 | 10791.27 | MC05 | MC05 | SIMOTICS M Compact synchronous motor 2500rpm, 48.4kW 185Nm, 83A, 371V 2800rpm, 53.4kW 182Nm, 82A, 415 V 3000rpm, 56.9kW 181Nm, 81A, 449V forced ventilation; direction of air flow DE--> NDE; Degree of protection IP55 Absolute encoder 22-bit Single-turn and 12-bit multi-turn (encoder AM22DQ) with DRIVE-CLiQ interface DESIGN IM B5 (IMV 1,IM V3) SHAFT WITH FITTED KEY HALF-KEY BALANCING BEARING: STANDARD VIBRATION SEVERITY GRADE A; SHAFT A.FLANGE ACCURACY GR.N TERMINAL BOX (ABOVE) CABLE ENTRY ON THE RIGHT SIGNAL CONNECTION D-END U65: HOLDING BRAKE DC 24 V | - | 0 | 0
1PH8137-4FL02-2PA1-Z | U65 | 1PH8137-4FL02-2PA1-ZU65 | 1 | UN | 1 | 40 | X | D | N | N | 85015290 | 1 |  | 182 | KG | 11138.59 | 11138.59 | MC05 | MC05 | SIMOTICS M Compact synchronous motor 2500rpm, 48.4kW 185Nm, 83A, 371V 2800rpm, 53.4kW 182Nm, 82A, 415 V 3000rpm, 56.9kW 181Nm, 81A, 449V forced ventilation; direction of air flow DE--> NDE; Degree of protection IP55 Absolute encoder 22-bit Single-turn and 12-bit multi-turn (encoder AM22DQ) with DRIVE-CLiQ interface DESIGN IM B5 (IMV 1,IM V3) SHAFT WITH FITTED KEY HALF-KEY BALANCING BEARING: ADVANCED LIFETIME VIBRATION SEVERITY GRADE A SHAFT A. FLANGE ACCURACY GR. N TERMINAL BOX (ABOVE) CABLE ENTRY ON THE RIGHT SIGNAL CONNECTION D-END U65: HOLDING BRAKE DC 24 V | - | 0 | 0
1PH8137-4FL03-0AA1-Z | U65 | 1PH8137-4FL03-0AA1-ZU65 | 1 | UN | 1 | 40 | X | D | N | N | 85015290 | 1 |  | 182 | KG | 10993.57 | 10993.57 | MC05 | MC05 | SIMOTICS M Compact synchronous motor 2500rpm, 48.4kW 185Nm, 83A, 371V 2800rpm, 53.4kW 182Nm, 82A, 415 V 3000rpm, 56.9kW 181Nm, 81A, 449V forced ventilation; direction of air flow DE--> NDE; Degree of protection IP55 Absolute encoder 22-bit Single-turn and 12-bit multi-turn (encoder AM22DQ) with DRIVE-CLiQ interface Design IM B35 (IM V15, (IM V35) PLAIN SHAFT WITHOUT FITTED KEY; BEARING: STANDARD VIBRATION SEVERITY GRADE A; SHAFT A.FLANGE ACCURACY GR.N TERMINAL BOX (ABOVE) CABLE ENTRY ON THE RIGHT SIGNAL CONNECTION D-END U65: HOLDING BRAKE DC 24 V | - | 0 | 0
1PH8137-4FL03-2AA1-Z | U65 | 1PH8137-4FL03-2AA1-ZU65 | 1 | UN | 1 | 40 | X | D | N | N | 85015290 | 1 |  | 182 | KG | 10993.57 | 10993.57 | MC05 | MC05 | SIMOTICS M Compact synchronous motor 2500rpm, 48.4kW 185Nm, 83A, 371V 2800rpm, 53.4kW 182Nm, 82A, 415 V 3000rpm, 56.9kW 181Nm, 81A, 449V forced ventilation; direction of air flow DE--> NDE; Degree of protection IP55 Absolute encoder 22-bit Single-turn and 12-bit multi-turn (encoder AM22DQ) with DRIVE-CLiQ interface Design IM B35 (IM V15, (IM V35) SHAFT WITH FITTED KEY HALF-KEY BALANCING BEARING: STANDARD VIBRATION SEVERITY GRADE A; SHAFT A.FLANGE ACCURACY GR.N TERMINAL BOX (ABOVE) CABLE ENTRY ON THE RIGHT SIGNAL CONNECTION D-END U65: HOLDING BRAKE DC 24 V | - | 0 | 0
1PH8137-4FL03-2PC1-Z | U65 | 1PH8137-4FL03-2PC1-ZU65 | 1 | UN | 1 | 40 | X | D | N | N | 85015290 | 1 |  | 182 | KG | 11340.89 | 11340.89 | MC05 | MC05 | SIMOTICS M Compact synchronous motor 2500rpm, 48.4kW 185Nm, 83A, 371V 2800rpm, 53.4kW 182Nm, 82A, 415 V 3000rpm, 56.9kW 181Nm, 81A, 449V forced ventilation; direction of air flow DE--> NDE; Degree of protection IP55 Absolute encoder 22-bit Single-turn and 12-bit multi-turn (encoder AM22DQ) with DRIVE-CLiQ interface Design IM B35 (IM V15, (IM V35) SHAFT WITH FITTED KEY HALF-KEY BALANCING BEARING: ADVANCED LIFETIME VIBRATION SEVERITY GRADE A SHAFT A. FLANGE ACCURACY GR. N TERMINAL BOX (ABOVE) CABLE ENTRY ON THE ND-END SIGNAL CONNECTION LEFT U65: HOLDING BRAKE DC 24 V | - | 0 | 0
1PH8137-4FL12-2AA1-Z | U65 | 1PH8137-4FL12-2AA1-ZU65 | 1 | UN | 1 | 40 | X | D | N | N | 85015290 | 1 |  | 182 | KG | 10791.27 | 10791.27 | MC05 | MC05 | SIMOTICS M Compact synchronous motor 2500rpm, 48.4kW 185Nm, 83A, 371V 2800rpm, 53.4kW 182Nm, 82A, 415 V 3000rpm, 56.9kW 181Nm, 81A, 449V forced ventilation; direction of air flow NDE--> DE; Degree of protection IP55 Absolute encoder 22-bit Single-turn and 12-bit multi-turn (encoder AM22DQ) with DRIVE-CLiQ interface DESIGN IM B5 (IMV 1,IM V3) SHAFT WITH FITTED KEY HALF-KEY BALANCING BEARING: STANDARD VIBRATION SEVERITY GRADE A; SHAFT A.FLANGE ACCURACY GR.N TERMINAL BOX (ABOVE) CABLE ENTRY ON THE RIGHT SIGNAL CONNECTION D-END U65: HOLDING BRAKE DC 24 V | - | 0 | 0
1PH8137-4FL13-0AZ1-Z | Q1CU65 | 1PH8137-4FL13-0AZ1-ZQ1CU65 | 1 | UN | 1 | 40 | X | D | N | N | 85015290 | 1 |  | 182 | KG | 11523.63 | 11523.63 | MC05 | MC05 | SIMOTICS M Compact synchronous motor 2500rpm, 48.4kW 185Nm, 83A, 371V 2800rpm, 53.4kW 182Nm, 82A, 415 V 3000rpm, 56.9kW 181Nm, 81A, 449V forced ventilation; direction of air flow NDE--> DE; Degree of protection IP55 Motor customer-spec. Quotation number SMR-83-2013 U65: Holding brake 24V DC Q1C: terminal box Customer-specific | - | 0 | 7
1PH8137-4FL13-2AZ1-Z | Q1CU65 | 1PH8137-4FL13-2AZ1-ZQ1CU65 | 1 | UN | 1 | 40 | X | D | N | N | 85015290 | 1 |  | 182 | KG | 11193.41 | 11193.41 | MC05 | MC05 | SIMOTICS M Compact synchronous motor 2500rpm, 48.4KW 185Nm, 83A, 371V 2800rpm, 53.4kW 182Nm, 82A, 415 V 3000rpm, 56.9kW 181Nm, 81A, 449V forced ventilation; direction of air flow NDE--> DE; Degree of protection IP55 Motor customer-spec. Offer number SMR-83-2013 U65: Holding brake 24V DC Q1C: terminal box Customer-specific | - | 0 | 7
1PH8138-1AF20-0BA1 |  | 1PH8138-1AF20-0BA1 | 1 | UN | 1 | 20 | D | D | N | N | 85015230 | 1 |  | 160 | KG | 4224.88 | 4224.88 | MC05 | MC05 | SIMOTICS M Compact induction motor 1500rpm, 30 kW, 191Nm, 80 A, 289V 1750rpm, 33 kW, 180Nm, 77A, 332V 2000rpm, 37kW, 177Nm, 76A, 380 V water cooling Degree of protection IP65 Without encoder With temperature sensor KTY 84-130 DESIGN IM B3 (IM V5, IM V6) PLAIN SHAFT WITHOUT FITTED KEY; BEARING: STANDARD WITH FIXED BEARING, VIBRATION SEVERITY GRADE: R/A, FLANGE ACCURACY: R TERMINAL BOX (ABOVE) CABLE ENTRY ON THE RIGHT SIGNAL CONNECTION D-END | - | 0 | 0
1PH8138-1AF20-0BB1 |  | 1PH8138-1AF20-0BB1 | 1 | UN | 1 | 20 | D | D | N | N | 85015230 | 1 |  | 160 | KG | 4224.88 | 4224.88 | MC05 | MC05 | SIMOTICS M Compact induction motor 1500rpm, 30 kW, 191Nm, 80 A, 289V 1750rpm, 33 kW, 180Nm, 77A, 332V 2000rpm, 37kW, 177Nm, 76A, 380 V water cooling Degree of protection IP65 Without encoder With temperature sensor KTY 84-130 DESIGN IM B3 (IM V5, IM V6) PLAIN SHAFT WITHOUT FITTED KEY; BEARING: STANDARD WITH FIXED BEARING, VIBRATION SEVERITY GRADE: R/A, FLANGE ACCURACY: R TERMINAL BOX (ABOVE) CABLE ENTRY ON THE LEFT SIGNAL CONNECTION D-END | - | 0 | 0
1PH8138-1AF20-0BC1 |  | 1PH8138-1AF20-0BC1 | 1 | UN | 1 | 20 | D | D | N | N | 85015230 | 1 |  | 160 | KG | 4224.88 | 4224.88 | MC05 | MC05 | SIMOTICS M Compact induction motor 1500rpm, 30 kW, 191Nm, 80 A, 289V 1750rpm, 33 kW, 180Nm, 77A, 332V 2000rpm, 37kW, 177Nm, 76A, 380 V water cooling Degree of protection IP65 Without encoder With temperature sensor KTY 84-130 DESIGN IM B3 (IM V5, IM V6) PLAIN SHAFT WITHOUT FITTED KEY; BEARING: STANDARD WITH FIXED BEARING, VIBRATION SEVERITY GRADE: R/A, FLANGE ACCURACY: R TERMINAL BOX (ABOVE) CABLE ENTRY ON THE ND-END SIGNAL CONNECTION LEFT | - | 0 | 0
1PH8138-1AF20-0CA1 |  | 1PH8138-1AF20-0CA1 | 1 | UN | 1 | 20 | D | D | N | N | 85015230 | 1 |  | 160 | KG | 4354.9 | 4354.9 | MC05 | MC05 | SIMOTICS M Compact induction motor 1500rpm, 30 kW, 191Nm, 80 A, 289V 1750rpm, 33 kW, 180Nm, 77A, 332V 2000rpm, 37kW, 177Nm, 76A, 380 V water cooling Degree of protection IP65 Without encoder With temperature sensor KTY 84-130 DESIGN IM B3 (IM V5, IM V6) PLAIN SHAFT WITHOUT FITTED KEY; BEARING: STANDARD VIBRATION SEVERITY GRADE S/A; SHAFT A.FLANGE ACCURACY GR. R TERMINAL BOX (ABOVE) CABLE ENTRY ON THE RIGHT SIGNAL CONNECTION D-END | - | 0 | 0
1PH8138-1AF20-0CB1 |  | 1PH8138-1AF20-0CB1 | 1 | UN | 1 | 20 | D | D | N | N | 85015230 | 1 |  | 160 | KG | 4354.9 | 4354.9 | MC05 | MC05 | SIMOTICS M Compact induction motor 1500rpm, 30 kW, 191Nm, 80 A, 289V 1750rpm, 33 kW, 180Nm, 77A, 332V 2000rpm, 37kW, 177Nm, 76A, 380 V water cooling Degree of protection IP65 Without encoder With temperature sensor KTY 84-130 DESIGN IM B3 (IM V5, IM V6) PLAIN SHAFT WITHOUT FITTED KEY; BEARING: STANDARD VIBRATION SEVERITY GRADE S/A; SHAFT A.FLANGE ACCURACY GR. R TERMINAL BOX (ABOVE) CABLE ENTRY ON THE LEFT SIGNAL CONNECTION D-END | - | 0 | 0
1PH8138-1AF20-0CC1 |  | 1PH8138-1AF20-0CC1 | 1 | UN | 1 | 20 | D | D | N | N | 85015230 | 1 |  | 160 | KG | 4354.9 | 4354.9 | MC05 | MC05 | SIMOTICS M Compact induction motor 1500rpm, 30 kW, 191Nm, 80 A, 289V 1750rpm, 33 kW, 180Nm, 77A, 332V 2000rpm, 37kW, 177Nm, 76A, 380 V water cooling Degree of protection IP65 Without encoder With temperature sensor KTY 84-130 DESIGN IM B3 (IM V5, IM V6) PLAIN SHAFT WITHOUT FITTED KEY; BEARING: STANDARD VIBRATION SEVERITY GRADE S/A; SHAFT A.FLANGE ACCURACY GR. R TERMINAL BOX (ABOVE) CABLE ENTRY ON THE ND-END SIGNAL CONNECTION LEFT | - | 0 | 0
1PH8138-1AF20-2BA1 |  | 1PH8138-1AF20-2BA1 | 1 | UN | 1 | 20 | D | D | N | N | 85015230 | 1 |  | 160 | KG | 4224.88 | 4224.88 | MC05 | MC05 | SIMOTICS M Compact induction motor 1500rpm, 30 kW, 191Nm, 80 A, 289V 1750rpm, 33 kW, 180Nm, 77A, 332V 2000rpm, 37kW, 177Nm, 76A, 380 V water cooling Degree of protection IP65 Without encoder With temperature sensor KTY 84-130 DESIGN IM B3 (IM V5, IM V6) SHAFT WITH FITTED KEY HALF-KEY BALANCING BEARING: STANDARD WITH FIXED BEARING, VIBRATION SEVERITY GRADE: R/A, FLANGE ACCURACY: R TERMINAL BOX (ABOVE) CABLE ENTRY ON THE RIGHT SIGNAL CONNECTION D-END | - | 0 | 0
1PH8138-1AF20-2BB1 |  | 1PH8138-1AF20-2BB1 | 1 | UN | 1 | 20 | D | D | N | N | 85015230 | 1 |  | 160 | KG | 4224.88 | 4224.88 | MC05 | MC05 | SIMOTICS M Compact induction motor 1500rpm, 30 kW, 191Nm, 80 A, 289V 1750rpm, 33 kW, 180Nm, 77A, 332V 2000rpm, 37kW, 177Nm, 76A, 380 V water cooling Degree of protection IP65 Without encoder With temperature sensor KTY 84-130 DESIGN IM B3 (IM V5, IM V6) SHAFT WITH FITTED KEY HALF-KEY BALANCING BEARING: STANDARD WITH FIXED BEARING, VIBRATION SEVERITY GRADE: R/A, FLANGE ACCURACY: R TERMINAL BOX (ABOVE) CABLE ENTRY ON THE LEFT SIGNAL CONNECTION D-END | - | 0 | 0
1PH8138-1AF20-2BC1 |  | 1PH8138-1AF20-2BC1 | 1 | UN | 1 | 20 | D | D | N | N | 85015230 | 1 |  | 160 | KG | 4224.88 | 4224.88 | MC05 | MC05 | SIMOTICS M Compact induction motor 1500rpm, 30 kW, 191Nm, 80 A, 289V 1750rpm, 33 kW, 180Nm, 77A, 332V 2000rpm, 37kW, 177Nm, 76A, 380 V water cooling Degree of protection IP65 Without encoder With temperature sensor KTY 84-130 DESIGN IM B3 (IM V5, IM V6) SHAFT WITH FITTED KEY HALF-KEY BALANCING BEARING: STANDARD WITH FIXED BEARING, VIBRATION SEVERITY GRADE: R/A, FLANGE ACCURACY: R TERMINAL BOX (ABOVE) CABLE ENTRY ON THE ND-END SIGNAL CONNECTION LEFT | - | 0 | 0
1PH8138-1AF20-2CA1 |  | 1PH8138-1AF20-2CA1 | 1 | UN | 1 | 20 | D | D | N | N | 85015230 | 1 |  | 160 | KG | 4354.9 | 4354.9 | MC05 | MC05 | SIMOTICS M Compact induction motor 1500rpm, 30 kW, 191Nm, 80 A, 289V 1750rpm, 33 kW, 180Nm, 77A, 332V 2000rpm, 37kW, 177Nm, 76A, 380 V water cooling Degree of protection IP65 Without encoder With temperature sensor KTY 84-130 DESIGN IM B3 (IM V5, IM V6) SHAFT WITH FITTED KEY HALF-KEY BALANCING BEARING: STANDARD VIBRATION SEVERITY GRADE S/A; SHAFT A.FLANGE ACCURACY GR. R TERMINAL BOX (ABOVE) CABLE ENTRY ON THE RIGHT SIGNAL CONNECTION D-END | - | 0 | 0
1PH8138-1AF20-2CB1 |  | 1PH8138-1AF20-2CB1 | 1 | UN | 1 | 20 | D | D | N | N | 85015230 | 1 |  | 160 | KG | 4354.9 | 4354.9 | MC05 | MC05 | SIMOTICS M Compact induction motor 1500rpm, 30 kW, 191Nm, 80 A, 289V 1750rpm, 33 kW, 180Nm, 77A, 332V 2000rpm, 37kW, 177Nm, 76A, 380 V water cooling Degree of protection IP65 Without encoder With temperature sensor KTY 84-130 DESIGN IM B3 (IM V5, IM V6) SHAFT WITH FITTED KEY HALF-KEY BALANCING BEARING: STANDARD VIBRATION SEVERITY GRADE S/A; SHAFT A.FLANGE ACCURACY GR. R TERMINAL BOX (ABOVE) CABLE ENTRY ON THE LEFT SIGNAL CONNECTION D-END | - | 0 | 0
1PH8138-1AF20-2CC1 |  | 1PH8138-1AF20-2CC1 | 1 | UN | 1 | 20 | D | D | N | N | 85015230 | 1 |  | 160 | KG | 4354.9 | 4354.9 | MC05 | MC05 | SIMOTICS M Compact induction motor 1500rpm, 30 kW, 191Nm, 80 A, 289V 1750rpm, 33 kW, 180Nm, 77A, 332V 2000rpm, 37kW, 177Nm, 76A, 380 V water cooling Degree of protection IP65 Without encoder With temperature sensor KTY 84-130 DESIGN IM B3 (IM V5, IM V6) SHAFT WITH FITTED KEY HALF-KEY BALANCING BEARING: STANDARD VIBRATION SEVERITY GRADE S/A; SHAFT A.FLANGE ACCURACY GR. R TERMINAL BOX (ABOVE) CABLE ENTRY ON THE ND-END SIGNAL CONNECTION LEFT | - | 0 | 0
1PH8138-1AF22-0BA1 |  | 1PH8138-1AF22-0BA1 | 1 | UN | 1 | 20 | D | D | N | N | 85015230 | 1 |  | 160 | KG | 4383.83 | 4383.83 | MC05 | MC05 | SIMOTICS M Compact induction motor 1500rpm, 30 kW, 191Nm, 80 A, 289V 1750rpm, 33 kW, 180Nm, 77A, 332V 2000rpm, 37kW, 177Nm, 76A, 380 V water cooling Degree of protection IP65 Without encoder With temperature sensor KTY 84-130 DESIGN IM B5 (IMV 1,IM V3) PLAIN SHAFT WITHOUT FITTED KEY; BEARING: STANDARD WITH FIXED BEARING, VIBRATION SEVERITY GRADE: R/A, FLANGE ACCURACY: R TERMINAL BOX (ABOVE) CABLE ENTRY ON THE RIGHT SIGNAL CONNECTION D-END | - | 0 | 0
1PH8138-1AF22-0BB1 |  | 1PH8138-1AF22-0BB1 | 1 | UN | 1 | 20 | D | D | N | N | 85015230 | 1 |  | 160 | KG | 4383.83 | 4383.83 | MC05 | MC05 | SIMOTICS M Compact induction motor 1500rpm, 30 kW, 191Nm, 80 A, 289V 1750rpm, 33 kW, 180Nm, 77A, 332V 2000rpm, 37kW, 177Nm, 76A, 380 V water cooling Degree of protection IP65 Without encoder With temperature sensor KTY 84-130 DESIGN IM B5 (IMV 1,IM V3) PLAIN SHAFT WITHOUT FITTED KEY; BEARING: STANDARD WITH FIXED BEARING, VIBRATION SEVERITY GRADE: R/A, FLANGE ACCURACY: R TERMINAL BOX (ABOVE) CABLE ENTRY ON THE LEFT SIGNAL CONNECTION D-END | - | 0 | 0
1PH8138-1AF22-0BC1 |  | 1PH8138-1AF22-0BC1 | 1 | UN | 1 | 20 | D | D | N | N | 85015230 | 1 |  | 160 | KG | 4383.83 | 4383.83 | MC05 | MC05 | SIMOTICS M Compact induction motor 1500rpm, 30 kW, 191Nm, 80 A, 289V 1750rpm, 33 kW, 180Nm, 77A, 332V 2000rpm, 37kW, 177Nm, 76A, 380 V water cooling Degree of protection IP65 Without encoder With temperature sensor KTY 84-130 DESIGN IM B5 (IMV 1,IM V3) PLAIN SHAFT WITHOUT FITTED KEY; BEARING: STANDARD WITH FIXED BEARING, VIBRATION SEVERITY GRADE: R/A, FLANGE ACCURACY: R TERMINAL BOX (ABOVE) CABLE ENTRY ON THE ND-END SIGNAL CONNECTION LEFT | - | 0 | 0
1PH8138-1AF22-0CA1 |  | 1PH8138-1AF22-0CA1 | 1 | UN | 1 | 20 | D | D | N | N | 85015230 | 1 |  | 160 | KG | 4513.85 | 4513.85 | MC05 | MC05 | SIMOTICS M Compact induction motor 1500rpm, 30 kW, 191Nm, 80 A, 289V 1750rpm, 33 kW, 180Nm, 77A, 332V 2000rpm, 37kW, 177Nm, 76A, 380 V water cooling Degree of protection IP65 Without encoder With temperature sensor KTY 84-130 DESIGN IM B5 (IMV 1,IM V3) PLAIN SHAFT WITHOUT FITTED KEY; BEARING: STANDARD VIBRATION SEVERITY GRADE S/A; SHAFT A.FLANGE ACCURACY GR. R TERMINAL BOX (ABOVE) CABLE ENTRY ON THE RIGHT SIGNAL CONNECTION D-END | - | 0 | 0
1PH8138-1AF22-0CB1 |  | 1PH8138-1AF22-0CB1 | 1 | UN | 1 | 20 | D | D | N | N | 85015230 | 1 |  | 160 | KG | 4513.85 | 4513.85 | MC05 | MC05 | SIMOTICS M Compact induction motor 1500rpm, 30 kW, 191Nm, 80 A, 289V 1750rpm, 33 kW, 180Nm, 77A, 332V 2000rpm, 37kW, 177Nm, 76A, 380 V water cooling Degree of protection IP65 Without encoder With temperature sensor KTY 84-130 DESIGN IM B5 (IMV 1,IM V3) PLAIN SHAFT WITHOUT FITTED KEY; BEARING: STANDARD VIBRATION SEVERITY GRADE S/A; SHAFT A.FLANGE ACCURACY GR. R TERMINAL BOX (ABOVE) CABLE ENTRY ON THE LEFT SIGNAL CONNECTION D-END | - | 0 | 0
1PH8138-1AF22-0CC1 |  | 1PH8138-1AF22-0CC1 | 1 | UN | 1 | 20 | D | D | N | N | 85015230 | 1 |  | 160 | KG | 4513.85 | 4513.85 | MC05 | MC05 | SIMOTICS M Compact induction motor 1500rpm, 30 kW, 191Nm, 80 A, 289V 1750rpm, 33 kW, 180Nm, 77A, 332V 2000rpm, 37kW, 177Nm, 76A, 380 V water cooling Degree of protection IP65 Without encoder With temperature sensor KTY 84-130 DESIGN IM B5 (IMV 1,IM V3) PLAIN SHAFT WITHOUT FITTED KEY; BEARING: STANDARD VIBRATION SEVERITY GRADE S/A; SHAFT A.FLANGE ACCURACY GR. R TERMINAL BOX (ABOVE) CABLE ENTRY ON THE ND-END SIGNAL CONNECTION LEFT | - | 0 | 0
1PH8138-1AF22-2BA1 |  | 1PH8138-1AF22-2BA1 | 1 | UN | 1 | 20 | D | D | N | N | 85015230 | 1 |  | 160 | KG | 4383.83 | 4383.83 | MC05 | MC05 | SIMOTICS M Compact induction motor 1500rpm, 30 kW, 191Nm, 80 A, 289V 1750rpm, 33 kW, 180Nm, 77A, 332V 2000rpm, 37kW, 177Nm, 76A, 380 V water cooling Degree of protection IP65 Without encoder With temperature sensor KTY 84-130 DESIGN IM B5 (IMV 1,IM V3) SHAFT WITH FITTED KEY HALF-KEY BALANCING BEARING: STANDARD WITH FIXED BEARING, VIBRATION SEVERITY GRADE: R/A, FLANGE ACCURACY: R TERMINAL BOX (ABOVE) CABLE ENTRY ON THE RIGHT SIGNAL CONNECTION D-END | - | 0 | 0
1PH8138-1AF22-2BB1 |  | 1PH8138-1AF22-2BB1 | 1 | UN | 1 | 20 | D | D | N | N | 85015230 | 1 |  | 160 | KG | 4383.83 | 4383.83 | MC05 | MC05 | SIMOTICS M Compact induction motor 1500rpm, 30 kW, 191Nm, 80 A, 289V 1750rpm, 33 kW, 180Nm, 77A, 332V 2000rpm, 37kW, 177Nm, 76A, 380 V water cooling Degree of protection IP65 Without encoder With temperature sensor KTY 84-130 DESIGN IM B5 (IMV 1,IM V3) SHAFT WITH FITTED KEY HALF-KEY BALANCING BEARING: STANDARD WITH FIXED BEARING, VIBRATION SEVERITY GRADE: R/A, FLANGE ACCURACY: R TERMINAL BOX (ABOVE) CABLE ENTRY ON THE LEFT SIGNAL CONNECTION D-END | - | 0 | 0
1PH8138-1AF22-2BC1 |  | 1PH8138-1AF22-2BC1 | 1 | UN | 1 | 20 | D | D | N | N | 85015230 | 1 |  | 160 | KG | 4383.83 | 4383.83 | MC05 | MC05 | SIMOTICS M Compact induction motor 1500rpm, 30 kW, 191Nm, 80 A, 289V 1750rpm, 33 kW, 180Nm, 77A, 332V 2000rpm, 37kW, 177Nm, 76A, 380 V water cooling Degree of protection IP65 Without encoder With temperature sensor KTY 84-130 DESIGN IM B5 (IMV 1,IM V3) SHAFT WITH FITTED KEY HALF-KEY BALANCING BEARING: STANDARD WITH FIXED BEARING, VIBRATION SEVERITY GRADE: R/A, FLANGE ACCURACY: R TERMINAL BOX (ABOVE) CABLE ENTRY ON THE ND-END SIGNAL CONNECTION LEFT | - | 0 | 0
1PH8138-1AF22-2CA1 |  | 1PH8138-1AF22-2CA1 | 1 | UN | 1 | 20 | D | D | N | N | 85015230 | 1 |  | 160 | KG | 4513.85 | 4513.85 | MC05 | MC05 | SIMOTICS M Compact induction motor 1500rpm, 30 kW, 191Nm, 80 A, 289V 1750rpm, 33 kW, 180Nm, 77A, 332V 2000rpm, 37kW, 177Nm, 76A, 380 V water cooling Degree of protection IP65 Without encoder With temperature sensor KTY 84-130 DESIGN IM B5 (IMV 1,IM V3) SHAFT WITH FITTED KEY HALF-KEY BALANCING BEARING: STANDARD VIBRATION SEVERITY GRADE S/A; SHAFT A.FLANGE ACCURACY GR. R TERMINAL BOX (ABOVE) CABLE ENTRY ON THE RIGHT SIGNAL CONNECTION D-END | - | 0 | 0
1PH8138-1AF22-2CB1 |  | 1PH8138-1AF22-2CB1 | 1 | UN | 1 | 20 | D | D | N | N | 85015230 | 1 |  | 160 | KG | 4513.85 | 4513.85 | MC05 | MC05 | SIMOTICS M Compact induction motor 1500rpm, 30 kW, 191Nm, 80 A, 289V 1750rpm, 33 kW, 180Nm, 77A, 332V 2000rpm, 37kW, 177Nm, 76A, 380 V water cooling Degree of protection IP65 Without encoder With temperature sensor KTY 84-130 DESIGN IM B5 (IMV 1,IM V3) SHAFT WITH FITTED KEY HALF-KEY BALANCING BEARING: STANDARD VIBRATION SEVERITY GRADE S/A; SHAFT A.FLANGE ACCURACY GR. R TERMINAL BOX (ABOVE) CABLE ENTRY ON THE LEFT SIGNAL CONNECTION D-END | - | 0 | 0
1PH8138-1AF22-2CC1 |  | 1PH8138-1AF22-2CC1 | 1 | UN | 1 | 20 | D | D | N | N | 85015230 | 1 |  | 160 | KG | 4513.85 | 4513.85 | MC05 | MC05 | SIMOTICS M Compact induction motor 1500rpm, 30 kW, 191Nm, 80 A, 289V 1750rpm, 33 kW, 180Nm, 77A, 332V 2000rpm, 37kW, 177Nm, 76A, 380 V water cooling Degree of protection IP65 Without encoder With temperature sensor KTY 84-130 DESIGN IM B5 (IMV 1,IM V3) SHAFT WITH FITTED KEY HALF-KEY BALANCING BEARING: STANDARD VIBRATION SEVERITY GRADE S/A; SHAFT A.FLANGE ACCURACY GR. R TERMINAL BOX (ABOVE) CABLE ENTRY ON THE ND-END SIGNAL CONNECTION LEFT | - | 0 | 0
1PH8138-1AF23-0BA1 |  | 1PH8138-1AF23-0BA1 | 1 | UN | 1 | 20 | D | D | N | N | 85015230 | 1 |  | 160 | KG | 4586.13 | 4586.13 | MC05 | MC05 | SIMOTICS M Compact induction motor 1500rpm, 30 kW, 191Nm, 80 A, 289V 1750rpm, 33 kW, 180Nm, 77A, 332V 2000rpm, 37kW, 177Nm, 76A, 380 V water cooling Degree of protection IP65 Without encoder With temperature sensor KTY 84-130 Design IM B35 (IM V15, (IM V35) PLAIN SHAFT WITHOUT FITTED KEY; BEARING: STANDARD WITH FIXED BEARING, VIBRATION SEVERITY GRADE: R/A, FLANGE ACCURACY: R TERMINAL BOX (ABOVE) CABLE ENTRY ON THE RIGHT SIGNAL CONNECTION D-END | - | 0 | 0
1PH8138-1AF23-0BB1 |  | 1PH8138-1AF23-0BB1 | 1 | UN | 1 | 20 | D | D | N | N | 85015230 | 1 |  | 160 | KG | 4586.13 | 4586.13 | MC05 | MC05 | SIMOTICS M Compact induction motor 1500rpm, 30 kW, 191Nm, 80 A, 289V 1750rpm, 33 kW, 180Nm, 77A, 332V 2000rpm, 37kW, 177Nm, 76A, 380 V water cooling Degree of protection IP65 Without encoder With temperature sensor KTY 84-130 Design IM B35 (IM V15, (IM V35) PLAIN SHAFT WITHOUT FITTED KEY; BEARING: STANDARD WITH FIXED BEARING, VIBRATION SEVERITY GRADE: R/A, FLANGE ACCURACY: R TERMINAL BOX (ABOVE) CABLE ENTRY ON THE LEFT SIGNAL CONNECTION D-END | - | 0 | 0
1PH8138-1AF23-0BC1 |  | 1PH8138-1AF23-0BC1 | 1 | UN | 1 | 20 | D | D | N | N | 85015230 | 1 |  | 160 | KG | 4586.13 | 4586.13 | MC05 | MC05 | SIMOTICS M Compact induction motor 1500rpm, 30 kW, 191Nm, 80 A, 289V 1750rpm, 33 kW, 180Nm, 77A, 332V 2000rpm, 37kW, 177Nm, 76A, 380 V water cooling Degree of protection IP65 Without encoder With temperature sensor KTY 84-130 Design IM B35 (IM V15, (IM V35) PLAIN SHAFT WITHOUT FITTED KEY; BEARING: STANDARD WITH FIXED BEARING, VIBRATION SEVERITY GRADE: R/A, FLANGE ACCURACY: R TERMINAL BOX (ABOVE) CABLE ENTRY ON THE ND-END SIGNAL CONNECTION LEFT | - | 0 | 0
1PH8138-1AF23-0CA1 |  | 1PH8138-1AF23-0CA1 | 1 | UN | 1 | 20 | D | D | N | N | 85015230 | 1 |  | 160 | KG | 4716.15 | 4716.15 | MC05 | MC05 | SIMOTICS M Compact induction motor 1500rpm, 30 kW, 191Nm, 80 A, 289V 1750rpm, 33 kW, 180Nm, 77A, 332V 2000rpm, 37kW, 177Nm, 76A, 380 V water cooling Degree of protection IP65 Without encoder With temperature sensor KTY 84-130 Design IM B35 (IM V15, (IM V35) PLAIN SHAFT WITHOUT FITTED KEY; BEARING: STANDARD VIBRATION SEVERITY GRADE S/A; SHAFT A.FLANGE ACCURACY GR. R TERMINAL BOX (ABOVE) CABLE ENTRY ON THE RIGHT SIGNAL CONNECTION D-END | - | 0 | 0
1PH8138-1AF23-0CB1 |  | 1PH8138-1AF23-0CB1 | 1 | UN | 1 | 20 | D | D | N | N | 85015230 | 1 |  | 160 | KG | 4716.15 | 4716.15 | MC05 | MC05 | SIMOTICS M Compact induction motor 1500rpm, 30 kW, 191Nm, 80 A, 289V 1750rpm, 33 kW, 180Nm, 77A, 332V 2000rpm, 37kW, 177Nm, 76A, 380 V water cooling Degree of protection IP65 Without encoder With temperature sensor KTY 84-130 Design IM B35 (IM V15, (IM V35) PLAIN SHAFT WITHOUT FITTED KEY; BEARING: STANDARD VIBRATION SEVERITY GRADE S/A; SHAFT A.FLANGE ACCURACY GR. R TERMINAL BOX (ABOVE) CABLE ENTRY ON THE LEFT SIGNAL CONNECTION D-END | - | 0 | 0
1PH8138-1AF23-0CC1 |  | 1PH8138-1AF23-0CC1 | 1 | UN | 1 | 20 | D | D | N | N | 85015230 | 1 |  | 160 | KG | 4716.15 | 4716.15 | MC05 | MC05 | SIMOTICS M Compact induction motor 1500rpm, 30 kW, 191Nm, 80 A, 289V 1750rpm, 33 kW, 180Nm, 77A, 332V 2000rpm, 37kW, 177Nm, 76A, 380 V water cooling Degree of protection IP65 Without encoder With temperature sensor KTY 84-130 Design IM B35 (IM V15, (IM V35) PLAIN SHAFT WITHOUT FITTED KEY; BEARING: STANDARD VIBRATION SEVERITY GRADE S/A; SHAFT A.FLANGE ACCURACY GR. R TERMINAL BOX (ABOVE) CABLE ENTRY ON THE ND-END SIGNAL CONNECTION LEFT | - | 0 | 0
1PH8138-1AF23-2BA1 |  | 1PH8138-1AF23-2BA1 | 1 | UN | 1 | 20 | D | D | N | N | 85015230 | 1 |  | 160 | KG | 4586.13 | 4586.13 | MC05 | MC05 | SIMOTICS M Compact induction motor 1500rpm, 30 kW, 191Nm, 80 A, 289V 1750rpm, 33 kW, 180Nm, 77A, 332V 2000rpm, 37kW, 177Nm, 76A, 380 V water cooling Degree of protection IP65 Without encoder With temperature sensor KTY 84-130 Design IM B35 (IM V15, (IM V35) SHAFT WITH FITTED KEY HALF-KEY BALANCING BEARING: STANDARD WITH FIXED BEARING, VIBRATION SEVERITY GRADE: R/A, FLANGE ACCURACY: R TERMINAL BOX (ABOVE) CABLE ENTRY ON THE RIGHT SIGNAL CONNECTION D-END | - | 0 | 0
1PH8138-1AF23-2BB1 |  | 1PH8138-1AF23-2BB1 | 1 | UN | 1 | 20 | D | D | N | N | 85015230 | 1 |  | 160 | KG | 4586.13 | 4586.13 | MC05 | MC05 | SIMOTICS M Compact induction motor 1500rpm, 30 kW, 191Nm, 80 A, 289V 1750rpm, 33 kW, 180Nm, 77A, 332V 2000rpm, 37kW, 177Nm, 76A, 380 V water cooling Degree of protection IP65 Without encoder With temperature sensor KTY 84-130 Design IM B35 (IM V15, (IM V35) SHAFT WITH FITTED KEY HALF-KEY BALANCING BEARING: STANDARD WITH FIXED BEARING, VIBRATION SEVERITY GRADE: R/A, FLANGE ACCURACY: R TERMINAL BOX (ABOVE) CABLE ENTRY ON THE LEFT SIGNAL CONNECTION D-END | - | 0 | 0
1PH8138-1AF23-2BC1 |  | 1PH8138-1AF23-2BC1 | 1 | UN | 1 | 20 | D | D | N | N | 85015230 | 1 |  | 160 | KG | 4586.13 | 4586.13 | MC05 | MC05 | SIMOTICS M Compact induction motor 1500rpm, 30 kW, 191Nm, 80 A, 289V 1750rpm, 33 kW, 180Nm, 77A, 332V 2000rpm, 37kW, 177Nm, 76A, 380 V water cooling Degree of protection IP65 Without encoder With temperature sensor KTY 84-130 Design IM B35 (IM V15, (IM V35) SHAFT WITH FITTED KEY HALF-KEY BALANCING BEARING: STANDARD WITH FIXED BEARING, VIBRATION SEVERITY GRADE: R/A, FLANGE ACCURACY: R TERMINAL BOX (ABOVE) CABLE ENTRY ON THE ND-END SIGNAL CONNECTION LEFT | - | 0 | 0
1PH8138-1AF23-2CA1 |  | 1PH8138-1AF23-2CA1 | 1 | UN | 1 | 20 | D | D | N | N | 85015230 | 1 |  | 160 | KG | 4716.15 | 4716.15 | MC05 | MC05 | SIMOTICS M Compact induction motor 1500rpm, 30 kW, 191Nm, 80 A, 289V 1750rpm, 33 kW, 180Nm, 77A, 332V 2000rpm, 37kW, 177Nm, 76A, 380 V water cooling Degree of protection IP65 Without encoder With temperature sensor KTY 84-130 Design IM B35 (IM V15, (IM V35) SHAFT WITH FITTED KEY HALF-KEY BALANCING BEARING: STANDARD VIBRATION SEVERITY GRADE S/A; SHAFT A.FLANGE ACCURACY GR. R TERMINAL BOX (ABOVE) CABLE ENTRY ON THE RIGHT SIGNAL CONNECTION D-END | - | 0 | 0
1PH8138-1AF23-2CB1 |  | 1PH8138-1AF23-2CB1 | 1 | UN | 1 | 20 | D | D | N | N | 85015230 | 1 |  | 160 | KG | 4716.15 | 4716.15 | MC05 | MC05 | SIMOTICS M Compact induction motor 1500rpm, 30 kW, 191Nm, 80 A, 289V 1750rpm, 33 kW, 180Nm, 77A, 332V 2000rpm, 37kW, 177Nm, 76A, 380 V water cooling Degree of protection IP65 Without encoder With temperature sensor KTY 84-130 Design IM B35 (IM V15, (IM V35) SHAFT WITH FITTED KEY HALF-KEY BALANCING BEARING: STANDARD VIBRATION SEVERITY GRADE S/A; SHAFT A.FLANGE ACCURACY GR. R TERMINAL BOX (ABOVE) CABLE ENTRY ON THE LEFT SIGNAL CONNECTION D-END | - | 0 | 0
1PH8138-1AF23-2CC1 |  | 1PH8138-1AF23-2CC1 | 1 | UN | 1 | 20 | D | D | N | N | 85015230 | 1 |  | 160 | KG | 4716.15 | 4716.15 | MC05 | MC05 | SIMOTICS M Compact induction motor 1500rpm, 30 kW, 191Nm, 80 A, 289V 1750rpm, 33 kW, 180Nm, 77A, 332V 2000rpm, 37kW, 177Nm, 76A, 380 V water cooling Degree of protection IP65 Without encoder With temperature sensor KTY 84-130 Design IM B35 (IM V15, (IM V35) SHAFT WITH FITTED KEY HALF-KEY BALANCING BEARING: STANDARD VIBRATION SEVERITY GRADE S/A; SHAFT A.FLANGE ACCURACY GR. R TERMINAL BOX (ABOVE) CABLE ENTRY ON THE ND-END SIGNAL CONNECTION LEFT | - | 0 | 0
1PH8138-1CZ22-0LA1-Z | K6BV90 | 1PH8138-1CZ22-0LA1-ZK6BV90 | 1 | UN | 1 | 35 | X | D | N | N | 85015230 | 1 |  | 160 | KG | 6803.35 | 6803.35 | MC05 | MC05 | SIMOTICS M Compact induction motor Water cooling degree of protection IP65 Motor customer-spec. Offer No.: SMR-32-2012 K6B: Special winding Special casting compound V90: 1PH7-compatible Shaft extension 42x 110 mm NOTE: Dimension drawing as motor 1PH8138-1CF22-0LA1-Z, V90 | - | 0 | 0
1PH8138-1DF22-0BA1 |  | 1PH8138-1DF22-0BA1 | 1 | UN | 1 | 20 | D | D | N | N | 85015230 | 1 |  | 160 | KG | 5319.6 | 5319.6 | MC05 | MC05 | SIMOTICS M Compact induction motor 1500rpm, 30 kW, 191Nm, 80 A, 289V 1750rpm, 33 kW, 180Nm, 77A, 332V 2000rpm, 37kW, 177Nm, 76A, 380 V water cooling Degree of protection IP65 Incremental encoder 22-bit with commutation position (encoder IC22DQ) with DRIVE-CLiQ interface DESIGN IM B5 (IMV 1,IM V3) PLAIN SHAFT WITHOUT FITTED KEY; BEARING: STANDARD WITH FIXED BEARING, VIBRATION SEVERITY GRADE: R/A, FLANGE ACCURACY: R TERMINAL BOX (ABOVE) CABLE ENTRY ON THE RIGHT SIGNAL CONNECTION D-END | - | 0 | 0
1PH8138-1HF20-0BA1 |  | 1PH8138-1HF20-0BA1 | 1 | UN | 1 | 20 | D | D | N | N | 85015230 | 1 |  | 160 | KG | 4489.16 | 4489.16 | MC05 | MC05 | SIMOTICS M Compact induction motor 1500rpm, 30 kW, 191Nm, 80 A, 289V 1750rpm, 33 kW, 180Nm, 77A, 332V 2000rpm, 37kW, 177Nm, 76A, 380 V water cooling Degree of protection IP65 Incremental encoder HTL 1024 S/R (encoder HTL1024S/R) With temperature sensor KTY 84-130 DESIGN IM B3 (IM V5, IM V6) PLAIN SHAFT WITHOUT FITTED KEY; BEARING: STANDARD WITH FIXED BEARING, VIBRATION SEVERITY GRADE: R/A, FLANGE ACCURACY: R TERMINAL BOX (ABOVE) CABLE ENTRY ON THE RIGHT SIGNAL CONNECTION D-END | - | 0 | 0
1PH8138-1HF20-0BB1 |  | 1PH8138-1HF20-0BB1 | 1 | UN | 1 | 20 | D | D | N | N | 85015230 | 1 |  | 160 | KG | 4489.16 | 4489.16 | MC05 | MC05 | SIMOTICS M Compact induction motor 1500rpm, 30 kW, 191Nm, 80 A, 289V 1750rpm, 33 kW, 180Nm, 77A, 332V 2000rpm, 37kW, 177Nm, 76A, 380 V water cooling Degree of protection IP65 Incremental encoder HTL 1024 S/R (encoder HTL1024S/R) With temperature sensor KTY 84-130 DESIGN IM B3 (IM V5, IM V6) PLAIN SHAFT WITHOUT FITTED KEY; BEARING: STANDARD WITH FIXED BEARING, VIBRATION SEVERITY GRADE: R/A, FLANGE ACCURACY: R TERMINAL BOX (ABOVE) CABLE ENTRY ON THE LEFT SIGNAL CONNECTION D-END | - | 0 | 0
1PH8138-1HF20-0BC1 |  | 1PH8138-1HF20-0BC1 | 1 | UN | 1 | 20 | D | D | N | N | 85015230 | 1 |  | 160 | KG | 4489.16 | 4489.16 | MC05 | MC05 | SIMOTICS M Compact induction motor 1500rpm, 30 kW, 191Nm, 80 A, 289V 1750rpm, 33 kW, 180Nm, 77A, 332V 2000rpm, 37kW, 177Nm, 76A, 380 V water cooling Degree of protection IP65 Incremental encoder HTL 1024 S/R (encoder HTL1024S/R) With temperature sensor KTY 84-130 DESIGN IM B3 (IM V5, IM V6) PLAIN SHAFT WITHOUT FITTED KEY; BEARING: STANDARD WITH FIXED BEARING, VIBRATION SEVERITY GRADE: R/A, FLANGE ACCURACY: R TERMINAL BOX (ABOVE) CABLE ENTRY ON THE ND-END SIGNAL CONNECTION LEFT | - | 0 | 0
1PH8138-1HF20-0CA1 |  | 1PH8138-1HF20-0CA1 | 1 | UN | 1 | 20 | D | D | N | N | 85015230 | 1 |  | 160 | KG | 4619.18 | 4619.18 | MC05 | MC05 | SIMOTICS M Compact induction motor 1500rpm, 30 kW, 191Nm, 80 A, 289V 1750rpm, 33 kW, 180Nm, 77A, 332V 2000rpm, 37kW, 177Nm, 76A, 380 V water cooling Degree of protection IP65 Incremental encoder HTL 1024 S/R (encoder HTL1024S/R) With temperature sensor KTY 84-130 DESIGN IM B3 (IM V5, IM V6) PLAIN SHAFT WITHOUT FITTED KEY; BEARING: STANDARD WITH FIXED BEARING, VIBRATION SEVERITY GRADE: S/A, SHAFT AND FLANGE ACCURACY: R TERMINAL BOX (ABOVE) CABLE ENTRY ON THE RIGHT SIGNAL CONNECTION D-END | - | 0 | 0
1PH8138-1HF20-0CB1 |  | 1PH8138-1HF20-0CB1 | 1 | UN | 1 | 20 | D | D | N | N | 85015230 | 1 |  | 160 | KG | 4619.18 | 4619.18 | MC05 | MC05 | SIMOTICS M Compact induction motor 1500rpm, 30 kW, 191Nm, 80 A, 289V 1750rpm, 33 kW, 180Nm, 77A, 332V 2000rpm, 37kW, 177Nm, 76A, 380 V water cooling Degree of protection IP65 Incremental encoder HTL 1024 S/R (encoder HTL1024S/R) With temperature sensor KTY 84-130 DESIGN IM B3 (IM V5, IM V6) PLAIN SHAFT WITHOUT FITTED KEY; BEARING: STANDARD WITH FIXED BEARING, VIBRATION SEVERITY GRADE: S/A, SHAFT AND FLANGE ACCURACY: R TERMINAL BOX (ABOVE) CABLE ENTRY ON THE LEFT SIGNAL CONNECTION D-END | - | 0 | 0
1PH8138-1HF20-0CC1 |  | 1PH8138-1HF20-0CC1 | 1 | UN | 1 | 20 | D | D | N | N | 85015230 | 1 |  | 160 | KG | 4619.18 | 4619.18 | MC05 | MC05 | SIMOTICS M Compact induction motor 1500rpm, 30 kW, 191Nm, 80 A, 289V 1750rpm, 33 kW, 180Nm, 77A, 332V 2000rpm, 37kW, 177Nm, 76A, 380 V water cooling Degree of protection IP65 Incremental encoder HTL 1024 S/R (encoder HTL1024S/R) With temperature sensor KTY 84-130 DESIGN IM B3 (IM V5, IM V6) PLAIN SHAFT WITHOUT FITTED KEY; BEARING: STANDARD WITH FIXED BEARING, VIBRATION SEVERITY GRADE: S/A, SHAFT AND FLANGE ACCURACY: R TERMINAL BOX (ABOVE) CABLE ENTRY ON THE ND-END SIGNAL CONNECTION LEFT | - | 0 | 0
1PH8138-1HF20-2BA1 |  | 1PH8138-1HF20-2BA1 | 1 | UN | 1 | 20 | D | D | N | N | 85015230 | 1 |  | 160 | KG | 4489.16 | 4489.16 | MC05 | MC05 | SIMOTICS M Compact induction motor 1500rpm, 30 kW, 191Nm, 80 A, 289V 1750rpm, 33 kW, 180Nm, 77A, 332V 2000rpm, 37kW, 177Nm, 76A, 380 V water cooling Degree of protection IP65 Incremental encoder HTL 1024 S/R (encoder HTL1024S/R) With temperature sensor KTY 84-130 DESIGN IM B3 (IM V5, IM V6) SHAFT WITH FITTED KEY HALF-KEY BALANCING BEARING: STANDARD WITH FIXED BEARING, VIBRATION SEVERITY GRADE: R/A, FLANGE ACCURACY: R TERMINAL BOX (ABOVE) CABLE ENTRY ON THE RIGHT SIGNAL CONNECTION D-END | - | 0 | 0
1PH8138-1HF20-2BB1 |  | 1PH8138-1HF20-2BB1 | 1 | UN | 1 | 20 | D | D | N | N | 85015230 | 1 |  | 160 | KG | 4489.16 | 4489.16 | MC05 | MC05 | SIMOTICS M Compact induction motor 1500rpm, 30 kW, 191Nm, 80 A, 289V 1750rpm, 33 kW, 180Nm, 77A, 332V 2000rpm, 37kW, 177Nm, 76A, 380 V water cooling Degree of protection IP65 Incremental encoder HTL 1024 S/R (encoder HTL1024S/R) With temperature sensor KTY 84-130 DESIGN IM B3 (IM V5, IM V6) SHAFT WITH FITTED KEY HALF-KEY BALANCING BEARING: STANDARD WITH FIXED BEARING, VIBRATION SEVERITY GRADE: R/A, FLANGE ACCURACY: R TERMINAL BOX (ABOVE) CABLE ENTRY ON THE LEFT SIGNAL CONNECTION D-END | - | 0 | 0
1PH8138-1HF20-2BC1 |  | 1PH8138-1HF20-2BC1 | 1 | UN | 1 | 20 | D | D | N | N | 85015230 | 1 |  | 160 | KG | 4489.16 | 4489.16 | MC05 | MC05 | SIMOTICS M Compact induction motor 1500rpm, 30 kW, 191Nm, 80 A, 289V 1750rpm, 33 kW, 180Nm, 77A, 332V 2000rpm, 37kW, 177Nm, 76A, 380 V water cooling Degree of protection IP65 Incremental encoder HTL 1024 S/R (encoder HTL1024S/R) With temperature sensor KTY 84-130 DESIGN IM B3 (IM V5, IM V6) SHAFT WITH FITTED KEY HALF-KEY BALANCING BEARING: STANDARD WITH FIXED BEARING, VIBRATION SEVERITY GRADE: R/A, FLANGE ACCURACY: R TERMINAL BOX (ABOVE) CABLE ENTRY ON THE ND-END SIGNAL CONNECTION LEFT | - | 0 | 0
1PH8138-1HF20-2CA1 |  | 1PH8138-1HF20-2CA1 | 1 | UN | 1 | 20 | D | D | N | N | 85015230 | 1 |  | 160 | KG | 4619.18 | 4619.18 | MC05 | MC05 | SIMOTICS M Compact induction motor 1500rpm, 30 kW, 191Nm, 80 A, 289V 1750rpm, 33 kW, 180Nm, 77A, 332V 2000rpm, 37kW, 177Nm, 76A, 380 V water cooling Degree of protection IP65 Incremental encoder HTL 1024 S/R (encoder HTL1024S/R) With temperature sensor KTY 84-130 DESIGN IM B3 (IM V5, IM V6) SHAFT WITH FITTED KEY HALF-KEY BALANCING BEARING: STANDARD WITH FIXED BEARING, VIBRATION SEVERITY GRADE: S/A, SHAFT AND FLANGE ACCURACY: R TERMINAL BOX (ABOVE) CABLE ENTRY ON THE RIGHT SIGNAL CONNECTION D-END | - | 0 | 0
1PH8138-1HF20-2CB1 |  | 1PH8138-1HF20-2CB1 | 1 | UN | 1 | 20 | D | D | N | N | 85015230 | 1 |  | 160 | KG | 4619.18 | 4619.18 | MC05 | MC05 | SIMOTICS M Compact induction motor 1500rpm, 30 kW, 191Nm, 80 A, 289V 1750rpm, 33 kW, 180Nm, 77A, 332V 2000rpm, 37kW, 177Nm, 76A, 380 V water cooling Degree of protection IP65 Incremental encoder HTL 1024 S/R (encoder HTL1024S/R) With temperature sensor KTY 84-130 DESIGN IM B3 (IM V5, IM V6) SHAFT WITH FITTED KEY HALF-KEY BALANCING BEARING: STANDARD WITH FIXED BEARING, VIBRATION SEVERITY GRADE: S/A, SHAFT AND FLANGE ACCURACY: R TERMINAL BOX (ABOVE) CABLE ENTRY ON THE LEFT SIGNAL CONNECTION D-END | - | 0 | 0
1PH8138-1HF20-2CC1 |  | 1PH8138-1HF20-2CC1 | 1 | UN | 1 | 20 | D | D | N | N | 85015230 | 1 |  | 160 | KG | 4619.18 | 4619.18 | MC05 | MC05 | SIMOTICS M Compact induction motor 1500rpm, 30 kW, 191Nm, 80 A, 289V 1750rpm, 33 kW, 180Nm, 77A, 332V 2000rpm, 37kW, 177Nm, 76A, 380 V water cooling Degree of protection IP65 Incremental encoder HTL 1024 S/R (encoder HTL1024S/R) With temperature sensor KTY 84-130 DESIGN IM B3 (IM V5, IM V6) SHAFT WITH FITTED KEY HALF-KEY BALANCING BEARING: STANDARD WITH FIXED BEARING, VIBRATION SEVERITY GRADE: S/A, SHAFT AND FLANGE ACCURACY: R TERMINAL BOX (ABOVE) CABLE ENTRY ON THE ND-END SIGNAL CONNECTION LEFT | - | 0 | 0
1PH8138-1HF22-0BA1 |  | 1PH8138-1HF22-0BA1 | 1 | UN | 1 | 20 | D | D | N | N | 85015230 | 1 |  | 160 | KG | 4648.11 | 4648.11 | MC05 | MC05 | SIMOTICS M Compact induction motor 1500rpm, 30 kW, 191Nm, 80 A, 289V 1750rpm, 33 kW, 180Nm, 77A, 332V 2000rpm, 37kW, 177Nm, 76A, 380 V water cooling Degree of protection IP65 Incremental encoder HTL 1024 S/R (encoder HTL1024S/R) With temperature sensor KTY 84-130 DESIGN IM B5 (IMV 1,IM V3) PLAIN SHAFT WITHOUT FITTED KEY; BEARING: STANDARD WITH FIXED BEARING, VIBRATION SEVERITY GRADE: R/A, FLANGE ACCURACY: R TERMINAL BOX (ABOVE) CABLE ENTRY ON THE RIGHT SIGNAL CONNECTION D-END | - | 0 | 0
1PH8138-1HF22-0BB1 |  | 1PH8138-1HF22-0BB1 | 1 | UN | 1 | 20 | D | D | N | N | 85015230 | 1 |  | 160 | KG | 4648.11 | 4648.11 | MC05 | MC05 | SIMOTICS M Compact induction motor 1500rpm, 30 kW, 191Nm, 80 A, 289V 1750rpm, 33 kW, 180Nm, 77A, 332V 2000rpm, 37kW, 177Nm, 76A, 380 V water cooling Degree of protection IP65 Incremental encoder HTL 1024 S/R (encoder HTL1024S/R) With temperature sensor KTY 84-130 DESIGN IM B5 (IMV 1,IM V3) PLAIN SHAFT WITHOUT FITTED KEY; BEARING: STANDARD WITH FIXED BEARING, VIBRATION SEVERITY GRADE: R/A, FLANGE ACCURACY: R TERMINAL BOX (ABOVE) CABLE ENTRY ON THE LEFT SIGNAL CONNECTION D-END | - | 0 | 0
1PH8138-1HF22-0BC1 |  | 1PH8138-1HF22-0BC1 | 1 | UN | 1 | 20 | D | D | N | N | 85015230 | 1 |  | 160 | KG | 4648.11 | 4648.11 | MC05 | MC05 | SIMOTICS M Compact induction motor 1500rpm, 30 kW, 191Nm, 80 A, 289V 1750rpm, 33 kW, 180Nm, 77A, 332V 2000rpm, 37kW, 177Nm, 76A, 380 V water cooling Degree of protection IP65 Incremental encoder HTL 1024 S/R (encoder HTL1024S/R) With temperature sensor KTY 84-130 DESIGN IM B5 (IMV 1,IM V3) PLAIN SHAFT WITHOUT FITTED KEY; BEARING: STANDARD WITH FIXED BEARING, VIBRATION SEVERITY GRADE: R/A, FLANGE ACCURACY: R TERMINAL BOX (ABOVE) CABLE ENTRY ON THE ND-END SIGNAL CONNECTION LEFT | - | 0 | 0
1PH8138-1HF22-0CA1 |  | 1PH8138-1HF22-0CA1 | 1 | UN | 1 | 20 | D | D | N | N | 85015230 | 1 |  | 160 | KG | 4778.13 | 4778.13 | MC05 | MC05 | SIMOTICS M Compact induction motor 1500rpm, 30 kW, 191Nm, 80 A, 289V 1750rpm, 33 kW, 180Nm, 77A, 332V 2000rpm, 37kW, 177Nm, 76A, 380 V water cooling Degree of protection IP65 Incremental encoder HTL 1024 S/R (encoder HTL1024S/R) With temperature sensor KTY 84-130 DESIGN IM B5 (IMV 1,IM V3) PLAIN SHAFT WITHOUT FITTED KEY; BEARING: STANDARD WITH FIXED BEARING, VIBRATION SEVERITY GRADE: S/A, SHAFT AND FLANGE ACCURACY: R TERMINAL BOX (ABOVE) CABLE ENTRY ON THE RIGHT SIGNAL CONNECTION D-END | - | 0 | 0
1PH8138-1HF22-0CB1 |  | 1PH8138-1HF22-0CB1 | 1 | UN | 1 | 20 | D | D | N | N | 85015230 | 1 |  | 160 | KG | 4778.13 | 4778.13 | MC05 | MC05 | SIMOTICS M Compact induction motor 1500rpm, 30 kW, 191Nm, 80 A, 289V 1750rpm, 33 kW, 180Nm, 77A, 332V 2000rpm, 37kW, 177Nm, 76A, 380 V water cooling Degree of protection IP65 Incremental encoder HTL 1024 S/R (encoder HTL1024S/R) With temperature sensor KTY 84-130 DESIGN IM B5 (IMV 1,IM V3) PLAIN SHAFT WITHOUT FITTED KEY; BEARING: STANDARD WITH FIXED BEARING, VIBRATION SEVERITY GRADE: S/A, SHAFT AND FLANGE ACCURACY: R TERMINAL BOX (ABOVE) CABLE ENTRY ON THE LEFT SIGNAL CONNECTION D-END | - | 0 | 0
1PH8138-1HF22-0CC1 |  | 1PH8138-1HF22-0CC1 | 1 | UN | 1 | 20 | D | D | N | N | 85015230 | 1 |  | 160 | KG | 4778.13 | 4778.13 | MC05 | MC05 | SIMOTICS M Compact induction motor 1500rpm, 30 kW, 191Nm, 80 A, 289V 1750rpm, 33 kW, 180Nm, 77A, 332V 2000rpm, 37kW, 177Nm, 76A, 380 V water cooling Degree of protection IP65 Incremental encoder HTL 1024 S/R (encoder HTL1024S/R) With temperature sensor KTY 84-130 DESIGN IM B5 (IMV 1,IM V3) PLAIN SHAFT WITHOUT FITTED KEY; BEARING: STANDARD WITH FIXED BEARING, VIBRATION SEVERITY GRADE: S/A, SHAFT AND FLANGE ACCURACY: R TERMINAL BOX (ABOVE) CABLE ENTRY ON THE ND-END SIGNAL CONNECTION LEFT | - | 0 | 0
1PH8138-1HF22-2BA1 |  | 1PH8138-1HF22-2BA1 | 1 | UN | 1 | 20 | D | D | N | N | 85015230 | 1 |  | 160 | KG | 4648.11 | 4648.11 | MC05 | MC05 | SIMOTICS M Compact induction motor 1500rpm, 30 kW, 191Nm, 80 A, 289V 1750rpm, 33 kW, 180Nm, 77A, 332V 2000rpm, 37kW, 177Nm, 76A, 380 V water cooling Degree of protection IP65 Incremental encoder HTL 1024 S/R (encoder HTL1024S/R) With temperature sensor KTY 84-130 DESIGN IM B5 (IMV 1,IM V3) SHAFT WITH FITTED KEY HALF-KEY BALANCING BEARING: STANDARD WITH FIXED BEARING, VIBRATION SEVERITY GRADE: R/A, FLANGE ACCURACY: R TERMINAL BOX (ABOVE) CABLE ENTRY ON THE RIGHT SIGNAL CONNECTION D-END | - | 0 | 0
1PH8138-1HF22-2BB1 |  | 1PH8138-1HF22-2BB1 | 1 | UN | 1 | 20 | D | D | N | N | 85015230 | 1 |  | 160 | KG | 4648.11 | 4648.11 | MC05 | MC05 | SIMOTICS M Compact induction motor 1500rpm, 30 kW, 191Nm, 80 A, 289V 1750rpm, 33 kW, 180Nm, 77A, 332V 2000rpm, 37kW, 177Nm, 76A, 380 V water cooling Degree of protection IP65 Incremental encoder HTL 1024 S/R (encoder HTL1024S/R) With temperature sensor KTY 84-130 DESIGN IM B5 (IMV 1,IM V3) SHAFT WITH FITTED KEY HALF-KEY BALANCING BEARING: STANDARD WITH FIXED BEARING, VIBRATION SEVERITY GRADE: R/A, FLANGE ACCURACY: R TERMINAL BOX (ABOVE) CABLE ENTRY ON THE LEFT SIGNAL CONNECTION D-END | - | 0 | 0
1PH8138-1HF22-2BC1 |  | 1PH8138-1HF22-2BC1 | 1 | UN | 1 | 20 | D | D | N | N | 85015230 | 1 |  | 160 | KG | 4648.11 | 4648.11 | MC05 | MC05 | SIMOTICS M Compact induction motor 1500rpm, 30 kW, 191Nm, 80 A, 289V 1750rpm, 33 kW, 180Nm, 77A, 332V 2000rpm, 37kW, 177Nm, 76A, 380 V water cooling Degree of protection IP65 Incremental encoder HTL 1024 S/R (encoder HTL1024S/R) With temperature sensor KTY 84-130 DESIGN IM B5 (IMV 1,IM V3) SHAFT WITH FITTED KEY HALF-KEY BALANCING BEARING: STANDARD WITH FIXED BEARING, VIBRATION SEVERITY GRADE: R/A, FLANGE ACCURACY: R TERMINAL BOX (ABOVE) CABLE ENTRY ON THE ND-END SIGNAL CONNECTION LEFT | - | 0 | 0
1PH8138-1HF22-2CA1 |  | 1PH8138-1HF22-2CA1 | 1 | UN | 1 | 20 | D | D | N | N | 85015230 | 1 |  | 160 | KG | 4778.13 | 4778.13 | MC05 | MC05 | SIMOTICS M Compact induction motor 1500rpm, 30 kW, 191Nm, 80 A, 289V 1750rpm, 33 kW, 180Nm, 77A, 332V 2000rpm, 37kW, 177Nm, 76A, 380 V water cooling Degree of protection IP65 Incremental encoder HTL 1024 S/R (encoder HTL1024S/R) With temperature sensor KTY 84-130 DESIGN IM B5 (IMV 1,IM V3) SHAFT WITH FITTED KEY HALF-KEY BALANCING BEARING: STANDARD WITH FIXED BEARING, VIBRATION SEVERITY GRADE: S/A, SHAFT AND FLANGE ACCURACY: R TERMINAL BOX (ABOVE) CABLE ENTRY ON THE RIGHT SIGNAL CONNECTION D-END | - | 0 | 0
1PH8138-1HF22-2CB1 |  | 1PH8138-1HF22-2CB1 | 1 | UN | 1 | 20 | D | D | N | N | 85015230 | 1 |  | 160 | KG | 4778.13 | 4778.13 | MC05 | MC05 | SIMOTICS M Compact induction motor 1500rpm, 30 kW, 191Nm, 80 A, 289V 1750rpm, 33 kW, 180Nm, 77A, 332V 2000rpm, 37kW, 177Nm, 76A, 380 V water cooling Degree of protection IP65 Incremental encoder HTL 1024 S/R (encoder HTL1024S/R) With temperature sensor KTY 84-130 DESIGN IM B5 (IMV 1,IM V3) SHAFT WITH FITTED KEY HALF-KEY BALANCING BEARING: STANDARD WITH FIXED BEARING, VIBRATION SEVERITY GRADE: S/A, SHAFT AND FLANGE ACCURACY: R TERMINAL BOX (ABOVE) CABLE ENTRY ON THE LEFT SIGNAL CONNECTION D-END | - | 0 | 0
1PH8138-1HF22-2CC1 |  | 1PH8138-1HF22-2CC1 | 1 | UN | 1 | 20 | D | D | N | N | 85015230 | 1 |  | 160 | KG | 4778.13 | 4778.13 | MC05 | MC05 | SIMOTICS M Compact induction motor 1500rpm, 30 kW, 191Nm, 80 A, 289V 1750rpm, 33 kW, 180Nm, 77A, 332V 2000rpm, 37kW, 177Nm, 76A, 380 V water cooling Degree of protection IP65 Incremental encoder HTL 1024 S/R (encoder HTL1024S/R) With temperature sensor KTY 84-130 DESIGN IM B5 (IMV 1,IM V3) SHAFT WITH FITTED KEY HALF-KEY BALANCING BEARING: STANDARD WITH FIXED BEARING, VIBRATION SEVERITY GRADE: S/A, SHAFT AND FLANGE ACCURACY: R TERMINAL BOX (ABOVE) CABLE ENTRY ON THE ND-END SIGNAL CONNECTION LEFT | - | 0 | 0
1PH8138-1HF23-0BA1 |  | 1PH8138-1HF23-0BA1 | 1 | UN | 1 | 20 | D | D | N | N | 85015230 | 1 |  | 160 | KG | 4850.41 | 4850.41 | MC05 | MC05 | SIMOTICS M Compact induction motor 1500rpm, 30 kW, 191Nm, 80 A, 289V 1750rpm, 33 kW, 180Nm, 77A, 332V 2000rpm, 37kW, 177Nm, 76A, 380 V water cooling Degree of protection IP65 Incremental encoder HTL 1024 S/R (encoder HTL1024S/R) With temperature sensor KTY 84-130 Design IM B35 (IM V15, (IM V35) PLAIN SHAFT WITHOUT FITTED KEY; BEARING: STANDARD WITH FIXED BEARING, VIBRATION SEVERITY GRADE: R/A, FLANGE ACCURACY: R TERMINAL BOX (ABOVE) CABLE ENTRY ON THE RIGHT SIGNAL CONNECTION D-END | - | 0 | 0
1PH8138-1HF23-0BB1 |  | 1PH8138-1HF23-0BB1 | 1 | UN | 1 | 20 | D | D | N | N | 85015230 | 1 |  | 160 | KG | 4850.41 | 4850.41 | MC05 | MC05 | SIMOTICS M Compact induction motor 1500rpm, 30 kW, 191Nm, 80 A, 289V 1750rpm, 33 kW, 180Nm, 77A, 332V 2000rpm, 37kW, 177Nm, 76A, 380 V water cooling Degree of protection IP65 Incremental encoder HTL 1024 S/R (encoder HTL1024S/R) With temperature sensor KTY 84-130 Design IM B35 (IM V15, (IM V35) PLAIN SHAFT WITHOUT FITTED KEY; BEARING: STANDARD WITH FIXED BEARING, VIBRATION SEVERITY GRADE: R/A, FLANGE ACCURACY: R TERMINAL BOX (ABOVE) CABLE ENTRY ON THE LEFT SIGNAL CONNECTION D-END | - | 0 | 0
1PH8138-1HF23-0BC1 |  | 1PH8138-1HF23-0BC1 | 1 | UN | 1 | 20 | D | D | N | N | 85015230 | 1 |  | 160 | KG | 4850.41 | 4850.41 | MC05 | MC05 | SIMOTICS M Compact induction motor 1500rpm, 30 kW, 191Nm, 80 A, 289V 1750rpm, 33 kW, 180Nm, 77A, 332V 2000rpm, 37kW, 177Nm, 76A, 380 V water cooling Degree of protection IP65 Incremental encoder HTL 1024 S/R (encoder HTL1024S/R) With temperature sensor KTY 84-130 Design IM B35 (IM V15, (IM V35) PLAIN SHAFT WITHOUT FITTED KEY; BEARING: STANDARD WITH FIXED BEARING, VIBRATION SEVERITY GRADE: R/A, FLANGE ACCURACY: R TERMINAL BOX (ABOVE) CABLE ENTRY ON THE ND-END SIGNAL CONNECTION LEFT | - | 0 | 0
1PH8138-1HF23-0CA1 |  | 1PH8138-1HF23-0CA1 | 1 | UN | 1 | 20 | D | D | N | N | 85015230 | 1 |  | 160 | KG | 4980.43 | 4980.43 | MC05 | MC05 | SIMOTICS M Compact induction motor 1500rpm, 30 kW, 191Nm, 80 A, 289V 1750rpm, 33 kW, 180Nm, 77A, 332V 2000rpm, 37kW, 177Nm, 76A, 380 V water cooling Degree of protection IP65 Incremental encoder HTL 1024 S/R (encoder HTL1024S/R) With temperature sensor KTY 84-130 Design IM B35 (IM V15, (IM V35) PLAIN SHAFT WITHOUT FITTED KEY; BEARING: STANDARD WITH FIXED BEARING, VIBRATION SEVERITY GRADE: S/A, SHAFT AND FLANGE ACCURACY: R TERMINAL BOX (ABOVE) CABLE ENTRY ON THE RIGHT SIGNAL CONNECTION D-END | - | 0 | 0
1PH8138-1HF23-0CB1 |  | 1PH8138-1HF23-0CB1 | 1 | UN | 1 | 20 | D | D | N | N | 85015230 | 1 |  | 160 | KG | 4980.43 | 4980.43 | MC05 | MC05 | SIMOTICS M Compact induction motor 1500rpm, 30 kW, 191Nm, 80 A, 289V 1750rpm, 33 kW, 180Nm, 77A, 332V 2000rpm, 37kW, 177Nm, 76A, 380 V water cooling Degree of protection IP65 Incremental encoder HTL 1024 S/R (encoder HTL1024S/R) With temperature sensor KTY 84-130 Design IM B35 (IM V15, (IM V35) PLAIN SHAFT WITHOUT FITTED KEY; BEARING: STANDARD WITH FIXED BEARING, VIBRATION SEVERITY GRADE: S/A, SHAFT AND FLANGE ACCURACY: R TERMINAL BOX (ABOVE) CABLE ENTRY ON THE LEFT SIGNAL CONNECTION D-END | - | 0 | 0
1PH8138-1HF23-0CC1 |  | 1PH8138-1HF23-0CC1 | 1 | UN | 1 | 20 | D | D | N | N | 85015230 | 1 |  | 160 | KG | 4980.43 | 4980.43 | MC05 | MC05 | SIMOTICS M Compact induction motor 1500rpm, 30 kW, 191Nm, 80 A, 289V 1750rpm, 33 kW, 180Nm, 77A, 332V 2000rpm, 37kW, 177Nm, 76A, 380 V water cooling Degree of protection IP65 Incremental encoder HTL 1024 S/R (encoder HTL1024S/R) With temperature sensor KTY 84-130 Design IM B35 (IM V15, (IM V35) PLAIN SHAFT WITHOUT FITTED KEY; BEARING: STANDARD WITH FIXED BEARING, VIBRATION SEVERITY GRADE: S/A, SHAFT AND FLANGE ACCURACY: R TERMINAL BOX (ABOVE) CABLE ENTRY ON THE ND-END SIGNAL CONNECTION LEFT | - | 0 | 0
1PH8138-1HF23-2BA1 |  | 1PH8138-1HF23-2BA1 | 1 | UN | 1 | 20 | D | D | N | N | 85015230 | 1 |  | 160 | KG | 4850.41 | 4850.41 | MC05 | MC05 | SIMOTICS M Compact induction motor 1500rpm, 30 kW, 191Nm, 80 A, 289V 1750rpm, 33 kW, 180Nm, 77A, 332V 2000rpm, 37kW, 177Nm, 76A, 380 V water cooling Degree of protection IP65 Incremental encoder HTL 1024 S/R (encoder HTL1024S/R) With temperature sensor KTY 84-130 Design IM B35 (IM V15, (IM V35) SHAFT WITH FITTED KEY HALF-KEY BALANCING BEARING: STANDARD WITH FIXED BEARING, VIBRATION SEVERITY GRADE: R/A, FLANGE ACCURACY: R TERMINAL BOX (ABOVE) CABLE ENTRY ON THE RIGHT SIGNAL CONNECTION D-END | - | 0 | 0
1PH8138-1HF23-2BB1 |  | 1PH8138-1HF23-2BB1 | 1 | UN | 1 | 20 | D | D | N | N | 85015230 | 1 |  | 160 | KG | 4850.41 | 4850.41 | MC05 | MC05 | SIMOTICS M Compact induction motor 1500rpm, 30 kW, 191Nm, 80 A, 289V 1750rpm, 33 kW, 180Nm, 77A, 332V 2000rpm, 37kW, 177Nm, 76A, 380 V water cooling Degree of protection IP65 Incremental encoder HTL 1024 S/R (encoder HTL1024S/R) With temperature sensor KTY 84-130 Design IM B35 (IM V15, (IM V35) SHAFT WITH FITTED KEY HALF-KEY BALANCING BEARING: STANDARD WITH FIXED BEARING, VIBRATION SEVERITY GRADE: R/A, FLANGE ACCURACY: R TERMINAL BOX (ABOVE) CABLE ENTRY ON THE LEFT SIGNAL CONNECTION D-END | - | 0 | 0
1PH8138-1HF23-2BC1 |  | 1PH8138-1HF23-2BC1 | 1 | UN | 1 | 20 | D | D | N | N | 85015230 | 1 |  | 160 | KG | 4850.41 | 4850.41 | MC05 | MC05 | SIMOTICS M Compact induction motor 1500rpm, 30 kW, 191Nm, 80 A, 289V 1750rpm, 33 kW, 180Nm, 77A, 332V 2000rpm, 37kW, 177Nm, 76A, 380 V water cooling Degree of protection IP65 Incremental encoder HTL 1024 S/R (encoder HTL1024S/R) With temperature sensor KTY 84-130 Design IM B35 (IM V15, (IM V35) SHAFT WITH FITTED KEY HALF-KEY BALANCING BEARING: STANDARD WITH FIXED BEARING, VIBRATION SEVERITY GRADE: R/A, FLANGE ACCURACY: R TERMINAL BOX (ABOVE) CABLE ENTRY ON THE ND-END SIGNAL CONNECTION LEFT | - | 0 | 0
1PH8138-1HF23-2CA1 |  | 1PH8138-1HF23-2CA1 | 1 | UN | 1 | 20 | D | D | N | N | 85015230 | 1 |  | 160 | KG | 4980.43 | 4980.43 | MC05 | MC05 | SIMOTICS M Compact induction motor 1500rpm, 30 kW, 191Nm, 80 A, 289V 1750rpm, 33 kW, 180Nm, 77A, 332V 2000rpm, 37kW, 177Nm, 76A, 380 V water cooling Degree of protection IP65 Incremental encoder HTL 1024 S/R (encoder HTL1024S/R) With temperature sensor KTY 84-130 Design IM B35 (IM V15, (IM V35) SHAFT WITH FITTED KEY HALF-KEY BALANCING BEARING: STANDARD WITH FIXED BEARING, VIBRATION SEVERITY GRADE: S/A, SHAFT AND FLANGE ACCURACY: R TERMINAL BOX (ABOVE) CABLE ENTRY ON THE RIGHT SIGNAL CONNECTION D-END | - | 0 | 0
1PH8138-1HF23-2CB1 |  | 1PH8138-1HF23-2CB1 | 1 | UN | 1 | 20 | D | D | N | N | 85015230 | 1 |  | 160 | KG | 4980.43 | 4980.43 | MC05 | MC05 | SIMOTICS M Compact induction motor 1500rpm, 30 kW, 191Nm, 80 A, 289V 1750rpm, 33 kW, 180Nm, 77A, 332V 2000rpm, 37kW, 177Nm, 76A, 380 V water cooling Degree of protection IP65 Incremental encoder HTL 1024 S/R (encoder HTL1024S/R) With temperature sensor KTY 84-130 Design IM B35 (IM V15, (IM V35) SHAFT WITH FITTED KEY HALF-KEY BALANCING BEARING: STANDARD WITH FIXED BEARING, VIBRATION SEVERITY GRADE: S/A, SHAFT AND FLANGE ACCURACY: R TERMINAL BOX (ABOVE) CABLE ENTRY ON THE LEFT SIGNAL CONNECTION D-END | - | 0 | 0
1PH8138-1HF23-2CC1 |  | 1PH8138-1HF23-2CC1 | 1 | UN | 1 | 20 | D | D | N | N | 85015230 | 1 |  | 160 | KG | 4980.43 | 4980.43 | MC05 | MC05 | SIMOTICS M Compact induction motor 1500rpm, 30 kW, 191Nm, 80 A, 289V 1750rpm, 33 kW, 180Nm, 77A, 332V 2000rpm, 37kW, 177Nm, 76A, 380 V water cooling Degree of protection IP65 Incremental encoder HTL 1024 S/R (encoder HTL1024S/R) With temperature sensor KTY 84-130 Design IM B35 (IM V15, (IM V35) SHAFT WITH FITTED KEY HALF-KEY BALANCING BEARING: STANDARD WITH FIXED BEARING, VIBRATION SEVERITY GRADE: S/A, SHAFT AND FLANGE ACCURACY: R TERMINAL BOX (ABOVE) CABLE ENTRY ON THE ND-END SIGNAL CONNECTION LEFT | - | 0 | 0
1PH8138-1JF20-0BA1 |  | 1PH8138-1JF20-0BA1 | 1 | UN | 1 | 20 | D | D | N | N | 85015230 | 1 |  | 160 | KG | 4769.09 | 4769.09 | MC05 | MC05 | SIMOTICS M Compact induction motor 1500rpm, 30 kW, 191Nm, 80 A, 289V 1750rpm, 33 kW, 180Nm, 77A, 332V 2000rpm, 37kW, 177Nm, 76A, 380 V water cooling Degree of protection IP65 Incremental encoder HTL 2048 S/R (encoder HTL2048S/R) With temperature sensor KTY 84-130 DESIGN IM B3 (IM V5, IM V6) PLAIN SHAFT WITHOUT FITTED KEY; BEARING: STANDARD WITH FIXED BEARING, VIBRATION SEVERITY GRADE: R/A, FLANGE ACCURACY: R TERMINAL BOX (ABOVE) CABLE ENTRY ON THE RIGHT SIGNAL CONNECTION D-END | - | 0 | 0
1PH8138-1JF20-0BB1 |  | 1PH8138-1JF20-0BB1 | 1 | UN | 1 | 20 | D | D | N | N | 85015230 | 1 |  | 160 | KG | 4769.09 | 4769.09 | MC05 | MC05 | SIMOTICS M Compact induction motor 1500rpm, 30 kW, 191Nm, 80 A, 289V 1750rpm, 33 kW, 180Nm, 77A, 332V 2000rpm, 37kW, 177Nm, 76A, 380 V water cooling Degree of protection IP65 Incremental encoder HTL 2048 S/R (encoder HTL2048S/R) With temperature sensor KTY 84-130 DESIGN IM B3 (IM V5, IM V6) PLAIN SHAFT WITHOUT FITTED KEY; BEARING: STANDARD WITH FIXED BEARING, VIBRATION SEVERITY GRADE: R/A, FLANGE ACCURACY: R TERMINAL BOX (ABOVE) CABLE ENTRY ON THE LEFT SIGNAL CONNECTION D-END | - | 0 | 0
1PH8138-1JF20-0BC1 |  | 1PH8138-1JF20-0BC1 | 1 | UN | 1 | 20 | D | D | N | N | 85015230 | 1 |  | 160 | KG | 4769.09 | 4769.09 | MC05 | MC05 | SIMOTICS M Compact induction motor 1500rpm, 30 kW, 191Nm, 80 A, 289V 1750rpm, 33 kW, 180Nm, 77A, 332V 2000rpm, 37kW, 177Nm, 76A, 380 V water cooling Degree of protection IP65 Incremental encoder HTL 2048 S/R (encoder HTL2048S/R) With temperature sensor KTY 84-130 DESIGN IM B3 (IM V5, IM V6) PLAIN SHAFT WITHOUT FITTED KEY; BEARING: STANDARD WITH FIXED BEARING, VIBRATION SEVERITY GRADE: R/A, FLANGE ACCURACY: R TERMINAL BOX (ABOVE) CABLE ENTRY ON THE ND-END SIGNAL CONNECTION LEFT | - | 0 | 0
1PH8138-1JF20-0CA1 |  | 1PH8138-1JF20-0CA1 | 1 | UN | 1 | 20 | D | D | N | N | 85015230 | 1 |  | 160 | KG | 4899.11 | 4899.11 | MC05 | MC05 | SIMOTICS M Compact induction motor 1500rpm, 30 kW, 191Nm, 80 A, 289V 1750rpm, 33 kW, 180Nm, 77A, 332V 2000rpm, 37kW, 177Nm, 76A, 380 V water cooling Degree of protection IP65 Incremental encoder HTL 2048 S/R (encoder HTL2048S/R) With temperature sensor KTY 84-130 DESIGN IM B3 (IM V5, IM V6) PLAIN SHAFT WITHOUT FITTED KEY; BEARING: STANDARD WITH FIXED BEARING, VIBRATION SEVERITY GRADE: S/A, SHAFT AND FLANGE ACCURACY: R TERMINAL BOX (ABOVE) CABLE ENTRY ON THE RIGHT SIGNAL CONNECTION D-END | - | 0 | 0
1PH8138-1JF20-0CB1 |  | 1PH8138-1JF20-0CB1 | 1 | UN | 1 | 20 | D | D | N | N | 85015230 | 1 |  | 160 | KG | 4899.11 | 4899.11 | MC05 | MC05 | SIMOTICS M Compact induction motor 1500rpm, 30 kW, 191Nm, 80 A, 289V 1750rpm, 33 kW, 180Nm, 77A, 332V 2000rpm, 37kW, 177Nm, 76A, 380 V water cooling Degree of protection IP65 Incremental encoder HTL 2048 S/R (encoder HTL2048S/R) With temperature sensor KTY 84-130 DESIGN IM B3 (IM V5, IM V6) PLAIN SHAFT WITHOUT FITTED KEY; BEARING: STANDARD WITH FIXED BEARING, VIBRATION SEVERITY GRADE: S/A, SHAFT AND FLANGE ACCURACY: R TERMINAL BOX (ABOVE) CABLE ENTRY ON THE LEFT SIGNAL CONNECTION D-END | - | 0 | 0
1PH8138-1JF20-0CC1 |  | 1PH8138-1JF20-0CC1 | 1 | UN | 1 | 20 | D | D | N | N | 85015230 | 1 |  | 160 | KG | 4899.11 | 4899.11 | MC05 | MC05 | SIMOTICS M Compact induction motor 1500rpm, 30 kW, 191Nm, 80 A, 289V 1750rpm, 33 kW, 180Nm, 77A, 332V 2000rpm, 37kW, 177Nm, 76A, 380 V water cooling Degree of protection IP65 Incremental encoder HTL 2048 S/R (encoder HTL2048S/R) With temperature sensor KTY 84-130 DESIGN IM B3 (IM V5, IM V6) PLAIN SHAFT WITHOUT FITTED KEY; BEARING: STANDARD WITH FIXED BEARING, VIBRATION SEVERITY GRADE: S/A, SHAFT AND FLANGE ACCURACY: R TERMINAL BOX (ABOVE) CABLE ENTRY ON THE ND-END SIGNAL CONNECTION LEFT | - | 0 | 0
1PH8138-1JF20-2BA1 |  | 1PH8138-1JF20-2BA1 | 1 | UN | 1 | 20 | D | D | N | N | 85015230 | 1 |  | 160 | KG | 4769.09 | 4769.09 | MC05 | MC05 | SIMOTICS M Compact induction motor 1500rpm, 30 kW, 191Nm, 80 A, 289V 1750rpm, 33 kW, 180Nm, 77A, 332V 2000rpm, 37kW, 177Nm, 76A, 380 V water cooling Degree of protection IP65 Incremental encoder HTL 2048 S/R (encoder HTL2048S/R) With temperature sensor KTY 84-130 DESIGN IM B3 (IM V5, IM V6) SHAFT WITH FITTED KEY HALF-KEY BALANCING BEARING: STANDARD WITH FIXED BEARING, VIBRATION SEVERITY GRADE: R/A, FLANGE ACCURACY: R TERMINAL BOX (ABOVE) CABLE ENTRY ON THE RIGHT SIGNAL CONNECTION D-END | - | 0 | 0
1PH8138-1JF20-2BB1 |  | 1PH8138-1JF20-2BB1 | 1 | UN | 1 | 20 | D | D | N | N | 85015230 | 1 |  | 160 | KG | 4769.09 | 4769.09 | MC05 | MC05 | SIMOTICS M Compact induction motor 1500rpm, 30 kW, 191Nm, 80 A, 289V 1750rpm, 33 kW, 180Nm, 77A, 332V 2000rpm, 37kW, 177Nm, 76A, 380 V water cooling Degree of protection IP65 Incremental encoder HTL 2048 S/R (encoder HTL2048S/R) With temperature sensor KTY 84-130 DESIGN IM B3 (IM V5, IM V6) SHAFT WITH FITTED KEY HALF-KEY BALANCING BEARING: STANDARD WITH FIXED BEARING, VIBRATION SEVERITY GRADE: R/A, FLANGE ACCURACY: R TERMINAL BOX (ABOVE) CABLE ENTRY ON THE LEFT SIGNAL CONNECTION D-END | - | 0 | 0
1PH8138-1JF20-2BC1 |  | 1PH8138-1JF20-2BC1 | 1 | UN | 1 | 20 | D | D | N | N | 85015230 | 1 |  | 160 | KG | 4769.09 | 4769.09 | MC05 | MC05 | SIMOTICS M Compact induction motor 1500rpm, 30 kW, 191Nm, 80 A, 289V 1750rpm, 33 kW, 180Nm, 77A, 332V 2000rpm, 37kW, 177Nm, 76A, 380 V water cooling Degree of protection IP65 Incremental encoder HTL 2048 S/R (encoder HTL2048S/R) With temperature sensor KTY 84-130 DESIGN IM B3 (IM V5, IM V6) SHAFT WITH FITTED KEY HALF-KEY BALANCING BEARING: STANDARD WITH FIXED BEARING, VIBRATION SEVERITY GRADE: R/A, FLANGE ACCURACY: R TERMINAL BOX (ABOVE) CABLE ENTRY ON THE ND-END SIGNAL CONNECTION LEFT | - | 0 | 0
1PH8138-1JF20-2CA1 |  | 1PH8138-1JF20-2CA1 | 1 | UN | 1 | 20 | D | D | N | N | 85015230 | 1 |  | 160 | KG | 4899.11 | 4899.11 | MC05 | MC05 | SIMOTICS M Compact induction motor 1500rpm, 30 kW, 191Nm, 80 A, 289V 1750rpm, 33 kW, 180Nm, 77A, 332V 2000rpm, 37kW, 177Nm, 76A, 380 V water cooling Degree of protection IP65 Incremental encoder HTL 2048 S/R (encoder HTL2048S/R) With temperature sensor KTY 84-130 DESIGN IM B3 (IM V5, IM V6) SHAFT WITH FITTED KEY HALF-KEY BALANCING BEARING: STANDARD WITH FIXED BEARING, VIBRATION SEVERITY GRADE: S/A, SHAFT AND FLANGE ACCURACY: R TERMINAL BOX (ABOVE) CABLE ENTRY ON THE RIGHT SIGNAL CONNECTION D-END | - | 0 | 0
1PH8138-1JF20-2CB1 |  | 1PH8138-1JF20-2CB1 | 1 | UN | 1 | 20 | D | D | N | N | 85015230 | 1 |  | 160 | KG | 4899.11 | 4899.11 | MC05 | MC05 | SIMOTICS M Compact induction motor 1500rpm, 30 kW, 191Nm, 80 A, 289V 1750rpm, 33 kW, 180Nm, 77A, 332V 2000rpm, 37kW, 177Nm, 76A, 380 V water cooling Degree of protection IP65 Incremental encoder HTL 2048 S/R (encoder HTL2048S/R) With temperature sensor KTY 84-130 DESIGN IM B3 (IM V5, IM V6) SHAFT WITH FITTED KEY HALF-KEY BALANCING BEARING: STANDARD WITH FIXED BEARING, VIBRATION SEVERITY GRADE: S/A, SHAFT AND FLANGE ACCURACY: R TERMINAL BOX (ABOVE) CABLE ENTRY ON THE LEFT SIGNAL CONNECTION D-END | - | 0 | 0
1PH8138-1JF20-2CC1 |  | 1PH8138-1JF20-2CC1 | 1 | UN | 1 | 20 | D | D | N | N | 85015230 | 1 |  | 160 | KG | 4899.11 | 4899.11 | MC05 | MC05 | SIMOTICS M Compact induction motor 1500rpm, 30 kW, 191Nm, 80 A, 289V 1750rpm, 33 kW, 180Nm, 77A, 332V 2000rpm, 37kW, 177Nm, 76A, 380 V water cooling Degree of protection IP65 Incremental encoder HTL 2048 S/R (encoder HTL2048S/R) With temperature sensor KTY 84-130 DESIGN IM B3 (IM V5, IM V6) SHAFT WITH FITTED KEY HALF-KEY BALANCING BEARING: STANDARD WITH FIXED BEARING, VIBRATION SEVERITY GRADE: S/A, SHAFT AND FLANGE ACCURACY: R TERMINAL BOX (ABOVE) CABLE ENTRY ON THE ND-END SIGNAL CONNECTION LEFT | - | 0 | 0
1PH8138-1JF22-0BA1 |  | 1PH8138-1JF22-0BA1 | 1 | UN | 1 | 20 | D | D | N | N | 85015230 | 1 |  | 160 | KG | 4928.04 | 4928.04 | MC05 | MC05 | SIMOTICS M Compact induction motor 1500rpm, 30 kW, 191Nm, 80 A, 289V 1750rpm, 33 kW, 180Nm, 77A, 332V 2000rpm, 37kW, 177Nm, 76A, 380 V water cooling Degree of protection IP65 Incremental encoder HTL 2048 S/R (encoder HTL2048S/R) With temperature sensor KTY 84-130 DESIGN IM B5 (IMV 1,IM V3) PLAIN SHAFT WITHOUT FITTED KEY; BEARING: STANDARD WITH FIXED BEARING, VIBRATION SEVERITY GRADE: R/A, FLANGE ACCURACY: R TERMINAL BOX (ABOVE) CABLE ENTRY ON THE RIGHT SIGNAL CONNECTION D-END | - | 0 | 0
1PH8138-1JF22-0BB1 |  | 1PH8138-1JF22-0BB1 | 1 | UN | 1 | 20 | D | D | N | N | 85015230 | 1 |  | 160 | KG | 4928.04 | 4928.04 | MC05 | MC05 | SIMOTICS M Compact induction motor 1500rpm, 30 kW, 191Nm, 80 A, 289V 1750rpm, 33 kW, 180Nm, 77A, 332V 2000rpm, 37kW, 177Nm, 76A, 380 V water cooling Degree of protection IP65 Incremental encoder HTL 2048 S/R (encoder HTL2048S/R) With temperature sensor KTY 84-130 DESIGN IM B5 (IMV 1,IM V3) PLAIN SHAFT WITHOUT FITTED KEY; BEARING: STANDARD WITH FIXED BEARING, VIBRATION SEVERITY GRADE: R/A, FLANGE ACCURACY: R TERMINAL BOX (ABOVE) CABLE ENTRY ON THE LEFT SIGNAL CONNECTION D-END | - | 0 | 0
1PH8138-1JF22-0BC1 |  | 1PH8138-1JF22-0BC1 | 1 | UN | 1 | 20 | D | D | N | N | 85015230 | 1 |  | 160 | KG | 4928.04 | 4928.04 | MC05 | MC05 | SIMOTICS M Compact induction motor 1500rpm, 30 kW, 191Nm, 80 A, 289V 1750rpm, 33 kW, 180Nm, 77A, 332V 2000rpm, 37kW, 177Nm, 76A, 380 V water cooling Degree of protection IP65 Incremental encoder HTL 2048 S/R (encoder HTL2048S/R) With temperature sensor KTY 84-130 DESIGN IM B5 (IMV 1,IM V3) PLAIN SHAFT WITHOUT FITTED KEY; BEARING: STANDARD WITH FIXED BEARING, VIBRATION SEVERITY GRADE: R/A, FLANGE ACCURACY: R TERMINAL BOX (ABOVE) CABLE ENTRY ON THE ND-END SIGNAL CONNECTION LEFT | - | 0 | 0
1PH8138-1JF22-0CA1 |  | 1PH8138-1JF22-0CA1 | 1 | UN | 1 | 20 | D | D | N | N | 85015230 | 1 |  | 160 | KG | 5058.06 | 5058.06 | MC05 | MC05 | SIMOTICS M Compact induction motor 1500rpm, 30 kW, 191Nm, 80 A, 289V 1750rpm, 33 kW, 180Nm, 77A, 332V 2000rpm, 37kW, 177Nm, 76A, 380 V water cooling Degree of protection IP65 Incremental encoder HTL 2048 S/R (encoder HTL2048S/R) With temperature sensor KTY 84-130 DESIGN IM B5 (IMV 1,IM V3) PLAIN SHAFT WITHOUT FITTED KEY; BEARING: STANDARD WITH FIXED BEARING, VIBRATION SEVERITY GRADE: S/A, SHAFT AND FLANGE ACCURACY: R TERMINAL BOX (ABOVE) CABLE ENTRY ON THE RIGHT SIGNAL CONNECTION D-END | - | 0 | 0
1PH8138-1JF22-0CB1 |  | 1PH8138-1JF22-0CB1 | 1 | UN | 1 | 20 | D | D | N | N | 85015230 | 1 |  | 160 | KG | 5058.06 | 5058.06 | MC05 | MC05 | SIMOTICS M Compact induction motor 1500rpm, 30 kW, 191Nm, 80 A, 289V 1750rpm, 33 kW, 180Nm, 77A, 332V 2000rpm, 37kW, 177Nm, 76A, 380 V water cooling Degree of protection IP65 Incremental encoder HTL 2048 S/R (encoder HTL2048S/R) With temperature sensor KTY 84-130 DESIGN IM B5 (IMV 1,IM V3) PLAIN SHAFT WITHOUT FITTED KEY; BEARING: STANDARD WITH FIXED BEARING, VIBRATION SEVERITY GRADE: S/A, SHAFT AND FLANGE ACCURACY: R TERMINAL BOX (ABOVE) CABLE ENTRY ON THE LEFT SIGNAL CONNECTION D-END | - | 0 | 0
1PH8138-1JF22-0CC1 |  | 1PH8138-1JF22-0CC1 | 1 | UN | 1 | 20 | D | D | N | N | 85015230 | 1 |  | 160 | KG | 5058.06 | 5058.06 | MC05 | MC05 | SIMOTICS M Compact induction motor 1500rpm, 30 kW, 191Nm, 80 A, 289V 1750rpm, 33 kW, 180Nm, 77A, 332V 2000rpm, 37kW, 177Nm, 76A, 380 V water cooling Degree of protection IP65 Incremental encoder HTL 2048 S/R (encoder HTL2048S/R) With temperature sensor KTY 84-130 DESIGN IM B5 (IMV 1,IM V3) PLAIN SHAFT WITHOUT FITTED KEY; BEARING: STANDARD WITH FIXED BEARING, VIBRATION SEVERITY GRADE: S/A, SHAFT AND FLANGE ACCURACY: R TERMINAL BOX (ABOVE) CABLE ENTRY ON THE ND-END SIGNAL CONNECTION LEFT | - | 0 | 0
1PH8138-1JF22-2BA1 |  | 1PH8138-1JF22-2BA1 | 1 | UN | 1 | 20 | D | D | N | N | 85015230 | 1 |  | 160 | KG | 4928.04 | 4928.04 | MC05 | MC05 | SIMOTICS M Compact induction motor 1500rpm, 30 kW, 191Nm, 80 A, 289V 1750rpm, 33 kW, 180Nm, 77A, 332V 2000rpm, 37kW, 177Nm, 76A, 380 V water cooling Degree of protection IP65 Incremental encoder HTL 2048 S/R (encoder HTL2048S/R) With temperature sensor KTY 84-130 DESIGN IM B5 (IMV 1,IM V3) SHAFT WITH FITTED KEY HALF-KEY BALANCING BEARING: STANDARD WITH FIXED BEARING, VIBRATION SEVERITY GRADE: R/A, FLANGE ACCURACY: R TERMINAL BOX (ABOVE) CABLE ENTRY ON THE RIGHT SIGNAL CONNECTION D-END | - | 0 | 0
1PH8138-1JF22-2BB1 |  | 1PH8138-1JF22-2BB1 | 1 | UN | 1 | 20 | D | D | N | N | 85015230 | 1 |  | 160 | KG | 4928.04 | 4928.04 | MC05 | MC05 | SIMOTICS M Compact induction motor 1500rpm, 30 kW, 191Nm, 80 A, 289V 1750rpm, 33 kW, 180Nm, 77A, 332V 2000rpm, 37kW, 177Nm, 76A, 380 V water cooling Degree of protection IP65 Incremental encoder HTL 2048 S/R (encoder HTL2048S/R) With temperature sensor KTY 84-130 DESIGN IM B5 (IMV 1,IM V3) SHAFT WITH FITTED KEY HALF-KEY BALANCING BEARING: STANDARD WITH FIXED BEARING, VIBRATION SEVERITY GRADE: R/A, FLANGE ACCURACY: R TERMINAL BOX (ABOVE) CABLE ENTRY ON THE LEFT SIGNAL CONNECTION D-END | - | 0 | 0
1PH8138-1JF22-2BC1 |  | 1PH8138-1JF22-2BC1 | 1 | UN | 1 | 20 | D | D | N | N | 85015230 | 1 |  | 160 | KG | 4928.04 | 4928.04 | MC05 | MC05 | SIMOTICS M Compact induction motor 1500rpm, 30 kW, 191Nm, 80 A, 289V 1750rpm, 33 kW, 180Nm, 77A, 332V 2000rpm, 37kW, 177Nm, 76A, 380 V water cooling Degree of protection IP65 Incremental encoder HTL 2048 S/R (encoder HTL2048S/R) With temperature sensor KTY 84-130 DESIGN IM B5 (IMV 1,IM V3) SHAFT WITH FITTED KEY HALF-KEY BALANCING BEARING: STANDARD WITH FIXED BEARING, VIBRATION SEVERITY GRADE: R/A, FLANGE ACCURACY: R TERMINAL BOX (ABOVE) CABLE ENTRY ON THE ND-END SIGNAL CONNECTION LEFT | - | 0 | 0
1PH8138-1JF22-2CA1 |  | 1PH8138-1JF22-2CA1 | 1 | UN | 1 | 20 | D | D | N | N | 85015230 | 1 |  | 160 | KG | 5058.06 | 5058.06 | MC05 | MC05 | SIMOTICS M Compact induction motor 1500rpm, 30 kW, 191Nm, 80 A, 289V 1750rpm, 33 kW, 180Nm, 77A, 332V 2000rpm, 37kW, 177Nm, 76A, 380 V water cooling Degree of protection IP65 Incremental encoder HTL 2048 S/R (encoder HTL2048S/R) With temperature sensor KTY 84-130 DESIGN IM B5 (IMV 1,IM V3) SHAFT WITH FITTED KEY HALF-KEY BALANCING BEARING: STANDARD WITH FIXED BEARING, VIBRATION SEVERITY GRADE: S/A, SHAFT AND FLANGE ACCURACY: R TERMINAL BOX (ABOVE) CABLE ENTRY ON THE RIGHT SIGNAL CONNECTION D-END | - | 0 | 0
1PH8138-1JF22-2CB1 |  | 1PH8138-1JF22-2CB1 | 1 | UN | 1 | 20 | D | D | N | N | 85015230 | 1 |  | 160 | KG | 5058.06 | 5058.06 | MC05 | MC05 | SIMOTICS M Compact induction motor 1500rpm, 30 kW, 191Nm, 80 A, 289V 1750rpm, 33 kW, 180Nm, 77A, 332V 2000rpm, 37kW, 177Nm, 76A, 380 V water cooling Degree of protection IP65 Incremental encoder HTL 2048 S/R (encoder HTL2048S/R) With temperature sensor KTY 84-130 DESIGN IM B5 (IMV 1,IM V3) SHAFT WITH FITTED KEY HALF-KEY BALANCING BEARING: STANDARD WITH FIXED BEARING, VIBRATION SEVERITY GRADE: S/A, SHAFT AND FLANGE ACCURACY: R TERMINAL BOX (ABOVE) CABLE ENTRY ON THE LEFT SIGNAL CONNECTION D-END | - | 0 | 0
1PH8138-1JF22-2CC1 |  | 1PH8138-1JF22-2CC1 | 1 | UN | 1 | 20 | D | D | N | N | 85015230 | 1 |  | 160 | KG | 5058.06 | 5058.06 | MC05 | MC05 | SIMOTICS M Compact induction motor 1500rpm, 30 kW, 191Nm, 80 A, 289V 1750rpm, 33 kW, 180Nm, 77A, 332V 2000rpm, 37kW, 177Nm, 76A, 380 V water cooling Degree of protection IP65 Incremental encoder HTL 2048 S/R (encoder HTL2048S/R) With temperature sensor KTY 84-130 DESIGN IM B5 (IMV 1,IM V3) SHAFT WITH FITTED KEY HALF-KEY BALANCING BEARING: STANDARD WITH FIXED BEARING, VIBRATION SEVERITY GRADE: S/A, SHAFT AND FLANGE ACCURACY: R TERMINAL BOX (ABOVE) CABLE ENTRY ON THE ND-END SIGNAL CONNECTION LEFT | - | 0 | 0
1PH8138-1JF23-0BA1 |  | 1PH8138-1JF23-0BA1 | 1 | UN | 1 | 20 | D | D | N | N | 85015230 | 1 |  | 160 | KG | 5130.34 | 5130.34 | MC05 | MC05 | SIMOTICS M Compact induction motor 1500rpm, 30 kW, 191Nm, 80 A, 289V 1750rpm, 33 kW, 180Nm, 77A, 332V 2000rpm, 37kW, 177Nm, 76A, 380 V water cooling Degree of protection IP65 Incremental encoder HTL 2048 S/R (encoder HTL2048S/R) With temperature sensor KTY 84-130 Design IM B35 (IM V15, (IM V35) PLAIN SHAFT WITHOUT FITTED KEY; BEARING: STANDARD WITH FIXED BEARING, VIBRATION SEVERITY GRADE: R/A, FLANGE ACCURACY: R TERMINAL BOX (ABOVE) CABLE ENTRY ON THE RIGHT SIGNAL CONNECTION D-END | - | 0 | 0
1PH8138-1JF23-0BB1 |  | 1PH8138-1JF23-0BB1 | 1 | UN | 1 | 20 | D | D | N | N | 85015230 | 1 |  | 160 | KG | 5130.34 | 5130.34 | MC05 | MC05 | SIMOTICS M Compact induction motor 1500rpm, 30 kW, 191Nm, 80 A, 289V 1750rpm, 33 kW, 180Nm, 77A, 332V 2000rpm, 37kW, 177Nm, 76A, 380 V water cooling Degree of protection IP65 Incremental encoder HTL 2048 S/R (encoder HTL2048S/R) With temperature sensor KTY 84-130 Design IM B35 (IM V15, (IM V35) PLAIN SHAFT WITHOUT FITTED KEY; BEARING: STANDARD WITH FIXED BEARING, VIBRATION SEVERITY GRADE: R/A, FLANGE ACCURACY: R TERMINAL BOX (ABOVE) CABLE ENTRY ON THE LEFT SIGNAL CONNECTION D-END | - | 0 | 0
1PH8138-1JF23-0BC1 |  | 1PH8138-1JF23-0BC1 | 1 | UN | 1 | 20 | D | D | N | N | 85015230 | 1 |  | 160 | KG | 5130.34 | 5130.34 | MC05 | MC05 | SIMOTICS M Compact induction motor 1500rpm, 30 kW, 191Nm, 80 A, 289V 1750rpm, 33 kW, 180Nm, 77A, 332V 2000rpm, 37kW, 177Nm, 76A, 380 V water cooling Degree of protection IP65 Incremental encoder HTL 2048 S/R (encoder HTL2048S/R) With temperature sensor KTY 84-130 Design IM B35 (IM V15, (IM V35) PLAIN SHAFT WITHOUT FITTED KEY; BEARING: STANDARD WITH FIXED BEARING, VIBRATION SEVERITY GRADE: R/A, FLANGE ACCURACY: R TERMINAL BOX (ABOVE) CABLE ENTRY ON THE ND-END SIGNAL CONNECTION LEFT | - | 0 | 0
1PH8138-1JF23-0CA1 |  | 1PH8138-1JF23-0CA1 | 1 | UN | 1 | 20 | D | D | N | N | 85015230 | 1 |  | 160 | KG | 5260.36 | 5260.36 | MC05 | MC05 | SIMOTICS M Compact induction motor 1500rpm, 30 kW, 191Nm, 80 A, 289V 1750rpm, 33 kW, 180Nm, 77A, 332V 2000rpm, 37kW, 177Nm, 76A, 380 V water cooling Degree of protection IP65 Incremental encoder HTL 2048 S/R (encoder HTL2048S/R) With temperature sensor KTY 84-130 Design IM B35 (IM V15, (IM V35) PLAIN SHAFT WITHOUT FITTED KEY; BEARING: STANDARD WITH FIXED BEARING, VIBRATION SEVERITY GRADE: S/A, SHAFT AND FLANGE ACCURACY: R TERMINAL BOX (ABOVE) CABLE ENTRY ON THE RIGHT SIGNAL CONNECTION D-END | - | 0 | 0
1PH8138-1JF23-0CB1 |  | 1PH8138-1JF23-0CB1 | 1 | UN | 1 | 20 | D | D | N | N | 85015230 | 1 |  | 160 | KG | 5260.36 | 5260.36 | MC05 | MC05 | SIMOTICS M Compact induction motor 1500rpm, 30 kW, 191Nm, 80 A, 289V 1750rpm, 33 kW, 180Nm, 77A, 332V 2000rpm, 37kW, 177Nm, 76A, 380 V water cooling Degree of protection IP65 Incremental encoder HTL 2048 S/R (encoder HTL2048S/R) With temperature sensor KTY 84-130 Design IM B35 (IM V15, (IM V35) PLAIN SHAFT WITHOUT FITTED KEY; BEARING: STANDARD WITH FIXED BEARING, VIBRATION SEVERITY GRADE: S/A, SHAFT AND FLANGE ACCURACY: R TERMINAL BOX (ABOVE) CABLE ENTRY ON THE LEFT SIGNAL CONNECTION D-END | - | 0 | 0
1PH8138-1JF23-0CC1 |  | 1PH8138-1JF23-0CC1 | 1 | UN | 1 | 20 | D | D | N | N | 85015230 | 1 |  | 160 | KG | 5260.36 | 5260.36 | MC05 | MC05 | SIMOTICS M Compact induction motor 1500rpm, 30 kW, 191Nm, 80 A, 289V 1750rpm, 33 kW, 180Nm, 77A, 332V 2000rpm, 37kW, 177Nm, 76A, 380 V water cooling Degree of protection IP65 Incremental encoder HTL 2048 S/R (encoder HTL2048S/R) With temperature sensor KTY 84-130 Design IM B35 (IM V15, (IM V35) PLAIN SHAFT WITHOUT FITTED KEY; BEARING: STANDARD WITH FIXED BEARING, VIBRATION SEVERITY GRADE: S/A, SHAFT AND FLANGE ACCURACY: R TERMINAL BOX (ABOVE) CABLE ENTRY ON THE ND-END SIGNAL CONNECTION LEFT | - | 0 | 0
1PH8138-1JF23-2BA1 |  | 1PH8138-1JF23-2BA1 | 1 | UN | 1 | 20 | D | D | N | N | 85015230 | 1 |  | 160 | KG | 5130.34 | 5130.34 | MC05 | MC05 | SIMOTICS M Compact induction motor 1500rpm, 30 kW, 191Nm, 80 A, 289V 1750rpm, 33 kW, 180Nm, 77A, 332V 2000rpm, 37kW, 177Nm, 76A, 380 V water cooling Degree of protection IP65 Incremental encoder HTL 2048 S/R (encoder HTL2048S/R) With temperature sensor KTY 84-130 Design IM B35 (IM V15, (IM V35) SHAFT WITH FITTED KEY HALF-KEY BALANCING BEARING: STANDARD WITH FIXED BEARING, VIBRATION SEVERITY GRADE: R/A, FLANGE ACCURACY: R TERMINAL BOX (ABOVE) CABLE ENTRY ON THE RIGHT SIGNAL CONNECTION D-END | - | 0 | 0
1PH8138-1JF23-2BB1 |  | 1PH8138-1JF23-2BB1 | 1 | UN | 1 | 20 | D | D | N | N | 85015230 | 1 |  | 160 | KG | 5130.34 | 5130.34 | MC05 | MC05 | SIMOTICS M Compact induction motor 1500rpm, 30 kW, 191Nm, 80 A, 289V 1750rpm, 33 kW, 180Nm, 77A, 332V 2000rpm, 37kW, 177Nm, 76A, 380 V water cooling Degree of protection IP65 Incremental encoder HTL 2048 S/R (encoder HTL2048S/R) With temperature sensor KTY 84-130 Design IM B35 (IM V15, (IM V35) SHAFT WITH FITTED KEY HALF-KEY BALANCING BEARING: STANDARD WITH FIXED BEARING, VIBRATION SEVERITY GRADE: R/A, FLANGE ACCURACY: R TERMINAL BOX (ABOVE) CABLE ENTRY ON THE LEFT SIGNAL CONNECTION D-END | - | 0 | 0
1PH8138-1JF23-2BC1 |  | 1PH8138-1JF23-2BC1 | 1 | UN | 1 | 20 | D | D | N | N | 85015230 | 1 |  | 160 | KG | 5130.34 | 5130.34 | MC05 | MC05 | SIMOTICS M Compact induction motor 1500rpm, 30 kW, 191Nm, 80 A, 289V 1750rpm, 33 kW, 180Nm, 77A, 332V 2000rpm, 37kW, 177Nm, 76A, 380 V water cooling Degree of protection IP65 Incremental encoder HTL 2048 S/R (encoder HTL2048S/R) With temperature sensor KTY 84-130 Design IM B35 (IM V15, (IM V35) SHAFT WITH FITTED KEY HALF-KEY BALANCING BEARING: STANDARD WITH FIXED BEARING, VIBRATION SEVERITY GRADE: R/A, FLANGE ACCURACY: R TERMINAL BOX (ABOVE) CABLE ENTRY ON THE ND-END SIGNAL CONNECTION LEFT | - | 0 | 0
1PH8138-1JF23-2CA1 |  | 1PH8138-1JF23-2CA1 | 1 | UN | 1 | 20 | D | D | N | N | 85015230 | 1 |  | 160 | KG | 5260.36 | 5260.36 | MC05 | MC05 | SIMOTICS M Compact induction motor 1500rpm, 30 kW, 191Nm, 80 A, 289V 1750rpm, 33 kW, 180Nm, 77A, 332V 2000rpm, 37kW, 177Nm, 76A, 380 V water cooling Degree of protection IP65 Incremental encoder HTL 2048 S/R (encoder HTL2048S/R) With temperature sensor KTY 84-130 Design IM B35 (IM V15, (IM V35) SHAFT WITH FITTED KEY HALF-KEY BALANCING BEARING: STANDARD WITH FIXED BEARING, VIBRATION SEVERITY GRADE: S/A, SHAFT AND FLANGE ACCURACY: R TERMINAL BOX (ABOVE) CABLE ENTRY ON THE RIGHT SIGNAL CONNECTION D-END | - | 0 | 0
1PH8138-1JF23-2CB1 |  | 1PH8138-1JF23-2CB1 | 1 | UN | 1 | 20 | D | D | N | N | 85015230 | 1 |  | 160 | KG | 5260.36 | 5260.36 | MC05 | MC05 | SIMOTICS M Compact induction motor 1500rpm, 30 kW, 191Nm, 80 A, 289V 1750rpm, 33 kW, 180Nm, 77A, 332V 2000rpm, 37kW, 177Nm, 76A, 380 V water cooling Degree of protection IP65 Incremental encoder HTL 2048 S/R (encoder HTL2048S/R) With temperature sensor KTY 84-130 Design IM B35 (IM V15, (IM V35) SHAFT WITH FITTED KEY HALF-KEY BALANCING BEARING: STANDARD WITH FIXED BEARING, VIBRATION SEVERITY GRADE: S/A, SHAFT AND FLANGE ACCURACY: R TERMINAL BOX (ABOVE) CABLE ENTRY ON THE LEFT SIGNAL CONNECTION D-END | - | 0 | 0
1PH8138-1JF23-2CC1 |  | 1PH8138-1JF23-2CC1 | 1 | UN | 1 | 20 | D | D | N | N | 85015230 | 1 |  | 160 | KG | 5260.36 | 5260.36 | MC05 | MC05 | SIMOTICS M Compact induction motor 1500rpm, 30 kW, 191Nm, 80 A, 289V 1750rpm, 33 kW, 180Nm, 77A, 332V 2000rpm, 37kW, 177Nm, 76A, 380 V water cooling Degree of protection IP65 Incremental encoder HTL 2048 S/R (encoder HTL2048S/R) With temperature sensor KTY 84-130 Design IM B35 (IM V15, (IM V35) SHAFT WITH FITTED KEY HALF-KEY BALANCING BEARING: STANDARD WITH FIXED BEARING, VIBRATION SEVERITY GRADE: S/A, SHAFT AND FLANGE ACCURACY: R TERMINAL BOX (ABOVE) CABLE ENTRY ON THE ND-END SIGNAL CONNECTION LEFT | - | 0 | 0
1PH8138-2DG20-1ZA1 | P1C | 1PH8138-2DG20-1ZA1P1C | 1 | UN | 1 | 40 | X | D | N | N | 85015290 | 1 |  | 156 | KG | 10104.74 | 10104.74 | MC05 | MC05 | SIMOTICS M Compact synchronous motor 2000rpm, 59.3kW, 283Nm, 131A 374V; 2300rpm, 67.7kW, 281Nm 130A, 415V; 2650rpm, 76.3kW, 275Nm, 30 A, 449V Water cooling; Degree of protection IP65 Incremental encoder 22-bit with commutation position (encoder IC22DQ) with Drive-CLiQ interface Type of construction IM B3 (IM V5, IM V6) Shaft with feather key Full-key balancing terminal box (top) Cable entry on the right Signal connection DE Quotation number SMR-108-2013 P1C: Customer-specific bearings | - | 0 | 0
1PH8138-2FG22-0BB1 |  | 1PH8138-2FG22-0BB1 | 1 | UN | 1 | 40 | X | D | N | N | 85015290 | 1 |  | 156 | KG | 9540.31 | 9540.31 | MC05 | MC05 | SIMOTICS M Compact synchronous motor 2000rpm, 59.3kW 283Nm, 131A, 374V 2300rpm, 67.7kW 281Nm, 130A, 415 V 2650rpm, 76.3kW 275Nm, 30 A, 449V water cooling Degree of protection IP65 Absolute encoder 22-bit Single-turn and 12-bit multi-turn (encoder AM22DQ) with DRIVE-CLiQ interface DESIGN IM B5 (IMV 1,IM V3) PLAIN SHAFT WITHOUT FITTED KEY; BEARING: STANDARD WITH FIXED BEARING, VIBRATION SEVERITY GRADE: R/A, FLANGE ACCURACY: R TERMINAL BOX (ABOVE) CABLE ENTRY ON THE LEFT SIGNAL CONNECTION D-END | - | 0 | 0
1PH8163-1AB10-0BA1 |  | 1PH8163-1AB10-0BA1 | 1 | UN | 1 | 20 | D | D | N | N | 85015230 | 1 |  | 196 | KG | 3829.9 | 3829.9 | MC05 | MC05 | SIMOTICS M Compact induction motor 400rpm, 9.5kW 227Nm, 30 A, 260V 500rpm, 12kW 229Nm, 30 A, 325V 600rpm, 14.5kW 231Nm, 30 A, 370V forced ventilation; direction of air flow NDE--> DE; Degree of protection IP55 W/O ENCODER with TEMPERAT. SENSOR KTY84-130 DESIGN IM B3 (IM V5, IM V6) PLAIN SHAFT WITHOUT FITTED KEY; BEARING: STANDARD WITH FIXED BEARING, VIBRATION SEVERITY GRADE R/A; SHAFT AND FLANGE ACCURACY: R TERMINAL BOX (ABOVE) CABLE ENTRY ON THE RIGHT SIGNAL CONNECTION D-END | - | 0 | 0
1PH8163-1AB10-0BB1 |  | 1PH8163-1AB10-0BB1 | 1 | UN | 1 | 20 | D | D | N | N | 85015230 | 1 |  | 196 | KG | 3829.9 | 3829.9 | MC05 | MC05 | SIMOTICS M Compact induction motor 400rpm, 9.5kW 227Nm, 30 A, 260V 500rpm, 12kW 229Nm, 30 A, 325V 600rpm, 14.5kW 231Nm, 30 A, 370V forced ventilation; direction of air flow NDE--> DE; Degree of protection IP55 W/O ENCODER with TEMPERAT. SENSOR KTY84-130 DESIGN IM B3 (IM V5, IM V6) PLAIN SHAFT WITHOUT FITTED KEY; BEARING: STANDARD WITH FIXED BEARING, VIBRATION SEVERITY GRADE R/A; SHAFT AND FLANGE ACCURACY: R TERMINAL BOX (ABOVE) CABLE ENTRY ON THE LEFT SIGNAL CONNECTION D-END | - | 0 | 0
1PH8163-1AB10-0BC1 |  | 1PH8163-1AB10-0BC1 | 1 | UN | 1 | 20 | D | D | N | N | 85015230 | 1 |  | 196 | KG | 3829.9 | 3829.9 | MC05 | MC05 | SIMOTICS M Compact induction motor 400rpm, 9.5kW 227Nm, 30 A, 260V 500rpm, 12kW 229Nm, 30 A, 325V 600rpm, 14.5kW 231Nm, 30 A, 370V forced ventilation; direction of air flow NDE--> DE; Degree of protection IP55 W/O ENCODER with TEMPERAT. SENSOR KTY84-130 DESIGN IM B3 (IM V5, IM V6) PLAIN SHAFT WITHOUT FITTED KEY; BEARING: STANDARD WITH FIXED BEARING, VIBRATION SEVERITY GRADE R/A; SHAFT AND FLANGE ACCURACY: R TERMINAL BOX (ABOVE) CABLE ENTRY ON THE ND-END SIGNAL CONNECTION LEFT | - | 0 | 0
1PH8163-1AB10-0CA1 |  | 1PH8163-1AB10-0CA1 | 1 | UN | 1 | 20 | D | D | N | N | 85015230 | 1 |  | 196 | KG | 3959.92 | 3959.92 | MC05 | MC05 | SIMOTICS M Compact induction motor 400rpm, 9.5kW 227Nm, 30 A, 260V 500rpm, 12kW 229Nm, 30 A, 325V 600rpm, 14.5kW 231Nm, 30 A, 370V forced ventilation; direction of air flow NDE--> DE; Degree of protection IP55 W/O ENCODER with TEMPERAT. SENSOR KTY84-130 DESIGN IM B3 (IM V5, IM V6) PLAIN SHAFT WITHOUT FITTED KEY; BEARING: STANDARD WITH FIXED BEARING, VIBRATION SEVERITY GRADE S/A; SHAFT AND FLANGE ACCURACY: R TERMINAL BOX (ABOVE) CABLE ENTRY ON THE RIGHT SIGNAL CONNECTION D-END | - | 0 | 0
1PH8163-1AB10-0CB1 |  | 1PH8163-1AB10-0CB1 | 1 | UN | 1 | 20 | D | D | N | N | 85015230 | 1 |  | 196 | KG | 3959.92 | 3959.92 | MC05 | MC05 | SIMOTICS M Compact induction motor 400rpm, 9.5kW 227Nm, 30 A, 260V 500rpm, 12kW 229Nm, 30 A, 325V 600rpm, 14.5kW 231Nm, 30 A, 370V forced ventilation; direction of air flow NDE--> DE; Degree of protection IP55 W/O ENCODER with TEMPERAT. SENSOR KTY84-130 DESIGN IM B3 (IM V5, IM V6) PLAIN SHAFT WITHOUT FITTED KEY; BEARING: STANDARD WITH FIXED BEARING, VIBRATION SEVERITY GRADE S/A; SHAFT AND FLANGE ACCURACY: R TERMINAL BOX (ABOVE) CABLE ENTRY ON THE LEFT SIGNAL CONNECTION D-END | - | 0 | 0
1PH8163-1AB10-0CC1 |  | 1PH8163-1AB10-0CC1 | 1 | UN | 1 | 20 | D | D | N | N | 85015230 | 1 |  | 196 | KG | 3959.92 | 3959.92 | MC05 | MC05 | SIMOTICS M Compact induction motor 400rpm, 9.5kW 227Nm, 30 A, 260V 500rpm, 12kW 229Nm, 30 A, 325V 600rpm, 14.5kW 231Nm, 30 A, 370V forced ventilation; direction of air flow NDE--> DE; Degree of protection IP55 W/O ENCODER with TEMPERAT. SENSOR KTY84-130 DESIGN IM B3 (IM V5, IM V6) PLAIN SHAFT WITHOUT FITTED KEY; BEARING: STANDARD WITH FIXED BEARING, VIBRATION SEVERITY GRADE S/A; SHAFT AND FLANGE ACCURACY: R TERMINAL BOX (ABOVE) CABLE ENTRY ON THE ND-END SIGNAL CONNECTION LEFT | - | 0 | 0
1PH8163-1AB10-2BA1 |  | 1PH8163-1AB10-2BA1 | 1 | UN | 1 | 20 | D | D | N | N | 85015230 | 1 |  | 196 | KG | 3959.95 | 3959.95 | MC05 | MC05 | SIMOTICS M Compact induction motor 400rpm, 9.5kW 227Nm, 30 A, 260V 500rpm, 12kW 229Nm, 30 A, 325V 600rpm, 14.5kW 231Nm, 30 A, 370V forced ventilation; direction of air flow NDE--> DE; Degree of protection IP55 W/O ENCODER with TEMPERAT. SENSOR KTY84-130 DESIGN IM B3 (IM V5, IM V6) SHAFT WITH FITTED KEY HALF-KEY BALANCING BEARING: STANDARD WITH FIXED BEARING, VIBRATION SEVERITY GRADE R/A; SHAFT AND FLANGE ACCURACY: R TERMINAL BOX (ABOVE) CABLE ENTRY ON THE RIGHT SIGNAL CONNECTION D-END | - | 0 | 0
1PH8163-1AB10-2BB1 |  | 1PH8163-1AB10-2BB1 | 1 | UN | 1 | 20 | D | D | N | N | 85015230 | 1 |  | 196 | KG | 3959.95 | 3959.95 | MC05 | MC05 | SIMOTICS M Compact induction motor 400rpm, 9.5kW 227Nm, 30 A, 260V 500rpm, 12kW 229Nm, 30 A, 325V 600rpm, 14.5kW 231Nm, 30 A, 370V forced ventilation; direction of air flow NDE--> DE; Degree of protection IP55 W/O ENCODER with TEMPERAT. SENSOR KTY84-130 DESIGN IM B3 (IM V5, IM V6) SHAFT WITH FITTED KEY HALF-KEY BALANCING BEARING: STANDARD WITH FIXED BEARING, VIBRATION SEVERITY GRADE R/A; SHAFT AND FLANGE ACCURACY: R TERMINAL BOX (ABOVE) CABLE ENTRY ON THE LEFT SIGNAL CONNECTION D-END | - | 0 | 0
1PH8163-1AB10-2BC1 |  | 1PH8163-1AB10-2BC1 | 1 | UN | 1 | 20 | D | D | N | N | 85015230 | 1 |  | 196 | KG | 3959.95 | 3959.95 | MC05 | MC05 | SIMOTICS M Compact induction motor 400rpm, 9.5kW 227Nm, 30 A, 260V 500rpm, 12kW 229Nm, 30 A, 325V 600rpm, 14.5kW 231Nm, 30 A, 370V forced ventilation; direction of air flow NDE--> DE; Degree of protection IP55 W/O ENCODER with TEMPERAT. SENSOR KTY84-130 DESIGN IM B3 (IM V5, IM V6) SHAFT WITH FITTED KEY HALF-KEY BALANCING BEARING: STANDARD WITH FIXED BEARING, VIBRATION SEVERITY GRADE R/A; SHAFT AND FLANGE ACCURACY: R TERMINAL BOX (ABOVE) CABLE ENTRY ON THE ND-END SIGNAL CONNECTION LEFT | - | 0 | 0
1PH8163-1AB10-2CA1 |  | 1PH8163-1AB10-2CA1 | 1 | UN | 1 | 20 | D | D | N | N | 85015230 | 1 |  | 196 | KG | 4089.97 | 4089.97 | MC05 | MC05 | SIMOTICS M Compact induction motor 400rpm, 9.5kW 227Nm, 30 A, 260V 500rpm, 12kW 229Nm, 30 A, 325V 600rpm, 14.5kW 231Nm, 30 A, 370V forced ventilation; direction of air flow NDE--> DE; Degree of protection IP55 W/O ENCODER with TEMPERAT. SENSOR KTY84-130 DESIGN IM B3 (IM V5, IM V6) SHAFT WITH FITTED KEY HALF-KEY BALANCING BEARING: STANDARD WITH FIXED BEARING, VIBRATION SEVERITY GRADE S/A; SHAFT AND FLANGE ACCURACY: R TERMINAL BOX (ABOVE) CABLE ENTRY ON THE RIGHT SIGNAL CONNECTION D-END | - | 0 | 0
1PH8163-1AB10-2CB1 |  | 1PH8163-1AB10-2CB1 | 1 | UN | 1 | 20 | D | D | N | N | 85015230 | 1 |  | 196 | KG | 4089.97 | 4089.97 | MC05 | MC05 | SIMOTICS M Compact induction motor 400rpm, 9.5kW 227Nm, 30 A, 260V 500rpm, 12kW 229Nm, 30 A, 325V 600rpm, 14.5kW 231Nm, 30 A, 370V forced ventilation; direction of air flow NDE--> DE; Degree of protection IP55 W/O ENCODER with TEMPERAT. SENSOR KTY84-130 DESIGN IM B3 (IM V5, IM V6) SHAFT WITH FITTED KEY HALF-KEY BALANCING BEARING: STANDARD WITH FIXED BEARING, VIBRATION SEVERITY GRADE S/A; SHAFT AND FLANGE ACCURACY: R TERMINAL BOX (ABOVE) CABLE ENTRY ON THE LEFT SIGNAL CONNECTION D-END | - | 0 | 0
1PH8163-1AB10-2CC1 |  | 1PH8163-1AB10-2CC1 | 1 | UN | 1 | 20 | D | D | N | N | 85015230 | 1 |  | 196 | KG | 4089.97 | 4089.97 | MC05 | MC05 | SIMOTICS M Compact induction motor 400rpm, 9.5kW 227Nm, 30 A, 260V 500rpm, 12kW 229Nm, 30 A, 325V 600rpm, 14.5kW 231Nm, 30 A, 370V forced ventilation; direction of air flow NDE--> DE; Degree of protection IP55 W/O ENCODER with TEMPERAT. SENSOR KTY84-130 DESIGN IM B3 (IM V5, IM V6) SHAFT WITH FITTED KEY HALF-KEY BALANCING BEARING: STANDARD WITH FIXED BEARING, VIBRATION SEVERITY GRADE S/A; SHAFT AND FLANGE ACCURACY: R TERMINAL BOX (ABOVE) CABLE ENTRY ON THE ND-END SIGNAL CONNECTION LEFT | - | 0 | 0
1PH8163-1AB12-0BA1 |  | 1PH8163-1AB12-0BA1 | 1 | UN | 1 | 20 | D | D | N | N | 85015230 | 1 |  | 196 | KG | 4263.4 | 4263.4 | MC05 | MC05 | SIMOTICS M Compact induction motor 400rpm, 9.5kW 227Nm, 30 A, 260V 500rpm, 12kW 229Nm, 30 A, 325V 600rpm, 14.5kW 231Nm, 30 A, 370V forced ventilation; direction of air flow NDE--> DE; Degree of protection IP55 W/O ENCODER with TEMPERAT. SENSOR KTY84-130 DESIGN IM B5 (IMV 1,IM V3) PLAIN SHAFT WITHOUT FITTED KEY; BEARING: STANDARD WITH FIXED BEARING, VIBRATION SEVERITY GRADE R/A; SHAFT AND FLANGE ACCURACY: R TERMINAL BOX (ABOVE) CABLE ENTRY ON THE RIGHT SIGNAL CONNECTION D-END | - | 0 | 0
1PH8163-1AB12-0BB1 |  | 1PH8163-1AB12-0BB1 | 1 | UN | 1 | 20 | D | D | N | N | 85015230 | 1 |  | 196 | KG | 4263.4 | 4263.4 | MC05 | MC05 | SIMOTICS M Compact induction motor 400rpm, 9.5kW 227Nm, 30 A, 260V 500rpm, 12kW 229Nm, 30 A, 325V 600rpm, 14.5kW 231Nm, 30 A, 370V forced ventilation; direction of air flow NDE--> DE; Degree of protection IP55 W/O ENCODER with TEMPERAT. SENSOR KTY84-130 DESIGN IM B5 (IMV 1,IM V3) PLAIN SHAFT WITHOUT FITTED KEY; BEARING: STANDARD WITH FIXED BEARING, VIBRATION SEVERITY GRADE R/A; SHAFT AND FLANGE ACCURACY: R TERMINAL BOX (ABOVE) CABLE ENTRY ON THE LEFT SIGNAL CONNECTION D-END | - | 0 | 0
1PH8163-1AB12-0BC1 |  | 1PH8163-1AB12-0BC1 | 1 | UN | 1 | 20 | D | D | N | N | 85015230 | 1 |  | 196 | KG | 4263.4 | 4263.4 | MC05 | MC05 | SIMOTICS M Compact induction motor 400rpm, 9.5kW 227Nm, 30 A, 260V 500rpm, 12kW 229Nm, 30 A, 325V 600rpm, 14.5kW 231Nm, 30 A, 370V forced ventilation; direction of air flow NDE--> DE; Degree of protection IP55 W/O ENCODER with TEMPERAT. SENSOR KTY84-130 DESIGN IM B5 (IMV 1,IM V3) PLAIN SHAFT WITHOUT FITTED KEY; BEARING: STANDARD WITH FIXED BEARING, VIBRATION SEVERITY GRADE R/A; SHAFT AND FLANGE ACCURACY: R TERMINAL BOX (ABOVE) CABLE ENTRY ON THE ND-END SIGNAL CONNECTION LEFT | - | 0 | 0
1PH8163-1AB12-0CA1 |  | 1PH8163-1AB12-0CA1 | 1 | UN | 1 | 20 | D | D | N | N | 85015230 | 1 |  | 196 | KG | 4393.42 | 4393.42 | MC05 | MC05 | SIMOTICS M Compact induction motor 400rpm, 9.5kW 227Nm, 30 A, 260V 500rpm, 12kW 229Nm, 30 A, 325V 600rpm, 14.5kW 231Nm, 30 A, 370V forced ventilation; direction of air flow NDE--> DE; Degree of protection IP55 W/O ENCODER with TEMPERAT. SENSOR KTY84-130 DESIGN IM B5 (IMV 1,IM V3) PLAIN SHAFT WITHOUT FITTED KEY; BEARING: STANDARD WITH FIXED BEARING, VIBRATION SEVERITY GRADE S/A; SHAFT AND FLANGE ACCURACY: R TERMINAL BOX (ABOVE) CABLE ENTRY ON THE RIGHT SIGNAL CONNECTION D-END | - | 0 | 0
1PH8163-1AB12-0CB1 |  | 1PH8163-1AB12-0CB1 | 1 | UN | 1 | 20 | D | D | N | N | 85015230 | 1 |  | 196 | KG | 4393.42 | 4393.42 | MC05 | MC05 | SIMOTICS M Compact induction motor 400rpm, 9.5kW 227Nm, 30 A, 260V 500rpm, 12kW 229Nm, 30 A, 325V 600rpm, 14.5kW 231Nm, 30 A, 370V forced ventilation; direction of air flow NDE--> DE; Degree of protection IP55 W/O ENCODER with TEMPERAT. SENSOR KTY84-130 DESIGN IM B5 (IMV 1,IM V3) PLAIN SHAFT WITHOUT FITTED KEY; BEARING: STANDARD WITH FIXED BEARING, VIBRATION SEVERITY GRADE S/A; SHAFT AND FLANGE ACCURACY: R TERMINAL BOX (ABOVE) CABLE ENTRY ON THE LEFT SIGNAL CONNECTION D-END | - | 0 | 0
1PH8163-1AB12-0CC1 |  | 1PH8163-1AB12-0CC1 | 1 | UN | 1 | 20 | D | D | N | N | 85015230 | 1 |  | 196 | KG | 4393.42 | 4393.42 | MC05 | MC05 | SIMOTICS M Compact induction motor 400rpm, 9.5kW 227Nm, 30 A, 260V 500rpm, 12kW 229Nm, 30 A, 325V 600rpm, 14.5kW 231Nm, 30 A, 370V forced ventilation; direction of air flow NDE--> DE; Degree of protection IP55 W/O ENCODER with TEMPERAT. SENSOR KTY84-130 DESIGN IM B5 (IMV 1,IM V3) PLAIN SHAFT WITHOUT FITTED KEY; BEARING: STANDARD WITH FIXED BEARING, VIBRATION SEVERITY GRADE S/A; SHAFT AND FLANGE ACCURACY: R TERMINAL BOX (ABOVE) CABLE ENTRY ON THE ND-END SIGNAL CONNECTION LEFT | - | 0 | 0
1PH8163-1AB12-2BA1 |  | 1PH8163-1AB12-2BA1 | 1 | UN | 1 | 20 | D | D | N | N | 85015230 | 1 |  | 196 | KG | 4393.45 | 4393.45 | MC05 | MC05 | SIMOTICS M Compact induction motor 400rpm, 9.5kW 227Nm, 30 A, 260V 500rpm, 12kW 229Nm, 30 A, 325V 600rpm, 14.5kW 231Nm, 30 A, 370V forced ventilation; direction of air flow NDE--> DE; Degree of protection IP55 W/O ENCODER with TEMPERAT. SENSOR KTY84-130 DESIGN IM B5 (IMV 1,IM V3) SHAFT WITH FITTED KEY HALF-KEY BALANCING BEARING: STANDARD WITH FIXED BEARING, VIBRATION SEVERITY GRADE R/A; SHAFT AND FLANGE ACCURACY: R TERMINAL BOX (ABOVE) CABLE ENTRY ON THE RIGHT SIGNAL CONNECTION D-END | - | 0 | 0
1PH8163-1AB12-2BB1 |  | 1PH8163-1AB12-2BB1 | 1 | UN | 1 | 20 | D | D | N | N | 85015230 | 1 |  | 196 | KG | 4393.45 | 4393.45 | MC05 | MC05 | SIMOTICS M Compact induction motor 400rpm, 9.5kW 227Nm, 30 A, 260V 500rpm, 12kW 229Nm, 30 A, 325V 600rpm, 14.5kW 231Nm, 30 A, 370V forced ventilation; direction of air flow NDE--> DE; Degree of protection IP55 W/O ENCODER with TEMPERAT. SENSOR KTY84-130 DESIGN IM B5 (IMV 1,IM V3) SHAFT WITH FITTED KEY HALF-KEY BALANCING BEARING: STANDARD WITH FIXED BEARING, VIBRATION SEVERITY GRADE R/A; SHAFT AND FLANGE ACCURACY: R TERMINAL BOX (ABOVE) CABLE ENTRY ON THE LEFT SIGNAL CONNECTION D-END | - | 0 | 0
1PH8163-1AB12-2BC1 |  | 1PH8163-1AB12-2BC1 | 1 | UN | 1 | 20 | D | D | N | N | 85015230 | 1 |  | 196 | KG | 4393.45 | 4393.45 | MC05 | MC05 | SIMOTICS M Compact induction motor 400rpm, 9.5kW 227Nm, 30 A, 260V 500rpm, 12kW 229Nm, 30 A, 325V 600rpm, 14.5kW 231Nm, 30 A, 370V forced ventilation; direction of air flow NDE--> DE; Degree of protection IP55 W/O ENCODER with TEMPERAT. SENSOR KTY84-130 DESIGN IM B5 (IMV 1,IM V3) SHAFT WITH FITTED KEY HALF-KEY BALANCING BEARING: STANDARD WITH FIXED BEARING, VIBRATION SEVERITY GRADE R/A; SHAFT AND FLANGE ACCURACY: R TERMINAL BOX (ABOVE) CABLE ENTRY ON THE ND-END SIGNAL CONNECTION LEFT | - | 0 | 0
1PH8163-1AB12-2CA1 |  | 1PH8163-1AB12-2CA1 | 1 | UN | 1 | 20 | D | D | N | N | 85015230 | 1 |  | 196 | KG | 4523.47 | 4523.47 | MC05 | MC05 | SIMOTICS M Compact induction motor 400rpm, 9.5kW 227Nm, 30 A, 260V 500rpm, 12kW 229Nm, 30 A, 325V 600rpm, 14.5kW 231Nm, 30 A, 370V forced ventilation; direction of air flow NDE--> DE; Degree of protection IP55 W/O ENCODER with TEMPERAT. SENSOR KTY84-130 DESIGN IM B5 (IMV 1,IM V3) SHAFT WITH FITTED KEY HALF-KEY BALANCING BEARING: STANDARD WITH FIXED BEARING, VIBRATION SEVERITY GRADE S/A; SHAFT AND FLANGE ACCURACY: R TERMINAL BOX (ABOVE) CABLE ENTRY ON THE RIGHT SIGNAL CONNECTION D-END | - | 0 | 0
1PH8163-1AB12-2CB1 |  | 1PH8163-1AB12-2CB1 | 1 | UN | 1 | 20 | D | D | N | N | 85015230 | 1 |  | 196 | KG | 4523.47 | 4523.47 | MC05 | MC05 | SIMOTICS M Compact induction motor 400rpm, 9.5kW 227Nm, 30 A, 260V 500rpm, 12kW 229Nm, 30 A, 325V 600rpm, 14.5kW 231Nm, 30 A, 370V forced ventilation; direction of air flow NDE--> DE; Degree of protection IP55 W/O ENCODER with TEMPERAT. SENSOR KTY84-130 DESIGN IM B5 (IMV 1,IM V3) SHAFT WITH FITTED KEY HALF-KEY BALANCING BEARING: STANDARD WITH FIXED BEARING, VIBRATION SEVERITY GRADE S/A; SHAFT AND FLANGE ACCURACY: R TERMINAL BOX (ABOVE) CABLE ENTRY ON THE LEFT SIGNAL CONNECTION D-END | - | 0 | 0
1PH8163-1AB12-2CC1 |  | 1PH8163-1AB12-2CC1 | 1 | UN | 1 | 20 | D | D | N | N | 85015230 | 1 |  | 196 | KG | 4523.47 | 4523.47 | MC05 | MC05 | SIMOTICS M Compact induction motor 400rpm, 9.5kW 227Nm, 30 A, 260V 500rpm, 12kW 229Nm, 30 A, 325V 600rpm, 14.5kW 231Nm, 30 A, 370V forced ventilation; direction of air flow NDE--> DE; Degree of protection IP55 W/O ENCODER with TEMPERAT. SENSOR KTY84-130 DESIGN IM B5 (IMV 1,IM V3) SHAFT WITH FITTED KEY HALF-KEY BALANCING BEARING: STANDARD WITH FIXED BEARING, VIBRATION SEVERITY GRADE S/A; SHAFT AND FLANGE ACCURACY: R TERMINAL BOX (ABOVE) CABLE ENTRY ON THE ND-END SIGNAL CONNECTION LEFT | - | 0 | 0
1PH8163-1AB13-0BA1 |  | 1PH8163-1AB13-0BA1 | 1 | UN | 1 | 20 | D | D | N | N | 85015230 | 1 |  | 196 | KG | 4263.4 | 4263.4 | MC05 | MC05 | SIMOTICS M Compact induction motor 400rpm, 9.5kW 227Nm, 30 A, 260V 500rpm, 12kW 229Nm, 30 A, 325V 600rpm, 14.5kW 231Nm, 30 A, 370V forced ventilation; direction of air flow NDE--> DE; Degree of protection IP55 W/O ENCODER with TEMPERAT. SENSOR KTY84-130 Design IM B35 (IM V15, (IM V35) PLAIN SHAFT WITHOUT FITTED KEY; BEARING: STANDARD WITH FIXED BEARING, VIBRATION SEVERITY GRADE R/A; SHAFT AND FLANGE ACCURACY: R TERMINAL BOX (ABOVE) CABLE ENTRY ON THE RIGHT SIGNAL CONNECTION D-END | - | 0 | 0
1PH8163-1AB13-0BB1 |  | 1PH8163-1AB13-0BB1 | 1 | UN | 1 | 20 | D | D | N | N | 85015230 | 1 |  | 196 | KG | 4263.4 | 4263.4 | MC05 | MC05 | SIMOTICS M Compact induction motor 400rpm, 9.5kW 227Nm, 30 A, 260V 500rpm, 12kW 229Nm, 30 A, 325V 600rpm, 14.5kW 231Nm, 30 A, 370V forced ventilation; direction of air flow NDE--> DE; Degree of protection IP55 W/O ENCODER with TEMPERAT. SENSOR KTY84-130 Design IM B35 (IM V15, (IM V35) PLAIN SHAFT WITHOUT FITTED KEY; BEARING: STANDARD WITH FIXED BEARING, VIBRATION SEVERITY GRADE R/A; SHAFT AND FLANGE ACCURACY: R TERMINAL BOX (ABOVE) CABLE ENTRY ON THE LEFT SIGNAL CONNECTION D-END | - | 0 | 0
1PH8163-1AB13-0BC1 |  | 1PH8163-1AB13-0BC1 | 1 | UN | 1 | 20 | D | D | N | N | 85015230 | 1 |  | 196 | KG | 4263.4 | 4263.4 | MC05 | MC05 | SIMOTICS M Compact induction motor 400rpm, 9.5kW 227Nm, 30 A, 260V 500rpm, 12kW 229Nm, 30 A, 325V 600rpm, 14.5kW 231Nm, 30 A, 370V forced ventilation; direction of air flow NDE--> DE; Degree of protection IP55 W/O ENCODER with TEMPERAT. SENSOR KTY84-130 Design IM B35 (IM V15, (IM V35) PLAIN SHAFT WITHOUT FITTED KEY; BEARING: STANDARD WITH FIXED BEARING, VIBRATION SEVERITY GRADE R/A; SHAFT AND FLANGE ACCURACY: R TERMINAL BOX (ABOVE) CABLE ENTRY ON THE ND-END SIGNAL CONNECTION LEFT | - | 0 | 0
1PH8163-1AB13-0CA1 |  | 1PH8163-1AB13-0CA1 | 1 | UN | 1 | 20 | D | D | N | N | 85015230 | 1 |  | 196 | KG | 4393.42 | 4393.42 | MC05 | MC05 | SIMOTICS M Compact induction motor 400rpm, 9.5kW 227Nm, 30 A, 260V 500rpm, 12kW 229Nm, 30 A, 325V 600rpm, 14.5kW 231Nm, 30 A, 370V forced ventilation; direction of air flow NDE--> DE; Degree of protection IP55 W/O ENCODER with TEMPERAT. SENSOR KTY84-130 Design IM B35 (IM V15, (IM V35) PLAIN SHAFT WITHOUT FITTED KEY; BEARING: STANDARD WITH FIXED BEARING, VIBRATION SEVERITY GRADE S/A; SHAFT AND FLANGE ACCURACY: R TERMINAL BOX (ABOVE) CABLE ENTRY ON THE RIGHT SIGNAL CONNECTION D-END | - | 0 | 0
1PH8163-1AB13-0CB1 |  | 1PH8163-1AB13-0CB1 | 1 | UN | 1 | 20 | D | D | N | N | 85015230 | 1 |  | 196 | KG | 4393.42 | 4393.42 | MC05 | MC05 | SIMOTICS M Compact induction motor 400rpm, 9.5kW 227Nm, 30 A, 260V 500rpm, 12kW 229Nm, 30 A, 325V 600rpm, 14.5kW 231Nm, 30 A, 370V forced ventilation; direction of air flow NDE--> DE; Degree of protection IP55 W/O ENCODER with TEMPERAT. SENSOR KTY84-130 Design IM B35 (IM V15, (IM V35) PLAIN SHAFT WITHOUT FITTED KEY; BEARING: STANDARD WITH FIXED BEARING, VIBRATION SEVERITY GRADE S/A; SHAFT AND FLANGE ACCURACY: R TERMINAL BOX (ABOVE) CABLE ENTRY ON THE LEFT SIGNAL CONNECTION D-END | - | 0 | 0
1PH8163-1AB13-0CC1 |  | 1PH8163-1AB13-0CC1 | 1 | UN | 1 | 20 | D | D | N | N | 85015230 | 1 |  | 196 | KG | 4393.42 | 4393.42 | MC05 | MC05 | SIMOTICS M Compact induction motor 400rpm, 9.5kW 227Nm, 30 A, 260V 500rpm, 12kW 229Nm, 30 A, 325V 600rpm, 14.5kW 231Nm, 30 A, 370V forced ventilation; direction of air flow NDE--> DE; Degree of protection IP55 W/O ENCODER with TEMPERAT. SENSOR KTY84-130 Design IM B35 (IM V15, (IM V35) PLAIN SHAFT WITHOUT FITTED KEY; BEARING: STANDARD WITH FIXED BEARING, VIBRATION SEVERITY GRADE S/A; SHAFT AND FLANGE ACCURACY: R TERMINAL BOX (ABOVE) CABLE ENTRY ON THE ND-END SIGNAL CONNECTION LEFT | - | 0 | 0
1PH8163-1AB13-2BA1 |  | 1PH8163-1AB13-2BA1 | 1 | UN | 1 | 20 | D | D | N | N | 85015230 | 1 |  | 196 | KG | 4393.45 | 4393.45 | MC05 | MC05 | SIMOTICS M Compact induction motor 400rpm, 9.5kW 227Nm, 30 A, 260V 500rpm, 12kW 229Nm, 30 A, 325V 600rpm, 14.5kW 231Nm, 30 A, 370V forced ventilation; direction of air flow NDE--> DE; Degree of protection IP55 W/O ENCODER with TEMPERAT. SENSOR KTY84-130 Design IM B35 (IM V15, (IM V35) SHAFT WITH FITTED KEY HALF-KEY BALANCING BEARING: STANDARD WITH FIXED BEARING, VIBRATION SEVERITY GRADE R/A; SHAFT AND FLANGE ACCURACY: R TERMINAL BOX (ABOVE) CABLE ENTRY ON THE RIGHT SIGNAL CONNECTION D-END | - | 0 | 0
1PH8163-1AB13-2BB1 |  | 1PH8163-1AB13-2BB1 | 1 | UN | 1 | 20 | D | D | N | N | 85015230 | 1 |  | 196 | KG | 4393.45 | 4393.45 | MC05 | MC05 | SIMOTICS M Compact induction motor 400rpm, 9.5kW 227Nm, 30 A, 260V 500rpm, 12kW 229Nm, 30 A, 325V 600rpm, 14.5kW 231Nm, 30 A, 370V forced ventilation; direction of air flow NDE--> DE; Degree of protection IP55 W/O ENCODER with TEMPERAT. SENSOR KTY84-130 Design IM B35 (IM V15, (IM V35) SHAFT WITH FITTED KEY HALF-KEY BALANCING BEARING: STANDARD WITH FIXED BEARING, VIBRATION SEVERITY GRADE R/A; SHAFT AND FLANGE ACCURACY: R TERMINAL BOX (ABOVE) CABLE ENTRY ON THE LEFT SIGNAL CONNECTION D-END | - | 0 | 0
1PH8163-1AB13-2BC1 |  | 1PH8163-1AB13-2BC1 | 1 | UN | 1 | 20 | D | D | N | N | 85015230 | 1 |  | 196 | KG | 4393.45 | 4393.45 | MC05 | MC05 | SIMOTICS M Compact induction motor 400rpm, 9.5kW 227Nm, 30 A, 260V 500rpm, 12kW 229Nm, 30 A, 325V 600rpm, 14.5kW 231Nm, 30 A, 370V forced ventilation; direction of air flow NDE--> DE; Degree of protection IP55 W/O ENCODER with TEMPERAT. SENSOR KTY84-130 Design IM B35 (IM V15, (IM V35) SHAFT WITH FITTED KEY HALF-KEY BALANCING BEARING: STANDARD WITH FIXED BEARING, VIBRATION SEVERITY GRADE R/A; SHAFT AND FLANGE ACCURACY: R TERMINAL BOX (ABOVE) CABLE ENTRY ON THE ND-END SIGNAL CONNECTION LEFT | - | 0 | 0
1PH8163-1AB13-2CA1 |  | 1PH8163-1AB13-2CA1 | 1 | UN | 1 | 20 | D | D | N | N | 85015230 | 1 |  | 196 | KG | 4523.47 | 4523.47 | MC05 | MC05 | SIMOTICS M Compact induction motor 400rpm, 9.5kW 227Nm, 30 A, 260V 500rpm, 12kW 229Nm, 30 A, 325V 600rpm, 14.5kW 231Nm, 30 A, 370V forced ventilation; direction of air flow NDE--> DE; Degree of protection IP55 W/O ENCODER with TEMPERAT. SENSOR KTY84-130 Design IM B35 (IM V15, (IM V35) SHAFT WITH FITTED KEY HALF-KEY BALANCING BEARING: STANDARD WITH FIXED BEARING, VIBRATION SEVERITY GRADE S/A; SHAFT AND FLANGE ACCURACY: R TERMINAL BOX (ABOVE) CABLE ENTRY ON THE RIGHT SIGNAL CONNECTION D-END | - | 0 | 0
1PH8163-1AB13-2CB1 |  | 1PH8163-1AB13-2CB1 | 1 | UN | 1 | 20 | D | D | N | N | 85015230 | 1 |  | 196 | KG | 4523.47 | 4523.47 | MC05 | MC05 | SIMOTICS M Compact induction motor 400rpm, 9.5kW 227Nm, 30 A, 260V 500rpm, 12kW 229Nm, 30 A, 325V 600rpm, 14.5kW 231Nm, 30 A, 370V forced ventilation; direction of air flow NDE--> DE; Degree of protection IP55 W/O ENCODER with TEMPERAT. SENSOR KTY84-130 Design IM B35 (IM V15, (IM V35) SHAFT WITH FITTED KEY HALF-KEY BALANCING BEARING: STANDARD WITH FIXED BEARING, VIBRATION SEVERITY GRADE S/A; SHAFT AND FLANGE ACCURACY: R TERMINAL BOX (ABOVE) CABLE ENTRY ON THE LEFT SIGNAL CONNECTION D-END | - | 0 | 0
1PH8163-1AB13-2CC1 |  | 1PH8163-1AB13-2CC1 | 1 | UN | 1 | 20 | D | D | N | N | 85015230 | 1 |  | 196 | KG | 4523.47 | 4523.47 | MC05 | MC05 | SIMOTICS M Compact induction motor 400rpm, 9.5kW 227Nm, 30 A, 260V 500rpm, 12kW 229Nm, 30 A, 325V 600rpm, 14.5kW 231Nm, 30 A, 370V forced ventilation; direction of air flow NDE--> DE; Degree of protection IP55 W/O ENCODER with TEMPERAT. SENSOR KTY84-130 Design IM B35 (IM V15, (IM V35) SHAFT WITH FITTED KEY HALF-KEY BALANCING BEARING: STANDARD WITH FIXED BEARING, VIBRATION SEVERITY GRADE S/A; SHAFT AND FLANGE ACCURACY: R TERMINAL BOX (ABOVE) CABLE ENTRY ON THE ND-END SIGNAL CONNECTION LEFT | - | 0 | 0
1PH8163-1AD00-0BA1 |  | 1PH8163-1AD00-0BA1 | 1 | UN | 1 | 20 | D | D | N | N | 85015230 | 1 |  | 196 | KG | 3829.9 | 3829.9 | MC05 | MC05 | SIMOTICS M Compact induction motor 1000rpm, 22kW, 210Nm, 55A, 300V 1150rpm, 25kW, 208Nm, 55A, 343V 1350rpm, 28kW, 198Nm, 52A, 400 V forced ventilation; direction of air flow DE--> NDE; Degree of protection IP55 W/O ENCODER with TEMPERAT. SENSOR KTY84-130 DESIGN IM B3 (IM V5, IM V6) PLAIN SHAFT WITHOUT FITTED KEY; BEARING: STANDARD WITH FIXED BEARING, VIBRATION SEVERITY GRADE R/A; SHAFT AND FLANGE ACCURACY: R TERMINAL BOX (ABOVE) CABLE ENTRY ON THE RIGHT SIGNAL CONNECTION D-END | - | 0 | 0
1PH8163-1AD03-2GA2 |  | 1PH8163-1AD03-2GA2 | 1 | UN | 1 | 20 | D | D | N | N | 85015230 | 1 |  | 196 | KG | 4200.99 | 4200.99 | MC05 | MC05 | SIMOTICS M Compact asynchronous motor 1000 rpm, 22 kW, 210 Nm, 55 A, 300 V 1150 rpm, 25 kW, 208 Nm, 55 A, 343 V 1350 rpm, 28 kW, 198 Nm, 52 A, 400 V Forced ventilation; Direction of air flow DE --> NDE; Degree of protection IP55 W/O ENCODER with TEMPERAT. SENSOR PT1000 Design IM B35 (IM V15, (IM V35) SHAFT WITH FITTED KEY HALF-KEY BALANCING BEARING: STANDARD, VIBRATION SEVERITY GRADE R/A; SHAFT AND FLANGE ACCURACY: R TERMINAL BOX (ABOVE) CABLE ENTRY ON THE RIGHT SIGNAL CONNECTION D-END | - | 0 | 0
1PH8163-1AD10-0BA1 |  | 1PH8163-1AD10-0BA1 | 1 | UN | 1 | 20 | D | D | N | N | 85015230 | 1 |  | 196 | KG | 3829.9 | 3829.9 | MC05 | MC05 | SIMOTICS M Compact induction motor 1000rpm, 22kW, 210Nm, 55A, 300V 1150rpm, 25kW, 208Nm, 55A, 343V 1350rpm, 28kW, 198Nm, 52A, 400 V forced ventilation; direction of air flow NDE--> DE; Degree of protection IP55 W/O ENCODER with TEMPERAT. SENSOR KTY84-130 DESIGN IM B3 (IM V5, IM V6) PLAIN SHAFT WITHOUT FITTED KEY; BEARING: STANDARD WITH FIXED BEARING, VIBRATION SEVERITY GRADE R/A; SHAFT AND FLANGE ACCURACY: R TERMINAL BOX (ABOVE) CABLE ENTRY ON THE RIGHT SIGNAL CONNECTION D-END | - | 0 | 0
1PH8163-1AD10-0BB1 |  | 1PH8163-1AD10-0BB1 | 1 | UN | 1 | 20 | D | D | N | N | 85015230 | 1 |  | 196 | KG | 3829.9 | 3829.9 | MC05 | MC05 | SIMOTICS M Compact induction motor 1000rpm, 22kW, 210Nm, 55A, 300V 1150rpm, 25kW, 208Nm, 55A, 343V 1350rpm, 28kW, 198Nm, 52A, 400 V forced ventilation; direction of air flow NDE--> DE; Degree of protection IP55 W/O ENCODER with TEMPERAT. SENSOR KTY84-130 DESIGN IM B3 (IM V5, IM V6) PLAIN SHAFT WITHOUT FITTED KEY; BEARING: STANDARD WITH FIXED BEARING, VIBRATION SEVERITY GRADE R/A; SHAFT AND FLANGE ACCURACY: R TERMINAL BOX (ABOVE) CABLE ENTRY ON THE LEFT SIGNAL CONNECTION D-END | - | 0 | 0
1PH8163-1AD10-0BC1 |  | 1PH8163-1AD10-0BC1 | 1 | UN | 1 | 20 | D | D | N | N | 85015230 | 1 |  | 196 | KG | 3829.9 | 3829.9 | MC05 | MC05 | SIMOTICS M Compact induction motor 1000rpm, 22kW, 210Nm, 55A, 300V 1150rpm, 25kW, 208Nm, 55A, 343V 1350rpm, 28kW, 198Nm, 52A, 400 V forced ventilation; direction of air flow NDE--> DE; Degree of protection IP55 W/O ENCODER with TEMPERAT. SENSOR KTY84-130 DESIGN IM B3 (IM V5, IM V6) PLAIN SHAFT WITHOUT FITTED KEY; BEARING: STANDARD WITH FIXED BEARING, VIBRATION SEVERITY GRADE R/A; SHAFT AND FLANGE ACCURACY: R TERMINAL BOX (ABOVE) CABLE ENTRY ON THE ND-END SIGNAL CONNECTION LEFT | - | 0 | 0
1PH8163-1AD10-0CA1 |  | 1PH8163-1AD10-0CA1 | 1 | UN | 1 | 20 | D | D | N | N | 85015230 | 1 |  | 196 | KG | 3959.92 | 3959.92 | MC05 | MC05 | SIMOTICS M Compact induction motor 1000rpm, 22kW, 210Nm, 55A, 300V 1150rpm, 25kW, 208Nm, 55A, 343V 1350rpm, 28kW, 198Nm, 52A, 400 V forced ventilation; direction of air flow NDE--> DE; Degree of protection IP55 W/O ENCODER with TEMPERAT. SENSOR KTY84-130 DESIGN IM B3 (IM V5, IM V6) PLAIN SHAFT WITHOUT FITTED KEY; BEARING: STANDARD WITH FIXED BEARING, VIBRATION SEVERITY GRADE S/A; SHAFT AND FLANGE ACCURACY: R TERMINAL BOX (ABOVE) CABLE ENTRY ON THE RIGHT SIGNAL CONNECTION D-END | - | 0 | 0
1PH8163-1AD10-0CB1 |  | 1PH8163-1AD10-0CB1 | 1 | UN | 1 | 20 | D | D | N | N | 85015230 | 1 |  | 196 | KG | 3959.92 | 3959.92 | MC05 | MC05 | SIMOTICS M Compact induction motor 1000rpm, 22kW, 210Nm, 55A, 300V 1150rpm, 25kW, 208Nm, 55A, 343V 1350rpm, 28kW, 198Nm, 52A, 400 V forced ventilation; direction of air flow NDE--> DE; Degree of protection IP55 W/O ENCODER with TEMPERAT. SENSOR KTY84-130 DESIGN IM B3 (IM V5, IM V6) PLAIN SHAFT WITHOUT FITTED KEY; BEARING: STANDARD WITH FIXED BEARING, VIBRATION SEVERITY GRADE S/A; SHAFT AND FLANGE ACCURACY: R TERMINAL BOX (ABOVE) CABLE ENTRY ON THE LEFT SIGNAL CONNECTION D-END | - | 0 | 0
1PH8163-1AD10-0CC1 |  | 1PH8163-1AD10-0CC1 | 1 | UN | 1 | 20 | D | D | N | N | 85015230 | 1 |  | 196 | KG | 3959.92 | 3959.92 | MC05 | MC05 | SIMOTICS M Compact induction motor 1000rpm, 22kW, 210Nm, 55A, 300V 1150rpm, 25kW, 208Nm, 55A, 343V 1350rpm, 28kW, 198Nm, 52A, 400 V forced ventilation; direction of air flow NDE--> DE; Degree of protection IP55 W/O ENCODER with TEMPERAT. SENSOR KTY84-130 DESIGN IM B3 (IM V5, IM V6) PLAIN SHAFT WITHOUT FITTED KEY; BEARING: STANDARD WITH FIXED BEARING, VIBRATION SEVERITY GRADE S/A; SHAFT AND FLANGE ACCURACY: R TERMINAL BOX (ABOVE) CABLE ENTRY ON THE ND-END SIGNAL CONNECTION LEFT | - | 0 | 0
1PH8163-1AD10-2BA1 |  | 1PH8163-1AD10-2BA1 | 1 | UN | 1 | 20 | D | D | N | N | 85015230 | 1 |  | 196 | KG | 3959.95 | 3959.95 | MC05 | MC05 | SIMOTICS M Compact induction motor 1000rpm, 22kW, 210Nm, 55A, 300V 1150rpm, 25kW, 208Nm, 55A, 343V 1350rpm, 28kW, 198Nm, 52A, 400 V forced ventilation; direction of air flow NDE--> DE; Degree of protection IP55 W/O ENCODER with TEMPERAT. SENSOR KTY84-130 DESIGN IM B3 (IM V5, IM V6) SHAFT WITH FITTED KEY HALF-KEY BALANCING BEARING: STANDARD WITH FIXED BEARING, VIBRATION SEVERITY GRADE R/A; SHAFT AND FLANGE ACCURACY: R TERMINAL BOX (ABOVE) CABLE ENTRY ON THE RIGHT SIGNAL CONNECTION D-END | - | 0 | 0
1PH8163-1AD10-2BB1 |  | 1PH8163-1AD10-2BB1 | 1 | UN | 1 | 20 | D | D | N | N | 85015230 | 1 |  | 196 | KG | 3959.95 | 3959.95 | MC05 | MC05 | SIMOTICS M Compact induction motor 1000rpm, 22kW, 210Nm, 55A, 300V 1150rpm, 25kW, 208Nm, 55A, 343V 1350rpm, 28kW, 198Nm, 52A, 400 V forced ventilation; direction of air flow NDE--> DE; Degree of protection IP55 W/O ENCODER with TEMPERAT. SENSOR KTY84-130 DESIGN IM B3 (IM V5, IM V6) SHAFT WITH FITTED KEY HALF-KEY BALANCING BEARING: STANDARD WITH FIXED BEARING, VIBRATION SEVERITY GRADE R/A; SHAFT AND FLANGE ACCURACY: R TERMINAL BOX (ABOVE) CABLE ENTRY ON THE LEFT SIGNAL CONNECTION D-END | - | 0 | 0
1PH8163-1AD10-2BC1 |  | 1PH8163-1AD10-2BC1 | 1 | UN | 1 | 20 | D | D | N | N | 85015230 | 1 |  | 196 | KG | 3959.95 | 3959.95 | MC05 | MC05 | SIMOTICS M Compact induction motor 1000rpm, 22kW, 210Nm, 55A, 300V 1150rpm, 25kW, 208Nm, 55A, 343V 1350rpm, 28kW, 198Nm, 52A, 400 V forced ventilation; direction of air flow NDE--> DE; Degree of protection IP55 W/O ENCODER with TEMPERAT. SENSOR KTY84-130 DESIGN IM B3 (IM V5, IM V6) SHAFT WITH FITTED KEY HALF-KEY BALANCING BEARING: STANDARD WITH FIXED BEARING, VIBRATION SEVERITY GRADE R/A; SHAFT AND FLANGE ACCURACY: R TERMINAL BOX (ABOVE) CABLE ENTRY ON THE ND-END SIGNAL CONNECTION LEFT | - | 0 | 0
1PH8163-1AD10-2CA1 |  | 1PH8163-1AD10-2CA1 | 1 | UN | 1 | 20 | D | D | N | N | 85015230 | 1 |  | 196 | KG | 4089.97 | 4089.97 | MC05 | MC05 | SIMOTICS M Compact induction motor 1000rpm, 22kW, 210Nm, 55A, 300V 1150rpm, 25kW, 208Nm, 55A, 343V 1350rpm, 28kW, 198Nm, 52A, 400 V forced ventilation; direction of air flow NDE--> DE; Degree of protection IP55 W/O ENCODER with TEMPERAT. SENSOR KTY84-130 DESIGN IM B3 (IM V5, IM V6) SHAFT WITH FITTED KEY HALF-KEY BALANCING BEARING: STANDARD WITH FIXED BEARING, VIBRATION SEVERITY GRADE S/A; SHAFT AND FLANGE ACCURACY: R TERMINAL BOX (ABOVE) CABLE ENTRY ON THE RIGHT SIGNAL CONNECTION D-END | - | 0 | 0
1PH8163-1AD10-2CB1 |  | 1PH8163-1AD10-2CB1 | 1 | UN | 1 | 20 | D | D | N | N | 85015230 | 1 |  | 196 | KG | 4089.97 | 4089.97 | MC05 | MC05 | SIMOTICS M Compact induction motor 1000rpm, 22kW, 210Nm, 55A, 300V 1150rpm, 25kW, 208Nm, 55A, 343V 1350rpm, 28kW, 198Nm, 52A, 400 V forced ventilation; direction of air flow NDE--> DE; Degree of protection IP55 W/O ENCODER with TEMPERAT. SENSOR KTY84-130 DESIGN IM B3 (IM V5, IM V6) SHAFT WITH FITTED KEY HALF-KEY BALANCING BEARING: STANDARD WITH FIXED BEARING, VIBRATION SEVERITY GRADE S/A; SHAFT AND FLANGE ACCURACY: R TERMINAL BOX (ABOVE) CABLE ENTRY ON THE LEFT SIGNAL CONNECTION D-END | - | 0 | 0
1PH8163-1AD10-2CC1 |  | 1PH8163-1AD10-2CC1 | 1 | UN | 1 | 20 | D | D | N | N | 85015230 | 1 |  | 196 | KG | 4089.97 | 4089.97 | MC05 | MC05 | SIMOTICS M Compact induction motor 1000rpm, 22kW, 210Nm, 55A, 300V 1150rpm, 25kW, 208Nm, 55A, 343V 1350rpm, 28kW, 198Nm, 52A, 400 V forced ventilation; direction of air flow NDE--> DE; Degree of protection IP55 W/O ENCODER with TEMPERAT. SENSOR KTY84-130 DESIGN IM B3 (IM V5, IM V6) SHAFT WITH FITTED KEY HALF-KEY BALANCING BEARING: STANDARD WITH FIXED BEARING, VIBRATION SEVERITY GRADE S/A; SHAFT AND FLANGE ACCURACY: R TERMINAL BOX (ABOVE) CABLE ENTRY ON THE ND-END SIGNAL CONNECTION LEFT | - | 0 | 0
1PH8163-1AD12-0BA1 |  | 1PH8163-1AD12-0BA1 | 1 | UN | 1 | 20 | D | D | N | N | 85015230 | 1 |  | 196 | KG | 4263.4 | 4263.4 | MC05 | MC05 | SIMOTICS M Compact induction motor 1000rpm, 22kW, 210Nm, 55A, 300V 1150rpm, 25kW, 208Nm, 55A, 343V 1350rpm, 28kW, 198Nm, 52A, 400 V forced ventilation; direction of air flow NDE--> DE; Degree of protection IP55 W/O ENCODER with TEMPERAT. SENSOR KTY84-130 DESIGN IM B5 (IMV 1,IM V3) PLAIN SHAFT WITHOUT FITTED KEY; BEARING: STANDARD WITH FIXED BEARING, VIBRATION SEVERITY GRADE R/A; SHAFT AND FLANGE ACCURACY: R TERMINAL BOX (ABOVE) CABLE ENTRY ON THE RIGHT SIGNAL CONNECTION D-END | - | 0 | 0
1PH8163-1AD12-0BB1 |  | 1PH8163-1AD12-0BB1 | 1 | UN | 1 | 20 | D | D | N | N | 85015230 | 1 |  | 196 | KG | 4263.4 | 4263.4 | MC05 | MC05 | SIMOTICS M Compact induction motor 1000rpm, 22kW, 210Nm, 55A, 300V 1150rpm, 25kW, 208Nm, 55A, 343V 1350rpm, 28kW, 198Nm, 52A, 400 V forced ventilation; direction of air flow NDE--> DE; Degree of protection IP55 W/O ENCODER with TEMPERAT. SENSOR KTY84-130 DESIGN IM B5 (IMV 1,IM V3) PLAIN SHAFT WITHOUT FITTED KEY; BEARING: STANDARD WITH FIXED BEARING, VIBRATION SEVERITY GRADE R/A; SHAFT AND FLANGE ACCURACY: R TERMINAL BOX (ABOVE) CABLE ENTRY ON THE LEFT SIGNAL CONNECTION D-END | - | 0 | 0
1PH8163-1AD12-0BC1 |  | 1PH8163-1AD12-0BC1 | 1 | UN | 1 | 20 | D | D | N | N | 85015230 | 1 |  | 196 | KG | 4263.4 | 4263.4 | MC05 | MC05 | SIMOTICS M Compact induction motor 1000rpm, 22kW, 210Nm, 55A, 300V 1150rpm, 25kW, 208Nm, 55A, 343V 1350rpm, 28kW, 198Nm, 52A, 400 V forced ventilation; direction of air flow NDE--> DE; Degree of protection IP55 W/O ENCODER with TEMPERAT. SENSOR KTY84-130 DESIGN IM B5 (IMV 1,IM V3) PLAIN SHAFT WITHOUT FITTED KEY; BEARING: STANDARD WITH FIXED BEARING, VIBRATION SEVERITY GRADE R/A; SHAFT AND FLANGE ACCURACY: R TERMINAL BOX (ABOVE) CABLE ENTRY ON THE ND-END SIGNAL CONNECTION LEFT | - | 0 | 0
1PH8163-1AD12-0CA1 |  | 1PH8163-1AD12-0CA1 | 1 | UN | 1 | 20 | D | D | N | N | 85015230 | 1 |  | 196 | KG | 4393.42 | 4393.42 | MC05 | MC05 | SIMOTICS M Compact induction motor 1000rpm, 22kW, 210Nm, 55A, 300V 1150rpm, 25kW, 208Nm, 55A, 343V 1350rpm, 28kW, 198Nm, 52A, 400 V forced ventilation; direction of air flow NDE--> DE; Degree of protection IP55 W/O ENCODER with TEMPERAT. SENSOR KTY84-130 DESIGN IM B5 (IMV 1,IM V3) PLAIN SHAFT WITHOUT FITTED KEY; BEARING: STANDARD WITH FIXED BEARING, VIBRATION SEVERITY GRADE S/A; SHAFT AND FLANGE ACCURACY: R TERMINAL BOX (ABOVE) CABLE ENTRY ON THE RIGHT SIGNAL CONNECTION D-END | - | 0 | 0
1PH8163-1AD12-0CB1 |  | 1PH8163-1AD12-0CB1 | 1 | UN | 1 | 20 | D | D | N | N | 85015230 | 1 |  | 196 | KG | 4393.42 | 4393.42 | MC05 | MC05 | SIMOTICS M Compact induction motor 1000rpm, 22kW, 210Nm, 55A, 300V 1150rpm, 25kW, 208Nm, 55A, 343V 1350rpm, 28kW, 198Nm, 52A, 400 V forced ventilation; direction of air flow NDE--> DE; Degree of protection IP55 W/O ENCODER with TEMPERAT. SENSOR KTY84-130 DESIGN IM B5 (IMV 1,IM V3) PLAIN SHAFT WITHOUT FITTED KEY; BEARING: STANDARD WITH FIXED BEARING, VIBRATION SEVERITY GRADE S/A; SHAFT AND FLANGE ACCURACY: R TERMINAL BOX (ABOVE) CABLE ENTRY ON THE LEFT SIGNAL CONNECTION D-END | - | 0 | 0
1PH8163-1AD12-0CC1 |  | 1PH8163-1AD12-0CC1 | 1 | UN | 1 | 20 | D | D | N | N | 85015230 | 1 |  | 196 | KG | 4393.42 | 4393.42 | MC05 | MC05 | SIMOTICS M Compact induction motor 1000rpm, 22kW, 210Nm, 55A, 300V 1150rpm, 25kW, 208Nm, 55A, 343V 1350rpm, 28kW, 198Nm, 52A, 400 V forced ventilation; direction of air flow NDE--> DE; Degree of protection IP55 W/O ENCODER with TEMPERAT. SENSOR KTY84-130 DESIGN IM B5 (IMV 1,IM V3) PLAIN SHAFT WITHOUT FITTED KEY; BEARING: STANDARD WITH FIXED BEARING, VIBRATION SEVERITY GRADE S/A; SHAFT AND FLANGE ACCURACY: R TERMINAL BOX (ABOVE) CABLE ENTRY ON THE ND-END SIGNAL CONNECTION LEFT | - | 0 | 0
1PH8163-1AD12-2BA1 |  | 1PH8163-1AD12-2BA1 | 1 | UN | 1 | 20 | D | D | N | N | 85015230 | 1 |  | 196 | KG | 4393.45 | 4393.45 | MC05 | MC05 | SIMOTICS M Compact induction motor 1000rpm, 22kW, 210Nm, 55A, 300V 1150rpm, 25kW, 208Nm, 55A, 343V 1350rpm, 28kW, 198Nm, 52A, 400 V forced ventilation; direction of air flow NDE--> DE; Degree of protection IP55 W/O ENCODER with TEMPERAT. SENSOR KTY84-130 DESIGN IM B5 (IMV 1,IM V3) SHAFT WITH FITTED KEY HALF-KEY BALANCING BEARING: STANDARD WITH FIXED BEARING, VIBRATION SEVERITY GRADE R/A; SHAFT AND FLANGE ACCURACY: R TERMINAL BOX (ABOVE) CABLE ENTRY ON THE RIGHT SIGNAL CONNECTION D-END | - | 0 | 0
1PH8163-1AD12-2BB1 |  | 1PH8163-1AD12-2BB1 | 1 | UN | 1 | 20 | D | D | N | N | 85015230 | 1 |  | 196 | KG | 4393.45 | 4393.45 | MC05 | MC05 | SIMOTICS M Compact induction motor 1000rpm, 22kW, 210Nm, 55A, 300V 1150rpm, 25kW, 208Nm, 55A, 343V 1350rpm, 28kW, 198Nm, 52A, 400 V forced ventilation; direction of air flow NDE--> DE; Degree of protection IP55 W/O ENCODER with TEMPERAT. SENSOR KTY84-130 DESIGN IM B5 (IMV 1,IM V3) SHAFT WITH FITTED KEY HALF-KEY BALANCING BEARING: STANDARD WITH FIXED BEARING, VIBRATION SEVERITY GRADE R/A; SHAFT AND FLANGE ACCURACY: R TERMINAL BOX (ABOVE) CABLE ENTRY ON THE LEFT SIGNAL CONNECTION D-END | - | 0 | 0
1PH8163-1AD12-2BC1 |  | 1PH8163-1AD12-2BC1 | 1 | UN | 1 | 20 | D | D | N | N | 85015230 | 1 |  | 196 | KG | 4393.45 | 4393.45 | MC05 | MC05 | SIMOTICS M Compact induction motor 1000rpm, 22kW, 210Nm, 55A, 300V 1150rpm, 25kW, 208Nm, 55A, 343V 1350rpm, 28kW, 198Nm, 52A, 400 V forced ventilation; direction of air flow NDE--> DE; Degree of protection IP55 W/O ENCODER with TEMPERAT. SENSOR KTY84-130 DESIGN IM B5 (IMV 1,IM V3) SHAFT WITH FITTED KEY HALF-KEY BALANCING BEARING: STANDARD WITH FIXED BEARING, VIBRATION SEVERITY GRADE R/A; SHAFT AND FLANGE ACCURACY: R TERMINAL BOX (ABOVE) CABLE ENTRY ON THE ND-END SIGNAL CONNECTION LEFT | - | 0 | 0
1PH8163-1AD12-2CA1 |  | 1PH8163-1AD12-2CA1 | 1 | UN | 1 | 20 | D | D | N | N | 85015230 | 1 |  | 196 | KG | 4523.47 | 4523.47 | MC05 | MC05 | SIMOTICS M Compact induction motor 1000rpm, 22kW, 210Nm, 55A, 300V 1150rpm, 25kW, 208Nm, 55A, 343V 1350rpm, 28kW, 198Nm, 52A, 400 V forced ventilation; direction of air flow NDE--> DE; Degree of protection IP55 W/O ENCODER with TEMPERAT. SENSOR KTY84-130 DESIGN IM B5 (IMV 1,IM V3) SHAFT WITH FITTED KEY HALF-KEY BALANCING BEARING: STANDARD WITH FIXED BEARING, VIBRATION SEVERITY GRADE S/A; SHAFT AND FLANGE ACCURACY: R TERMINAL BOX (ABOVE) CABLE ENTRY ON THE RIGHT SIGNAL CONNECTION D-END | - | 0 | 0
1PH8163-1AD12-2CB1 |  | 1PH8163-1AD12-2CB1 | 1 | UN | 1 | 20 | D | D | N | N | 85015230 | 1 |  | 196 | KG | 4523.47 | 4523.47 | MC05 | MC05 | SIMOTICS M Compact induction motor 1000rpm, 22kW, 210Nm, 55A, 300V 1150rpm, 25kW, 208Nm, 55A, 343V 1350rpm, 28kW, 198Nm, 52A, 400 V forced ventilation; direction of air flow NDE--> DE; Degree of protection IP55 W/O ENCODER with TEMPERAT. SENSOR KTY84-130 DESIGN IM B5 (IMV 1,IM V3) SHAFT WITH FITTED KEY HALF-KEY BALANCING BEARING: STANDARD WITH FIXED BEARING, VIBRATION SEVERITY GRADE S/A; SHAFT AND FLANGE ACCURACY: R TERMINAL BOX (ABOVE) CABLE ENTRY ON THE LEFT SIGNAL CONNECTION D-END | - | 0 | 0
1PH8163-1AD12-2CC1 |  | 1PH8163-1AD12-2CC1 | 1 | UN | 1 | 20 | D | D | N | N | 85015230 | 1 |  | 196 | KG | 4523.47 | 4523.47 | MC05 | MC05 | SIMOTICS M Compact induction motor 1000rpm, 22kW, 210Nm, 55A, 300V 1150rpm, 25kW, 208Nm, 55A, 343V 1350rpm, 28kW, 198Nm, 52A, 400 V forced ventilation; direction of air flow NDE--> DE; Degree of protection IP55 W/O ENCODER with TEMPERAT. SENSOR KTY84-130 DESIGN IM B5 (IMV 1,IM V3) SHAFT WITH FITTED KEY HALF-KEY BALANCING BEARING: STANDARD WITH FIXED BEARING, VIBRATION SEVERITY GRADE S/A; SHAFT AND FLANGE ACCURACY: R TERMINAL BOX (ABOVE) CABLE ENTRY ON THE ND-END SIGNAL CONNECTION LEFT | - | 0 | 0
1PH8163-1AD13-0BA1 |  | 1PH8163-1AD13-0BA1 | 1 | UN | 1 | 20 | D | D | N | N | 85015230 | 1 |  | 196 | KG | 4263.4 | 4263.4 | MC05 | MC05 | SIMOTICS M Compact induction motor 1000rpm, 22kW, 210Nm, 55A, 300V 1150rpm, 25kW, 208Nm, 55A, 343V 1350rpm, 28kW, 198Nm, 52A, 400 V forced ventilation; direction of air flow NDE--> DE; Degree of protection IP55 W/O ENCODER with TEMPERAT. SENSOR KTY84-130 Design IM B35 (IM V15, (IM V35) PLAIN SHAFT WITHOUT FITTED KEY; BEARING: STANDARD WITH FIXED BEARING, VIBRATION SEVERITY GRADE R/A; SHAFT AND FLANGE ACCURACY: R TERMINAL BOX (ABOVE) CABLE ENTRY ON THE RIGHT SIGNAL CONNECTION D-END | - | 0 | 0
1PH8163-1AD13-0BB1 |  | 1PH8163-1AD13-0BB1 | 1 | UN | 1 | 20 | D | D | N | N | 85015230 | 1 |  | 196 | KG | 4263.4 | 4263.4 | MC05 | MC05 | SIMOTICS M Compact induction motor 1000rpm, 22kW, 210Nm, 55A, 300V 1150rpm, 25kW, 208Nm, 55A, 343V 1350rpm, 28kW, 198Nm, 52A, 400 V forced ventilation; direction of air flow NDE--> DE; Degree of protection IP55 W/O ENCODER with TEMPERAT. SENSOR KTY84-130 Design IM B35 (IM V15, (IM V35) PLAIN SHAFT WITHOUT FITTED KEY; BEARING: STANDARD WITH FIXED BEARING, VIBRATION SEVERITY GRADE R/A; SHAFT AND FLANGE ACCURACY: R TERMINAL BOX (ABOVE) CABLE ENTRY ON THE LEFT SIGNAL CONNECTION D-END | - | 0 | 0
1PH8163-1AD13-0BC1 |  | 1PH8163-1AD13-0BC1 | 1 | UN | 1 | 20 | D | D | N | N | 85015230 | 1 |  | 196 | KG | 4263.4 | 4263.4 | MC05 | MC05 | SIMOTICS M Compact induction motor 1000rpm, 22kW, 210Nm, 55A, 300V 1150rpm, 25kW, 208Nm, 55A, 343V 1350rpm, 28kW, 198Nm, 52A, 400 V forced ventilation; direction of air flow NDE--> DE; Degree of protection IP55 W/O ENCODER with TEMPERAT. SENSOR KTY84-130 Design IM B35 (IM V15, (IM V35) PLAIN SHAFT WITHOUT FITTED KEY; BEARING: STANDARD WITH FIXED BEARING, VIBRATION SEVERITY GRADE R/A; SHAFT AND FLANGE ACCURACY: R TERMINAL BOX (ABOVE) CABLE ENTRY ON THE ND-END SIGNAL CONNECTION LEFT | - | 0 | 0
1PH8163-1AD13-0CA1 |  | 1PH8163-1AD13-0CA1 | 1 | UN | 1 | 20 | D | D | N | N | 85015230 | 1 |  | 196 | KG | 4393.42 | 4393.42 | MC05 | MC05 | SIMOTICS M Compact induction motor 1000rpm, 22kW, 210Nm, 55A, 300V 1150rpm, 25kW, 208Nm, 55A, 343V 1350rpm, 28kW, 198Nm, 52A, 400 V forced ventilation; direction of air flow NDE--> DE; Degree of protection IP55 W/O ENCODER with TEMPERAT. SENSOR KTY84-130 Design IM B35 (IM V15, (IM V35) PLAIN SHAFT WITHOUT FITTED KEY; BEARING: STANDARD WITH FIXED BEARING, VIBRATION SEVERITY GRADE S/A; SHAFT AND FLANGE ACCURACY: R TERMINAL BOX (ABOVE) CABLE ENTRY ON THE RIGHT SIGNAL CONNECTION D-END | - | 0 | 0
1PH8163-1AD13-0CB1 |  | 1PH8163-1AD13-0CB1 | 1 | UN | 1 | 20 | D | D | N | N | 85015230 | 1 |  | 196 | KG | 4393.42 | 4393.42 | MC05 | MC05 | SIMOTICS M Compact induction motor 1000rpm, 22kW, 210Nm, 55A, 300V 1150rpm, 25kW, 208Nm, 55A, 343V 1350rpm, 28kW, 198Nm, 52A, 400 V forced ventilation; direction of air flow NDE--> DE; Degree of protection IP55 W/O ENCODER with TEMPERAT. SENSOR KTY84-130 Design IM B35 (IM V15, (IM V35) PLAIN SHAFT WITHOUT FITTED KEY; BEARING: STANDARD WITH FIXED BEARING, VIBRATION SEVERITY GRADE S/A; SHAFT AND FLANGE ACCURACY: R TERMINAL BOX (ABOVE) CABLE ENTRY ON THE LEFT SIGNAL CONNECTION D-END | - | 0 | 0
1PH8163-1AD13-0CC1 |  | 1PH8163-1AD13-0CC1 | 1 | UN | 1 | 20 | D | D | N | N | 85015230 | 1 |  | 196 | KG | 4393.42 | 4393.42 | MC05 | MC05 | SIMOTICS M Compact induction motor 1000rpm, 22kW, 210Nm, 55A, 300V 1150rpm, 25kW, 208Nm, 55A, 343V 1350rpm, 28kW, 198Nm, 52A, 400 V forced ventilation; direction of air flow NDE--> DE; Degree of protection IP55 W/O ENCODER with TEMPERAT. SENSOR KTY84-130 Design IM B35 (IM V15, (IM V35) PLAIN SHAFT WITHOUT FITTED KEY; BEARING: STANDARD WITH FIXED BEARING, VIBRATION SEVERITY GRADE S/A; SHAFT AND FLANGE ACCURACY: R TERMINAL BOX (ABOVE) CABLE ENTRY ON THE ND-END SIGNAL CONNECTION LEFT | - | 0 | 0
1PH8163-1AD13-2BA1 |  | 1PH8163-1AD13-2BA1 | 1 | UN | 1 | 20 | D | D | N | N | 85015230 | 1 |  | 196 | KG | 4393.45 | 4393.45 | MC05 | MC05 | SIMOTICS M Compact induction motor 1000rpm, 22kW, 210Nm, 55A, 300V 1150rpm, 25kW, 208Nm, 55A, 343V 1350rpm, 28kW, 198Nm, 52A, 400 V forced ventilation; direction of air flow NDE--> DE; Degree of protection IP55 W/O ENCODER with TEMPERAT. SENSOR KTY84-130 Design IM B35 (IM V15, (IM V35) SHAFT WITH FITTED KEY HALF-KEY BALANCING BEARING: STANDARD WITH FIXED BEARING, VIBRATION SEVERITY GRADE R/A; SHAFT AND FLANGE ACCURACY: R TERMINAL BOX (ABOVE) CABLE ENTRY ON THE RIGHT SIGNAL CONNECTION D-END | - | 0 | 0
1PH8163-1AD13-2BB1 |  | 1PH8163-1AD13-2BB1 | 1 | UN | 1 | 20 | D | D | N | N | 85015230 | 1 |  | 196 | KG | 4393.45 | 4393.45 | MC05 | MC05 | SIMOTICS M Compact induction motor 1000rpm, 22kW, 210Nm, 55A, 300V 1150rpm, 25kW, 208Nm, 55A, 343V 1350rpm, 28kW, 198Nm, 52A, 400 V forced ventilation; direction of air flow NDE--> DE; Degree of protection IP55 W/O ENCODER with TEMPERAT. SENSOR KTY84-130 Design IM B35 (IM V15, (IM V35) SHAFT WITH FITTED KEY HALF-KEY BALANCING BEARING: STANDARD WITH FIXED BEARING, VIBRATION SEVERITY GRADE R/A; SHAFT AND FLANGE ACCURACY: R TERMINAL BOX (ABOVE) CABLE ENTRY ON THE LEFT SIGNAL CONNECTION D-END | - | 0 | 0
1PH8163-1AD13-2BC1 |  | 1PH8163-1AD13-2BC1 | 1 | UN | 1 | 20 | D | D | N | N | 85015230 | 1 |  | 196 | KG | 4393.45 | 4393.45 | MC05 | MC05 | SIMOTICS M Compact induction motor 1000rpm, 22kW, 210Nm, 55A, 300V 1150rpm, 25kW, 208Nm, 55A, 343V 1350rpm, 28kW, 198Nm, 52A, 400 V forced ventilation; direction of air flow NDE--> DE; Degree of protection IP55 W/O ENCODER with TEMPERAT. SENSOR KTY84-130 Design IM B35 (IM V15, (IM V35) SHAFT WITH FITTED KEY HALF-KEY BALANCING BEARING: STANDARD WITH FIXED BEARING, VIBRATION SEVERITY GRADE R/A; SHAFT AND FLANGE ACCURACY: R TERMINAL BOX (ABOVE) CABLE ENTRY ON THE ND-END SIGNAL CONNECTION LEFT | - | 0 | 0
1PH8163-1AD13-2CA1 |  | 1PH8163-1AD13-2CA1 | 1 | UN | 1 | 20 | D | D | N | N | 85015230 | 1 |  | 196 | KG | 4523.47 | 4523.47 | MC05 | MC05 | SIMOTICS M Compact induction motor 1000rpm, 22kW, 210Nm, 55A, 300V 1150rpm, 25kW, 208Nm, 55A, 343V 1350rpm, 28kW, 198Nm, 52A, 400 V forced ventilation; direction of air flow NDE--> DE; Degree of protection IP55 W/O ENCODER with TEMPERAT. SENSOR KTY84-130 Design IM B35 (IM V15, (IM V35) SHAFT WITH FITTED KEY HALF-KEY BALANCING BEARING: STANDARD WITH FIXED BEARING, VIBRATION SEVERITY GRADE S/A; SHAFT AND FLANGE ACCURACY: R TERMINAL BOX (ABOVE) CABLE ENTRY ON THE RIGHT SIGNAL CONNECTION D-END | - | 0 | 0
1PH8163-1AD13-2CB1 |  | 1PH8163-1AD13-2CB1 | 1 | UN | 1 | 20 | D | D | N | N | 85015230 | 1 |  | 196 | KG | 4523.47 | 4523.47 | MC05 | MC05 | SIMOTICS M Compact induction motor 1000rpm, 22kW, 210Nm, 55A, 300V 1150rpm, 25kW, 208Nm, 55A, 343V 1350rpm, 28kW, 198Nm, 52A, 400 V forced ventilation; direction of air flow NDE--> DE; Degree of protection IP55 W/O ENCODER with TEMPERAT. SENSOR KTY84-130 Design IM B35 (IM V15, (IM V35) SHAFT WITH FITTED KEY HALF-KEY BALANCING BEARING: STANDARD WITH FIXED BEARING, VIBRATION SEVERITY GRADE S/A; SHAFT AND FLANGE ACCURACY: R TERMINAL BOX (ABOVE) CABLE ENTRY ON THE LEFT SIGNAL CONNECTION D-END | - | 0 | 0
1PH8163-1AD13-2CC1 |  | 1PH8163-1AD13-2CC1 | 1 | UN | 1 | 20 | D | D | N | N | 85015230 | 1 |  | 196 | KG | 4523.47 | 4523.47 | MC05 | MC05 | SIMOTICS M Compact induction motor 1000rpm, 22kW, 210Nm, 55A, 300V 1150rpm, 25kW, 208Nm, 55A, 343V 1350rpm, 28kW, 198Nm, 52A, 400 V forced ventilation; direction of air flow NDE--> DE; Degree of protection IP55 W/O ENCODER with TEMPERAT. SENSOR KTY84-130 Design IM B35 (IM V15, (IM V35) SHAFT WITH FITTED KEY HALF-KEY BALANCING BEARING: STANDARD WITH FIXED BEARING, VIBRATION SEVERITY GRADE S/A; SHAFT AND FLANGE ACCURACY: R TERMINAL BOX (ABOVE) CABLE ENTRY ON THE ND-END SIGNAL CONNECTION LEFT | - | 0 | 0
1PH8163-1AF00-0BA1 |  | 1PH8163-1AF00-0BA1 | 1 | UN | 1 | 20 | D | D | N | N | 85015230 | 1 |  | 196 | KG | 3829.9 | 3829.9 | MC05 | MC05 | SIMOTICS M Compact induction motor 1500rpm, 30 kW, 191Nm, 71A, 319V 1750rpm, 34kW, 186Nm, 70A, 366V 2000rpm, 37kW, 177Nm, 68A, 416V forced ventilation; direction of air flow DE--> NDE; Degree of protection IP55 W/O ENCODER with TEMPERAT. SENSOR KTY84-130 DESIGN IM B3 (IM V5, IM V6) PLAIN SHAFT WITHOUT FITTED KEY; BEARING: STANDARD WITH FIXED BEARING, VIBRATION SEVERITY GRADE R/A; SHAFT AND FLANGE ACCURACY: R TERMINAL BOX (ABOVE) CABLE ENTRY ON THE RIGHT SIGNAL CONNECTION D-END | - | 0 | 0
1PH8163-1AF02-0BA1 |  | 1PH8163-1AF02-0BA1 | 1 | UN | 1 | 20 | D | D | N | N | 85015230 | 1 |  | 196 | KG | 4263.4 | 4263.4 | MC05 | MC05 | SIMOTICS M Compact induction motor 1500rpm, 30 kW, 191Nm, 71A, 319V 1750rpm, 34kW, 186Nm, 70A, 366V 2000rpm, 37kW, 177Nm, 68A, 416V forced ventilation; direction of air flow DE--> NDE; Degree of protection IP55 W/O ENCODER with TEMPERAT. SENSOR KTY84-130 DESIGN IM B5 (IMV 1,IM V3) PLAIN SHAFT WITHOUT FITTED KEY; BEARING: STANDARD WITH FIXED BEARING, VIBRATION SEVERITY GRADE R/A; SHAFT AND FLANGE ACCURACY: R TERMINAL BOX (ABOVE) CABLE ENTRY ON THE RIGHT SIGNAL CONNECTION D-END | - | 0 | 0
1PH8163-1AF03-1BA1 |  | 1PH8163-1AF03-1BA1 | 1 | UN | 1 | 20 | D | D | N | N | 85015230 | 1 |  | 196 | KG | 4393.45 | 4393.45 | MC05 | MC05 | SIMOTICS M Compact induction motor 1500rpm, 30 kW, 191Nm, 71A, 319V 1750rpm, 34kW, 186Nm, 70A, 366V 2000rpm, 37kW, 177Nm, 68A, 416V forced ventilation; direction of air flow DE--> NDE; Degree of protection IP55 W/O ENCODER with TEMPERAT. SENSOR KTY84-130 Design IM B35 (IM V15, (IM V35) SHAFT WITH FITTED KEY FULL-KEY BALANCING BEARING: STANDARD WITH FIXED BEARING, VIBRATION SEVERITY GRADE R/A; SHAFT AND FLANGE ACCURACY: R TERMINAL BOX (ABOVE) CABLE ENTRY ON THE RIGHT SIGNAL CONNECTION D-END | - | 0 | 0
1PH8163-1AF10-0BA1 |  | 1PH8163-1AF10-0BA1 | 1 | UN | 1 | 20 | D | D | N | N | 85015230 | 1 |  | 196 | KG | 3829.9 | 3829.9 | MC05 | MC05 | SIMOTICS M Compact induction motor 1500rpm, 30 kW, 191Nm, 71A, 319V 1750rpm, 34kW, 186Nm, 70A, 366V 2000rpm, 37kW, 177Nm, 68A, 416V forced ventilation; direction of air flow NDE--> DE; Degree of protection IP55 W/O ENCODER with TEMPERAT. SENSOR KTY84-130 DESIGN IM B3 (IM V5, IM V6) PLAIN SHAFT WITHOUT FITTED KEY; BEARING: STANDARD WITH FIXED BEARING, VIBRATION SEVERITY GRADE R/A; SHAFT AND FLANGE ACCURACY: R TERMINAL BOX (ABOVE) CABLE ENTRY ON THE RIGHT SIGNAL CONNECTION D-END | - | 0 | 0
1PH8163-1AF10-0BB1 |  | 1PH8163-1AF10-0BB1 | 1 | UN | 1 | 20 | D | D | N | N | 85015230 | 1 |  | 196 | KG | 3829.9 | 3829.9 | MC05 | MC05 | SIMOTICS M Compact induction motor 1500rpm, 30 kW, 191Nm, 71A, 319V 1750rpm, 34kW, 186Nm, 70A, 366V 2000rpm, 37kW, 177Nm, 68A, 416V forced ventilation; direction of air flow NDE--> DE; Degree of protection IP55 W/O ENCODER with TEMPERAT. SENSOR KTY84-130 DESIGN IM B3 (IM V5, IM V6) PLAIN SHAFT WITHOUT FITTED KEY; BEARING: STANDARD WITH FIXED BEARING, VIBRATION SEVERITY GRADE R/A; SHAFT AND FLANGE ACCURACY: R TERMINAL BOX (ABOVE) CABLE ENTRY ON THE LEFT SIGNAL CONNECTION D-END | - | 0 | 0
1PH8163-1AF10-0BC1 |  | 1PH8163-1AF10-0BC1 | 1 | UN | 1 | 20 | D | D | N | N | 85015230 | 1 |  | 196 | KG | 3829.9 | 3829.9 | MC05 | MC05 | SIMOTICS M Compact induction motor 1500rpm, 30 kW, 191Nm, 71A, 319V 1750rpm, 34kW, 186Nm, 70A, 366V 2000rpm, 37kW, 177Nm, 68A, 416V forced ventilation; direction of air flow NDE--> DE; Degree of protection IP55 W/O ENCODER with TEMPERAT. SENSOR KTY84-130 DESIGN IM B3 (IM V5, IM V6) PLAIN SHAFT WITHOUT FITTED KEY; BEARING: STANDARD WITH FIXED BEARING, VIBRATION SEVERITY GRADE R/A; SHAFT AND FLANGE ACCURACY: R TERMINAL BOX (ABOVE) CABLE ENTRY ON THE ND-END SIGNAL CONNECTION LEFT | - | 0 | 0
1PH8163-1AF10-0CA1 |  | 1PH8163-1AF10-0CA1 | 1 | UN | 1 | 20 | D | D | N | N | 85015230 | 1 |  | 196 | KG | 3959.92 | 3959.92 | MC05 | MC05 | SIMOTICS M Compact induction motor 1500rpm, 30 kW, 191Nm, 71A, 319V 1750rpm, 34kW, 186Nm, 70A, 366V 2000rpm, 37kW, 177Nm, 68A, 416V forced ventilation; direction of air flow NDE--> DE; Degree of protection IP55 W/O ENCODER with TEMPERAT. SENSOR KTY84-130 DESIGN IM B3 (IM V5, IM V6) PLAIN SHAFT WITHOUT FITTED KEY; BEARING: STANDARD WITH FIXED BEARING, VIBRATION SEVERITY GRADE S/A; SHAFT AND FLANGE ACCURACY: R TERMINAL BOX (ABOVE) CABLE ENTRY ON THE RIGHT SIGNAL CONNECTION D-END | - | 0 | 0
1PH8163-1AF10-0CB1 |  | 1PH8163-1AF10-0CB1 | 1 | UN | 1 | 20 | D | D | N | N | 85015230 | 1 |  | 196 | KG | 3959.92 | 3959.92 | MC05 | MC05 | SIMOTICS M Compact induction motor 1500rpm, 30 kW, 191Nm, 71A, 319V 1750rpm, 34kW, 186Nm, 70A, 366V 2000rpm, 37kW, 177Nm, 68A, 416V forced ventilation; direction of air flow NDE--> DE; Degree of protection IP55 W/O ENCODER with TEMPERAT. SENSOR KTY84-130 DESIGN IM B3 (IM V5, IM V6) PLAIN SHAFT WITHOUT FITTED KEY; BEARING: STANDARD WITH FIXED BEARING, VIBRATION SEVERITY GRADE S/A; SHAFT AND FLANGE ACCURACY: R TERMINAL BOX (ABOVE) CABLE ENTRY ON THE LEFT SIGNAL CONNECTION D-END | - | 0 | 0
1PH8163-1AF10-0CC1 |  | 1PH8163-1AF10-0CC1 | 1 | UN | 1 | 20 | D | D | N | N | 85015230 | 1 |  | 196 | KG | 3959.92 | 3959.92 | MC05 | MC05 | SIMOTICS M Compact induction motor 1500rpm, 30 kW, 191Nm, 71A, 319V 1750rpm, 34kW, 186Nm, 70A, 366V 2000rpm, 37kW, 177Nm, 68A, 416V forced ventilation; direction of air flow NDE--> DE; Degree of protection IP55 W/O ENCODER with TEMPERAT. SENSOR KTY84-130 DESIGN IM B3 (IM V5, IM V6) PLAIN SHAFT WITHOUT FITTED KEY; BEARING: STANDARD WITH FIXED BEARING, VIBRATION SEVERITY GRADE S/A; SHAFT AND FLANGE ACCURACY: R TERMINAL BOX (ABOVE) CABLE ENTRY ON THE ND-END SIGNAL CONNECTION LEFT | - | 0 | 0
1PH8163-1AF10-1GA2 |  | 1PH8163-1AF10-1GA2 | 1 | UN | 1 | 20 | D | D | N | N | 85015230 | 1 |  | 196 | KG | 3767.49 | 3767.49 | MC05 | MC05 | SIMOTICS M Compact asynchronous motor 1500 rpm, 30 kW, 191 Nm, 71 A, 319 V 1750 rpm, 34 kW, 186 Nm, 70 A, 366 V 2000 rpm, 37 kW, 177 Nm, 68 A, 416 V Forced ventilation; Direction of air flow NDE --> DE; Degree of protection IP55 W/O ENCODER with TEMPERAT. SENSOR PT1000 DESIGN IM B3 (IM V5, IM V6) SHAFT WITH FITTED KEY FULL-KEY BALANCING BEARING: STANDARD, VIBRATION SEVERITY GRADE R/A; SHAFT AND FLANGE ACCURACY: R TERMINAL BOX (ABOVE) CABLE ENTRY ON THE RIGHT SIGNAL CONNECTION D-END | - | 0 | 0
1PH8163-1AF10-2BA1 |  | 1PH8163-1AF10-2BA1 | 1 | UN | 1 | 20 | D | D | N | N | 85015230 | 1 |  | 196 | KG | 3959.95 | 3959.95 | MC05 | MC05 | SIMOTICS M Compact induction motor 1500rpm, 30 kW, 191Nm, 71A, 319V 1750rpm, 34kW, 186Nm, 70A, 366V 2000rpm, 37kW, 177Nm, 68A, 416V forced ventilation; direction of air flow NDE--> DE; Degree of protection IP55 W/O ENCODER with TEMPERAT. SENSOR KTY84-130 DESIGN IM B3 (IM V5, IM V6) SHAFT WITH FITTED KEY HALF-KEY BALANCING BEARING: STANDARD WITH FIXED BEARING, VIBRATION SEVERITY GRADE R/A; SHAFT AND FLANGE ACCURACY: R TERMINAL BOX (ABOVE) CABLE ENTRY ON THE RIGHT SIGNAL CONNECTION D-END | - | 0 | 0
1PH8163-1AF10-2BA1-Z | A12K09X91 | 1PH8163-1AF10-2BA1-ZA12K09X91 | 1 | UN | 1 | 20 | D | D | N | N | 85015230 | 1 |  | 196 | KG | 4647.03 | 4647.03 | MC05 | MC05 | SIMOTICS M Compact induction motor 1500rpm, 30 kW, 191Nm, 71A, 319V 1750rpm, 34kW, 186Nm, 70A, 366V 2000rpm, 37kW, 177Nm, 68A, 416V forced ventilation; direction of air flow NDE--> DE; Degree of protection IP55 W/O ENCODER with TEMPERAT. SENSOR KTY84-130 DESIGN IM B3 (IM V5, IM V6) SHAFT WITH FITTED KEY HALF-KEY BALANCING BEARING: STANDARD WITH FIXED BEARING, VIBRATION SEVERITY GRADE R/A; SHAFT AND FLANGE ACCURACY: R TERMINAL BOX (ABOVE) CABLE ENTRY ON THE RIGHT SIGNAL CONNECTION D-END A12: PROTECT. BY PTC THERMISTOR WARNING AND SWITCHOFF K09: TERMINAL BOX NON DRIVE END RIGHT CABLE ROUTING BELOW SIGNAL CONNECTION D-END X91: PAINT FINISH RAL 7011 (IRON GRAY) | - | 0 | 0
1PH8163-1AF10-2BB1 |  | 1PH8163-1AF10-2BB1 | 1 | UN | 1 | 20 | D | D | N | N | 85015230 | 1 |  | 196 | KG | 3959.95 | 3959.95 | MC05 | MC05 | SIMOTICS M Compact induction motor 1500rpm, 30 kW, 191Nm, 71A, 319V 1750rpm, 34kW, 186Nm, 70A, 366V 2000rpm, 37kW, 177Nm, 68A, 416V forced ventilation; direction of air flow NDE--> DE; Degree of protection IP55 W/O ENCODER with TEMPERAT. SENSOR KTY84-130 DESIGN IM B3 (IM V5, IM V6) SHAFT WITH FITTED KEY HALF-KEY BALANCING BEARING: STANDARD WITH FIXED BEARING, VIBRATION SEVERITY GRADE R/A; SHAFT AND FLANGE ACCURACY: R TERMINAL BOX (ABOVE) CABLE ENTRY ON THE LEFT SIGNAL CONNECTION D-END | - | 0 | 0
1PH8163-1AF10-2BC1 |  | 1PH8163-1AF10-2BC1 | 1 | UN | 1 | 20 | D | D | N | N | 85015230 | 1 |  | 196 | KG | 3959.95 | 3959.95 | MC05 | MC05 | SIMOTICS M Compact induction motor 1500rpm, 30 kW, 191Nm, 71A, 319V 1750rpm, 34kW, 186Nm, 70A, 366V 2000rpm, 37kW, 177Nm, 68A, 416V forced ventilation; direction of air flow NDE--> DE; Degree of protection IP55 W/O ENCODER with TEMPERAT. SENSOR KTY84-130 DESIGN IM B3 (IM V5, IM V6) SHAFT WITH FITTED KEY HALF-KEY BALANCING BEARING: STANDARD WITH FIXED BEARING, VIBRATION SEVERITY GRADE R/A; SHAFT AND FLANGE ACCURACY: R TERMINAL BOX (ABOVE) CABLE ENTRY ON THE ND-END SIGNAL CONNECTION LEFT | - | 0 | 0
1PH8163-1AF10-2BC1-Z | K10X91 | 1PH8163-1AF10-2BC1-ZK10X91 | 1 | UN | 1 | 20 | D | D | N | N | 85015230 | 1 |  | 196 | KG | 4502.54 | 4502.54 | MC05 | MC05 | SIMOTICS M Compact induction motor 1500rpm, 30 kW, 191Nm, 71A, 319V 1750rpm, 34kW, 186Nm, 70A, 366V 2000rpm, 37kW, 177Nm, 68A, 416V forced ventilation; direction of air flow NDE--> DE; Degree of protection IP55 W/O ENCODER with TEMPERAT. SENSOR KTY84-130 DESIGN IM B3 (IM V5, IM V6) SHAFT WITH FITTED KEY HALF-KEY BALANCING BEARING: STANDARD WITH FIXED BEARING, VIBRATION SEVERITY GRADE R/A; SHAFT AND FLANGE ACCURACY: R TERMINAL BOX (ABOVE) CABLE ENTRY ON THE ND-END SIGNAL CONNECTION LEFT K10: TERMINAL BOX ND-END CABLE ROUTING ABOVE SIGNAL CONNECTION D-END X91: PAINT FINISH RAL 7011 (IRON GRAY) | - | 0 | 0
1PH8163-1AF10-2CA1 |  | 1PH8163-1AF10-2CA1 | 1 | UN | 1 | 20 | D | D | N | N | 85015230 | 1 |  | 196 | KG | 4089.97 | 4089.97 | MC05 | MC05 | SIMOTICS M Compact induction motor 1500rpm, 30 kW, 191Nm, 71A, 319V 1750rpm, 34kW, 186Nm, 70A, 366V 2000rpm, 37kW, 177Nm, 68A, 416V forced ventilation; direction of air flow NDE--> DE; Degree of protection IP55 W/O ENCODER with TEMPERAT. SENSOR KTY84-130 DESIGN IM B3 (IM V5, IM V6) SHAFT WITH FITTED KEY HALF-KEY BALANCING BEARING: STANDARD WITH FIXED BEARING, VIBRATION SEVERITY GRADE S/A; SHAFT AND FLANGE ACCURACY: R TERMINAL BOX (ABOVE) CABLE ENTRY ON THE RIGHT SIGNAL CONNECTION D-END | - | 0 | 0
1PH8163-1AF10-2CB1 |  | 1PH8163-1AF10-2CB1 | 1 | UN | 1 | 20 | D | D | N | N | 85015230 | 1 |  | 196 | KG | 4089.97 | 4089.97 | MC05 | MC05 | SIMOTICS M Compact induction motor 1500rpm, 30 kW, 191Nm, 71A, 319V 1750rpm, 34kW, 186Nm, 70A, 366V 2000rpm, 37kW, 177Nm, 68A, 416V forced ventilation; direction of air flow NDE--> DE; Degree of protection IP55 W/O ENCODER with TEMPERAT. SENSOR KTY84-130 DESIGN IM B3 (IM V5, IM V6) SHAFT WITH FITTED KEY HALF-KEY BALANCING BEARING: STANDARD WITH FIXED BEARING, VIBRATION SEVERITY GRADE S/A; SHAFT AND FLANGE ACCURACY: R TERMINAL BOX (ABOVE) CABLE ENTRY ON THE LEFT SIGNAL CONNECTION D-END | - | 0 | 0
1PH8163-1AF10-2CC1 |  | 1PH8163-1AF10-2CC1 | 1 | UN | 1 | 20 | D | D | N | N | 85015230 | 1 |  | 196 | KG | 4089.97 | 4089.97 | MC05 | MC05 | SIMOTICS M Compact induction motor 1500rpm, 30 kW, 191Nm, 71A, 319V 1750rpm, 34kW, 186Nm, 70A, 366V 2000rpm, 37kW, 177Nm, 68A, 416V forced ventilation; direction of air flow NDE--> DE; Degree of protection IP55 W/O ENCODER with TEMPERAT. SENSOR KTY84-130 DESIGN IM B3 (IM V5, IM V6) SHAFT WITH FITTED KEY HALF-KEY BALANCING BEARING: STANDARD WITH FIXED BEARING, VIBRATION SEVERITY GRADE S/A; SHAFT AND FLANGE ACCURACY: R TERMINAL BOX (ABOVE) CABLE ENTRY ON THE ND-END SIGNAL CONNECTION LEFT | - | 0 | 0
1PH8163-1AF12-0BA1 |  | 1PH8163-1AF12-0BA1 | 1 | UN | 1 | 20 | D | D | N | N | 85015230 | 1 |  | 196 | KG | 4263.4 | 4263.4 | MC05 | MC05 | SIMOTICS M Compact induction motor 1500rpm, 30 kW, 191Nm, 71A, 319V 1750rpm, 34kW, 186Nm, 70A, 366V 2000rpm, 37kW, 177Nm, 68A, 416V forced ventilation; direction of air flow NDE--> DE; Degree of protection IP55 W/O ENCODER with TEMPERAT. SENSOR KTY84-130 DESIGN IM B5 (IMV 1,IM V3) PLAIN SHAFT WITHOUT FITTED KEY; BEARING: STANDARD WITH FIXED BEARING, VIBRATION SEVERITY GRADE R/A; SHAFT AND FLANGE ACCURACY: R TERMINAL BOX (ABOVE) CABLE ENTRY ON THE RIGHT SIGNAL CONNECTION D-END | - | 0 | 0
1PH8163-1AF12-0BB1 |  | 1PH8163-1AF12-0BB1 | 1 | UN | 1 | 20 | D | D | N | N | 85015230 | 1 |  | 196 | KG | 4263.4 | 4263.4 | MC05 | MC05 | SIMOTICS M Compact induction motor 1500rpm, 30 kW, 191Nm, 71A, 319V 1750rpm, 34kW, 186Nm, 70A, 366V 2000rpm, 37kW, 177Nm, 68A, 416V forced ventilation; direction of air flow NDE--> DE; Degree of protection IP55 W/O ENCODER with TEMPERAT. SENSOR KTY84-130 DESIGN IM B5 (IMV 1,IM V3) PLAIN SHAFT WITHOUT FITTED KEY; BEARING: STANDARD WITH FIXED BEARING, VIBRATION SEVERITY GRADE R/A; SHAFT AND FLANGE ACCURACY: R TERMINAL BOX (ABOVE) CABLE ENTRY ON THE LEFT SIGNAL CONNECTION D-END | - | 0 | 0
1PH8163-1AF12-0BC1 |  | 1PH8163-1AF12-0BC1 | 1 | UN | 1 | 20 | D | D | N | N | 85015230 | 1 |  | 196 | KG | 4263.4 | 4263.4 | MC05 | MC05 | SIMOTICS M Compact induction motor 1500rpm, 30 kW, 191Nm, 71A, 319V 1750rpm, 34kW, 186Nm, 70A, 366V 2000rpm, 37kW, 177Nm, 68A, 416V forced ventilation; direction of air flow NDE--> DE; Degree of protection IP55 W/O ENCODER with TEMPERAT. SENSOR KTY84-130 DESIGN IM B5 (IMV 1,IM V3) PLAIN SHAFT WITHOUT FITTED KEY; BEARING: STANDARD WITH FIXED BEARING, VIBRATION SEVERITY GRADE R/A; SHAFT AND FLANGE ACCURACY: R TERMINAL BOX (ABOVE) CABLE ENTRY ON THE ND-END SIGNAL CONNECTION LEFT | - | 0 | 0
1PH8163-1AF12-0CA1 |  | 1PH8163-1AF12-0CA1 | 1 | UN | 1 | 20 | D | D | N | N | 85015230 | 1 |  | 196 | KG | 4393.42 | 4393.42 | MC05 | MC05 | SIMOTICS M Compact induction motor 1500rpm, 30 kW, 191Nm, 71A, 319V 1750rpm, 34kW, 186Nm, 70A, 366V 2000rpm, 37kW, 177Nm, 68A, 416V forced ventilation; direction of air flow NDE--> DE; Degree of protection IP55 W/O ENCODER with TEMPERAT. SENSOR KTY84-130 DESIGN IM B5 (IMV 1,IM V3) PLAIN SHAFT WITHOUT FITTED KEY; BEARING: STANDARD WITH FIXED BEARING, VIBRATION SEVERITY GRADE S/A; SHAFT AND FLANGE ACCURACY: R TERMINAL BOX (ABOVE) CABLE ENTRY ON THE RIGHT SIGNAL CONNECTION D-END | - | 0 | 0
1PH8163-1AF12-0CB1 |  | 1PH8163-1AF12-0CB1 | 1 | UN | 1 | 20 | D | D | N | N | 85015230 | 1 |  | 196 | KG | 4393.42 | 4393.42 | MC05 | MC05 | SIMOTICS M Compact induction motor 1500rpm, 30 kW, 191Nm, 71A, 319V 1750rpm, 34kW, 186Nm, 70A, 366V 2000rpm, 37kW, 177Nm, 68A, 416V forced ventilation; direction of air flow NDE--> DE; Degree of protection IP55 W/O ENCODER with TEMPERAT. SENSOR KTY84-130 DESIGN IM B5 (IMV 1,IM V3) PLAIN SHAFT WITHOUT FITTED KEY; BEARING: STANDARD WITH FIXED BEARING, VIBRATION SEVERITY GRADE S/A; SHAFT AND FLANGE ACCURACY: R TERMINAL BOX (ABOVE) CABLE ENTRY ON THE LEFT SIGNAL CONNECTION D-END | - | 0 | 0
1PH8163-1AF12-0CC1 |  | 1PH8163-1AF12-0CC1 | 1 | UN | 1 | 20 | D | D | N | N | 85015230 | 1 |  | 196 | KG | 4393.42 | 4393.42 | MC05 | MC05 | SIMOTICS M Compact induction motor 1500rpm, 30 kW, 191Nm, 71A, 319V 1750rpm, 34kW, 186Nm, 70A, 366V 2000rpm, 37kW, 177Nm, 68A, 416V forced ventilation; direction of air flow NDE--> DE; Degree of protection IP55 W/O ENCODER with TEMPERAT. SENSOR KTY84-130 DESIGN IM B5 (IMV 1,IM V3) PLAIN SHAFT WITHOUT FITTED KEY; BEARING: STANDARD WITH FIXED BEARING, VIBRATION SEVERITY GRADE S/A; SHAFT AND FLANGE ACCURACY: R TERMINAL BOX (ABOVE) CABLE ENTRY ON THE ND-END SIGNAL CONNECTION LEFT | - | 0 | 0
1PH8163-1AF12-2BA1 |  | 1PH8163-1AF12-2BA1 | 1 | UN | 1 | 20 | D | D | N | N | 85015230 | 1 |  | 196 | KG | 4393.45 | 4393.45 | MC05 | MC05 | SIMOTICS M Compact induction motor 1500rpm, 30 kW, 191Nm, 71A, 319V 1750rpm, 34kW, 186Nm, 70A, 366V 2000rpm, 37kW, 177Nm, 68A, 416V forced ventilation; direction of air flow NDE--> DE; Degree of protection IP55 W/O ENCODER with TEMPERAT. SENSOR KTY84-130 DESIGN IM B5 (IMV 1,IM V3) SHAFT WITH FITTED KEY HALF-KEY BALANCING BEARING: STANDARD WITH FIXED BEARING, VIBRATION SEVERITY GRADE R/A; SHAFT AND FLANGE ACCURACY: R TERMINAL BOX (ABOVE) CABLE ENTRY ON THE RIGHT SIGNAL CONNECTION D-END | - | 0 | 0
1PH8163-1AF12-2BB1 |  | 1PH8163-1AF12-2BB1 | 1 | UN | 1 | 20 | D | D | N | N | 85015230 | 1 |  | 196 | KG | 4393.45 | 4393.45 | MC05 | MC05 | SIMOTICS M Compact induction motor 1500rpm, 30 kW, 191Nm, 71A, 319V 1750rpm, 34kW, 186Nm, 70A, 366V 2000rpm, 37kW, 177Nm, 68A, 416V forced ventilation; direction of air flow NDE--> DE; Degree of protection IP55 W/O ENCODER with TEMPERAT. SENSOR KTY84-130 DESIGN IM B5 (IMV 1,IM V3) SHAFT WITH FITTED KEY HALF-KEY BALANCING BEARING: STANDARD WITH FIXED BEARING, VIBRATION SEVERITY GRADE R/A; SHAFT AND FLANGE ACCURACY: R TERMINAL BOX (ABOVE) CABLE ENTRY ON THE LEFT SIGNAL CONNECTION D-END | - | 0 | 0
1PH8163-1AF12-2BC1 |  | 1PH8163-1AF12-2BC1 | 1 | UN | 1 | 20 | D | D | N | N | 85015230 | 1 |  | 196 | KG | 4393.45 | 4393.45 | MC05 | MC05 | SIMOTICS M Compact induction motor 1500rpm, 30 kW, 191Nm, 71A, 319V 1750rpm, 34kW, 186Nm, 70A, 366V 2000rpm, 37kW, 177Nm, 68A, 416V forced ventilation; direction of air flow NDE--> DE; Degree of protection IP55 W/O ENCODER with TEMPERAT. SENSOR KTY84-130 DESIGN IM B5 (IMV 1,IM V3) SHAFT WITH FITTED KEY HALF-KEY BALANCING BEARING: STANDARD WITH FIXED BEARING, VIBRATION SEVERITY GRADE R/A; SHAFT AND FLANGE ACCURACY: R TERMINAL BOX (ABOVE) CABLE ENTRY ON THE ND-END SIGNAL CONNECTION LEFT | - | 0 | 0
1PH8163-1AF12-2CA1 |  | 1PH8163-1AF12-2CA1 | 1 | UN | 1 | 20 | D | D | N | N | 85015230 | 1 |  | 196 | KG | 4523.47 | 4523.47 | MC05 | MC05 | SIMOTICS M Compact induction motor 1500rpm, 30 kW, 191Nm, 71A, 319V 1750rpm, 34kW, 186Nm, 70A, 366V 2000rpm, 37kW, 177Nm, 68A, 416V forced ventilation; direction of air flow NDE--> DE; Degree of protection IP55 W/O ENCODER with TEMPERAT. SENSOR KTY84-130 DESIGN IM B5 (IMV 1,IM V3) SHAFT WITH FITTED KEY HALF-KEY BALANCING BEARING: STANDARD WITH FIXED BEARING, VIBRATION SEVERITY GRADE S/A; SHAFT AND FLANGE ACCURACY: R TERMINAL BOX (ABOVE) CABLE ENTRY ON THE RIGHT SIGNAL CONNECTION D-END | - | 0 | 0
1PH8163-1AF12-2CB1 |  | 1PH8163-1AF12-2CB1 | 1 | UN | 1 | 20 | D | D | N | N | 85015230 | 1 |  | 196 | KG | 4523.47 | 4523.47 | MC05 | MC05 | SIMOTICS M Compact induction motor 1500rpm, 30 kW, 191Nm, 71A, 319V 1750rpm, 34kW, 186Nm, 70A, 366V 2000rpm, 37kW, 177Nm, 68A, 416V forced ventilation; direction of air flow NDE--> DE; Degree of protection IP55 W/O ENCODER with TEMPERAT. SENSOR KTY84-130 DESIGN IM B5 (IMV 1,IM V3) SHAFT WITH FITTED KEY HALF-KEY BALANCING BEARING: STANDARD WITH FIXED BEARING, VIBRATION SEVERITY GRADE S/A; SHAFT AND FLANGE ACCURACY: R TERMINAL BOX (ABOVE) CABLE ENTRY ON THE LEFT SIGNAL CONNECTION D-END | - | 0 | 0
1PH8163-1AF12-2CC1 |  | 1PH8163-1AF12-2CC1 | 1 | UN | 1 | 20 | D | D | N | N | 85015230 | 1 |  | 196 | KG | 4523.47 | 4523.47 | MC05 | MC05 | SIMOTICS M Compact induction motor 1500rpm, 30 kW, 191Nm, 71A, 319V 1750rpm, 34kW, 186Nm, 70A, 366V 2000rpm, 37kW, 177Nm, 68A, 416V forced ventilation; direction of air flow NDE--> DE; Degree of protection IP55 W/O ENCODER with TEMPERAT. SENSOR KTY84-130 DESIGN IM B5 (IMV 1,IM V3) SHAFT WITH FITTED KEY HALF-KEY BALANCING BEARING: STANDARD WITH FIXED BEARING, VIBRATION SEVERITY GRADE S/A; SHAFT AND FLANGE ACCURACY: R TERMINAL BOX (ABOVE) CABLE ENTRY ON THE ND-END SIGNAL CONNECTION LEFT | - | 0 | 0
1PH8163-1AF13-0BA1 |  | 1PH8163-1AF13-0BA1 | 1 | UN | 1 | 20 | D | D | N | N | 85015230 | 1 |  | 196 | KG | 4263.4 | 4263.4 | MC05 | MC05 | SIMOTICS M Compact induction motor 1500rpm, 30 kW, 191Nm, 71A, 319V 1750rpm, 34kW, 186Nm, 70A, 366V 2000rpm, 37kW, 177Nm, 68A, 416V forced ventilation; direction of air flow NDE--> DE; Degree of protection IP55 W/O ENCODER with TEMPERAT. SENSOR KTY84-130 Design IM B35 (IM V15, (IM V35) PLAIN SHAFT WITHOUT FITTED KEY; BEARING: STANDARD WITH FIXED BEARING, VIBRATION SEVERITY GRADE R/A; SHAFT AND FLANGE ACCURACY: R TERMINAL BOX (ABOVE) CABLE ENTRY ON THE RIGHT SIGNAL CONNECTION D-END | - | 0 | 0
1PH8163-1AF13-0BB1 |  | 1PH8163-1AF13-0BB1 | 1 | UN | 1 | 20 | D | D | N | N | 85015230 | 1 |  | 196 | KG | 4263.4 | 4263.4 | MC05 | MC05 | SIMOTICS M Compact induction motor 1500rpm, 30 kW, 191Nm, 71A, 319V 1750rpm, 34kW, 186Nm, 70A, 366V 2000rpm, 37kW, 177Nm, 68A, 416V forced ventilation; direction of air flow NDE--> DE; Degree of protection IP55 W/O ENCODER with TEMPERAT. SENSOR KTY84-130 Design IM B35 (IM V15, (IM V35) PLAIN SHAFT WITHOUT FITTED KEY; BEARING: STANDARD WITH FIXED BEARING, VIBRATION SEVERITY GRADE R/A; SHAFT AND FLANGE ACCURACY: R TERMINAL BOX (ABOVE) CABLE ENTRY ON THE LEFT SIGNAL CONNECTION D-END | - | 0 | 0
1PH8163-1AF13-0BC1 |  | 1PH8163-1AF13-0BC1 | 1 | UN | 1 | 20 | D | D | N | N | 85015230 | 1 |  | 196 | KG | 4263.4 | 4263.4 | MC05 | MC05 | SIMOTICS M Compact induction motor 1500rpm, 30 kW, 191Nm, 71A, 319V 1750rpm, 34kW, 186Nm, 70A, 366V 2000rpm, 37kW, 177Nm, 68A, 416V forced ventilation; direction of air flow NDE--> DE; Degree of protection IP55 W/O ENCODER with TEMPERAT. SENSOR KTY84-130 Design IM B35 (IM V15, (IM V35) PLAIN SHAFT WITHOUT FITTED KEY; BEARING: STANDARD WITH FIXED BEARING, VIBRATION SEVERITY GRADE R/A; SHAFT AND FLANGE ACCURACY: R TERMINAL BOX (ABOVE) CABLE ENTRY ON THE ND-END SIGNAL CONNECTION LEFT | - | 0 | 0
1PH8163-1AF13-0CA1 |  | 1PH8163-1AF13-0CA1 | 1 | UN | 1 | 20 | D | D | N | N | 85015230 | 1 |  | 196 | KG | 4393.42 | 4393.42 | MC05 | MC05 | SIMOTICS M Compact induction motor 1500rpm, 30 kW, 191Nm, 71A, 319V 1750rpm, 34kW, 186Nm, 70A, 366V 2000rpm, 37kW, 177Nm, 68A, 416V forced ventilation; direction of air flow NDE--> DE; Degree of protection IP55 W/O ENCODER with TEMPERAT. SENSOR KTY84-130 Design IM B35 (IM V15, (IM V35) PLAIN SHAFT WITHOUT FITTED KEY; BEARING: STANDARD WITH FIXED BEARING, VIBRATION SEVERITY GRADE S/A; SHAFT AND FLANGE ACCURACY: R TERMINAL BOX (ABOVE) CABLE ENTRY ON THE RIGHT SIGNAL CONNECTION D-END | - | 0 | 0
1PH8163-1AF13-0CB1 |  | 1PH8163-1AF13-0CB1 | 1 | UN | 1 | 20 | D | D | N | N | 85015230 | 1 |  | 196 | KG | 4393.42 | 4393.42 | MC05 | MC05 | SIMOTICS M Compact induction motor 1500rpm, 30 kW, 191Nm, 71A, 319V 1750rpm, 34kW, 186Nm, 70A, 366V 2000rpm, 37kW, 177Nm, 68A, 416V forced ventilation; direction of air flow NDE--> DE; Degree of protection IP55 W/O ENCODER with TEMPERAT. SENSOR KTY84-130 Design IM B35 (IM V15, (IM V35) PLAIN SHAFT WITHOUT FITTED KEY; BEARING: STANDARD WITH FIXED BEARING, VIBRATION SEVERITY GRADE S/A; SHAFT AND FLANGE ACCURACY: R TERMINAL BOX (ABOVE) CABLE ENTRY ON THE LEFT SIGNAL CONNECTION D-END | - | 0 | 0
1PH8163-1AF13-0CC1 |  | 1PH8163-1AF13-0CC1 | 1 | UN | 1 | 20 | D | D | N | N | 85015230 | 1 |  | 196 | KG | 4393.42 | 4393.42 | MC05 | MC05 | SIMOTICS M Compact induction motor 1500rpm, 30 kW, 191Nm, 71A, 319V 1750rpm, 34kW, 186Nm, 70A, 366V 2000rpm, 37kW, 177Nm, 68A, 416V forced ventilation; direction of air flow NDE--> DE; Degree of protection IP55 W/O ENCODER with TEMPERAT. SENSOR KTY84-130 Design IM B35 (IM V15, (IM V35) PLAIN SHAFT WITHOUT FITTED KEY; BEARING: STANDARD WITH FIXED BEARING, VIBRATION SEVERITY GRADE S/A; SHAFT AND FLANGE ACCURACY: R TERMINAL BOX (ABOVE) CABLE ENTRY ON THE ND-END SIGNAL CONNECTION LEFT | - | 0 | 0
1PH8163-1AF13-2BA1 |  | 1PH8163-1AF13-2BA1 | 1 | UN | 1 | 20 | D | D | N | N | 85015230 | 1 |  | 196 | KG | 4393.45 | 4393.45 | MC05 | MC05 | SIMOTICS M Compact induction motor 1500rpm, 30 kW, 191Nm, 71A, 319V 1750rpm, 34kW, 186Nm, 70A, 366V 2000rpm, 37kW, 177Nm, 68A, 416V forced ventilation; direction of air flow NDE--> DE; Degree of protection IP55 W/O ENCODER with TEMPERAT. SENSOR KTY84-130 Design IM B35 (IM V15, (IM V35) SHAFT WITH FITTED KEY HALF-KEY BALANCING BEARING: STANDARD WITH FIXED BEARING, VIBRATION SEVERITY GRADE R/A; SHAFT AND FLANGE ACCURACY: R TERMINAL BOX (ABOVE) CABLE ENTRY ON THE RIGHT SIGNAL CONNECTION D-END | - | 0 | 0
1PH8163-1AF13-2BA1-Z | X01 | 1PH8163-1AF13-2BA1-ZX01 | 1 | UN | 1 | 20 | D | D | N | N | 85015230 | 1 |  | 196 | KG | 4523.5 | 4523.5 | MC05 | MC05 | SIMOTICS M Compact induction motor 1500rpm, 30 kW, 191Nm, 71A, 319V 1750rpm, 34kW, 186Nm, 70A, 366V 2000rpm, 37kW, 177Nm, 68A, 416V forced ventilation; direction of air flow NDE--> DE; Degree of protection IP55 W/O ENCODER with TEMPERAT. SENSOR KTY84-130 Design IM B35 (IM V15, (IM V35) SHAFT WITH FITTED KEY HALF-KEY BALANCING BEARING: STANDARD WITH FIXED BEARING, VIBRATION SEVERITY GRADE R/A; SHAFT AND FLANGE ACCURACY: R TERMINAL BOX (ABOVE) CABLE ENTRY ON THE RIGHT SIGNAL CONNECTION D-END X01: Paint finish in RAL 9005 (matte black) | - | 0 | 0
1PH8163-1AF13-2BB1 |  | 1PH8163-1AF13-2BB1 | 1 | UN | 1 | 20 | D | D | N | N | 85015230 | 1 |  | 196 | KG | 4393.45 | 4393.45 | MC05 | MC05 | SIMOTICS M Compact induction motor 1500rpm, 30 kW, 191Nm, 71A, 319V 1750rpm, 34kW, 186Nm, 70A, 366V 2000rpm, 37kW, 177Nm, 68A, 416V forced ventilation; direction of air flow NDE--> DE; Degree of protection IP55 W/O ENCODER with TEMPERAT. SENSOR KTY84-130 Design IM B35 (IM V15, (IM V35) SHAFT WITH FITTED KEY HALF-KEY BALANCING BEARING: STANDARD WITH FIXED BEARING, VIBRATION SEVERITY GRADE R/A; SHAFT AND FLANGE ACCURACY: R TERMINAL BOX (ABOVE) CABLE ENTRY ON THE LEFT SIGNAL CONNECTION D-END | - | 0 | 0
1PH8163-1AF13-2BC1 |  | 1PH8163-1AF13-2BC1 | 1 | UN | 1 | 20 | D | D | N | N | 85015230 | 1 |  | 196 | KG | 4393.45 | 4393.45 | MC05 | MC05 | SIMOTICS M Compact induction motor 1500rpm, 30 kW, 191Nm, 71A, 319V 1750rpm, 34kW, 186Nm, 70A, 366V 2000rpm, 37kW, 177Nm, 68A, 416V forced ventilation; direction of air flow NDE--> DE; Degree of protection IP55 W/O ENCODER with TEMPERAT. SENSOR KTY84-130 Design IM B35 (IM V15, (IM V35) SHAFT WITH FITTED KEY HALF-KEY BALANCING BEARING: STANDARD WITH FIXED BEARING, VIBRATION SEVERITY GRADE R/A; SHAFT AND FLANGE ACCURACY: R TERMINAL BOX (ABOVE) CABLE ENTRY ON THE ND-END SIGNAL CONNECTION LEFT | - | 0 | 0
1PH8163-1AF13-2CA1 |  | 1PH8163-1AF13-2CA1 | 1 | UN | 1 | 20 | D | D | N | N | 85015230 | 1 |  | 196 | KG | 4523.47 | 4523.47 | MC05 | MC05 | SIMOTICS M Compact induction motor 1500rpm, 30 kW, 191Nm, 71A, 319V 1750rpm, 34kW, 186Nm, 70A, 366V 2000rpm, 37kW, 177Nm, 68A, 416V forced ventilation; direction of air flow NDE--> DE; Degree of protection IP55 W/O ENCODER with TEMPERAT. SENSOR KTY84-130 Design IM B35 (IM V15, (IM V35) SHAFT WITH FITTED KEY HALF-KEY BALANCING BEARING: STANDARD WITH FIXED BEARING, VIBRATION SEVERITY GRADE S/A; SHAFT AND FLANGE ACCURACY: R TERMINAL BOX (ABOVE) CABLE ENTRY ON THE RIGHT SIGNAL CONNECTION D-END | - | 0 | 0
1PH8163-1AF13-2CB1 |  | 1PH8163-1AF13-2CB1 | 1 | UN | 1 | 20 | D | D | N | N | 85015230 | 1 |  | 196 | KG | 4523.47 | 4523.47 | MC05 | MC05 | SIMOTICS M Compact induction motor 1500rpm, 30 kW, 191Nm, 71A, 319V 1750rpm, 34kW, 186Nm, 70A, 366V 2000rpm, 37kW, 177Nm, 68A, 416V forced ventilation; direction of air flow NDE--> DE; Degree of protection IP55 W/O ENCODER with TEMPERAT. SENSOR KTY84-130 Design IM B35 (IM V15, (IM V35) SHAFT WITH FITTED KEY HALF-KEY BALANCING BEARING: STANDARD WITH FIXED BEARING, VIBRATION SEVERITY GRADE S/A; SHAFT AND FLANGE ACCURACY: R TERMINAL BOX (ABOVE) CABLE ENTRY ON THE LEFT SIGNAL CONNECTION D-END | - | 0 | 0
1PH8163-1AF13-2CC1 |  | 1PH8163-1AF13-2CC1 | 1 | UN | 1 | 20 | D | D | N | N | 85015230 | 1 |  | 196 | KG | 4523.47 | 4523.47 | MC05 | MC05 | SIMOTICS M Compact induction motor 1500rpm, 30 kW, 191Nm, 71A, 319V 1750rpm, 34kW, 186Nm, 70A, 366V 2000rpm, 37kW, 177Nm, 68A, 416V forced ventilation; direction of air flow NDE--> DE; Degree of protection IP55 W/O ENCODER with TEMPERAT. SENSOR KTY84-130 Design IM B35 (IM V15, (IM V35) SHAFT WITH FITTED KEY HALF-KEY BALANCING BEARING: STANDARD WITH FIXED BEARING, VIBRATION SEVERITY GRADE S/A; SHAFT AND FLANGE ACCURACY: R TERMINAL BOX (ABOVE) CABLE ENTRY ON THE ND-END SIGNAL CONNECTION LEFT | - | 0 | 0
1PH8163-1AF20-0BA1 |  | 1PH8163-1AF20-0BA1 | 1 | UN | 1 | 20 | D | D | N | N | 85015290 | 1 |  | 229 | KG | 4773.94 | 4773.94 | MC05 | MC05 | SIMOTICS M Compact induction motor 1500rpm, 37kW, 236Nm, 84A, 328V 1750rpm, 43 kW, 235Nm, 84A, 380 V 2000rpm, 49kW, 234Nm, 84A, 430V water cooling Degree of protection IP65 W/O ENCODER with TEMPERAT. SENSOR KTY84-130 DESIGN IM B3 (IM V5, IM V6) PLAIN SHAFT WITHOUT FITTED KEY; BEARING: STANDARD WITH FIXED BEARING, VIBRATION SEVERITY GRADE R/A; SHAFT AND FLANGE ACCURACY: R TERMINAL BOX (ABOVE) CABLE ENTRY ON THE RIGHT SIGNAL CONNECTION D-END | - | 0 | 0
1PH8163-1AF20-0BB1 |  | 1PH8163-1AF20-0BB1 | 1 | UN | 1 | 20 | D | D | N | N | 85015290 | 1 |  | 229 | KG | 4773.94 | 4773.94 | MC05 | MC05 | SIMOTICS M Compact induction motor 1500rpm, 37kW, 236Nm, 84A, 328V 1750rpm, 43 kW, 235Nm, 84A, 380 V 2000rpm, 49kW, 234Nm, 84A, 430V water cooling Degree of protection IP65 W/O ENCODER with TEMPERAT. SENSOR KTY84-130 DESIGN IM B3 (IM V5, IM V6) PLAIN SHAFT WITHOUT FITTED KEY; BEARING: STANDARD WITH FIXED BEARING, VIBRATION SEVERITY GRADE R/A; SHAFT AND FLANGE ACCURACY: R TERMINAL BOX (ABOVE) CABLE ENTRY ON THE LEFT SIGNAL CONNECTION D-END | - | 0 | 0
1PH8163-1AF20-0BC1 |  | 1PH8163-1AF20-0BC1 | 1 | UN | 1 | 20 | D | D | N | N | 85015290 | 1 |  | 229 | KG | 4773.94 | 4773.94 | MC05 | MC05 | SIMOTICS M Compact induction motor 1500rpm, 37kW, 236Nm, 84A, 328V 1750rpm, 43 kW, 235Nm, 84A, 380 V 2000rpm, 49kW, 234Nm, 84A, 430V water cooling Degree of protection IP65 W/O ENCODER with TEMPERAT. SENSOR KTY84-130 DESIGN IM B3 (IM V5, IM V6) PLAIN SHAFT WITHOUT FITTED KEY; BEARING: STANDARD WITH FIXED BEARING, VIBRATION SEVERITY GRADE R/A; SHAFT AND FLANGE ACCURACY: R TERMINAL BOX (ABOVE) CABLE ENTRY ON THE ND-END SIGNAL CONNECTION LEFT | - | 0 | 0
1PH8163-1AF20-0CA1 |  | 1PH8163-1AF20-0CA1 | 1 | UN | 1 | 20 | D | D | N | N | 85015290 | 1 |  | 229 | KG | 4903.96 | 4903.96 | MC05 | MC05 | SIMOTICS M Compact induction motor 1500rpm, 37kW, 236Nm, 84A, 328V 1750rpm, 43 kW, 235Nm, 84A, 380 V 2000rpm, 49kW, 234Nm, 84A, 430V water cooling Degree of protection IP65 W/O ENCODER with TEMPERAT. SENSOR KTY84-130 DESIGN IM B3 (IM V5, IM V6) PLAIN SHAFT WITHOUT FITTED KEY; BEARING: STANDARD WITH FIXED BEARING, VIBRATION SEVERITY GRADE S/A; SHAFT AND FLANGE ACCURACY: R TERMINAL BOX (ABOVE) CABLE ENTRY ON THE RIGHT SIGNAL CONNECTION D-END | - | 0 | 0
1PH8163-1AF20-0CB1 |  | 1PH8163-1AF20-0CB1 | 1 | UN | 1 | 20 | D | D | N | N | 85015290 | 1 |  | 229 | KG | 4903.96 | 4903.96 | MC05 | MC05 | SIMOTICS M Compact induction motor 1500rpm, 37kW, 236Nm, 84A, 328V 1750rpm, 43 kW, 235Nm, 84A, 380 V 2000rpm, 49kW, 234Nm, 84A, 430V water cooling Degree of protection IP65 W/O ENCODER with TEMPERAT. SENSOR KTY84-130 DESIGN IM B3 (IM V5, IM V6) PLAIN SHAFT WITHOUT FITTED KEY; BEARING: STANDARD WITH FIXED BEARING, VIBRATION SEVERITY GRADE S/A; SHAFT AND FLANGE ACCURACY: R TERMINAL BOX (ABOVE) CABLE ENTRY ON THE LEFT SIGNAL CONNECTION D-END | - | 0 | 0
1PH8163-1AF20-0CC1 |  | 1PH8163-1AF20-0CC1 | 1 | UN | 1 | 20 | D | D | N | N | 85015290 | 1 |  | 229 | KG | 4903.96 | 4903.96 | MC05 | MC05 | SIMOTICS M Compact induction motor 1500rpm, 37kW, 236Nm, 84A, 328V 1750rpm, 43 kW, 235Nm, 84A, 380 V 2000rpm, 49kW, 234Nm, 84A, 430V water cooling Degree of protection IP65 W/O ENCODER with TEMPERAT. SENSOR KTY84-130 DESIGN IM B3 (IM V5, IM V6) PLAIN SHAFT WITHOUT FITTED KEY; BEARING: STANDARD WITH FIXED BEARING, VIBRATION SEVERITY GRADE S/A; SHAFT AND FLANGE ACCURACY: R TERMINAL BOX (ABOVE) CABLE ENTRY ON THE ND-END SIGNAL CONNECTION LEFT | - | 0 | 0
1PH8163-1AF20-2BA1 |  | 1PH8163-1AF20-2BA1 | 1 | UN | 1 | 20 | D | D | N | N | 85015290 | 1 |  | 229 | KG | 4903.99 | 4903.99 | MC05 | MC05 | SIMOTICS M Compact induction motor 1500rpm, 37kW, 236Nm, 84A, 328V 1750rpm, 43 kW, 235Nm, 84A, 380 V 2000rpm, 49kW, 234Nm, 84A, 430V water cooling Degree of protection IP65 W/O ENCODER with TEMPERAT. SENSOR KTY84-130 DESIGN IM B3 (IM V5, IM V6) SHAFT WITH FITTED KEY HALF-KEY BALANCING BEARING: STANDARD WITH FIXED BEARING, VIBRATION SEVERITY GRADE R/A; SHAFT AND FLANGE ACCURACY: R TERMINAL BOX (ABOVE) CABLE ENTRY ON THE RIGHT SIGNAL CONNECTION D-END | - | 0 | 0
1PH8163-1AF20-2BB1 |  | 1PH8163-1AF20-2BB1 | 1 | UN | 1 | 20 | D | D | N | N | 85015290 | 1 |  | 229 | KG | 4903.99 | 4903.99 | MC05 | MC05 | SIMOTICS M Compact induction motor 1500rpm, 37kW, 236Nm, 84A, 328V 1750rpm, 43 kW, 235Nm, 84A, 380 V 2000rpm, 49kW, 234Nm, 84A, 430V water cooling Degree of protection IP65 W/O ENCODER with TEMPERAT. SENSOR KTY84-130 DESIGN IM B3 (IM V5, IM V6) SHAFT WITH FITTED KEY HALF-KEY BALANCING BEARING: STANDARD WITH FIXED BEARING, VIBRATION SEVERITY GRADE R/A; SHAFT AND FLANGE ACCURACY: R TERMINAL BOX (ABOVE) CABLE ENTRY ON THE LEFT SIGNAL CONNECTION D-END | - | 0 | 0
1PH8163-1AF20-2BC1 |  | 1PH8163-1AF20-2BC1 | 1 | UN | 1 | 20 | D | D | N | N | 85015290 | 1 |  | 229 | KG | 4903.99 | 4903.99 | MC05 | MC05 | SIMOTICS M Compact induction motor 1500rpm, 37kW, 236Nm, 84A, 328V 1750rpm, 43 kW, 235Nm, 84A, 380 V 2000rpm, 49kW, 234Nm, 84A, 430V water cooling Degree of protection IP65 W/O ENCODER with TEMPERAT. SENSOR KTY84-130 DESIGN IM B3 (IM V5, IM V6) SHAFT WITH FITTED KEY HALF-KEY BALANCING BEARING: STANDARD WITH FIXED BEARING, VIBRATION SEVERITY GRADE R/A; SHAFT AND FLANGE ACCURACY: R TERMINAL BOX (ABOVE) CABLE ENTRY ON THE ND-END SIGNAL CONNECTION LEFT | - | 0 | 0
1PH8163-1AF20-2CA1 |  | 1PH8163-1AF20-2CA1 | 1 | UN | 1 | 20 | D | D | N | N | 85015290 | 1 |  | 229 | KG | 5034.01 | 5034.01 | MC05 | MC05 | SIMOTICS M Compact induction motor 1500rpm, 37kW, 236Nm, 84A, 328V 1750rpm, 43 kW, 235Nm, 84A, 380 V 2000rpm, 49kW, 234Nm, 84A, 430V water cooling Degree of protection IP65 W/O ENCODER with TEMPERAT. SENSOR KTY84-130 DESIGN IM B3 (IM V5, IM V6) SHAFT WITH FITTED KEY HALF-KEY BALANCING BEARING: STANDARD WITH FIXED BEARING, VIBRATION SEVERITY GRADE S/A; SHAFT AND FLANGE ACCURACY: R TERMINAL BOX (ABOVE) CABLE ENTRY ON THE RIGHT SIGNAL CONNECTION D-END | - | 0 | 0
1PH8163-1AF20-2CB1 |  | 1PH8163-1AF20-2CB1 | 1 | UN | 1 | 20 | D | D | N | N | 85015290 | 1 |  | 229 | KG | 5034.01 | 5034.01 | MC05 | MC05 | SIMOTICS M Compact induction motor 1500rpm, 37kW, 236Nm, 84A, 328V 1750rpm, 43 kW, 235Nm, 84A, 380 V 2000rpm, 49kW, 234Nm, 84A, 430V water cooling Degree of protection IP65 W/O ENCODER with TEMPERAT. SENSOR KTY84-130 DESIGN IM B3 (IM V5, IM V6) SHAFT WITH FITTED KEY HALF-KEY BALANCING BEARING: STANDARD WITH FIXED BEARING, VIBRATION SEVERITY GRADE S/A; SHAFT AND FLANGE ACCURACY: R TERMINAL BOX (ABOVE) CABLE ENTRY ON THE LEFT SIGNAL CONNECTION D-END | - | 0 | 0
1PH8163-1AF20-2CC1 |  | 1PH8163-1AF20-2CC1 | 1 | UN | 1 | 20 | D | D | N | N | 85015290 | 1 |  | 229 | KG | 5034.01 | 5034.01 | MC05 | MC05 | SIMOTICS M Compact induction motor 1500rpm, 37kW, 236Nm, 84A, 328V 1750rpm, 43 kW, 235Nm, 84A, 380 V 2000rpm, 49kW, 234Nm, 84A, 430V water cooling Degree of protection IP65 W/O ENCODER with TEMPERAT. SENSOR KTY84-130 DESIGN IM B3 (IM V5, IM V6) SHAFT WITH FITTED KEY HALF-KEY BALANCING BEARING: STANDARD WITH FIXED BEARING, VIBRATION SEVERITY GRADE S/A; SHAFT AND FLANGE ACCURACY: R TERMINAL BOX (ABOVE) CABLE ENTRY ON THE ND-END SIGNAL CONNECTION LEFT | - | 0 | 0
1PH8163-1AF22-0BA1 |  | 1PH8163-1AF22-0BA1 | 1 | UN | 1 | 20 | D | D | N | N | 85015290 | 1 |  | 229 | KG | 5207.44 | 5207.44 | MC05 | MC05 | SIMOTICS M Compact induction motor 1500rpm, 37kW, 236Nm, 84A, 328V 1750rpm, 43 kW, 235Nm, 84A, 380 V 2000rpm, 49kW, 234Nm, 84A, 430V water cooling Degree of protection IP65 W/O ENCODER with TEMPERAT. SENSOR KTY84-130 DESIGN IM B5 (IMV 1,IM V3) PLAIN SHAFT WITHOUT FITTED KEY; BEARING: STANDARD WITH FIXED BEARING, VIBRATION SEVERITY GRADE R/A; SHAFT AND FLANGE ACCURACY: R TERMINAL BOX (ABOVE) CABLE ENTRY ON THE RIGHT SIGNAL CONNECTION D-END | - | 0 | 0
1PH8163-1AF22-0BB1 |  | 1PH8163-1AF22-0BB1 | 1 | UN | 1 | 20 | D | D | N | N | 85015290 | 1 |  | 229 | KG | 5207.44 | 5207.44 | MC05 | MC05 | SIMOTICS M Compact induction motor 1500rpm, 37kW, 236Nm, 84A, 328V 1750rpm, 43 kW, 235Nm, 84A, 380 V 2000rpm, 49kW, 234Nm, 84A, 430V water cooling Degree of protection IP65 W/O ENCODER with TEMPERAT. SENSOR KTY84-130 DESIGN IM B5 (IMV 1,IM V3) PLAIN SHAFT WITHOUT FITTED KEY; BEARING: STANDARD WITH FIXED BEARING, VIBRATION SEVERITY GRADE R/A; SHAFT AND FLANGE ACCURACY: R TERMINAL BOX (ABOVE) CABLE ENTRY ON THE LEFT SIGNAL CONNECTION D-END | - | 0 | 0
1PH8163-1AF22-0BC1 |  | 1PH8163-1AF22-0BC1 | 1 | UN | 1 | 20 | D | D | N | N | 85015290 | 1 |  | 229 | KG | 5207.44 | 5207.44 | MC05 | MC05 | SIMOTICS M Compact induction motor 1500rpm, 37kW, 236Nm, 84A, 328V 1750rpm, 43 kW, 235Nm, 84A, 380 V 2000rpm, 49kW, 234Nm, 84A, 430V water cooling Degree of protection IP65 W/O ENCODER with TEMPERAT. SENSOR KTY84-130 DESIGN IM B5 (IMV 1,IM V3) PLAIN SHAFT WITHOUT FITTED KEY; BEARING: STANDARD WITH FIXED BEARING, VIBRATION SEVERITY GRADE R/A; SHAFT AND FLANGE ACCURACY: R TERMINAL BOX (ABOVE) CABLE ENTRY ON THE ND-END SIGNAL CONNECTION LEFT | - | 0 | 0
1PH8163-1AF22-0CA1 |  | 1PH8163-1AF22-0CA1 | 1 | UN | 1 | 20 | D | D | N | N | 85015290 | 1 |  | 229 | KG | 5337.46 | 5337.46 | MC05 | MC05 | SIMOTICS M Compact induction motor 1500rpm, 37kW, 236Nm, 84A, 328V 1750rpm, 43 kW, 235Nm, 84A, 380 V 2000rpm, 49kW, 234Nm, 84A, 430V water cooling Degree of protection IP65 W/O ENCODER with TEMPERAT. SENSOR KTY84-130 DESIGN IM B5 (IMV 1,IM V3) PLAIN SHAFT WITHOUT FITTED KEY; BEARING: STANDARD WITH FIXED BEARING, VIBRATION SEVERITY GRADE S/A; SHAFT AND FLANGE ACCURACY: R TERMINAL BOX (ABOVE) CABLE ENTRY ON THE RIGHT SIGNAL CONNECTION D-END | - | 0 | 0
1PH8163-1AF22-0CB1 |  | 1PH8163-1AF22-0CB1 | 1 | UN | 1 | 20 | D | D | N | N | 85015290 | 1 |  | 229 | KG | 5337.46 | 5337.46 | MC05 | MC05 | SIMOTICS M Compact induction motor 1500rpm, 37kW, 236Nm, 84A, 328V 1750rpm, 43 kW, 235Nm, 84A, 380 V 2000rpm, 49kW, 234Nm, 84A, 430V water cooling Degree of protection IP65 W/O ENCODER with TEMPERAT. SENSOR KTY84-130 DESIGN IM B5 (IMV 1,IM V3) PLAIN SHAFT WITHOUT FITTED KEY; BEARING: STANDARD WITH FIXED BEARING, VIBRATION SEVERITY GRADE S/A; SHAFT AND FLANGE ACCURACY: R TERMINAL BOX (ABOVE) CABLE ENTRY ON THE LEFT SIGNAL CONNECTION D-END | - | 0 | 0
1PH8163-1AF22-0CC1 |  | 1PH8163-1AF22-0CC1 | 1 | UN | 1 | 20 | D | D | N | N | 85015290 | 1 |  | 229 | KG | 5337.46 | 5337.46 | MC05 | MC05 | SIMOTICS M Compact induction motor 1500rpm, 37kW, 236Nm, 84A, 328V 1750rpm, 43 kW, 235Nm, 84A, 380 V 2000rpm, 49kW, 234Nm, 84A, 430V water cooling Degree of protection IP65 W/O ENCODER with TEMPERAT. SENSOR KTY84-130 DESIGN IM B5 (IMV 1,IM V3) PLAIN SHAFT WITHOUT FITTED KEY; BEARING: STANDARD WITH FIXED BEARING, VIBRATION SEVERITY GRADE S/A; SHAFT AND FLANGE ACCURACY: R TERMINAL BOX (ABOVE) CABLE ENTRY ON THE ND-END SIGNAL CONNECTION LEFT | - | 0 | 0
1PH8163-1AF22-2BA1 |  | 1PH8163-1AF22-2BA1 | 1 | UN | 1 | 20 | D | D | N | N | 85015290 | 1 |  | 229 | KG | 5337.49 | 5337.49 | MC05 | MC05 | SIMOTICS M Compact induction motor 1500rpm, 37kW, 236Nm, 84A, 328V 1750rpm, 43 kW, 235Nm, 84A, 380 V 2000rpm, 49kW, 234Nm, 84A, 430V water cooling Degree of protection IP65 W/O ENCODER with TEMPERAT. SENSOR KTY84-130 DESIGN IM B5 (IMV 1,IM V3) SHAFT WITH FITTED KEY HALF-KEY BALANCING BEARING: STANDARD WITH FIXED BEARING, VIBRATION SEVERITY GRADE R/A; SHAFT AND FLANGE ACCURACY: R TERMINAL BOX (ABOVE) CABLE ENTRY ON THE RIGHT SIGNAL CONNECTION D-END | - | 0 | 0
1PH8163-1AF22-2BB1 |  | 1PH8163-1AF22-2BB1 | 1 | UN | 1 | 20 | D | D | N | N | 85015290 | 1 |  | 229 | KG | 5337.49 | 5337.49 | MC05 | MC05 | SIMOTICS M Compact induction motor 1500rpm, 37kW, 236Nm, 84A, 328V 1750rpm, 43 kW, 235Nm, 84A, 380 V 2000rpm, 49kW, 234Nm, 84A, 430V water cooling Degree of protection IP65 W/O ENCODER with TEMPERAT. SENSOR KTY84-130 DESIGN IM B5 (IMV 1,IM V3) SHAFT WITH FITTED KEY HALF-KEY BALANCING BEARING: STANDARD WITH FIXED BEARING, VIBRATION SEVERITY GRADE R/A; SHAFT AND FLANGE ACCURACY: R TERMINAL BOX (ABOVE) CABLE ENTRY ON THE LEFT SIGNAL CONNECTION D-END | - | 0 | 0
1PH8163-1AF22-2BC1 |  | 1PH8163-1AF22-2BC1 | 1 | UN | 1 | 20 | D | D | N | N | 85015290 | 1 |  | 229 | KG | 5337.49 | 5337.49 | MC05 | MC05 | SIMOTICS M Compact induction motor 1500rpm, 37kW, 236Nm, 84A, 328V 1750rpm, 43 kW, 235Nm, 84A, 380 V 2000rpm, 49kW, 234Nm, 84A, 430V water cooling Degree of protection IP65 W/O ENCODER with TEMPERAT. SENSOR KTY84-130 DESIGN IM B5 (IMV 1,IM V3) SHAFT WITH FITTED KEY HALF-KEY BALANCING BEARING: STANDARD WITH FIXED BEARING, VIBRATION SEVERITY GRADE R/A; SHAFT AND FLANGE ACCURACY: R TERMINAL BOX (ABOVE) CABLE ENTRY ON THE ND-END SIGNAL CONNECTION LEFT | - | 0 | 0
1PH8163-1AF22-2CA1 |  | 1PH8163-1AF22-2CA1 | 1 | UN | 1 | 20 | D | D | N | N | 85015290 | 1 |  | 229 | KG | 5467.51 | 5467.51 | MC05 | MC05 | SIMOTICS M Compact induction motor 1500rpm, 37kW, 236Nm, 84A, 328V 1750rpm, 43 kW, 235Nm, 84A, 380 V 2000rpm, 49kW, 234Nm, 84A, 430V water cooling Degree of protection IP65 W/O ENCODER with TEMPERAT. SENSOR KTY84-130 DESIGN IM B5 (IMV 1,IM V3) SHAFT WITH FITTED KEY HALF-KEY BALANCING BEARING: STANDARD WITH FIXED BEARING, VIBRATION SEVERITY GRADE S/A; SHAFT AND FLANGE ACCURACY: R TERMINAL BOX (ABOVE) CABLE ENTRY ON THE RIGHT SIGNAL CONNECTION D-END | - | 0 | 0
1PH8163-1AF22-2CB1 |  | 1PH8163-1AF22-2CB1 | 1 | UN | 1 | 20 | D | D | N | N | 85015290 | 1 |  | 229 | KG | 5467.51 | 5467.51 | MC05 | MC05 | SIMOTICS M Compact induction motor 1500rpm, 37kW, 236Nm, 84A, 328V 1750rpm, 43 kW, 235Nm, 84A, 380 V 2000rpm, 49kW, 234Nm, 84A, 430V water cooling Degree of protection IP65 W/O ENCODER with TEMPERAT. SENSOR KTY84-130 DESIGN IM B5 (IMV 1,IM V3) SHAFT WITH FITTED KEY HALF-KEY BALANCING BEARING: STANDARD WITH FIXED BEARING, VIBRATION SEVERITY GRADE S/A; SHAFT AND FLANGE ACCURACY: R TERMINAL BOX (ABOVE) CABLE ENTRY ON THE LEFT SIGNAL CONNECTION D-END | - | 0 | 0
1PH8163-1AF22-2CC1 |  | 1PH8163-1AF22-2CC1 | 1 | UN | 1 | 20 | D | D | N | N | 85015290 | 1 |  | 229 | KG | 5467.51 | 5467.51 | MC05 | MC05 | SIMOTICS M Compact induction motor 1500rpm, 37kW, 236Nm, 84A, 328V 1750rpm, 43 kW, 235Nm, 84A, 380 V 2000rpm, 49kW, 234Nm, 84A, 430V water cooling Degree of protection IP65 W/O ENCODER with TEMPERAT. SENSOR KTY84-130 DESIGN IM B5 (IMV 1,IM V3) SHAFT WITH FITTED KEY HALF-KEY BALANCING BEARING: STANDARD WITH FIXED BEARING, VIBRATION SEVERITY GRADE S/A; SHAFT AND FLANGE ACCURACY: R TERMINAL BOX (ABOVE) CABLE ENTRY ON THE ND-END SIGNAL CONNECTION LEFT | - | 0 | 0
1PH8163-1AF23-0BA1 |  | 1PH8163-1AF23-0BA1 | 1 | UN | 1 | 20 | D | D | N | N | 85015290 | 1 |  | 229 | KG | 5207.44 | 5207.44 | MC05 | MC05 | SIMOTICS M Compact induction motor 1500rpm, 37kW, 236Nm, 84A, 328V 1750rpm, 43 kW, 235Nm, 84A, 380 V 2000rpm, 49kW, 234Nm, 84A, 430V water cooling Degree of protection IP65 W/O ENCODER with TEMPERAT. SENSOR KTY84-130 Design IM B35 (IM V15, (IM V35) PLAIN SHAFT WITHOUT FITTED KEY; BEARING: STANDARD WITH FIXED BEARING, VIBRATION SEVERITY GRADE R/A; SHAFT AND FLANGE ACCURACY: R TERMINAL BOX (ABOVE) CABLE ENTRY ON THE RIGHT SIGNAL CONNECTION D-END | - | 0 | 0
1PH8163-1AF23-0BB1 |  | 1PH8163-1AF23-0BB1 | 1 | UN | 1 | 20 | D | D | N | N | 85015290 | 1 |  | 229 | KG | 5207.44 | 5207.44 | MC05 | MC05 | SIMOTICS M Compact induction motor 1500rpm, 37kW, 236Nm, 84A, 328V 1750rpm, 43 kW, 235Nm, 84A, 380 V 2000rpm, 49kW, 234Nm, 84A, 430V water cooling Degree of protection IP65 W/O ENCODER with TEMPERAT. SENSOR KTY84-130 Design IM B35 (IM V15, (IM V35) PLAIN SHAFT WITHOUT FITTED KEY; BEARING: STANDARD WITH FIXED BEARING, VIBRATION SEVERITY GRADE R/A; SHAFT AND FLANGE ACCURACY: R TERMINAL BOX (ABOVE) CABLE ENTRY ON THE LEFT SIGNAL CONNECTION D-END | - | 0 | 0
1PH8163-1AF23-0BC1 |  | 1PH8163-1AF23-0BC1 | 1 | UN | 1 | 20 | D | D | N | N | 85015290 | 1 |  | 229 | KG | 5207.44 | 5207.44 | MC05 | MC05 | SIMOTICS M Compact induction motor 1500rpm, 37kW, 236Nm, 84A, 328V 1750rpm, 43 kW, 235Nm, 84A, 380 V 2000rpm, 49kW, 234Nm, 84A, 430V water cooling Degree of protection IP65 W/O ENCODER with TEMPERAT. SENSOR KTY84-130 Design IM B35 (IM V15, (IM V35) PLAIN SHAFT WITHOUT FITTED KEY; BEARING: STANDARD WITH FIXED BEARING, VIBRATION SEVERITY GRADE R/A; SHAFT AND FLANGE ACCURACY: R TERMINAL BOX (ABOVE) CABLE ENTRY ON THE ND-END SIGNAL CONNECTION LEFT | - | 0 | 0
1PH8163-1AF23-0CA1 |  | 1PH8163-1AF23-0CA1 | 1 | UN | 1 | 20 | D | D | N | N | 85015290 | 1 |  | 229 | KG | 5337.46 | 5337.46 | MC05 | MC05 | SIMOTICS M Compact induction motor 1500rpm, 37kW, 236Nm, 84A, 328V 1750rpm, 43 kW, 235Nm, 84A, 380 V 2000rpm, 49kW, 234Nm, 84A, 430V water cooling Degree of protection IP65 W/O ENCODER with TEMPERAT. SENSOR KTY84-130 Design IM B35 (IM V15, (IM V35) PLAIN SHAFT WITHOUT FITTED KEY; BEARING: STANDARD WITH FIXED BEARING, VIBRATION SEVERITY GRADE S/A; SHAFT AND FLANGE ACCURACY: R TERMINAL BOX (ABOVE) CABLE ENTRY ON THE RIGHT SIGNAL CONNECTION D-END | - | 0 | 0
1PH8163-1AF23-0CB1 |  | 1PH8163-1AF23-0CB1 | 1 | UN | 1 | 20 | D | D | N | N | 85015290 | 1 |  | 229 | KG | 5337.46 | 5337.46 | MC05 | MC05 | SIMOTICS M Compact induction motor 1500rpm, 37kW, 236Nm, 84A, 328V 1750rpm, 43 kW, 235Nm, 84A, 380 V 2000rpm, 49kW, 234Nm, 84A, 430V water cooling Degree of protection IP65 W/O ENCODER with TEMPERAT. SENSOR KTY84-130 Design IM B35 (IM V15, (IM V35) PLAIN SHAFT WITHOUT FITTED KEY; BEARING: STANDARD WITH FIXED BEARING, VIBRATION SEVERITY GRADE S/A; SHAFT AND FLANGE ACCURACY: R TERMINAL BOX (ABOVE) CABLE ENTRY ON THE LEFT SIGNAL CONNECTION D-END | - | 0 | 0
1PH8163-1AF23-0CC1 |  | 1PH8163-1AF23-0CC1 | 1 | UN | 1 | 20 | D | D | N | N | 85015290 | 1 |  | 229 | KG | 5337.46 | 5337.46 | MC05 | MC05 | SIMOTICS M Compact induction motor 1500rpm, 37kW, 236Nm, 84A, 328V 1750rpm, 43 kW, 235Nm, 84A, 380 V 2000rpm, 49kW, 234Nm, 84A, 430V water cooling Degree of protection IP65 W/O ENCODER with TEMPERAT. SENSOR KTY84-130 Design IM B35 (IM V15, (IM V35) PLAIN SHAFT WITHOUT FITTED KEY; BEARING: STANDARD WITH FIXED BEARING, VIBRATION SEVERITY GRADE S/A; SHAFT AND FLANGE ACCURACY: R TERMINAL BOX (ABOVE) CABLE ENTRY ON THE ND-END SIGNAL CONNECTION LEFT | - | 0 | 0
1PH8163-1AF23-2BA1 |  | 1PH8163-1AF23-2BA1 | 1 | UN | 1 | 20 | D | D | N | N | 85015290 | 1 |  | 229 | KG | 5337.49 | 5337.49 | MC05 | MC05 | SIMOTICS M Compact induction motor 1500rpm, 37kW, 236Nm, 84A, 328V 1750rpm, 43 kW, 235Nm, 84A, 380 V 2000rpm, 49kW, 234Nm, 84A, 430V water cooling Degree of protection IP65 W/O ENCODER with TEMPERAT. SENSOR KTY84-130 Design IM B35 (IM V15, (IM V35) SHAFT WITH FITTED KEY HALF-KEY BALANCING BEARING: STANDARD WITH FIXED BEARING, VIBRATION SEVERITY GRADE R/A; SHAFT AND FLANGE ACCURACY: R TERMINAL BOX (ABOVE) CABLE ENTRY ON THE RIGHT SIGNAL CONNECTION D-END | - | 0 | 0
1PH8163-1AF23-2BB1 |  | 1PH8163-1AF23-2BB1 | 1 | UN | 1 | 20 | D | D | N | N | 85015290 | 1 |  | 229 | KG | 5337.49 | 5337.49 | MC05 | MC05 | SIMOTICS M Compact induction motor 1500rpm, 37kW, 236Nm, 84A, 328V 1750rpm, 43 kW, 235Nm, 84A, 380 V 2000rpm, 49kW, 234Nm, 84A, 430V water cooling Degree of protection IP65 W/O ENCODER with TEMPERAT. SENSOR KTY84-130 Design IM B35 (IM V15, (IM V35) SHAFT WITH FITTED KEY HALF-KEY BALANCING BEARING: STANDARD WITH FIXED BEARING, VIBRATION SEVERITY GRADE R/A; SHAFT AND FLANGE ACCURACY: R TERMINAL BOX (ABOVE) CABLE ENTRY ON THE LEFT SIGNAL CONNECTION D-END | - | 0 | 0
1PH8163-1AF23-2BC1 |  | 1PH8163-1AF23-2BC1 | 1 | UN | 1 | 20 | D | D | N | N | 85015290 | 1 |  | 229 | KG | 5337.49 | 5337.49 | MC05 | MC05 | SIMOTICS M Compact induction motor 1500rpm, 37kW, 236Nm, 84A, 328V 1750rpm, 43 kW, 235Nm, 84A, 380 V 2000rpm, 49kW, 234Nm, 84A, 430V water cooling Degree of protection IP65 W/O ENCODER with TEMPERAT. SENSOR KTY84-130 Design IM B35 (IM V15, (IM V35) SHAFT WITH FITTED KEY HALF-KEY BALANCING BEARING: STANDARD WITH FIXED BEARING, VIBRATION SEVERITY GRADE R/A; SHAFT AND FLANGE ACCURACY: R TERMINAL BOX (ABOVE) CABLE ENTRY ON THE ND-END SIGNAL CONNECTION LEFT | - | 0 | 0
1PH8163-1AF23-2CA1 |  | 1PH8163-1AF23-2CA1 | 1 | UN | 1 | 20 | D | D | N | N | 85015290 | 1 |  | 229 | KG | 5467.51 | 5467.51 | MC05 | MC05 | SIMOTICS M Compact induction motor 1500rpm, 37kW, 236Nm, 84A, 328V 1750rpm, 43 kW, 235Nm, 84A, 380 V 2000rpm, 49kW, 234Nm, 84A, 430V water cooling Degree of protection IP65 W/O ENCODER with TEMPERAT. SENSOR KTY84-130 Design IM B35 (IM V15, (IM V35) SHAFT WITH FITTED KEY HALF-KEY BALANCING BEARING: STANDARD WITH FIXED BEARING, VIBRATION SEVERITY GRADE S/A; SHAFT AND FLANGE ACCURACY: R TERMINAL BOX (ABOVE) CABLE ENTRY ON THE RIGHT SIGNAL CONNECTION D-END | - | 0 | 0
1PH8163-1AF23-2CB1 |  | 1PH8163-1AF23-2CB1 | 1 | UN | 1 | 20 | D | D | N | N | 85015290 | 1 |  | 229 | KG | 5467.51 | 5467.51 | MC05 | MC05 | SIMOTICS M Compact induction motor 1500rpm, 37kW, 236Nm, 84A, 328V 1750rpm, 43 kW, 235Nm, 84A, 380 V 2000rpm, 49kW, 234Nm, 84A, 430V water cooling Degree of protection IP65 W/O ENCODER with TEMPERAT. SENSOR KTY84-130 Design IM B35 (IM V15, (IM V35) SHAFT WITH FITTED KEY HALF-KEY BALANCING BEARING: STANDARD WITH FIXED BEARING, VIBRATION SEVERITY GRADE S/A; SHAFT AND FLANGE ACCURACY: R TERMINAL BOX (ABOVE) CABLE ENTRY ON THE LEFT SIGNAL CONNECTION D-END | - | 0 | 0
1PH8163-1AF23-2CC1 |  | 1PH8163-1AF23-2CC1 | 1 | UN | 1 | 20 | D | D | N | N | 85015290 | 1 |  | 229 | KG | 5467.51 | 5467.51 | MC05 | MC05 | SIMOTICS M Compact induction motor 1500rpm, 37kW, 236Nm, 84A, 328V 1750rpm, 43 kW, 235Nm, 84A, 380 V 2000rpm, 49kW, 234Nm, 84A, 430V water cooling Degree of protection IP65 W/O ENCODER with TEMPERAT. SENSOR KTY84-130 Design IM B35 (IM V15, (IM V35) SHAFT WITH FITTED KEY HALF-KEY BALANCING BEARING: STANDARD WITH FIXED BEARING, VIBRATION SEVERITY GRADE S/A; SHAFT AND FLANGE ACCURACY: R TERMINAL BOX (ABOVE) CABLE ENTRY ON THE ND-END SIGNAL CONNECTION LEFT | - | 0 | 0
1PH8163-1AG00-0BA1 |  | 1PH8163-1AG00-0BA1 | 1 | UN | 1 | 20 | D | D | N | N | 85015290 | 1 |  | 196 | KG | 3829.9 | 3829.9 | MC05 | MC05 | SIMOTICS M Compact induction motor 2000rpm, 36kW, 172Nm, 83A, 324V 2300rpm, 38 kW, 158Nm, 78A, 370V 2650rpm, 40kW, 144Nm, 76A, 390V forced ventilation; direction of air flow DE--> NDE; Degree of protection IP55 W/O ENCODER with TEMPERAT. SENSOR KTY84-130 DESIGN IM B3 (IM V5, IM V6) PLAIN SHAFT WITHOUT FITTED KEY; BEARING: STANDARD WITH FIXED BEARING, VIBRATION SEVERITY GRADE R/A; SHAFT AND FLANGE ACCURACY: R TERMINAL BOX (ABOVE) CABLE ENTRY ON THE RIGHT SIGNAL CONNECTION D-END | - | 0 | 0
1PH8163-1AG02-1BZ1-Z | A12A76Q1BV04W92 | 1PH8163-1AG02-1BZ1-ZA12A76Q1BV04W92 | 1 | UN | 1 | 20 | D | D | N | N | 85015290 | 1 |  | 196 | KG | 6250.92 | 6250.92 | MC05 | MC05 | SIMOTICS M Compact induction motor 2000rpm, 36kW, 172Nm, 83A, 324 V 2300rpm, 38 kW, 158Nm, 78A, 370V 2650rpm, 40kW, 144Nm, 76A, 390V Forced ventilation; direction of air flow DE--> NDE; Degree of protection IP55 Motor customer-spec. Offer number SMR-09-2011 A76: 2 additional temperature sensors Pt100 V04: Hardened shaft extension A12: PTC thermistor for warning and shutdown W92: Fan decoupled and mounted Q1B: special connection system Terminal box Dimension drawing 510.24802.01 | - | 0 | 0
1PH8163-1AG02-1BZ1-Z | A12A76Q1BV04W92X23 | 1PH8163-1AG02-1BZ1-ZA12A76Q1BV04W92X23 | 1 | UN | 1 | 20 | D | D | N | N | 85015290 | 1 |  | 196 | KG | 6583.25 | 6583.25 | MC05 | MC05 | SIMOTICS M Compact induction motor 2000rpm, 36kW, 172Nm, 83A, 324V 2300rpm, 38 kW, 158Nm, 78A, 370V 2650rpm, 40kW, 144Nm, 76A, 390V forced ventilation; A76: 2 additional temperature sensors Pt100 V04: Hardened shaft extension A12: PTC thermistor for warning and shutdown W92: Fan decoupled and mounted Q1B: special connection system terminal box Dimension drawing 900.22213.01A X23: Paint finish in RAL 5005 (signal blue) analog SMR-09-2011 | - | 0 | 7
1PH8163-1CD00-0LA1 |  | 1PH8163-1CD00-0LA1 | 1 | UN | 1 | 20 | D | D | N | N | 85015230 | 1 |  | 196 | KG | 5667.28 | 5667.28 | MC05 | MC05 | SIMOTICS M Compact induction motor 1000rpm, 22kW, 210Nm, 55A, 300V 1150rpm, 25kW, 208Nm, 55A, 343V 1350rpm, 28kW, 198Nm, 52A, 400 V forced ventilation; direction of air flow DE--> NDE; Degree of protection IP55 INCREMENTAL ENCODER SIN/COS 1VPP 256 S/R (ENCODER IN256S/R) with TEMPERAT. SENSOR KTY84-130 DESIGN IM B3 (IM V5, IM V6) PLAIN SHAFT WITHOUT FITTED KEY; BEARING: PERFORMANCE, VIBRATION SEVERITY GRADE SPECIAL/B; SHAFT A. FLANGE ACCURACY GR. SPECIAL TERMINAL BOX (ABOVE) CABLE ENTRY ON THE RIGHT SIGNAL CONNECTION D-END | - | 0 | 0
1PH8163-1CF23-1LC1 |  | 1PH8163-1CF23-1LC1 | 1 | UN | 1 | 20 | D | D | N | N | 85015290 | 1 |  | 229 | KG | 7174.87 | 7174.87 | MC05 | MC05 | SIMOTICS M Compact induction motor 1500rpm, 37kW, 236Nm, 84A, 328V 1750rpm, 43 kW, 235Nm, 84A, 380 V 2000rpm, 49kW, 234Nm, 84A, 430V water cooling Degree of protection IP65 INCREMENTAL ENCODER SIN/COS 1VPP 256 S/R (ENCODER IN256S/R) with TEMPERAT. SENSOR KTY84-130 Design IM B35 (IM V15, (IM V35) SHAFT WITH FITTED KEY FULL-KEY BALANCING BEARING: PERFORMANCE, VIBRATION SEVERITY GRADE SPECIAL/B; SHAFT A. FLANGE ACCURACY GR. SPECIAL TERMINAL BOX (ABOVE) CABLE ENTRY ON THE ND-END SIGNAL CONNECTION LEFT | - | 0 | 0
1PH8163-1DB00-1CA1 |  | 1PH8163-1DB00-1CA1 | 1 | UN | 1 | 20 | D | D | N | N | 85015230 | 1 |  | 196 | KG | 5025.74 | 5025.74 | MC05 | MC05 | SIMOTICS M Compact induction motor 400rpm, 9.5kW 227Nm, 30 A, 260V 500rpm, 12kW 229Nm, 30 A, 325V 600rpm, 14.5kW 231Nm, 30 A, 370V forced ventilation; direction of air flow DE--> NDE; Degree of protection IP55 Incremental encoder 22-bit with commutation position (encoder IC22DQ) with DRIVE-CLiQ interface DESIGN IM B3 (IM V5, IM V6) SHAFT WITH FITTED KEY FULL-KEY BALANCING BEARING: STANDARD WITH FIXED BEARING, VIBRATION SEVERITY GRADE S/A; SHAFT AND FLANGE ACCURACY: R TERMINAL BOX (ABOVE) CABLE ENTRY ON THE RIGHT SIGNAL CONNECTION D-END | - | 0 | 0
1PH8163-1DB03-0CB1 |  | 1PH8163-1DB03-0CB1 | 1 | UN | 1 | 20 | D | D | N | N | 85015230 | 1 |  | 196 | KG | 5329.19 | 5329.19 | MC05 | MC05 | SIMOTICS M Compact induction motor 400rpm, 9.5kW 227Nm, 30 A, 260V 500rpm, 12kW 229Nm, 30 A, 325V 600rpm, 14.5kW 231Nm, 30 A, 370V forced ventilation; direction of air flow DE--> NDE; Degree of protection IP55 Incremental encoder 22-bit with commutation position (encoder IC22DQ) with DRIVE-CLiQ interface Design IM B35 (IM V15, (IM V35) PLAIN SHAFT WITHOUT FITTED KEY; BEARING: STANDARD WITH FIXED BEARING, VIBRATION SEVERITY GRADE S/A; SHAFT AND FLANGE ACCURACY: R TERMINAL BOX (ABOVE) CABLE ENTRY ON THE LEFT SIGNAL CONNECTION D-END | - | 0 | 0
1PH8163-1DD02-2HC1 |  | 1PH8163-1DD02-2HC1 | 1 | UN | 1 | 20 | D | D | N | N | 85015230 | 1 |  | 196 | KG | 5269.36 | 5269.36 | MC05 | MC05 | SIMOTICS M Compact induction motor 1000rpm, 22kW, 210Nm, 55A, 300V 1150rpm, 25kW, 208Nm, 55A, 343V 1350rpm, 28kW, 198Nm, 52A, 400 V forced ventilation; direction of air flow DE--> NDE; Degree of protection IP55 Incremental encoder 22-bit with commutation position (encoder IC22DQ) with DRIVE-CLiQ interface DESIGN IM B5 (IMV 1,IM V3) SHAFT WITH FITTED KEY HALF-KEY BALANCING BEARING: STANDARD, VIBRATION SEVERITY GRADE S/A; SHAFT AND FLANGE ACCURACY: R TERMINAL BOX (ABOVE) CABLE ENTRY ON THE ND-END SIGNAL CONNECTION LEFT | - | 0 | 0
1PH8163-1DD03-2BB1 |  | 1PH8163-1DD03-2BB1 | 1 | UN | 1 | 20 | D | D | N | N | 85015230 | 1 |  | 196 | KG | 5329.22 | 5329.22 | MC05 | MC05 | SIMOTICS M Compact induction motor 1000rpm, 22kW, 210Nm, 55A, 300V 1150rpm, 25kW, 208Nm, 55A, 343V 1350rpm, 28kW, 198Nm, 52A, 400 V forced ventilation; direction of air flow DE--> NDE; Degree of protection IP55 Incremental encoder 22-bit with commutation position (encoder IC22DQ) with DRIVE-CLiQ interface Design IM B35 (IM V15, (IM V35) SHAFT WITH FITTED KEY HALF-KEY BALANCING BEARING: STANDARD WITH FIXED BEARING, VIBRATION SEVERITY GRADE R/A; SHAFT AND FLANGE ACCURACY: R TERMINAL BOX (ABOVE) CABLE ENTRY ON THE LEFT SIGNAL CONNECTION D-END | - | 0 | 0
1PH8163-1DD03-2HA1 |  | 1PH8163-1DD03-2HA1 | 1 | UN | 1 | 20 | D | D | N | N | 85015230 | 1 |  | 196 | KG | 5269.36 | 5269.36 | MC05 | MC05 | SIMOTICS M Compact induction motor 1000rpm, 22kW, 210Nm, 55A, 300V 1150rpm, 25kW, 208Nm, 55A, 343V 1350rpm, 28kW, 198Nm, 52A, 400 V forced ventilation; direction of air flow DE--> NDE; Degree of protection IP55 Incremental encoder 22-bit with commutation position (encoder IC22DQ) with DRIVE-CLiQ interface Design IM B35 (IM V15, (IM V35) SHAFT WITH FITTED KEY HALF-KEY BALANCING BEARING: STANDARD, VIBRATION SEVERITY GRADE S/A; SHAFT AND FLANGE ACCURACY: R TERMINAL BOX (ABOVE) CABLE ENTRY ON THE RIGHT SIGNAL CONNECTION D-END | - | 0 | 0
1PH8163-1DD03-2HA1-Z | K24 | 1PH8163-1DD03-2HA1-ZK24 | 1 | UN | 1 | 20 | D | D | N | N | 85015230 | 1 |  | 196 | KG | 5399.41 | 5399.41 | MC05 | MC05 | SIMOTICS M Compact induction motor 1000rpm, 22kW, 210Nm, 55A, 300V 1150rpm, 25kW, 208Nm, 55A, 343V 1350rpm, 28kW, 198Nm, 52A, 400 V forced ventilation; direction of air flow DE--> NDE; Degree of protection IP55 Incremental encoder 22-bit with commutation position (encoder IC22DQ) with DRIVE-CLiQ interface Design IM B35 (IM V15, (IM V35) SHAFT WITH FITTED KEY HALF-KEY BALANCING BEARING: STANDARD, VIBRATION SEVERITY GRADE S/A; SHAFT AND FLANGE ACCURACY: R TERMINAL BOX (ABOVE) CABLE ENTRY ON THE RIGHT SIGNAL CONNECTION D-END K24: PRIMING (PALE GREEN) | - | 0 | 0
1PH8163-1DF00-0GA1 |  | 1PH8163-1DF00-0GA1 | 1 | UN | 1 | 20 | D | D | N | N | 85015230 | 1 |  | 196 | KG | 4575.76 | 4575.76 | MC05 | MC05 | SIMOTICS M Compact induction motor 1500rpm, 30 kW, 191Nm, 71A, 319V 1750rpm, 34kW, 186Nm, 70A, 366V 2000rpm, 37kW, 177Nm, 68A, 416V forced ventilation; direction of air flow DE--> NDE; Degree of protection IP55 Incremental encoder 22-bit with commutation position (encoder IC22DQ) with DRIVE-CLiQ interface DESIGN IM B3 (IM V5, IM V6) PLAIN SHAFT WITHOUT FITTED KEY; BEARING: STANDARD, VIBRATION SEVERITY GRADE R/A; SHAFT AND FLANGE ACCURACY: R TERMINAL BOX (ABOVE) CABLE ENTRY ON THE RIGHT SIGNAL CONNECTION D-END | - | 0 | 0
1PH8163-1DF00-0LA1 |  | 1PH8163-1DF00-0LA1 | 1 | UN | 1 | 20 | D | D | N | N | 85015230 | 1 |  | 196 | KG | 5204.34 | 5204.34 | MC05 | MC05 | SIMOTICS M Compact induction motor 1500rpm, 30 kW, 191Nm, 71A, 319V 1750rpm, 34kW, 186Nm, 70A, 366V 2000rpm, 37kW, 177Nm, 68A, 416V forced ventilation; direction of air flow DE--> NDE; Degree of protection IP55 Incremental encoder 22-bit with commutation position (encoder IC22DQ) with DRIVE-CLiQ interface DESIGN IM B3 (IM V5, IM V6) PLAIN SHAFT WITHOUT FITTED KEY; BEARING: PERFORMANCE, VIBRATION SEVERITY GRADE SPECIAL/B; SHAFT A. FLANGE ACCURACY GR. SPECIAL TERMINAL BOX (ABOVE) CABLE ENTRY ON THE RIGHT SIGNAL CONNECTION D-END | - | 0 | 0
1PH8163-1DF02-1HC1 |  | 1PH8163-1DF02-1HC1 | 1 | UN | 1 | 20 | D | D | N | N | 85015230 | 1 |  | 196 | KG | 5269.36 | 5269.36 | MC05 | MC05 | SIMOTICS M Compact induction motor 1500rpm, 30 kW, 191Nm, 71A, 319V 1750rpm, 34kW, 186Nm, 70A, 366V 2000rpm, 37kW, 177Nm, 68A, 416V forced ventilation; direction of air flow DE--> NDE; Degree of protection IP55 Incremental encoder 22-bit with commutation position (encoder IC22DQ) with DRIVE-CLiQ interface DESIGN IM B5 (IMV 1,IM V3) SHAFT WITH FITTED KEY FULL-KEY BALANCING BEARING: STANDARD, VIBRATION SEVERITY GRADE S/A; SHAFT AND FLANGE ACCURACY: R TERMINAL BOX (ABOVE) CABLE ENTRY ON THE ND-END SIGNAL CONNECTION LEFT | - | 0 | 0
1PH8163-1DF03-0CA1-Z | W92 | 1PH8163-1DF03-0CA1-ZW92 | 1 | UN | 1 | 20 | D | D | N | N | 85015230 | 1 |  | 196 | KG | 5463.6 | 5463.6 | MC05 | MC05 | SIMOTICS M Compact induction motor 1500rpm, 30 kW, 191Nm, 71A, 319V 1750rpm, 34kW, 186Nm, 70A, 366V 2000rpm, 37kW, 177Nm, 68A, 416V forced ventilation; direction of air flow DE--> NDE; Degree of protection IP55 Incremental encoder 22-bit with commutation position (encoder IC22DQ) with DRIVE-CLiQ interface Design IM B35 (IM V15, (IM V35) PLAIN SHAFT WITHOUT FITTED KEY; BEARING: STANDARD WITH FIXED BEARING, VIBRATION SEVERITY GRADE S/A; SHAFT AND FLANGE ACCURACY: R TERMINAL BOX (ABOVE) CABLE ENTRY ON THE RIGHT SIGNAL CONNECTION D-END W92: Fan decoupled and mounted | - | 0 | 0
1PH8163-1DF03-1BC1 |  | 1PH8163-1DF03-1BC1 | 1 | UN | 1 | 20 | D | D | N | N | 85015230 | 1 |  | 196 | KG | 5329.22 | 5329.22 | MC05 | MC05 | SIMOTICS M Compact induction motor 1500rpm, 30 kW, 191Nm, 71A, 319V 1750rpm, 34kW, 186Nm, 70A, 366V 2000rpm, 37kW, 177Nm, 68A, 416V forced ventilation; direction of air flow DE--> NDE; Degree of protection IP55 Incremental encoder 22-bit with commutation position (encoder IC22DQ) with DRIVE-CLiQ interface Design IM B35 (IM V15, (IM V35) SHAFT WITH FITTED KEY FULL-KEY BALANCING BEARING: STANDARD WITH FIXED BEARING, VIBRATION SEVERITY GRADE R/A; SHAFT AND FLANGE ACCURACY: R TERMINAL BOX (ABOVE) CABLE ENTRY ON THE ND-END SIGNAL CONNECTION LEFT | - | 0 | 0
1PH8163-1DF03-1CA1-Z | W92 | 1PH8163-1DF03-1CA1-ZW92 | 1 | UN | 1 | 20 | D | D | N | N | 85015230 | 1 |  | 196 | KG | 5593.65 | 5593.65 | MC05 | MC05 | SIMOTICS M Compact induction motor 1500rpm, 30 kW, 191Nm, 71A, 319V 1750rpm, 34kW, 186Nm, 70A, 366V 2000rpm, 37kW, 177Nm, 68A, 416V forced ventilation; direction of air flow DE--> NDE; Degree of protection IP55 Incremental encoder 22-bit with commutation position (encoder IC22DQ) with DRIVE-CLiQ interface Design IM B35 (IM V15, (IM V35) SHAFT WITH FITTED KEY FULL-KEY BALANCING BEARING: STANDARD WITH FIXED BEARING, VIBRATION SEVERITY GRADE S/A; SHAFT AND FLANGE ACCURACY: R TERMINAL BOX (ABOVE) CABLE ENTRY ON THE RIGHT SIGNAL CONNECTION D-END W92: Fan decoupled and mounted | - | 0 | 0
1PH8163-1DF03-2CB1 |  | 1PH8163-1DF03-2CB1 | 1 | UN | 1 | 20 | D | D | N | N | 85015230 | 1 |  | 196 | KG | 5459.24 | 5459.24 | MC05 | MC05 | SIMOTICS M Compact induction motor 1500rpm, 30 kW, 191Nm, 71A, 319V 1750rpm, 34kW, 186Nm, 70A, 366V 2000rpm, 37kW, 177Nm, 68A, 416V forced ventilation; direction of air flow DE--> NDE; Degree of protection IP55 Incremental encoder 22-bit with commutation position (encoder IC22DQ) with DRIVE-CLiQ interface Design IM B35 (IM V15, (IM V35) SHAFT WITH FITTED KEY HALF-KEY BALANCING BEARING: STANDARD WITH FIXED BEARING, VIBRATION SEVERITY GRADE S/A; SHAFT AND FLANGE ACCURACY: R TERMINAL BOX (ABOVE) CABLE ENTRY ON THE LEFT SIGNAL CONNECTION D-END | - | 0 | 0
1PH8163-1DF03-2CB1-Z | W92 | 1PH8163-1DF03-2CB1-ZW92 | 1 | UN | 1 | 20 | D | D | N | N | 85015230 | 1 |  | 196 | KG | 5593.65 | 5593.65 | MC05 | MC05 | SIMOTICS M Compact induction motor 1500rpm, 30 kW, 191Nm, 71A, 319V 1750rpm, 34kW, 186Nm, 70A, 366V 2000rpm, 37kW, 177Nm, 68A, 416V forced ventilation; direction of air flow DE--> NDE; Degree of protection IP55 Incremental encoder 22-bit with commutation position (encoder IC22DQ) with DRIVE-CLiQ interface Design IM B35 (IM V15, (IM V35) SHAFT WITH FITTED KEY HALF-KEY BALANCING BEARING: STANDARD WITH FIXED BEARING, VIBRATION SEVERITY GRADE S/A; SHAFT AND FLANGE ACCURACY: R TERMINAL BOX (ABOVE) CABLE ENTRY ON THE LEFT SIGNAL CONNECTION D-END W92: Fan decoupled and mounted | - | 0 | 0
1PH8163-1DF10-1GA1 |  | 1PH8163-1DF10-1GA1 | 1 | UN | 1 | 20 | D | D | N | N | 85015230 | 1 |  | 196 | KG | 4705.81 | 4705.81 | MC05 | MC05 | SIMOTICS M Compact induction motor 1500rpm, 30 kW, 191Nm, 71A, 319V 1750rpm, 34kW, 186Nm, 70A, 366V 2000rpm, 37kW, 177Nm, 68A, 416V forced ventilation; direction of air flow NDE--> DE; Degree of protection IP55 Incremental encoder 22-bit with commutation position (encoder IC22DQ) with DRIVE-CLiQ interface DESIGN IM B3 (IM V5, IM V6) SHAFT WITH FITTED KEY FULL-KEY BALANCING BEARING: STANDARD, VIBRATION SEVERITY GRADE R/A; SHAFT AND FLANGE ACCURACY: R TERMINAL BOX (ABOVE) CABLE ENTRY ON THE RIGHT SIGNAL CONNECTION D-END | - | 0 | 0
1PH8163-1DG23-0MB1 |  | 1PH8163-1DG23-0MB1 | 1 | UN | 1 | 20 | D | D | N | N | 85015290 | 1 |  | 229 | KG | 7109.29 | 7109.29 | MC05 | MC05 | SIMOTICS M Compact induction motor 2000rpm, 42kW, 201Nm, 93A, 335V 2300rpm, 48kW, 199Nm, 93A, 382V 2650rpm, 55kW, 198Nm, 90A, 450 V water cooling Degree of protection IP65 Incremental encoder 22-bit with commutation position (encoder IC22DQ) with DRIVE-CLiQ interface Design IM B35 (IM V15, (IM V35) PLAIN SHAFT WITHOUT FITTED KEY; BEARING: HIGH PERFORMANCE VIBRATION SEVERITY GRADE SPECIAL/B SHAFT AND FLANGE ACCURACY GR. SPECIAL TERMINAL BOX (ABOVE) CABLE ENTRY ON THE LEFT SIGNAL CONNECTION D-END | - | 0 | 0
1PH8163-1DG23-1LA1 |  | 1PH8163-1DG23-1LA1 | 1 | UN | 1 | 20 | D | D | N | N | 85015290 | 1 |  | 229 | KG | 6711.93 | 6711.93 | MC05 | MC05 | SIMOTICS M Compact induction motor 2000rpm, 42kW, 201Nm, 93A, 335V 2300rpm, 48kW, 199Nm, 93A, 382V 2650rpm, 55kW, 198Nm, 90A, 450 V water cooling Degree of protection IP65 Incremental encoder 22-bit with commutation position (encoder IC22DQ) with DRIVE-CLiQ interface Design IM B35 (IM V15, (IM V35) SHAFT WITH FITTED KEY FULL-KEY BALANCING BEARING: PERFORMANCE, VIBRATION SEVERITY GRADE SPECIAL/B; SHAFT A. FLANGE ACCURACY GR. SPECIAL TERMINAL BOX (ABOVE) CABLE ENTRY ON THE RIGHT SIGNAL CONNECTION D-END | - | 0 | 0
1PH8163-1ED10-1BC1-Z | G14K23X02 | 1PH8163-1ED10-1BC1-ZG14K23X02 | 1 | UN | 1 | 20 | D | D | N | N | 85015230 | 1 |  | 196 | KG | 5732.01 | 5732.01 | MC05 | MC05 | SIMOTICS M Compact induction motor 1000rpm, 22kW, 210Nm, 55A, 300V 1150rpm, 25kW, 208Nm, 55A, 343V 1350rpm, 28kW, 198Nm, 52A, 400 V forced ventilation; direction of air flow NDE--> DE; Degree of protection IP55 ABSOLUTE ENCODER ENDAT 2048 S/R (ENCODER AM2048S/R) with TEMPERAT. SENSOR KTY84-130 DESIGN IM B3 (IM V5, IM V6) SHAFT WITH FITTED KEY FULL-KEY BALANCING BEARING: STANDARD WITH FIXED BEARING, VIBRATION SEVERITY GRADE R/A; SHAFT AND FLANGE ACCURACY: R TERMINAL BOX (ABOVE) CABLE ENTRY ON THE ND-END SIGNAL CONNECTION LEFT G14: FAN ASSEMBLY WITH AIR FILTER K23: SPECIAL PAINTING WORLDWIDE X02: PAINT FINISH RAL 9001 (CREAM WHITE) | - | 0 | 0
1PH8163-1ED12-2BA1-Z | K23X08 | 1PH8163-1ED12-2BA1-ZK23X08 | 1 | UN | 1 | 20 | D | D | N | N | 85015230 | 1 |  | 196 | KG | 5815.41 | 5815.41 | MC05 | MC05 | SIMOTICS M Compact induction motor 1000rpm, 22kW, 210Nm, 55A, 300V 1150rpm, 25kW, 208Nm, 55A, 343V 1350rpm, 28kW, 198Nm, 52A, 400 V forced ventilation; direction of air flow NDE--> DE; Degree of protection IP55 ABSOLUTE ENCODER ENDAT 2048 S/R (ENCODER AM2048S/R) with TEMPERAT. SENSOR KTY84-130 DESIGN IM B5 (IMV 1,IM V3) SHAFT WITH FITTED KEY HALF-KEY BALANCING BEARING: STANDARD WITH FIXED BEARING, VIBRATION SEVERITY GRADE R/A; SHAFT AND FLANGE ACCURACY: R TERMINAL BOX (ABOVE) CABLE ENTRY ON THE RIGHT SIGNAL CONNECTION D-END K23: SPECIAL PAINTING WORLDWIDE X08: PAINT FINISH RAL 9006 (WHITE ALUMINIUM) | - | 0 | 0
1PH8163-1FB00-0BA1 |  | 1PH8163-1FB00-0BA1 | 1 | UN | 1 | 20 | D | D | N | N | 85015230 | 1 |  | 196 | KG | 5372.57 | 5372.57 | MC05 | MC05 | SIMOTICS M Compact induction motor 400rpm, 9.5kW 227Nm, 30 A, 260V 500rpm, 12kW 229Nm, 30 A, 325V 600rpm, 14.5kW 231Nm, 30 A, 370V forced ventilation; direction of air flow DE--> NDE; Degree of protection IP55 Absolute encoder 22-bit Single-turn and 12-bit multi-turn (encoder AM22DQ) with DRIVE-CLiQ interface DESIGN IM B3 (IM V5, IM V6) PLAIN SHAFT WITHOUT FITTED KEY; BEARING: STANDARD WITH FIXED BEARING, VIBRATION SEVERITY GRADE R/A; SHAFT AND FLANGE ACCURACY: R TERMINAL BOX (ABOVE) CABLE ENTRY ON THE RIGHT SIGNAL CONNECTION D-END | - | 0 | 0
1PH8163-1FD00-0BA1 |  | 1PH8163-1FD00-0BA1 | 1 | UN | 1 | 20 | D | D | N | N | 85015230 | 1 |  | 196 | KG | 5372.57 | 5372.57 | MC05 | MC05 | SIMOTICS M Compact induction motor 1000rpm, 22kW, 210Nm, 55A, 300V 1150rpm, 25kW, 208Nm, 55A, 343V 1350rpm, 28kW, 198Nm, 52A, 400 V forced ventilation; direction of air flow DE--> NDE; Degree of protection IP55 Absolute encoder 22-bit Single-turn and 12-bit multi-turn (encoder AM22DQ) with DRIVE-CLiQ interface DESIGN IM B3 (IM V5, IM V6) PLAIN SHAFT WITHOUT FITTED KEY; BEARING: STANDARD WITH FIXED BEARING, VIBRATION SEVERITY GRADE R/A; SHAFT AND FLANGE ACCURACY: R TERMINAL BOX (ABOVE) CABLE ENTRY ON THE RIGHT SIGNAL CONNECTION D-END | - | 0 | 0
1PH8163-1FD03-0CA1 |  | 1PH8163-1FD03-0CA1 | 1 | UN | 1 | 20 | D | D | N | N | 85015230 | 1 |  | 196 | KG | 5936.09 | 5936.09 | MC05 | MC05 | SIMOTICS M Compact induction motor 1000rpm, 22kW, 210Nm, 55A, 300V 1150rpm, 25kW, 208Nm, 55A, 343V 1350rpm, 28kW, 198Nm, 52A, 400 V forced ventilation; direction of air flow DE--> NDE; Degree of protection IP55 Absolute encoder 22-bit Single-turn and 12-bit multi-turn (encoder AM22DQ) with DRIVE-CLiQ interface Design IM B35 (IM V15, (IM V35) PLAIN SHAFT WITHOUT FITTED KEY; BEARING: STANDARD WITH FIXED BEARING, VIBRATION SEVERITY GRADE S/A; SHAFT AND FLANGE ACCURACY: R TERMINAL BOX (ABOVE) CABLE ENTRY ON THE RIGHT SIGNAL CONNECTION D-END | - | 0 | 0
1PH8163-1FD03-0GA1-Z | K24 | 1PH8163-1FD03-0GA1-ZK24 | 1 | UN | 1 | 20 | D | D | N | N | 85015230 | 1 |  | 196 | KG | 5746.21 | 5746.21 | MC05 | MC05 | SIMOTICS M Compact induction motor 1000rpm, 22kW, 210Nm, 55A, 300V 1150rpm, 25kW, 208Nm, 55A, 343V 1350rpm, 28kW, 198Nm, 52A, 400 V forced ventilation; direction of air flow DE--> NDE; Degree of protection IP55 Absolute encoder 22-bit Single-turn and 12-bit multi-turn (encoder AM22DQ) with DRIVE-CLiQ interface Design IM B35 (IM V15, (IM V35) PLAIN SHAFT WITHOUT FITTED KEY; BEARING: STANDARD, VIBRATION SEVERITY GRADE R/A; SHAFT AND FLANGE ACCURACY: R TERMINAL BOX (ABOVE) CABLE ENTRY ON THE RIGHT SIGNAL CONNECTION D-END K24: PRIMING (PALE GREEN) | - | 0 | 0
1PH8163-1FD10-2GB1 |  | 1PH8163-1FD10-2GB1 | 1 | UN | 1 | 20 | D | D | N | N | 85015230 | 1 |  | 196 | KG | 5312.71 | 5312.71 | MC05 | MC05 | SIMOTICS M Compact induction motor 1000rpm, 22kW, 210Nm, 55A, 300V 1150rpm, 25kW, 208Nm, 55A, 343V 1350rpm, 28kW, 198Nm, 52A, 400 V forced ventilation; direction of air flow NDE--> DE; Degree of protection IP55 Absolute encoder 22-bit Single-turn and 12-bit multi-turn (encoder AM22DQ) with DRIVE-CLiQ interface DESIGN IM B3 (IM V5, IM V6) SHAFT WITH FITTED KEY HALF-KEY BALANCING BEARING: STANDARD, VIBRATION SEVERITY GRADE R/A; SHAFT AND FLANGE ACCURACY: R TERMINAL BOX (ABOVE) CABLE ENTRY ON THE LEFT SIGNAL CONNECTION D-END | - | 0 | 0
1PH8163-1FD12-0BA1 |  | 1PH8163-1FD12-0BA1 | 1 | UN | 1 | 20 | D | D | N | N | 85015230 | 1 |  | 196 | KG | 5806.07 | 5806.07 | MC05 | MC05 | SIMOTICS M Compact induction motor 1000rpm, 22kW, 210Nm, 55A, 300V 1150rpm, 25kW, 208Nm, 55A, 343V 1350rpm, 28kW, 198Nm, 52A, 400 V forced ventilation; direction of air flow NDE--> DE; Degree of protection IP55 Absolute encoder 22-bit Single-turn and 12-bit multi-turn (encoder AM22DQ) with DRIVE-CLiQ interface DESIGN IM B5 (IMV 1,IM V3) PLAIN SHAFT WITHOUT FITTED KEY; BEARING: STANDARD WITH FIXED BEARING, VIBRATION SEVERITY GRADE R/A; SHAFT AND FLANGE ACCURACY: R TERMINAL BOX (ABOVE) CABLE ENTRY ON THE RIGHT SIGNAL CONNECTION D-END | - | 0 | 0
1PH8163-1FF00-2BB1 |  | 1PH8163-1FF00-2BB1 | 1 | UN | 1 | 20 | D | D | N | N | 85015230 | 1 |  | 196 | KG | 5502.62 | 5502.62 | MC05 | MC05 | SIMOTICS M Compact induction motor 1500rpm, 30 kW, 191Nm, 71A, 319V 1750rpm, 34kW, 186Nm, 70A, 366V 2000rpm, 37kW, 177Nm, 68A, 416V forced ventilation; direction of air flow DE--> NDE; Degree of protection IP55 Absolute encoder 22-bit Single-turn and 12-bit multi-turn (encoder AM22DQ) with DRIVE-CLiQ interface DESIGN IM B3 (IM V5, IM V6) SHAFT WITH FITTED KEY HALF-KEY BALANCING BEARING: STANDARD WITH FIXED BEARING, VIBRATION SEVERITY GRADE R/A; SHAFT AND FLANGE ACCURACY: R TERMINAL BOX (ABOVE) CABLE ENTRY ON THE LEFT SIGNAL CONNECTION D-END | - | 0 | 0
1PH8163-1FF03-2BB1 |  | 1PH8163-1FF03-2BB1 | 1 | UN | 1 | 20 | D | D | N | N | 85015230 | 1 |  | 196 | KG | 5936.12 | 5936.12 | MC05 | MC05 | SIMOTICS M Compact induction motor 1500rpm, 30 kW, 191Nm, 71A, 319V 1750rpm, 34kW, 186Nm, 70A, 366V 2000rpm, 37kW, 177Nm, 68A, 416V forced ventilation; direction of air flow DE--> NDE; Degree of protection IP55 Absolute encoder 22-bit Single-turn and 12-bit multi-turn (encoder AM22DQ) with DRIVE-CLiQ interface Design IM B35 (IM V15, (IM V35) SHAFT WITH FITTED KEY HALF-KEY BALANCING BEARING: STANDARD WITH FIXED BEARING, VIBRATION SEVERITY GRADE R/A; SHAFT AND FLANGE ACCURACY: R TERMINAL BOX (ABOVE) CABLE ENTRY ON THE LEFT SIGNAL CONNECTION D-END | - | 0 | 0
1PH8163-1FF13-1BB1-Z | G14K18 | 1PH8163-1FF13-1BB1-ZG14K18 | 1 | UN | 1 | 20 | D | D | N | N | 85015230 | 1 |  | 196 | KG | 6459.63 | 6459.63 | MC05 | MC05 | SIMOTICS M Compact induction motor 1500rpm, 30 kW, 191Nm, 71A, 319V 1750rpm, 34kW, 186Nm, 70A, 366V 2000rpm, 37kW, 177Nm, 68A, 416V forced ventilation; direction of air flow NDE--> DE; Degree of protection IP55 Absolute encoder 22-bit Single-turn and 12-bit multi-turn (encoder AM22DQ) with DRIVE-CLiQ interface Design IM B35 (IM V15, (IM V35) SHAFT WITH FITTED KEY FULL-KEY BALANCING BEARING: STANDARD WITH FIXED BEARING, VIBRATION SEVERITY GRADE R/A; SHAFT AND FLANGE ACCURACY: R TERMINAL BOX (ABOVE) CABLE ENTRY ON THE LEFT SIGNAL CONNECTION D-END G14: FAN ASSEMBLY WITH AIR FILTER K18: RADIAL SHAFT SEAL RING DRIVE END | - | 0 | 0
1PH8163-1FF13-1BB1-Z | K18 | 1PH8163-1FF13-1BB1-ZK18 | 1 | UN | 1 | 20 | D | D | N | N | 85015230 | 1 |  | 196 | KG | 6109.53 | 6109.53 | MC05 | MC05 | SIMOTICS M Compact induction motor 1500rpm, 30 kW, 191Nm, 71A, 319V 1750rpm, 34kW, 186Nm, 70A, 366V 2000rpm, 37kW, 177Nm, 68A, 416V forced ventilation; direction of air flow NDE--> DE; Degree of protection IP55 Absolute encoder 22-bit Single-turn and 12-bit multi-turn (encoder AM22DQ) with DRIVE-CLiQ interface Design IM B35 (IM V15, (IM V35) SHAFT WITH FITTED KEY FULL-KEY BALANCING BEARING: STANDARD WITH FIXED BEARING, VIBRATION SEVERITY GRADE R/A; SHAFT AND FLANGE ACCURACY: R TERMINAL BOX (ABOVE) CABLE ENTRY ON THE LEFT SIGNAL CONNECTION D-END K18: RADIAL SHAFT SEAL RING DRIVE END | - | 0 | 0
1PH8163-1FF13-2BA1 |  | 1PH8163-1FF13-2BA1 | 1 | UN | 1 | 20 | D | D | N | N | 85015230 | 1 |  | 196 | KG | 5936.12 | 5936.12 | MC05 | MC05 | SIMOTICS M Compact induction motor 1500rpm, 30 kW, 191Nm, 71A, 319V 1750rpm, 34kW, 186Nm, 70A, 366V 2000rpm, 37kW, 177Nm, 68A, 416V forced ventilation; direction of air flow NDE--> DE; Degree of protection IP55 Absolute encoder 22-bit Single-turn and 12-bit multi-turn (encoder AM22DQ) with DRIVE-CLiQ interface Design IM B35 (IM V15, (IM V35) SHAFT WITH FITTED KEY HALF-KEY BALANCING BEARING: STANDARD WITH FIXED BEARING, VIBRATION SEVERITY GRADE R/A; SHAFT AND FLANGE ACCURACY: R TERMINAL BOX (ABOVE) CABLE ENTRY ON THE RIGHT SIGNAL CONNECTION D-END | - | 0 | 0
1PH8163-1FF13-2QB1-Z | K18 | 1PH8163-1FF13-2QB1-ZK18 | 1 | UN | 1 | 20 | D | D | N | N | 85015230 | 1 |  | 196 | KG | 6459.59 | 6459.59 | MC05 | MC05 | SIMOTICS M Compact induction motor 1500rpm, 30 kW, 191Nm, 71A, 319V 1750rpm, 34kW, 186Nm, 70A, 366V 2000rpm, 37kW, 177Nm, 68A, 416V forced ventilation; direction of air flow NDE--> DE; Degree of protection IP55 Absolute encoder 22-bit Single-turn and 12-bit multi-turn (encoder AM22DQ) with DRIVE-CLiQ interface Design IM B35 (IM V15, (IM V35) SHAFT WITH FITTED KEY HALF-KEY BALANCING BEARING: ADVANCED LIFETIME VIBRATION SEVERITY S/A SHAFT A. FLANGE ACCURACY GR. R TERMINAL BOX (ABOVE) CABLE ENTRY ON THE LEFT SIGNAL CONNECTION D-END K18: RADIAL SHAFT SEAL RING DRIVE END | - | 0 | 0
1PH8163-1FG13-0QB1-Z | K18 | 1PH8163-1FG13-0QB1-ZK18 | 1 | UN | 1 | 20 | D | D | N | N | 85015290 | 1 |  | 196 | KG | 6329.54 | 6329.54 | MC05 | MC05 | SIMOTICS M Compact induction motor 2000rpm, 36kW, 172Nm, 83A, 324V 2300rpm, 38 kW, 158Nm, 78A, 370V 2650rpm, 40kW, 144Nm, 76A, 390V forced ventilation; direction of air flow NDE--> DE; Degree of protection IP55 Absolute encoder 22-bit Single-turn and 12-bit multi-turn (encoder AM22DQ) with DRIVE-CLiQ interface Design IM B35 (IM V15, (IM V35) PLAIN SHAFT WITHOUT FITTED KEY; BEARING: ADVANCED LIFETIME VIBRATION SEVERITY S/A SHAFT A. FLANGE ACCURACY GR. R TERMINAL BOX (ABOVE) CABLE ENTRY ON THE LEFT SIGNAL CONNECTION D-END K18: RADIAL SHAFT SEAL RING DRIVE END | - | 0 | 0
1PH8163-1HB00-0BA1 |  | 1PH8163-1HB00-0BA1 | 1 | UN | 1 | 20 | D | D | N | N | 85015230 | 1 |  | 196 | KG | 4094.18 | 4094.18 | MC05 | MC05 | SIMOTICS M Compact induction motor 400rpm, 9.5kW 227Nm, 30 A, 260V 500rpm, 12kW 229Nm, 30 A, 325V 600rpm, 14.5kW 231Nm, 30 A, 370V forced ventilation; direction of air flow DE--> NDE; Degree of protection IP55 INCREMENT. ENCODER HTL 1024 S/R (ENCODER HTL1024S/R) with TEMPERAT. SENSOR KTY84-130 DESIGN IM B3 (IM V5, IM V6) PLAIN SHAFT WITHOUT FITTED KEY; BEARING: STANDARD WITH FIXED BEARING, VIBRATION SEVERITY GRADE R/A; SHAFT AND FLANGE ACCURACY: R TERMINAL BOX (ABOVE) CABLE ENTRY ON THE RIGHT SIGNAL CONNECTION D-END | - | 0 | 0
1PH8163-1HB00-1BB1 |  | 1PH8163-1HB00-1BB1 | 1 | UN | 1 | 20 | D | D | N | N | 85015230 | 1 |  | 196 | KG | 4224.23 | 4224.23 | MC05 | MC05 | SIMOTICS M Compact induction motor 400rpm, 9.5kW 227Nm, 30 A, 260V 500rpm, 12kW 229Nm, 30 A, 325V 600rpm, 14.5kW 231Nm, 30 A, 370V forced ventilation; direction of air flow DE--> NDE; Degree of protection IP55 INCREMENT. ENCODER HTL 1024 S/R (ENCODER HTL1024S/R) with TEMPERAT. SENSOR KTY84-130 DESIGN IM B3 (IM V5, IM V6) SHAFT WITH FITTED KEY FULL-KEY BALANCING BEARING: STANDARD WITH FIXED BEARING, VIBRATION SEVERITY GRADE R/A; SHAFT AND FLANGE ACCURACY: R TERMINAL BOX (ABOVE) CABLE ENTRY ON THE LEFT SIGNAL CONNECTION D-END | - | 0 | 0
1PH8163-1HB00-2GA1 |  | 1PH8163-1HB00-2GA1 | 1 | UN | 1 | 20 | D | D | N | N | 85015230 | 1 |  | 196 | KG | 4034.32 | 4034.32 | MC05 | MC05 | SIMOTICS M Compact induction motor 400rpm, 9.5kW 227Nm, 30 A, 260V 500rpm, 12kW 229Nm, 30 A, 325V 600rpm, 14.5kW 231Nm, 30 A, 370V forced ventilation; direction of air flow DE--> NDE; Degree of protection IP55 INCREMENT. ENCODER HTL 1024 S/R (ENCODER HTL1024S/R) with TEMPERAT. SENSOR KTY84-130 DESIGN IM B3 (IM V5, IM V6) SHAFT WITH FITTED KEY HALF-KEY BALANCING BEARING: STANDARD, VIBRATION SEVERITY GRADE R/A; SHAFT AND FLANGE ACCURACY: R TERMINAL BOX (ABOVE) CABLE ENTRY ON THE RIGHT SIGNAL CONNECTION D-END | - | 0 | 0
1PH8163-1HB10-0BA1 |  | 1PH8163-1HB10-0BA1 | 1 | UN | 1 | 20 | D | D | N | N | 85015230 | 1 |  | 196 | KG | 4094.18 | 4094.18 | MC05 | MC05 | SIMOTICS M Compact induction motor 400rpm, 9.5kW 227Nm, 30 A, 260V 500rpm, 12kW 229Nm, 30 A, 325V 600rpm, 14.5kW 231Nm, 30 A, 370V forced ventilation; direction of air flow NDE--> DE; Degree of protection IP55 INCREMENT. ENCODER HTL 1024 S/R (ENCODER HTL1024S/R) with TEMPERAT. SENSOR KTY84-130 DESIGN IM B3 (IM V5, IM V6) PLAIN SHAFT WITHOUT FITTED KEY; BEARING: STANDARD WITH FIXED BEARING, VIBRATION SEVERITY GRADE R/A; SHAFT AND FLANGE ACCURACY: R TERMINAL BOX (ABOVE) CABLE ENTRY ON THE RIGHT SIGNAL CONNECTION D-END | - | 0 | 0
1PH8163-1HB10-0BB1 |  | 1PH8163-1HB10-0BB1 | 1 | UN | 1 | 20 | D | D | N | N | 85015230 | 1 |  | 196 | KG | 4094.18 | 4094.18 | MC05 | MC05 | SIMOTICS M Compact induction motor 400rpm, 9.5kW 227Nm, 30 A, 260V 500rpm, 12kW 229Nm, 30 A, 325V 600rpm, 14.5kW 231Nm, 30 A, 370V forced ventilation; direction of air flow NDE--> DE; Degree of protection IP55 INCREMENT. ENCODER HTL 1024 S/R (ENCODER HTL1024S/R) with TEMPERAT. SENSOR KTY84-130 DESIGN IM B3 (IM V5, IM V6) PLAIN SHAFT WITHOUT FITTED KEY; BEARING: STANDARD WITH FIXED BEARING, VIBRATION SEVERITY GRADE R/A; SHAFT AND FLANGE ACCURACY: R TERMINAL BOX (ABOVE) CABLE ENTRY ON THE LEFT SIGNAL CONNECTION D-END | - | 0 | 0
1PH8163-1HB10-0BC1 |  | 1PH8163-1HB10-0BC1 | 1 | UN | 1 | 20 | D | D | N | N | 85015230 | 1 |  | 196 | KG | 4094.18 | 4094.18 | MC05 | MC05 | SIMOTICS M Compact induction motor 400rpm, 9.5kW 227Nm, 30 A, 260V 500rpm, 12kW 229Nm, 30 A, 325V 600rpm, 14.5kW 231Nm, 30 A, 370V forced ventilation; direction of air flow NDE--> DE; Degree of protection IP55 INCREMENT. ENCODER HTL 1024 S/R (ENCODER HTL1024S/R) with TEMPERAT. SENSOR KTY84-130 DESIGN IM B3 (IM V5, IM V6) PLAIN SHAFT WITHOUT FITTED KEY; BEARING: STANDARD WITH FIXED BEARING, VIBRATION SEVERITY GRADE R/A; SHAFT AND FLANGE ACCURACY: R TERMINAL BOX (ABOVE) CABLE ENTRY ON THE ND-END SIGNAL CONNECTION LEFT | - | 0 | 0
1PH8163-1HB10-0CA1 |  | 1PH8163-1HB10-0CA1 | 1 | UN | 1 | 20 | D | D | N | N | 85015230 | 1 |  | 196 | KG | 4224.2 | 4224.2 | MC05 | MC05 | SIMOTICS M Compact induction motor 400rpm, 9.5kW 227Nm, 30 A, 260V 500rpm, 12kW 229Nm, 30 A, 325V 600rpm, 14.5kW 231Nm, 30 A, 370V forced ventilation; direction of air flow NDE--> DE; Degree of protection IP55 INCREMENT. ENCODER HTL 1024 S/R (ENCODER HTL1024S/R) with TEMPERAT. SENSOR KTY84-130 DESIGN IM B3 (IM V5, IM V6) PLAIN SHAFT WITHOUT FITTED KEY; BEARING: STANDARD WITH FIXED BEARING, VIBRATION SEVERITY GRADE S/A; SHAFT AND FLANGE ACCURACY: R TERMINAL BOX (ABOVE) CABLE ENTRY ON THE RIGHT SIGNAL CONNECTION D-END | - | 0 | 0
1PH8163-1HB10-0CB1 |  | 1PH8163-1HB10-0CB1 | 1 | UN | 1 | 20 | D | D | N | N | 85015230 | 1 |  | 196 | KG | 4224.2 | 4224.2 | MC05 | MC05 | SIMOTICS M Compact induction motor 400rpm, 9.5kW 227Nm, 30 A, 260V 500rpm, 12kW 229Nm, 30 A, 325V 600rpm, 14.5kW 231Nm, 30 A, 370V forced ventilation; direction of air flow NDE--> DE; Degree of protection IP55 INCREMENT. ENCODER HTL 1024 S/R (ENCODER HTL1024S/R) with TEMPERAT. SENSOR KTY84-130 DESIGN IM B3 (IM V5, IM V6) PLAIN SHAFT WITHOUT FITTED KEY; BEARING: STANDARD WITH FIXED BEARING, VIBRATION SEVERITY GRADE S/A; SHAFT AND FLANGE ACCURACY: R TERMINAL BOX (ABOVE) CABLE ENTRY ON THE LEFT SIGNAL CONNECTION D-END | - | 0 | 0
1PH8163-1HB10-0CC1 |  | 1PH8163-1HB10-0CC1 | 1 | UN | 1 | 20 | D | D | N | N | 85015230 | 1 |  | 196 | KG | 4224.2 | 4224.2 | MC05 | MC05 | SIMOTICS M Compact induction motor 400rpm, 9.5kW 227Nm, 30 A, 260V 500rpm, 12kW 229Nm, 30 A, 325V 600rpm, 14.5kW 231Nm, 30 A, 370V forced ventilation; direction of air flow NDE--> DE; Degree of protection IP55 INCREMENT. ENCODER HTL 1024 S/R (ENCODER HTL1024S/R) with TEMPERAT. SENSOR KTY84-130 DESIGN IM B3 (IM V5, IM V6) PLAIN SHAFT WITHOUT FITTED KEY; BEARING: STANDARD WITH FIXED BEARING, VIBRATION SEVERITY GRADE S/A; SHAFT AND FLANGE ACCURACY: R TERMINAL BOX (ABOVE) CABLE ENTRY ON THE ND-END SIGNAL CONNECTION LEFT | - | 0 | 0
1PH8163-1HB10-2BA1 |  | 1PH8163-1HB10-2BA1 | 1 | UN | 1 | 20 | D | D | N | N | 85015230 | 1 |  | 196 | KG | 4224.23 | 4224.23 | MC05 | MC05 | SIMOTICS M Compact induction motor 400rpm, 9.5kW 227Nm, 30 A, 260V 500rpm, 12kW 229Nm, 30 A, 325V 600rpm, 14.5kW 231Nm, 30 A, 370V forced ventilation; direction of air flow NDE--> DE; Degree of protection IP55 INCREMENT. ENCODER HTL 1024 S/R (ENCODER HTL1024S/R) with TEMPERAT. SENSOR KTY84-130 DESIGN IM B3 (IM V5, IM V6) SHAFT WITH FITTED KEY HALF-KEY BALANCING BEARING: STANDARD WITH FIXED BEARING, VIBRATION SEVERITY GRADE R/A; SHAFT AND FLANGE ACCURACY: R TERMINAL BOX (ABOVE) CABLE ENTRY ON THE RIGHT SIGNAL CONNECTION D-END | - | 0 | 0
1PH8163-1HB10-2BB1 |  | 1PH8163-1HB10-2BB1 | 1 | UN | 1 | 20 | D | D | N | N | 85015230 | 1 |  | 196 | KG | 4224.23 | 4224.23 | MC05 | MC05 | SIMOTICS M Compact induction motor 400rpm, 9.5kW 227Nm, 30 A, 260V 500rpm, 12kW 229Nm, 30 A, 325V 600rpm, 14.5kW 231Nm, 30 A, 370V forced ventilation; direction of air flow NDE--> DE; Degree of protection IP55 INCREMENT. ENCODER HTL 1024 S/R (ENCODER HTL1024S/R) with TEMPERAT. SENSOR KTY84-130 DESIGN IM B3 (IM V5, IM V6) SHAFT WITH FITTED KEY HALF-KEY BALANCING BEARING: STANDARD WITH FIXED BEARING, VIBRATION SEVERITY GRADE R/A; SHAFT AND FLANGE ACCURACY: R TERMINAL BOX (ABOVE) CABLE ENTRY ON THE LEFT SIGNAL CONNECTION D-END | - | 0 | 0
1PH8163-1HB10-2BC1 |  | 1PH8163-1HB10-2BC1 | 1 | UN | 1 | 20 | D | D | N | N | 85015230 | 1 |  | 196 | KG | 4224.23 | 4224.23 | MC05 | MC05 | SIMOTICS M Compact induction motor 400rpm, 9.5kW 227Nm, 30 A, 260V 500rpm, 12kW 229Nm, 30 A, 325V 600rpm, 14.5kW 231Nm, 30 A, 370V forced ventilation; direction of air flow NDE--> DE; Degree of protection IP55 INCREMENT. ENCODER HTL 1024 S/R (ENCODER HTL1024S/R) with TEMPERAT. SENSOR KTY84-130 DESIGN IM B3 (IM V5, IM V6) SHAFT WITH FITTED KEY HALF-KEY BALANCING BEARING: STANDARD WITH FIXED BEARING, VIBRATION SEVERITY GRADE R/A; SHAFT AND FLANGE ACCURACY: R TERMINAL BOX (ABOVE) CABLE ENTRY ON THE ND-END SIGNAL CONNECTION LEFT | - | 0 | 0
1PH8163-1HB10-2CA1 |  | 1PH8163-1HB10-2CA1 | 1 | UN | 1 | 20 | D | D | N | N | 85015230 | 1 |  | 196 | KG | 4354.25 | 4354.25 | MC05 | MC05 | SIMOTICS M Compact induction motor 400rpm, 9.5kW 227Nm, 30 A, 260V 500rpm, 12kW 229Nm, 30 A, 325V 600rpm, 14.5kW 231Nm, 30 A, 370V forced ventilation; direction of air flow NDE--> DE; Degree of protection IP55 INCREMENT. ENCODER HTL 1024 S/R (ENCODER HTL1024S/R) with TEMPERAT. SENSOR KTY84-130 DESIGN IM B3 (IM V5, IM V6) SHAFT WITH FITTED KEY HALF-KEY BALANCING BEARING: STANDARD WITH FIXED BEARING, VIBRATION SEVERITY GRADE S/A; SHAFT AND FLANGE ACCURACY: R TERMINAL BOX (ABOVE) CABLE ENTRY ON THE RIGHT SIGNAL CONNECTION D-END | - | 0 | 0
1PH8163-1HB10-2CB1 |  | 1PH8163-1HB10-2CB1 | 1 | UN | 1 | 20 | D | D | N | N | 85015230 | 1 |  | 196 | KG | 4354.25 | 4354.25 | MC05 | MC05 | SIMOTICS M Compact induction motor 400rpm, 9.5kW 227Nm, 30 A, 260V 500rpm, 12kW 229Nm, 30 A, 325V 600rpm, 14.5kW 231Nm, 30 A, 370V forced ventilation; direction of air flow NDE--> DE; Degree of protection IP55 INCREMENT. ENCODER HTL 1024 S/R (ENCODER HTL1024S/R) with TEMPERAT. SENSOR KTY84-130 DESIGN IM B3 (IM V5, IM V6) SHAFT WITH FITTED KEY HALF-KEY BALANCING BEARING: STANDARD WITH FIXED BEARING, VIBRATION SEVERITY GRADE S/A; SHAFT AND FLANGE ACCURACY: R TERMINAL BOX (ABOVE) CABLE ENTRY ON THE LEFT SIGNAL CONNECTION D-END | - | 0 | 0
1PH8163-1HB10-2CC1 |  | 1PH8163-1HB10-2CC1 | 1 | UN | 1 | 20 | D | D | N | N | 85015230 | 1 |  | 196 | KG | 4354.25 | 4354.25 | MC05 | MC05 | SIMOTICS M Compact induction motor 400rpm, 9.5kW 227Nm, 30 A, 260V 500rpm, 12kW 229Nm, 30 A, 325V 600rpm, 14.5kW 231Nm, 30 A, 370V forced ventilation; direction of air flow NDE--> DE; Degree of protection IP55 INCREMENT. ENCODER HTL 1024 S/R (ENCODER HTL1024S/R) with TEMPERAT. SENSOR KTY84-130 DESIGN IM B3 (IM V5, IM V6) SHAFT WITH FITTED KEY HALF-KEY BALANCING BEARING: STANDARD WITH FIXED BEARING, VIBRATION SEVERITY GRADE S/A; SHAFT AND FLANGE ACCURACY: R TERMINAL BOX (ABOVE) CABLE ENTRY ON THE ND-END SIGNAL CONNECTION LEFT | - | 0 | 0
1PH8163-1HB12-0BA1 |  | 1PH8163-1HB12-0BA1 | 1 | UN | 1 | 20 | D | D | N | N | 85015230 | 1 |  | 196 | KG | 4527.68 | 4527.68 | MC05 | MC05 | SIMOTICS M Compact induction motor 400rpm, 9.5kW 227Nm, 30 A, 260V 500rpm, 12kW 229Nm, 30 A, 325V 600rpm, 14.5kW 231Nm, 30 A, 370V forced ventilation; direction of air flow NDE--> DE; Degree of protection IP55 INCREMENT. ENCODER HTL 1024 S/R (ENCODER HTL1024S/R) with TEMPERAT. SENSOR KTY84-130 DESIGN IM B5 (IMV 1,IM V3) PLAIN SHAFT WITHOUT FITTED KEY; BEARING: STANDARD WITH FIXED BEARING, VIBRATION SEVERITY GRADE R/A; SHAFT AND FLANGE ACCURACY: R TERMINAL BOX (ABOVE) CABLE ENTRY ON THE RIGHT SIGNAL CONNECTION D-END | - | 0 | 0
1PH8163-1HB12-0BB1 |  | 1PH8163-1HB12-0BB1 | 1 | UN | 1 | 20 | D | D | N | N | 85015230 | 1 |  | 196 | KG | 4527.68 | 4527.68 | MC05 | MC05 | SIMOTICS M Compact induction motor 400rpm, 9.5kW 227Nm, 30 A, 260V 500rpm, 12kW 229Nm, 30 A, 325V 600rpm, 14.5kW 231Nm, 30 A, 370V forced ventilation; direction of air flow NDE--> DE; Degree of protection IP55 INCREMENT. ENCODER HTL 1024 S/R (ENCODER HTL1024S/R) with TEMPERAT. SENSOR KTY84-130 DESIGN IM B5 (IMV 1,IM V3) PLAIN SHAFT WITHOUT FITTED KEY; BEARING: STANDARD WITH FIXED BEARING, VIBRATION SEVERITY GRADE R/A; SHAFT AND FLANGE ACCURACY: R TERMINAL BOX (ABOVE) CABLE ENTRY ON THE LEFT SIGNAL CONNECTION D-END | - | 0 | 0
1PH8163-1HB12-0BC1 |  | 1PH8163-1HB12-0BC1 | 1 | UN | 1 | 20 | D | D | N | N | 85015230 | 1 |  | 196 | KG | 4527.68 | 4527.68 | MC05 | MC05 | SIMOTICS M Compact induction motor 400rpm, 9.5kW 227Nm, 30 A, 260V 500rpm, 12kW 229Nm, 30 A, 325V 600rpm, 14.5kW 231Nm, 30 A, 370V forced ventilation; direction of air flow NDE--> DE; Degree of protection IP55 INCREMENT. ENCODER HTL 1024 S/R (ENCODER HTL1024S/R) with TEMPERAT. SENSOR KTY84-130 DESIGN IM B5 (IMV 1,IM V3) PLAIN SHAFT WITHOUT FITTED KEY; BEARING: STANDARD WITH FIXED BEARING, VIBRATION SEVERITY GRADE R/A; SHAFT AND FLANGE ACCURACY: R TERMINAL BOX (ABOVE) CABLE ENTRY ON THE ND-END SIGNAL CONNECTION LEFT | - | 0 | 0
1PH8163-1HB12-0CA1 |  | 1PH8163-1HB12-0CA1 | 1 | UN | 1 | 20 | D | D | N | N | 85015230 | 1 |  | 196 | KG | 4657.7 | 4657.7 | MC05 | MC05 | SIMOTICS M Compact induction motor 400rpm, 9.5kW 227Nm, 30 A, 260V 500rpm, 12kW 229Nm, 30 A, 325V 600rpm, 14.5kW 231Nm, 30 A, 370V forced ventilation; direction of air flow NDE--> DE; Degree of protection IP55 INCREMENT. ENCODER HTL 1024 S/R (ENCODER HTL1024S/R) with TEMPERAT. SENSOR KTY84-130 DESIGN IM B5 (IMV 1,IM V3) PLAIN SHAFT WITHOUT FITTED KEY; BEARING: STANDARD WITH FIXED BEARING, VIBRATION SEVERITY GRADE S/A; SHAFT AND FLANGE ACCURACY: R TERMINAL BOX (ABOVE) CABLE ENTRY ON THE RIGHT SIGNAL CONNECTION D-END | - | 0 | 0
1PH8163-1HB12-0CB1 |  | 1PH8163-1HB12-0CB1 | 1 | UN | 1 | 20 | D | D | N | N | 85015230 | 1 |  | 196 | KG | 4657.7 | 4657.7 | MC05 | MC05 | SIMOTICS M Compact induction motor 400rpm, 9.5kW 227Nm, 30 A, 260V 500rpm, 12kW 229Nm, 30 A, 325V 600rpm, 14.5kW 231Nm, 30 A, 370V forced ventilation; direction of air flow NDE--> DE; Degree of protection IP55 INCREMENT. ENCODER HTL 1024 S/R (ENCODER HTL1024S/R) with TEMPERAT. SENSOR KTY84-130 DESIGN IM B5 (IMV 1,IM V3) PLAIN SHAFT WITHOUT FITTED KEY; BEARING: STANDARD WITH FIXED BEARING, VIBRATION SEVERITY GRADE S/A; SHAFT AND FLANGE ACCURACY: R TERMINAL BOX (ABOVE) CABLE ENTRY ON THE LEFT SIGNAL CONNECTION D-END | - | 0 | 0
1PH8163-1HB12-0CC1 |  | 1PH8163-1HB12-0CC1 | 1 | UN | 1 | 20 | D | D | N | N | 85015230 | 1 |  | 196 | KG | 4657.7 | 4657.7 | MC05 | MC05 | SIMOTICS M Compact induction motor 400rpm, 9.5kW 227Nm, 30 A, 260V 500rpm, 12kW 229Nm, 30 A, 325V 600rpm, 14.5kW 231Nm, 30 A, 370V forced ventilation; direction of air flow NDE--> DE; Degree of protection IP55 INCREMENT. ENCODER HTL 1024 S/R (ENCODER HTL1024S/R) with TEMPERAT. SENSOR KTY84-130 DESIGN IM B5 (IMV 1,IM V3) PLAIN SHAFT WITHOUT FITTED KEY; BEARING: STANDARD WITH FIXED BEARING, VIBRATION SEVERITY GRADE S/A; SHAFT AND FLANGE ACCURACY: R TERMINAL BOX (ABOVE) CABLE ENTRY ON THE ND-END SIGNAL CONNECTION LEFT | - | 0 | 0
1PH8163-1HB12-2BA1 |  | 1PH8163-1HB12-2BA1 | 1 | UN | 1 | 20 | D | D | N | N | 85015230 | 1 |  | 196 | KG | 4657.73 | 4657.73 | MC05 | MC05 | SIMOTICS M Compact induction motor 400rpm, 9.5kW 227Nm, 30 A, 260V 500rpm, 12kW 229Nm, 30 A, 325V 600rpm, 14.5kW 231Nm, 30 A, 370V forced ventilation; direction of air flow NDE--> DE; Degree of protection IP55 INCREMENT. ENCODER HTL 1024 S/R (ENCODER HTL1024S/R) with TEMPERAT. SENSOR KTY84-130 DESIGN IM B5 (IMV 1,IM V3) SHAFT WITH FITTED KEY HALF-KEY BALANCING BEARING: STANDARD WITH FIXED BEARING, VIBRATION SEVERITY GRADE R/A; SHAFT AND FLANGE ACCURACY: R TERMINAL BOX (ABOVE) CABLE ENTRY ON THE RIGHT SIGNAL CONNECTION D-END | - | 0 | 0
1PH8163-1HB12-2BB1 |  | 1PH8163-1HB12-2BB1 | 1 | UN | 1 | 20 | D | D | N | N | 85015230 | 1 |  | 196 | KG | 4657.73 | 4657.73 | MC05 | MC05 | SIMOTICS M Compact induction motor 400rpm, 9.5kW 227Nm, 30 A, 260V 500rpm, 12kW 229Nm, 30 A, 325V 600rpm, 14.5kW 231Nm, 30 A, 370V forced ventilation; direction of air flow NDE--> DE; Degree of protection IP55 INCREMENT. ENCODER HTL 1024 S/R (ENCODER HTL1024S/R) with TEMPERAT. SENSOR KTY84-130 DESIGN IM B5 (IMV 1,IM V3) SHAFT WITH FITTED KEY HALF-KEY BALANCING BEARING: STANDARD WITH FIXED BEARING, VIBRATION SEVERITY GRADE R/A; SHAFT AND FLANGE ACCURACY: R TERMINAL BOX (ABOVE) CABLE ENTRY ON THE LEFT SIGNAL CONNECTION D-END | - | 0 | 0
1PH8163-1HB12-2BC1 |  | 1PH8163-1HB12-2BC1 | 1 | UN | 1 | 20 | D | D | N | N | 85015230 | 1 |  | 196 | KG | 4657.73 | 4657.73 | MC05 | MC05 | SIMOTICS M Compact induction motor 400rpm, 9.5kW 227Nm, 30 A, 260V 500rpm, 12kW 229Nm, 30 A, 325V 600rpm, 14.5kW 231Nm, 30 A, 370V forced ventilation; direction of air flow NDE--> DE; Degree of protection IP55 INCREMENT. ENCODER HTL 1024 S/R (ENCODER HTL1024S/R) with TEMPERAT. SENSOR KTY84-130 DESIGN IM B5 (IMV 1,IM V3) SHAFT WITH FITTED KEY HALF-KEY BALANCING BEARING: STANDARD WITH FIXED BEARING, VIBRATION SEVERITY GRADE R/A; SHAFT AND FLANGE ACCURACY: R TERMINAL BOX (ABOVE) CABLE ENTRY ON THE ND-END SIGNAL CONNECTION LEFT | - | 0 | 0
1PH8163-1HB12-2CA1 |  | 1PH8163-1HB12-2CA1 | 1 | UN | 1 | 20 | D | D | N | N | 85015230 | 1 |  | 196 | KG | 4787.75 | 4787.75 | MC05 | MC05 | SIMOTICS M Compact induction motor 400rpm, 9.5kW 227Nm, 30 A, 260V 500rpm, 12kW 229Nm, 30 A, 325V 600rpm, 14.5kW 231Nm, 30 A, 370V forced ventilation; direction of air flow NDE--> DE; Degree of protection IP55 INCREMENT. ENCODER HTL 1024 S/R (ENCODER HTL1024S/R) with TEMPERAT. SENSOR KTY84-130 DESIGN IM B5 (IMV 1,IM V3) SHAFT WITH FITTED KEY HALF-KEY BALANCING BEARING: STANDARD WITH FIXED BEARING, VIBRATION SEVERITY GRADE S/A; SHAFT AND FLANGE ACCURACY: R TERMINAL BOX (ABOVE) CABLE ENTRY ON THE RIGHT SIGNAL CONNECTION D-END | - | 0 | 0
1PH8163-1HB12-2CB1 |  | 1PH8163-1HB12-2CB1 | 1 | UN | 1 | 20 | D | D | N | N | 85015230 | 1 |  | 196 | KG | 4787.75 | 4787.75 | MC05 | MC05 | SIMOTICS M Compact induction motor 400rpm, 9.5kW 227Nm, 30 A, 260V 500rpm, 12kW 229Nm, 30 A, 325V 600rpm, 14.5kW 231Nm, 30 A, 370V forced ventilation; direction of air flow NDE--> DE; Degree of protection IP55 INCREMENT. ENCODER HTL 1024 S/R (ENCODER HTL1024S/R) with TEMPERAT. SENSOR KTY84-130 DESIGN IM B5 (IMV 1,IM V3) SHAFT WITH FITTED KEY HALF-KEY BALANCING BEARING: STANDARD WITH FIXED BEARING, VIBRATION SEVERITY GRADE S/A; SHAFT AND FLANGE ACCURACY: R TERMINAL BOX (ABOVE) CABLE ENTRY ON THE LEFT SIGNAL CONNECTION D-END | - | 0 | 0
1PH8163-1HB12-2CC1 |  | 1PH8163-1HB12-2CC1 | 1 | UN | 1 | 20 | D | D | N | N | 85015230 | 1 |  | 196 | KG | 4787.75 | 4787.75 | MC05 | MC05 | SIMOTICS M Compact induction motor 400rpm, 9.5kW 227Nm, 30 A, 260V 500rpm, 12kW 229Nm, 30 A, 325V 600rpm, 14.5kW 231Nm, 30 A, 370V forced ventilation; direction of air flow NDE--> DE; Degree of protection IP55 INCREMENT. ENCODER HTL 1024 S/R (ENCODER HTL1024S/R) with TEMPERAT. SENSOR KTY84-130 DESIGN IM B5 (IMV 1,IM V3) SHAFT WITH FITTED KEY HALF-KEY BALANCING BEARING: STANDARD WITH FIXED BEARING, VIBRATION SEVERITY GRADE S/A; SHAFT AND FLANGE ACCURACY: R TERMINAL BOX (ABOVE) CABLE ENTRY ON THE ND-END SIGNAL CONNECTION LEFT | - | 0 | 0
1PH8163-1HB13-0BA1 |  | 1PH8163-1HB13-0BA1 | 1 | UN | 1 | 20 | D | D | N | N | 85015230 | 1 |  | 196 | KG | 4527.68 | 4527.68 | MC05 | MC05 | SIMOTICS M Compact induction motor 400rpm, 9.5kW 227Nm, 30 A, 260V 500rpm, 12kW 229Nm, 30 A, 325V 600rpm, 14.5kW 231Nm, 30 A, 370V forced ventilation; direction of air flow NDE--> DE; Degree of protection IP55 INCREMENT. ENCODER HTL 1024 S/R (ENCODER HTL1024S/R) with TEMPERAT. SENSOR KTY84-130 Design IM B35 (IM V15, (IM V35) PLAIN SHAFT WITHOUT FITTED KEY; BEARING: STANDARD WITH FIXED BEARING, VIBRATION SEVERITY GRADE R/A; SHAFT AND FLANGE ACCURACY: R TERMINAL BOX (ABOVE) CABLE ENTRY ON THE RIGHT SIGNAL CONNECTION D-END | - | 0 | 0
1PH8163-1HB13-0BB1 |  | 1PH8163-1HB13-0BB1 | 1 | UN | 1 | 20 | D | D | N | N | 85015230 | 1 |  | 196 | KG | 4527.68 | 4527.68 | MC05 | MC05 | SIMOTICS M Compact induction motor 400rpm, 9.5kW 227Nm, 30 A, 260V 500rpm, 12kW 229Nm, 30 A, 325V 600rpm, 14.5kW 231Nm, 30 A, 370V forced ventilation; direction of air flow NDE--> DE; Degree of protection IP55 INCREMENT. ENCODER HTL 1024 S/R (ENCODER HTL1024S/R) with TEMPERAT. SENSOR KTY84-130 Design IM B35 (IM V15, (IM V35) PLAIN SHAFT WITHOUT FITTED KEY; BEARING: STANDARD WITH FIXED BEARING, VIBRATION SEVERITY GRADE R/A; SHAFT AND FLANGE ACCURACY: R TERMINAL BOX (ABOVE) CABLE ENTRY ON THE LEFT SIGNAL CONNECTION D-END | - | 0 | 0
1PH8163-1HB13-0BC1 |  | 1PH8163-1HB13-0BC1 | 1 | UN | 1 | 20 | D | D | N | N | 85015230 | 1 |  | 196 | KG | 4527.68 | 4527.68 | MC05 | MC05 | SIMOTICS M Compact induction motor 400rpm, 9.5kW 227Nm, 30 A, 260V 500rpm, 12kW 229Nm, 30 A, 325V 600rpm, 14.5kW 231Nm, 30 A, 370V forced ventilation; direction of air flow NDE--> DE; Degree of protection IP55 INCREMENT. ENCODER HTL 1024 S/R (ENCODER HTL1024S/R) with TEMPERAT. SENSOR KTY84-130 Design IM B35 (IM V15, (IM V35) PLAIN SHAFT WITHOUT FITTED KEY; BEARING: STANDARD WITH FIXED BEARING, VIBRATION SEVERITY GRADE R/A; SHAFT AND FLANGE ACCURACY: R TERMINAL BOX (ABOVE) CABLE ENTRY ON THE ND-END SIGNAL CONNECTION LEFT | - | 0 | 0
1PH8163-1HB13-0CA1 |  | 1PH8163-1HB13-0CA1 | 1 | UN | 1 | 20 | D | D | N | N | 85015230 | 1 |  | 196 | KG | 4657.7 | 4657.7 | MC05 | MC05 | SIMOTICS M Compact induction motor 400rpm, 9.5kW 227Nm, 30 A, 260V 500rpm, 12kW 229Nm, 30 A, 325V 600rpm, 14.5kW 231Nm, 30 A, 370V forced ventilation; direction of air flow NDE--> DE; Degree of protection IP55 INCREMENT. ENCODER HTL 1024 S/R (ENCODER HTL1024S/R) with TEMPERAT. SENSOR KTY84-130 Design IM B35 (IM V15, (IM V35) PLAIN SHAFT WITHOUT FITTED KEY; BEARING: STANDARD WITH FIXED BEARING, VIBRATION SEVERITY GRADE S/A; SHAFT AND FLANGE ACCURACY: R TERMINAL BOX (ABOVE) CABLE ENTRY ON THE RIGHT SIGNAL CONNECTION D-END | - | 0 | 0
1PH8163-1HB13-0CB1 |  | 1PH8163-1HB13-0CB1 | 1 | UN | 1 | 20 | D | D | N | N | 85015230 | 1 |  | 196 | KG | 4657.7 | 4657.7 | MC05 | MC05 | SIMOTICS M Compact induction motor 400rpm, 9.5kW 227Nm, 30 A, 260V 500rpm, 12kW 229Nm, 30 A, 325V 600rpm, 14.5kW 231Nm, 30 A, 370V forced ventilation; direction of air flow NDE--> DE; Degree of protection IP55 INCREMENT. ENCODER HTL 1024 S/R (ENCODER HTL1024S/R) with TEMPERAT. SENSOR KTY84-130 Design IM B35 (IM V15, (IM V35) PLAIN SHAFT WITHOUT FITTED KEY; BEARING: STANDARD WITH FIXED BEARING, VIBRATION SEVERITY GRADE S/A; SHAFT AND FLANGE ACCURACY: R TERMINAL BOX (ABOVE) CABLE ENTRY ON THE LEFT SIGNAL CONNECTION D-END | - | 0 | 0
1PH8163-1HB13-0CC1 |  | 1PH8163-1HB13-0CC1 | 1 | UN | 1 | 20 | D | D | N | N | 85015230 | 1 |  | 196 | KG | 4657.7 | 4657.7 | MC05 | MC05 | SIMOTICS M Compact induction motor 400rpm, 9.5kW 227Nm, 30 A, 260V 500rpm, 12kW 229Nm, 30 A, 325V 600rpm, 14.5kW 231Nm, 30 A, 370V forced ventilation; direction of air flow NDE--> DE; Degree of protection IP55 INCREMENT. ENCODER HTL 1024 S/R (ENCODER HTL1024S/R) with TEMPERAT. SENSOR KTY84-130 Design IM B35 (IM V15, (IM V35) PLAIN SHAFT WITHOUT FITTED KEY; BEARING: STANDARD WITH FIXED BEARING, VIBRATION SEVERITY GRADE S/A; SHAFT AND FLANGE ACCURACY: R TERMINAL BOX (ABOVE) CABLE ENTRY ON THE ND-END SIGNAL CONNECTION LEFT | - | 0 | 0
1PH8163-1HB13-2BA1 |  | 1PH8163-1HB13-2BA1 | 1 | UN | 1 | 20 | D | D | N | N | 85015230 | 1 |  | 196 | KG | 4657.73 | 4657.73 | MC05 | MC05 | SIMOTICS M Compact induction motor 400rpm, 9.5kW 227Nm, 30 A, 260V 500rpm, 12kW 229Nm, 30 A, 325V 600rpm, 14.5kW 231Nm, 30 A, 370V forced ventilation; direction of air flow NDE--> DE; Degree of protection IP55 INCREMENT. ENCODER HTL 1024 S/R (ENCODER HTL1024S/R) with TEMPERAT. SENSOR KTY84-130 Design IM B35 (IM V15, (IM V35) SHAFT WITH FITTED KEY HALF-KEY BALANCING BEARING: STANDARD WITH FIXED BEARING, VIBRATION SEVERITY GRADE R/A; SHAFT AND FLANGE ACCURACY: R TERMINAL BOX (ABOVE) CABLE ENTRY ON THE RIGHT SIGNAL CONNECTION D-END | - | 0 | 0
1PH8163-1HB13-2BB1 |  | 1PH8163-1HB13-2BB1 | 1 | UN | 1 | 20 | D | D | N | N | 85015230 | 1 |  | 196 | KG | 4657.73 | 4657.73 | MC05 | MC05 | SIMOTICS M Compact induction motor 400rpm, 9.5kW 227Nm, 30 A, 260V 500rpm, 12kW 229Nm, 30 A, 325V 600rpm, 14.5kW 231Nm, 30 A, 370V forced ventilation; direction of air flow NDE--> DE; Degree of protection IP55 INCREMENT. ENCODER HTL 1024 S/R (ENCODER HTL1024S/R) with TEMPERAT. SENSOR KTY84-130 Design IM B35 (IM V15, (IM V35) SHAFT WITH FITTED KEY HALF-KEY BALANCING BEARING: STANDARD WITH FIXED BEARING, VIBRATION SEVERITY GRADE R/A; SHAFT AND FLANGE ACCURACY: R TERMINAL BOX (ABOVE) CABLE ENTRY ON THE LEFT SIGNAL CONNECTION D-END | - | 0 | 0
1PH8163-1HB13-2BC1 |  | 1PH8163-1HB13-2BC1 | 1 | UN | 1 | 20 | D | D | N | N | 85015230 | 1 |  | 196 | KG | 4657.73 | 4657.73 | MC05 | MC05 | SIMOTICS M Compact induction motor 400rpm, 9.5kW 227Nm, 30 A, 260V 500rpm, 12kW 229Nm, 30 A, 325V 600rpm, 14.5kW 231Nm, 30 A, 370V forced ventilation; direction of air flow NDE--> DE; Degree of protection IP55 INCREMENT. ENCODER HTL 1024 S/R (ENCODER HTL1024S/R) with TEMPERAT. SENSOR KTY84-130 Design IM B35 (IM V15, (IM V35) SHAFT WITH FITTED KEY HALF-KEY BALANCING BEARING: STANDARD WITH FIXED BEARING, VIBRATION SEVERITY GRADE R/A; SHAFT AND FLANGE ACCURACY: R TERMINAL BOX (ABOVE) CABLE ENTRY ON THE ND-END SIGNAL CONNECTION LEFT | - | 0 | 0
1PH8163-1HB13-2CA1 |  | 1PH8163-1HB13-2CA1 | 1 | UN | 1 | 20 | D | D | N | N | 85015230 | 1 |  | 196 | KG | 4787.75 | 4787.75 | MC05 | MC05 | SIMOTICS M Compact induction motor 400rpm, 9.5kW 227Nm, 30 A, 260V 500rpm, 12kW 229Nm, 30 A, 325V 600rpm, 14.5kW 231Nm, 30 A, 370V forced ventilation; direction of air flow NDE--> DE; Degree of protection IP55 INCREMENT. ENCODER HTL 1024 S/R (ENCODER HTL1024S/R) with TEMPERAT. SENSOR KTY84-130 Design IM B35 (IM V15, (IM V35) SHAFT WITH FITTED KEY HALF-KEY BALANCING BEARING: STANDARD WITH FIXED BEARING, VIBRATION SEVERITY GRADE S/A; SHAFT AND FLANGE ACCURACY: R TERMINAL BOX (ABOVE) CABLE ENTRY ON THE RIGHT SIGNAL CONNECTION D-END | - | 0 | 0
1PH8163-1HB13-2CB1 |  | 1PH8163-1HB13-2CB1 | 1 | UN | 1 | 20 | D | D | N | N | 85015230 | 1 |  | 196 | KG | 4787.75 | 4787.75 | MC05 | MC05 | SIMOTICS M Compact induction motor 400rpm, 9.5kW 227Nm, 30 A, 260V 500rpm, 12kW 229Nm, 30 A, 325V 600rpm, 14.5kW 231Nm, 30 A, 370V forced ventilation; direction of air flow NDE--> DE; Degree of protection IP55 INCREMENT. ENCODER HTL 1024 S/R (ENCODER HTL1024S/R) with TEMPERAT. SENSOR KTY84-130 Design IM B35 (IM V15, (IM V35) SHAFT WITH FITTED KEY HALF-KEY BALANCING BEARING: STANDARD WITH FIXED BEARING, VIBRATION SEVERITY GRADE S/A; SHAFT AND FLANGE ACCURACY: R TERMINAL BOX (ABOVE) CABLE ENTRY ON THE LEFT SIGNAL CONNECTION D-END | - | 0 | 0
1PH8163-1HB13-2CC1 |  | 1PH8163-1HB13-2CC1 | 1 | UN | 1 | 20 | D | D | N | N | 85015230 | 1 |  | 196 | KG | 4787.75 | 4787.75 | MC05 | MC05 | SIMOTICS M Compact induction motor 400rpm, 9.5kW 227Nm, 30 A, 260V 500rpm, 12kW 229Nm, 30 A, 325V 600rpm, 14.5kW 231Nm, 30 A, 370V forced ventilation; direction of air flow NDE--> DE; Degree of protection IP55 INCREMENT. ENCODER HTL 1024 S/R (ENCODER HTL1024S/R) with TEMPERAT. SENSOR KTY84-130 Design IM B35 (IM V15, (IM V35) SHAFT WITH FITTED KEY HALF-KEY BALANCING BEARING: STANDARD WITH FIXED BEARING, VIBRATION SEVERITY GRADE S/A; SHAFT AND FLANGE ACCURACY: R TERMINAL BOX (ABOVE) CABLE ENTRY ON THE ND-END SIGNAL CONNECTION LEFT | - | 0 | 0
1PH8163-1HD10-0BA1 |  | 1PH8163-1HD10-0BA1 | 1 | UN | 1 | 20 | D | D | N | N | 85015230 | 1 |  | 196 | KG | 4094.18 | 4094.18 | MC05 | MC05 | SIMOTICS M Compact induction motor 1000rpm, 22kW, 210Nm, 55A, 300V 1150rpm, 25kW, 208Nm, 55A, 343V 1350rpm, 28kW, 198Nm, 52A, 400 V forced ventilation; direction of air flow NDE--> DE; Degree of protection IP55 INCREMENT. ENCODER HTL 1024 S/R (ENCODER HTL1024S/R) with TEMPERAT. SENSOR KTY84-130 DESIGN IM B3 (IM V5, IM V6) PLAIN SHAFT WITHOUT FITTED KEY; BEARING: STANDARD WITH FIXED BEARING, VIBRATION SEVERITY GRADE R/A; SHAFT AND FLANGE ACCURACY: R TERMINAL BOX (ABOVE) CABLE ENTRY ON THE RIGHT SIGNAL CONNECTION D-END | - | 0 | 0
1PH8163-1HD10-0BB1 |  | 1PH8163-1HD10-0BB1 | 1 | UN | 1 | 20 | D | D | N | N | 85015230 | 1 |  | 196 | KG | 4094.18 | 4094.18 | MC05 | MC05 | SIMOTICS M Compact induction motor 1000rpm, 22kW, 210Nm, 55A, 300V 1150rpm, 25kW, 208Nm, 55A, 343V 1350rpm, 28kW, 198Nm, 52A, 400 V forced ventilation; direction of air flow NDE--> DE; Degree of protection IP55 INCREMENT. ENCODER HTL 1024 S/R (ENCODER HTL1024S/R) with TEMPERAT. SENSOR KTY84-130 DESIGN IM B3 (IM V5, IM V6) PLAIN SHAFT WITHOUT FITTED KEY; BEARING: STANDARD WITH FIXED BEARING, VIBRATION SEVERITY GRADE R/A; SHAFT AND FLANGE ACCURACY: R TERMINAL BOX (ABOVE) CABLE ENTRY ON THE LEFT SIGNAL CONNECTION D-END | - | 0 | 0
1PH8163-1HD10-0BC1 |  | 1PH8163-1HD10-0BC1 | 1 | UN | 1 | 20 | D | D | N | N | 85015230 | 1 |  | 196 | KG | 4094.18 | 4094.18 | MC05 | MC05 | SIMOTICS M Compact induction motor 1000rpm, 22kW, 210Nm, 55A, 300V 1150rpm, 25kW, 208Nm, 55A, 343V 1350rpm, 28kW, 198Nm, 52A, 400 V forced ventilation; direction of air flow NDE--> DE; Degree of protection IP55 INCREMENT. ENCODER HTL 1024 S/R (ENCODER HTL1024S/R) with TEMPERAT. SENSOR KTY84-130 DESIGN IM B3 (IM V5, IM V6) PLAIN SHAFT WITHOUT FITTED KEY; BEARING: STANDARD WITH FIXED BEARING, VIBRATION SEVERITY GRADE R/A; SHAFT AND FLANGE ACCURACY: R TERMINAL BOX (ABOVE) CABLE ENTRY ON THE ND-END SIGNAL CONNECTION LEFT | - | 0 | 0
1PH8163-1HD10-0CA1 |  | 1PH8163-1HD10-0CA1 | 1 | UN | 1 | 20 | D | D | N | N | 85015230 | 1 |  | 196 | KG | 4224.2 | 4224.2 | MC05 | MC05 | SIMOTICS M Compact induction motor 1000rpm, 22kW, 210Nm, 55A, 300V 1150rpm, 25kW, 208Nm, 55A, 343V 1350rpm, 28kW, 198Nm, 52A, 400 V forced ventilation; direction of air flow NDE--> DE; Degree of protection IP55 INCREMENT. ENCODER HTL 1024 S/R (ENCODER HTL1024S/R) with TEMPERAT. SENSOR KTY84-130 DESIGN IM B3 (IM V5, IM V6) PLAIN SHAFT WITHOUT FITTED KEY; BEARING: STANDARD WITH FIXED BEARING, VIBRATION SEVERITY GRADE S/A; SHAFT AND FLANGE ACCURACY: R TERMINAL BOX (ABOVE) CABLE ENTRY ON THE RIGHT SIGNAL CONNECTION D-END | - | 0 | 0
1PH8163-1HD10-0CB1 |  | 1PH8163-1HD10-0CB1 | 1 | UN | 1 | 20 | D | D | N | N | 85015230 | 1 |  | 196 | KG | 4224.2 | 4224.2 | MC05 | MC05 | SIMOTICS M Compact induction motor 1000rpm, 22kW, 210Nm, 55A, 300V 1150rpm, 25kW, 208Nm, 55A, 343V 1350rpm, 28kW, 198Nm, 52A, 400 V forced ventilation; direction of air flow NDE--> DE; Degree of protection IP55 INCREMENT. ENCODER HTL 1024 S/R (ENCODER HTL1024S/R) with TEMPERAT. SENSOR KTY84-130 DESIGN IM B3 (IM V5, IM V6) PLAIN SHAFT WITHOUT FITTED KEY; BEARING: STANDARD WITH FIXED BEARING, VIBRATION SEVERITY GRADE S/A; SHAFT AND FLANGE ACCURACY: R TERMINAL BOX (ABOVE) CABLE ENTRY ON THE LEFT SIGNAL CONNECTION D-END | - | 0 | 0
1PH8163-1HD10-0CC1 |  | 1PH8163-1HD10-0CC1 | 1 | UN | 1 | 20 | D | D | N | N | 85015230 | 1 |  | 196 | KG | 4224.2 | 4224.2 | MC05 | MC05 | SIMOTICS M Compact induction motor 1000rpm, 22kW, 210Nm, 55A, 300V 1150rpm, 25kW, 208Nm, 55A, 343V 1350rpm, 28kW, 198Nm, 52A, 400 V forced ventilation; direction of air flow NDE--> DE; Degree of protection IP55 INCREMENT. ENCODER HTL 1024 S/R (ENCODER HTL1024S/R) with TEMPERAT. SENSOR KTY84-130 DESIGN IM B3 (IM V5, IM V6) PLAIN SHAFT WITHOUT FITTED KEY; BEARING: STANDARD WITH FIXED BEARING, VIBRATION SEVERITY GRADE S/A; SHAFT AND FLANGE ACCURACY: R TERMINAL BOX (ABOVE) CABLE ENTRY ON THE ND-END SIGNAL CONNECTION LEFT | - | 0 | 0
1PH8163-1HD10-2BA1 |  | 1PH8163-1HD10-2BA1 | 1 | UN | 1 | 20 | D | D | N | N | 85015230 | 1 |  | 196 | KG | 4224.23 | 4224.23 | MC05 | MC05 | SIMOTICS M Compact induction motor 1000rpm, 22kW, 210Nm, 55A, 300V 1150rpm, 25kW, 208Nm, 55A, 343V 1350rpm, 28kW, 198Nm, 52A, 400 V forced ventilation; direction of air flow NDE--> DE; Degree of protection IP55 INCREMENT. ENCODER HTL 1024 S/R (ENCODER HTL1024S/R) with TEMPERAT. SENSOR KTY84-130 DESIGN IM B3 (IM V5, IM V6) SHAFT WITH FITTED KEY HALF-KEY BALANCING BEARING: STANDARD WITH FIXED BEARING, VIBRATION SEVERITY GRADE R/A; SHAFT AND FLANGE ACCURACY: R TERMINAL BOX (ABOVE) CABLE ENTRY ON THE RIGHT SIGNAL CONNECTION D-END | - | 0 | 0
1PH8163-1HD10-2BB1 |  | 1PH8163-1HD10-2BB1 | 1 | UN | 1 | 20 | D | D | N | N | 85015230 | 1 |  | 196 | KG | 4224.23 | 4224.23 | MC05 | MC05 | SIMOTICS M Compact induction motor 1000rpm, 22kW, 210Nm, 55A, 300V 1150rpm, 25kW, 208Nm, 55A, 343V 1350rpm, 28kW, 198Nm, 52A, 400 V forced ventilation; direction of air flow NDE--> DE; Degree of protection IP55 INCREMENT. ENCODER HTL 1024 S/R (ENCODER HTL1024S/R) with TEMPERAT. SENSOR KTY84-130 DESIGN IM B3 (IM V5, IM V6) SHAFT WITH FITTED KEY HALF-KEY BALANCING BEARING: STANDARD WITH FIXED BEARING, VIBRATION SEVERITY GRADE R/A; SHAFT AND FLANGE ACCURACY: R TERMINAL BOX (ABOVE) CABLE ENTRY ON THE LEFT SIGNAL CONNECTION D-END | - | 0 | 0
1PH8163-1HD10-2BC1 |  | 1PH8163-1HD10-2BC1 | 1 | UN | 1 | 20 | D | D | N | N | 85015230 | 1 |  | 196 | KG | 4224.23 | 4224.23 | MC05 | MC05 | SIMOTICS M Compact induction motor 1000rpm, 22kW, 210Nm, 55A, 300V 1150rpm, 25kW, 208Nm, 55A, 343V 1350rpm, 28kW, 198Nm, 52A, 400 V forced ventilation; direction of air flow NDE--> DE; Degree of protection IP55 INCREMENT. ENCODER HTL 1024 S/R (ENCODER HTL1024S/R) with TEMPERAT. SENSOR KTY84-130 DESIGN IM B3 (IM V5, IM V6) SHAFT WITH FITTED KEY HALF-KEY BALANCING BEARING: STANDARD WITH FIXED BEARING, VIBRATION SEVERITY GRADE R/A; SHAFT AND FLANGE ACCURACY: R TERMINAL BOX (ABOVE) CABLE ENTRY ON THE ND-END SIGNAL CONNECTION LEFT | - | 0 | 0
1PH8163-1HD10-2CA1 |  | 1PH8163-1HD10-2CA1 | 1 | UN | 1 | 20 | D | D | N | N | 85015230 | 1 |  | 196 | KG | 4354.25 | 4354.25 | MC05 | MC05 | SIMOTICS M Compact induction motor 1000rpm, 22kW, 210Nm, 55A, 300V 1150rpm, 25kW, 208Nm, 55A, 343V 1350rpm, 28kW, 198Nm, 52A, 400 V forced ventilation; direction of air flow NDE--> DE; Degree of protection IP55 INCREMENT. ENCODER HTL 1024 S/R (ENCODER HTL1024S/R) with TEMPERAT. SENSOR KTY84-130 DESIGN IM B3 (IM V5, IM V6) SHAFT WITH FITTED KEY HALF-KEY BALANCING BEARING: STANDARD WITH FIXED BEARING, VIBRATION SEVERITY GRADE S/A; SHAFT AND FLANGE ACCURACY: R TERMINAL BOX (ABOVE) CABLE ENTRY ON THE RIGHT SIGNAL CONNECTION D-END | - | 0 | 0
1PH8163-1HD10-2CB1 |  | 1PH8163-1HD10-2CB1 | 1 | UN | 1 | 20 | D | D | N | N | 85015230 | 1 |  | 196 | KG | 4354.25 | 4354.25 | MC05 | MC05 | SIMOTICS M Compact induction motor 1000rpm, 22kW, 210Nm, 55A, 300V 1150rpm, 25kW, 208Nm, 55A, 343V 1350rpm, 28kW, 198Nm, 52A, 400 V forced ventilation; direction of air flow NDE--> DE; Degree of protection IP55 INCREMENT. ENCODER HTL 1024 S/R (ENCODER HTL1024S/R) with TEMPERAT. SENSOR KTY84-130 DESIGN IM B3 (IM V5, IM V6) SHAFT WITH FITTED KEY HALF-KEY BALANCING BEARING: STANDARD WITH FIXED BEARING, VIBRATION SEVERITY GRADE S/A; SHAFT AND FLANGE ACCURACY: R TERMINAL BOX (ABOVE) CABLE ENTRY ON THE LEFT SIGNAL CONNECTION D-END | - | 0 | 0
1PH8163-1HD10-2CC1 |  | 1PH8163-1HD10-2CC1 | 1 | UN | 1 | 20 | D | D | N | N | 85015230 | 1 |  | 196 | KG | 4354.25 | 4354.25 | MC05 | MC05 | SIMOTICS M Compact induction motor 1000rpm, 22kW, 210Nm, 55A, 300V 1150rpm, 25kW, 208Nm, 55A, 343V 1350rpm, 28kW, 198Nm, 52A, 400 V forced ventilation; direction of air flow NDE--> DE; Degree of protection IP55 INCREMENT. ENCODER HTL 1024 S/R (ENCODER HTL1024S/R) with TEMPERAT. SENSOR KTY84-130 DESIGN IM B3 (IM V5, IM V6) SHAFT WITH FITTED KEY HALF-KEY BALANCING BEARING: STANDARD WITH FIXED BEARING, VIBRATION SEVERITY GRADE S/A; SHAFT AND FLANGE ACCURACY: R TERMINAL BOX (ABOVE) CABLE ENTRY ON THE ND-END SIGNAL CONNECTION LEFT | - | 0 | 0
1PH8163-1HD12-0BA1 |  | 1PH8163-1HD12-0BA1 | 1 | UN | 1 | 20 | D | D | N | N | 85015230 | 1 |  | 196 | KG | 4527.68 | 4527.68 | MC05 | MC05 | SIMOTICS M Compact induction motor 1000rpm, 22kW, 210Nm, 55A, 300V 1150rpm, 25kW, 208Nm, 55A, 343V 1350rpm, 28kW, 198Nm, 52A, 400 V forced ventilation; direction of air flow NDE--> DE; Degree of protection IP55 INCREMENT. ENCODER HTL 1024 S/R (ENCODER HTL1024S/R) with TEMPERAT. SENSOR KTY84-130 DESIGN IM B5 (IMV 1,IM V3) PLAIN SHAFT WITHOUT FITTED KEY; BEARING: STANDARD WITH FIXED BEARING, VIBRATION SEVERITY GRADE R/A; SHAFT AND FLANGE ACCURACY: R TERMINAL BOX (ABOVE) CABLE ENTRY ON THE RIGHT SIGNAL CONNECTION D-END | - | 0 | 0
1PH8163-1HD12-0BB1 |  | 1PH8163-1HD12-0BB1 | 1 | UN | 1 | 20 | D | D | N | N | 85015230 | 1 |  | 196 | KG | 4527.68 | 4527.68 | MC05 | MC05 | SIMOTICS M Compact induction motor 1000rpm, 22kW, 210Nm, 55A, 300V 1150rpm, 25kW, 208Nm, 55A, 343V 1350rpm, 28kW, 198Nm, 52A, 400 V forced ventilation; direction of air flow NDE--> DE; Degree of protection IP55 INCREMENT. ENCODER HTL 1024 S/R (ENCODER HTL1024S/R) with TEMPERAT. SENSOR KTY84-130 DESIGN IM B5 (IMV 1,IM V3) PLAIN SHAFT WITHOUT FITTED KEY; BEARING: STANDARD WITH FIXED BEARING, VIBRATION SEVERITY GRADE R/A; SHAFT AND FLANGE ACCURACY: R TERMINAL BOX (ABOVE) CABLE ENTRY ON THE LEFT SIGNAL CONNECTION D-END | - | 0 | 0
1PH8163-1HD12-0BC1 |  | 1PH8163-1HD12-0BC1 | 1 | UN | 1 | 20 | D | D | N | N | 85015230 | 1 |  | 196 | KG | 4527.68 | 4527.68 | MC05 | MC05 | SIMOTICS M Compact induction motor 1000rpm, 22kW, 210Nm, 55A, 300V 1150rpm, 25kW, 208Nm, 55A, 343V 1350rpm, 28kW, 198Nm, 52A, 400 V forced ventilation; direction of air flow NDE--> DE; Degree of protection IP55 INCREMENT. ENCODER HTL 1024 S/R (ENCODER HTL1024S/R) with TEMPERAT. SENSOR KTY84-130 DESIGN IM B5 (IMV 1,IM V3) PLAIN SHAFT WITHOUT FITTED KEY; BEARING: STANDARD WITH FIXED BEARING, VIBRATION SEVERITY GRADE R/A; SHAFT AND FLANGE ACCURACY: R TERMINAL BOX (ABOVE) CABLE ENTRY ON THE ND-END SIGNAL CONNECTION LEFT | - | 0 | 0
1PH8163-1HD12-0CA1 |  | 1PH8163-1HD12-0CA1 | 1 | UN | 1 | 20 | D | D | N | N | 85015230 | 1 |  | 196 | KG | 4657.7 | 4657.7 | MC05 | MC05 | SIMOTICS M Compact induction motor 1000rpm, 22kW, 210Nm, 55A, 300V 1150rpm, 25kW, 208Nm, 55A, 343V 1350rpm, 28kW, 198Nm, 52A, 400 V forced ventilation; direction of air flow NDE--> DE; Degree of protection IP55 INCREMENT. ENCODER HTL 1024 S/R (ENCODER HTL1024S/R) with TEMPERAT. SENSOR KTY84-130 DESIGN IM B5 (IMV 1,IM V3) PLAIN SHAFT WITHOUT FITTED KEY; BEARING: STANDARD WITH FIXED BEARING, VIBRATION SEVERITY GRADE S/A; SHAFT AND FLANGE ACCURACY: R TERMINAL BOX (ABOVE) CABLE ENTRY ON THE RIGHT SIGNAL CONNECTION D-END | - | 0 | 0
1PH8163-1HD12-0CB1 |  | 1PH8163-1HD12-0CB1 | 1 | UN | 1 | 20 | D | D | N | N | 85015230 | 1 |  | 196 | KG | 4657.7 | 4657.7 | MC05 | MC05 | SIMOTICS M Compact induction motor 1000rpm, 22kW, 210Nm, 55A, 300V 1150rpm, 25kW, 208Nm, 55A, 343V 1350rpm, 28kW, 198Nm, 52A, 400 V forced ventilation; direction of air flow NDE--> DE; Degree of protection IP55 INCREMENT. ENCODER HTL 1024 S/R (ENCODER HTL1024S/R) with TEMPERAT. SENSOR KTY84-130 DESIGN IM B5 (IMV 1,IM V3) PLAIN SHAFT WITHOUT FITTED KEY; BEARING: STANDARD WITH FIXED BEARING, VIBRATION SEVERITY GRADE S/A; SHAFT AND FLANGE ACCURACY: R TERMINAL BOX (ABOVE) CABLE ENTRY ON THE LEFT SIGNAL CONNECTION D-END | - | 0 | 0
1PH8163-1HD12-0CC1 |  | 1PH8163-1HD12-0CC1 | 1 | UN | 1 | 20 | D | D | N | N | 85015230 | 1 |  | 196 | KG | 4657.7 | 4657.7 | MC05 | MC05 | SIMOTICS M Compact induction motor 1000rpm, 22kW, 210Nm, 55A, 300V 1150rpm, 25kW, 208Nm, 55A, 343V 1350rpm, 28kW, 198Nm, 52A, 400 V forced ventilation; direction of air flow NDE--> DE; Degree of protection IP55 INCREMENT. ENCODER HTL 1024 S/R (ENCODER HTL1024S/R) with TEMPERAT. SENSOR KTY84-130 DESIGN IM B5 (IMV 1,IM V3) PLAIN SHAFT WITHOUT FITTED KEY; BEARING: STANDARD WITH FIXED BEARING, VIBRATION SEVERITY GRADE S/A; SHAFT AND FLANGE ACCURACY: R TERMINAL BOX (ABOVE) CABLE ENTRY ON THE ND-END SIGNAL CONNECTION LEFT | - | 0 | 0
1PH8163-1HD12-2BA1 |  | 1PH8163-1HD12-2BA1 | 1 | UN | 1 | 20 | D | D | N | N | 85015230 | 1 |  | 196 | KG | 4657.73 | 4657.73 | MC05 | MC05 | SIMOTICS M Compact induction motor 1000rpm, 22kW, 210Nm, 55A, 300V 1150rpm, 25kW, 208Nm, 55A, 343V 1350rpm, 28kW, 198Nm, 52A, 400 V forced ventilation; direction of air flow NDE--> DE; Degree of protection IP55 INCREMENT. ENCODER HTL 1024 S/R (ENCODER HTL1024S/R) with TEMPERAT. SENSOR KTY84-130 DESIGN IM B5 (IMV 1,IM V3) SHAFT WITH FITTED KEY HALF-KEY BALANCING BEARING: STANDARD WITH FIXED BEARING, VIBRATION SEVERITY GRADE R/A; SHAFT AND FLANGE ACCURACY: R TERMINAL BOX (ABOVE) CABLE ENTRY ON THE RIGHT SIGNAL CONNECTION D-END | - | 0 | 0
1PH8163-1HD12-2BB1 |  | 1PH8163-1HD12-2BB1 | 1 | UN | 1 | 20 | D | D | N | N | 85015230 | 1 |  | 196 | KG | 4657.73 | 4657.73 | MC05 | MC05 | SIMOTICS M Compact induction motor 1000rpm, 22kW, 210Nm, 55A, 300V 1150rpm, 25kW, 208Nm, 55A, 343V 1350rpm, 28kW, 198Nm, 52A, 400 V forced ventilation; direction of air flow NDE--> DE; Degree of protection IP55 INCREMENT. ENCODER HTL 1024 S/R (ENCODER HTL1024S/R) with TEMPERAT. SENSOR KTY84-130 DESIGN IM B5 (IMV 1,IM V3) SHAFT WITH FITTED KEY HALF-KEY BALANCING BEARING: STANDARD WITH FIXED BEARING, VIBRATION SEVERITY GRADE R/A; SHAFT AND FLANGE ACCURACY: R TERMINAL BOX (ABOVE) CABLE ENTRY ON THE LEFT SIGNAL CONNECTION D-END | - | 0 | 0
1PH8163-1HD12-2BC1 |  | 1PH8163-1HD12-2BC1 | 1 | UN | 1 | 20 | D | D | N | N | 85015230 | 1 |  | 196 | KG | 4657.73 | 4657.73 | MC05 | MC05 | SIMOTICS M Compact induction motor 1000rpm, 22kW, 210Nm, 55A, 300V 1150rpm, 25kW, 208Nm, 55A, 343V 1350rpm, 28kW, 198Nm, 52A, 400 V forced ventilation; direction of air flow NDE--> DE; Degree of protection IP55 INCREMENT. ENCODER HTL 1024 S/R (ENCODER HTL1024S/R) with TEMPERAT. SENSOR KTY84-130 DESIGN IM B5 (IMV 1,IM V3) SHAFT WITH FITTED KEY HALF-KEY BALANCING BEARING: STANDARD WITH FIXED BEARING, VIBRATION SEVERITY GRADE R/A; SHAFT AND FLANGE ACCURACY: R TERMINAL BOX (ABOVE) CABLE ENTRY ON THE ND-END SIGNAL CONNECTION LEFT | - | 0 | 0
1PH8163-1HD12-2CA1 |  | 1PH8163-1HD12-2CA1 | 1 | UN | 1 | 20 | D | D | N | N | 85015230 | 1 |  | 196 | KG | 4787.75 | 4787.75 | MC05 | MC05 | SIMOTICS M Compact induction motor 1000rpm, 22kW, 210Nm, 55A, 300V 1150rpm, 25kW, 208Nm, 55A, 343V 1350rpm, 28kW, 198Nm, 52A, 400 V forced ventilation; direction of air flow NDE--> DE; Degree of protection IP55 INCREMENT. ENCODER HTL 1024 S/R (ENCODER HTL1024S/R) with TEMPERAT. SENSOR KTY84-130 DESIGN IM B5 (IMV 1,IM V3) SHAFT WITH FITTED KEY HALF-KEY BALANCING BEARING: STANDARD WITH FIXED BEARING, VIBRATION SEVERITY GRADE S/A; SHAFT AND FLANGE ACCURACY: R TERMINAL BOX (ABOVE) CABLE ENTRY ON THE RIGHT SIGNAL CONNECTION D-END | - | 0 | 0
1PH8163-1HD12-2CB1 |  | 1PH8163-1HD12-2CB1 | 1 | UN | 1 | 20 | D | D | N | N | 85015230 | 1 |  | 196 | KG | 4787.75 | 4787.75 | MC05 | MC05 | SIMOTICS M Compact induction motor 1000rpm, 22kW, 210Nm, 55A, 300V 1150rpm, 25kW, 208Nm, 55A, 343V 1350rpm, 28kW, 198Nm, 52A, 400 V forced ventilation; direction of air flow NDE--> DE; Degree of protection IP55 INCREMENT. ENCODER HTL 1024 S/R (ENCODER HTL1024S/R) with TEMPERAT. SENSOR KTY84-130 DESIGN IM B5 (IMV 1,IM V3) SHAFT WITH FITTED KEY HALF-KEY BALANCING BEARING: STANDARD WITH FIXED BEARING, VIBRATION SEVERITY GRADE S/A; SHAFT AND FLANGE ACCURACY: R TERMINAL BOX (ABOVE) CABLE ENTRY ON THE LEFT SIGNAL CONNECTION D-END | - | 0 | 0
1PH8163-1HD12-2CC1 |  | 1PH8163-1HD12-2CC1 | 1 | UN | 1 | 20 | D | D | N | N | 85015230 | 1 |  | 196 | KG | 4787.75 | 4787.75 | MC05 | MC05 | SIMOTICS M Compact induction motor 1000rpm, 22kW, 210Nm, 55A, 300V 1150rpm, 25kW, 208Nm, 55A, 343V 1350rpm, 28kW, 198Nm, 52A, 400 V forced ventilation; direction of air flow NDE--> DE; Degree of protection IP55 INCREMENT. ENCODER HTL 1024 S/R (ENCODER HTL1024S/R) with TEMPERAT. SENSOR KTY84-130 DESIGN IM B5 (IMV 1,IM V3) SHAFT WITH FITTED KEY HALF-KEY BALANCING BEARING: STANDARD WITH FIXED BEARING, VIBRATION SEVERITY GRADE S/A; SHAFT AND FLANGE ACCURACY: R TERMINAL BOX (ABOVE) CABLE ENTRY ON THE ND-END SIGNAL CONNECTION LEFT | - | 0 | 0
1PH8163-1HD13-0BA1 |  | 1PH8163-1HD13-0BA1 | 1 | UN | 1 | 20 | D | D | N | N | 85015230 | 1 |  | 196 | KG | 4527.68 | 4527.68 | MC05 | MC05 | SIMOTICS M Compact induction motor 1000rpm, 22kW, 210Nm, 55A, 300V 1150rpm, 25kW, 208Nm, 55A, 343V 1350rpm, 28kW, 198Nm, 52A, 400 V forced ventilation; direction of air flow NDE--> DE; Degree of protection IP55 INCREMENT. ENCODER HTL 1024 S/R (ENCODER HTL1024S/R) with TEMPERAT. SENSOR KTY84-130 Design IM B35 (IM V15, (IM V35) PLAIN SHAFT WITHOUT FITTED KEY; BEARING: STANDARD WITH FIXED BEARING, VIBRATION SEVERITY GRADE R/A; SHAFT AND FLANGE ACCURACY: R TERMINAL BOX (ABOVE) CABLE ENTRY ON THE RIGHT SIGNAL CONNECTION D-END | - | 0 | 0
1PH8163-1HD13-0BB1 |  | 1PH8163-1HD13-0BB1 | 1 | UN | 1 | 20 | D | D | N | N | 85015230 | 1 |  | 196 | KG | 4527.68 | 4527.68 | MC05 | MC05 | SIMOTICS M Compact induction motor 1000rpm, 22kW, 210Nm, 55A, 300V 1150rpm, 25kW, 208Nm, 55A, 343V 1350rpm, 28kW, 198Nm, 52A, 400 V forced ventilation; direction of air flow NDE--> DE; Degree of protection IP55 INCREMENT. ENCODER HTL 1024 S/R (ENCODER HTL1024S/R) with TEMPERAT. SENSOR KTY84-130 Design IM B35 (IM V15, (IM V35) PLAIN SHAFT WITHOUT FITTED KEY; BEARING: STANDARD WITH FIXED BEARING, VIBRATION SEVERITY GRADE R/A; SHAFT AND FLANGE ACCURACY: R TERMINAL BOX (ABOVE) CABLE ENTRY ON THE LEFT SIGNAL CONNECTION D-END | - | 0 | 0
1PH8163-1HD13-0BC1 |  | 1PH8163-1HD13-0BC1 | 1 | UN | 1 | 20 | D | D | N | N | 85015230 | 1 |  | 196 | KG | 4527.68 | 4527.68 | MC05 | MC05 | SIMOTICS M Compact induction motor 1000rpm, 22kW, 210Nm, 55A, 300V 1150rpm, 25kW, 208Nm, 55A, 343V 1350rpm, 28kW, 198Nm, 52A, 400 V forced ventilation; direction of air flow NDE--> DE; Degree of protection IP55 INCREMENT. ENCODER HTL 1024 S/R (ENCODER HTL1024S/R) with TEMPERAT. SENSOR KTY84-130 Design IM B35 (IM V15, (IM V35) PLAIN SHAFT WITHOUT FITTED KEY; BEARING: STANDARD WITH FIXED BEARING, VIBRATION SEVERITY GRADE R/A; SHAFT AND FLANGE ACCURACY: R TERMINAL BOX (ABOVE) CABLE ENTRY ON THE ND-END SIGNAL CONNECTION LEFT | - | 0 | 0
1PH8163-1HD13-0CA1 |  | 1PH8163-1HD13-0CA1 | 1 | UN | 1 | 20 | D | D | N | N | 85015230 | 1 |  | 196 | KG | 4657.7 | 4657.7 | MC05 | MC05 | SIMOTICS M Compact induction motor 1000rpm, 22kW, 210Nm, 55A, 300V 1150rpm, 25kW, 208Nm, 55A, 343V 1350rpm, 28kW, 198Nm, 52A, 400 V forced ventilation; direction of air flow NDE--> DE; Degree of protection IP55 INCREMENT. ENCODER HTL 1024 S/R (ENCODER HTL1024S/R) with TEMPERAT. SENSOR KTY84-130 Design IM B35 (IM V15, (IM V35) PLAIN SHAFT WITHOUT FITTED KEY; BEARING: STANDARD WITH FIXED BEARING, VIBRATION SEVERITY GRADE S/A; SHAFT AND FLANGE ACCURACY: R TERMINAL BOX (ABOVE) CABLE ENTRY ON THE RIGHT SIGNAL CONNECTION D-END | - | 0 | 0
1PH8163-1HD13-0CB1 |  | 1PH8163-1HD13-0CB1 | 1 | UN | 1 | 20 | D | D | N | N | 85015230 | 1 |  | 196 | KG | 4657.7 | 4657.7 | MC05 | MC05 | SIMOTICS M Compact induction motor 1000rpm, 22kW, 210Nm, 55A, 300V 1150rpm, 25kW, 208Nm, 55A, 343V 1350rpm, 28kW, 198Nm, 52A, 400 V forced ventilation; direction of air flow NDE--> DE; Degree of protection IP55 INCREMENT. ENCODER HTL 1024 S/R (ENCODER HTL1024S/R) with TEMPERAT. SENSOR KTY84-130 Design IM B35 (IM V15, (IM V35) PLAIN SHAFT WITHOUT FITTED KEY; BEARING: STANDARD WITH FIXED BEARING, VIBRATION SEVERITY GRADE S/A; SHAFT AND FLANGE ACCURACY: R TERMINAL BOX (ABOVE) CABLE ENTRY ON THE LEFT SIGNAL CONNECTION D-END | - | 0 | 0
1PH8163-1HD13-0CC1 |  | 1PH8163-1HD13-0CC1 | 1 | UN | 1 | 20 | D | D | N | N | 85015230 | 1 |  | 196 | KG | 4657.7 | 4657.7 | MC05 | MC05 | SIMOTICS M Compact induction motor 1000rpm, 22kW, 210Nm, 55A, 300V 1150rpm, 25kW, 208Nm, 55A, 343V 1350rpm, 28kW, 198Nm, 52A, 400 V forced ventilation; direction of air flow NDE--> DE; Degree of protection IP55 INCREMENT. ENCODER HTL 1024 S/R (ENCODER HTL1024S/R) with TEMPERAT. SENSOR KTY84-130 Design IM B35 (IM V15, (IM V35) PLAIN SHAFT WITHOUT FITTED KEY; BEARING: STANDARD WITH FIXED BEARING, VIBRATION SEVERITY GRADE S/A; SHAFT AND FLANGE ACCURACY: R TERMINAL BOX (ABOVE) CABLE ENTRY ON THE ND-END SIGNAL CONNECTION LEFT | - | 0 | 0
1PH8163-1HD13-2BA1 |  | 1PH8163-1HD13-2BA1 | 1 | UN | 1 | 20 | D | D | N | N | 85015230 | 1 |  | 196 | KG | 4657.73 | 4657.73 | MC05 | MC05 | SIMOTICS M Compact induction motor 1000rpm, 22kW, 210Nm, 55A, 300V 1150rpm, 25kW, 208Nm, 55A, 343V 1350rpm, 28kW, 198Nm, 52A, 400 V forced ventilation; direction of air flow NDE--> DE; Degree of protection IP55 INCREMENT. ENCODER HTL 1024 S/R (ENCODER HTL1024S/R) with TEMPERAT. SENSOR KTY84-130 Design IM B35 (IM V15, (IM V35) SHAFT WITH FITTED KEY HALF-KEY BALANCING BEARING: STANDARD WITH FIXED BEARING, VIBRATION SEVERITY GRADE R/A; SHAFT AND FLANGE ACCURACY: R TERMINAL BOX (ABOVE) CABLE ENTRY ON THE RIGHT SIGNAL CONNECTION D-END | - | 0 | 0
1PH8163-1HD13-2BB1 |  | 1PH8163-1HD13-2BB1 | 1 | UN | 1 | 20 | D | D | N | N | 85015230 | 1 |  | 196 | KG | 4657.73 | 4657.73 | MC05 | MC05 | SIMOTICS M Compact induction motor 1000rpm, 22kW, 210Nm, 55A, 300V 1150rpm, 25kW, 208Nm, 55A, 343V 1350rpm, 28kW, 198Nm, 52A, 400 V forced ventilation; direction of air flow NDE--> DE; Degree of protection IP55 INCREMENT. ENCODER HTL 1024 S/R (ENCODER HTL1024S/R) with TEMPERAT. SENSOR KTY84-130 Design IM B35 (IM V15, (IM V35) SHAFT WITH FITTED KEY HALF-KEY BALANCING BEARING: STANDARD WITH FIXED BEARING, VIBRATION SEVERITY GRADE R/A; SHAFT AND FLANGE ACCURACY: R TERMINAL BOX (ABOVE) CABLE ENTRY ON THE LEFT SIGNAL CONNECTION D-END | - | 0 | 0
1PH8163-1HD13-2BC1 |  | 1PH8163-1HD13-2BC1 | 1 | UN | 1 | 20 | D | D | N | N | 85015230 | 1 |  | 196 | KG | 4657.73 | 4657.73 | MC05 | MC05 | SIMOTICS M Compact induction motor 1000rpm, 22kW, 210Nm, 55A, 300V 1150rpm, 25kW, 208Nm, 55A, 343V 1350rpm, 28kW, 198Nm, 52A, 400 V forced ventilation; direction of air flow NDE--> DE; Degree of protection IP55 INCREMENT. ENCODER HTL 1024 S/R (ENCODER HTL1024S/R) with TEMPERAT. SENSOR KTY84-130 Design IM B35 (IM V15, (IM V35) SHAFT WITH FITTED KEY HALF-KEY BALANCING BEARING: STANDARD WITH FIXED BEARING, VIBRATION SEVERITY GRADE R/A; SHAFT AND FLANGE ACCURACY: R TERMINAL BOX (ABOVE) CABLE ENTRY ON THE ND-END SIGNAL CONNECTION LEFT | - | 0 | 0
1PH8163-1HD13-2CA1 |  | 1PH8163-1HD13-2CA1 | 1 | UN | 1 | 20 | D | D | N | N | 85015230 | 1 |  | 196 | KG | 4787.75 | 4787.75 | MC05 | MC05 | SIMOTICS M Compact induction motor 1000rpm, 22kW, 210Nm, 55A, 300V 1150rpm, 25kW, 208Nm, 55A, 343V 1350rpm, 28kW, 198Nm, 52A, 400 V forced ventilation; direction of air flow NDE--> DE; Degree of protection IP55 INCREMENT. ENCODER HTL 1024 S/R (ENCODER HTL1024S/R) with TEMPERAT. SENSOR KTY84-130 Design IM B35 (IM V15, (IM V35) SHAFT WITH FITTED KEY HALF-KEY BALANCING BEARING: STANDARD WITH FIXED BEARING, VIBRATION SEVERITY GRADE S/A; SHAFT AND FLANGE ACCURACY: R TERMINAL BOX (ABOVE) CABLE ENTRY ON THE RIGHT SIGNAL CONNECTION D-END | - | 0 | 0
1PH8163-1HD13-2CB1 |  | 1PH8163-1HD13-2CB1 | 1 | UN | 1 | 20 | D | D | N | N | 85015230 | 1 |  | 196 | KG | 4787.75 | 4787.75 | MC05 | MC05 | SIMOTICS M Compact induction motor 1000rpm, 22kW, 210Nm, 55A, 300V 1150rpm, 25kW, 208Nm, 55A, 343V 1350rpm, 28kW, 198Nm, 52A, 400 V forced ventilation; direction of air flow NDE--> DE; Degree of protection IP55 INCREMENT. ENCODER HTL 1024 S/R (ENCODER HTL1024S/R) with TEMPERAT. SENSOR KTY84-130 Design IM B35 (IM V15, (IM V35) SHAFT WITH FITTED KEY HALF-KEY BALANCING BEARING: STANDARD WITH FIXED BEARING, VIBRATION SEVERITY GRADE S/A; SHAFT AND FLANGE ACCURACY: R TERMINAL BOX (ABOVE) CABLE ENTRY ON THE LEFT SIGNAL CONNECTION D-END | - | 0 | 0
1PH8163-1HD13-2CC1 |  | 1PH8163-1HD13-2CC1 | 1 | UN | 1 | 20 | D | D | N | N | 85015230 | 1 |  | 196 | KG | 4787.75 | 4787.75 | MC05 | MC05 | SIMOTICS M Compact induction motor 1000rpm, 22kW, 210Nm, 55A, 300V 1150rpm, 25kW, 208Nm, 55A, 343V 1350rpm, 28kW, 198Nm, 52A, 400 V forced ventilation; direction of air flow NDE--> DE; Degree of protection IP55 INCREMENT. ENCODER HTL 1024 S/R (ENCODER HTL1024S/R) with TEMPERAT. SENSOR KTY84-130 Design IM B35 (IM V15, (IM V35) SHAFT WITH FITTED KEY HALF-KEY BALANCING BEARING: STANDARD WITH FIXED BEARING, VIBRATION SEVERITY GRADE S/A; SHAFT AND FLANGE ACCURACY: R TERMINAL BOX (ABOVE) CABLE ENTRY ON THE ND-END SIGNAL CONNECTION LEFT | - | 0 | 0
1PH8163-1HF10-0BA1 |  | 1PH8163-1HF10-0BA1 | 1 | UN | 1 | 20 | D | D | N | N | 85015230 | 1 |  | 196 | KG | 4094.18 | 4094.18 | MC05 | MC05 | SIMOTICS M Compact induction motor 1500rpm, 30 kW, 191Nm, 71A, 319V 1750rpm, 34kW, 186Nm, 70A, 366V 2000rpm, 37kW, 177Nm, 68A, 416V forced ventilation; direction of air flow NDE--> DE; Degree of protection IP55 INCREMENT. ENCODER HTL 1024 S/R (ENCODER HTL1024S/R) with TEMPERAT. SENSOR KTY84-130 DESIGN IM B3 (IM V5, IM V6) PLAIN SHAFT WITHOUT FITTED KEY; BEARING: STANDARD WITH FIXED BEARING, VIBRATION SEVERITY GRADE R/A; SHAFT AND FLANGE ACCURACY: R TERMINAL BOX (ABOVE) CABLE ENTRY ON THE RIGHT SIGNAL CONNECTION D-END | - | 0 | 0
1PH8163-1HF10-0BB1 |  | 1PH8163-1HF10-0BB1 | 1 | UN | 1 | 20 | D | D | N | N | 85015230 | 1 |  | 196 | KG | 4094.18 | 4094.18 | MC05 | MC05 | SIMOTICS M Compact induction motor 1500rpm, 30 kW, 191Nm, 71A, 319V 1750rpm, 34kW, 186Nm, 70A, 366V 2000rpm, 37kW, 177Nm, 68A, 416V forced ventilation; direction of air flow NDE--> DE; Degree of protection IP55 INCREMENT. ENCODER HTL 1024 S/R (ENCODER HTL1024S/R) with TEMPERAT. SENSOR KTY84-130 DESIGN IM B3 (IM V5, IM V6) PLAIN SHAFT WITHOUT FITTED KEY; BEARING: STANDARD WITH FIXED BEARING, VIBRATION SEVERITY GRADE R/A; SHAFT AND FLANGE ACCURACY: R TERMINAL BOX (ABOVE) CABLE ENTRY ON THE LEFT SIGNAL CONNECTION D-END | - | 0 | 0
1PH8163-1HF10-0BC1 |  | 1PH8163-1HF10-0BC1 | 1 | UN | 1 | 20 | D | D | N | N | 85015230 | 1 |  | 196 | KG | 4094.18 | 4094.18 | MC05 | MC05 | SIMOTICS M Compact induction motor 1500rpm, 30 kW, 191Nm, 71A, 319V 1750rpm, 34kW, 186Nm, 70A, 366V 2000rpm, 37kW, 177Nm, 68A, 416V forced ventilation; direction of air flow NDE--> DE; Degree of protection IP55 INCREMENT. ENCODER HTL 1024 S/R (ENCODER HTL1024S/R) with TEMPERAT. SENSOR KTY84-130 DESIGN IM B3 (IM V5, IM V6) PLAIN SHAFT WITHOUT FITTED KEY; BEARING: STANDARD WITH FIXED BEARING, VIBRATION SEVERITY GRADE R/A; SHAFT AND FLANGE ACCURACY: R TERMINAL BOX (ABOVE) CABLE ENTRY ON THE ND-END SIGNAL CONNECTION LEFT | - | 0 | 0
1PH8163-1HF10-0CA1 |  | 1PH8163-1HF10-0CA1 | 1 | UN | 1 | 20 | D | D | N | N | 85015230 | 1 |  | 196 | KG | 4224.2 | 4224.2 | MC05 | MC05 | SIMOTICS M Compact induction motor 1500rpm, 30 kW, 191Nm, 71A, 319V 1750rpm, 34kW, 186Nm, 70A, 366V 2000rpm, 37kW, 177Nm, 68A, 416V forced ventilation; direction of air flow NDE--> DE; Degree of protection IP55 INCREMENT. ENCODER HTL 1024 S/R (ENCODER HTL1024S/R) with TEMPERAT. SENSOR KTY84-130 DESIGN IM B3 (IM V5, IM V6) PLAIN SHAFT WITHOUT FITTED KEY; BEARING: STANDARD WITH FIXED BEARING, VIBRATION SEVERITY GRADE S/A; SHAFT AND FLANGE ACCURACY: R TERMINAL BOX (ABOVE) CABLE ENTRY ON THE RIGHT SIGNAL CONNECTION D-END | - | 0 | 0
1PH8163-1HF10-0CB1 |  | 1PH8163-1HF10-0CB1 | 1 | UN | 1 | 20 | D | D | N | N | 85015230 | 1 |  | 196 | KG | 4224.2 | 4224.2 | MC05 | MC05 | SIMOTICS M Compact induction motor 1500rpm, 30 kW, 191Nm, 71A, 319V 1750rpm, 34kW, 186Nm, 70A, 366V 2000rpm, 37kW, 177Nm, 68A, 416V forced ventilation; direction of air flow NDE--> DE; Degree of protection IP55 INCREMENT. ENCODER HTL 1024 S/R (ENCODER HTL1024S/R) with TEMPERAT. SENSOR KTY84-130 DESIGN IM B3 (IM V5, IM V6) PLAIN SHAFT WITHOUT FITTED KEY; BEARING: STANDARD WITH FIXED BEARING, VIBRATION SEVERITY GRADE S/A; SHAFT AND FLANGE ACCURACY: R TERMINAL BOX (ABOVE) CABLE ENTRY ON THE LEFT SIGNAL CONNECTION D-END | - | 0 | 0
1PH8163-1HF10-0CC1 |  | 1PH8163-1HF10-0CC1 | 1 | UN | 1 | 20 | D | D | N | N | 85015230 | 1 |  | 196 | KG | 4224.2 | 4224.2 | MC05 | MC05 | SIMOTICS M Compact induction motor 1500rpm, 30 kW, 191Nm, 71A, 319V 1750rpm, 34kW, 186Nm, 70A, 366V 2000rpm, 37kW, 177Nm, 68A, 416V forced ventilation; direction of air flow NDE--> DE; Degree of protection IP55 INCREMENT. ENCODER HTL 1024 S/R (ENCODER HTL1024S/R) with TEMPERAT. SENSOR KTY84-130 DESIGN IM B3 (IM V5, IM V6) PLAIN SHAFT WITHOUT FITTED KEY; BEARING: STANDARD WITH FIXED BEARING, VIBRATION SEVERITY GRADE S/A; SHAFT AND FLANGE ACCURACY: R TERMINAL BOX (ABOVE) CABLE ENTRY ON THE ND-END SIGNAL CONNECTION LEFT | - | 0 | 0
1PH8163-1HF10-1FA2 |  | 1PH8163-1HF10-1FA2 | 1 | UN | 1 | 20 | D | D | N | N | 85015230 | 1 |  | 196 | KG | 4336.33 | 4336.33 | MC05 | MC05 | SIMOTICS M Compact asynchronous motor 1500 rpm, 30 kW, 191 Nm, 71 A, 319 V 1750 rpm, 34 kW, 186 Nm, 70 A, 366 V 2000 rpm, 37 kW, 177 Nm, 68 A, 416 V Forced ventilation; Direction of air flow NDE --> DE; Degree of protection IP55 INCREMENT. ENCODER HTL 1024 S/R (ENCODER HTL1024S/R) TEMPERATURE SENSOR Pt1000 DESIGN IM B3 (IM V5, IM V6) SHAFT WITH FITTED KEY FULL-KEY BALANCING BEARING: INCREASED RADIAL FORCES, VIBRATION SEVERITY GRADE R/A; SHAFT AND FLANGE ACCURACY: R TERMINAL BOX (ABOVE) CABLE ENTRY ON THE RIGHT SIGNAL CONNECTION D-END | - | 0 | 0
1PH8163-1HF10-1GA1 |  | 1PH8163-1HF10-1GA1 | 1 | UN | 1 | 20 | D | D | N | N | 85015230 | 1 |  | 196 | KG | 4034.32 | 4034.32 | MC05 | MC05 | SIMOTICS M Compact induction motor 1500rpm, 30 kW, 191Nm, 71A, 319V 1750rpm, 34kW, 186Nm, 70A, 366V 2000rpm, 37kW, 177Nm, 68A, 416V forced ventilation; direction of air flow NDE--> DE; Degree of protection IP55 INCREMENT. ENCODER HTL 1024 S/R (ENCODER HTL1024S/R) with TEMPERAT. SENSOR KTY84-130 DESIGN IM B3 (IM V5, IM V6) SHAFT WITH FITTED KEY FULL-KEY BALANCING BEARING: STANDARD, VIBRATION SEVERITY GRADE R/A; SHAFT AND FLANGE ACCURACY: R TERMINAL BOX (ABOVE) CABLE ENTRY ON THE RIGHT SIGNAL CONNECTION D-END | - | 0 | 0
1PH8163-1HF10-2BA1 |  | 1PH8163-1HF10-2BA1 | 1 | UN | 1 | 20 | D | D | N | N | 85015230 | 1 |  | 196 | KG | 4224.23 | 4224.23 | MC05 | MC05 | SIMOTICS M Compact induction motor 1500rpm, 30 kW, 191Nm, 71A, 319V 1750rpm, 34kW, 186Nm, 70A, 366V 2000rpm, 37kW, 177Nm, 68A, 416V forced ventilation; direction of air flow NDE--> DE; Degree of protection IP55 INCREMENT. ENCODER HTL 1024 S/R (ENCODER HTL1024S/R) with TEMPERAT. SENSOR KTY84-130 DESIGN IM B3 (IM V5, IM V6) SHAFT WITH FITTED KEY HALF-KEY BALANCING BEARING: STANDARD WITH FIXED BEARING, VIBRATION SEVERITY GRADE R/A; SHAFT AND FLANGE ACCURACY: R TERMINAL BOX (ABOVE) CABLE ENTRY ON THE RIGHT SIGNAL CONNECTION D-END | - | 0 | 0
1PH8163-1HF10-2BB1 |  | 1PH8163-1HF10-2BB1 | 1 | UN | 1 | 20 | D | D | N | N | 85015230 | 1 |  | 196 | KG | 4224.23 | 4224.23 | MC05 | MC05 | SIMOTICS M Compact induction motor 1500rpm, 30 kW, 191Nm, 71A, 319V 1750rpm, 34kW, 186Nm, 70A, 366V 2000rpm, 37kW, 177Nm, 68A, 416V forced ventilation; direction of air flow NDE--> DE; Degree of protection IP55 INCREMENT. ENCODER HTL 1024 S/R (ENCODER HTL1024S/R) with TEMPERAT. SENSOR KTY84-130 DESIGN IM B3 (IM V5, IM V6) SHAFT WITH FITTED KEY HALF-KEY BALANCING BEARING: STANDARD WITH FIXED BEARING, VIBRATION SEVERITY GRADE R/A; SHAFT AND FLANGE ACCURACY: R TERMINAL BOX (ABOVE) CABLE ENTRY ON THE LEFT SIGNAL CONNECTION D-END | - | 0 | 0
1PH8163-1HF10-2BC1 |  | 1PH8163-1HF10-2BC1 | 1 | UN | 1 | 20 | D | D | N | N | 85015230 | 1 |  | 196 | KG | 4224.23 | 4224.23 | MC05 | MC05 | SIMOTICS M Compact induction motor 1500rpm, 30 kW, 191Nm, 71A, 319V 1750rpm, 34kW, 186Nm, 70A, 366V 2000rpm, 37kW, 177Nm, 68A, 416V forced ventilation; direction of air flow NDE--> DE; Degree of protection IP55 INCREMENT. ENCODER HTL 1024 S/R (ENCODER HTL1024S/R) with TEMPERAT. SENSOR KTY84-130 DESIGN IM B3 (IM V5, IM V6) SHAFT WITH FITTED KEY HALF-KEY BALANCING BEARING: STANDARD WITH FIXED BEARING, VIBRATION SEVERITY GRADE R/A; SHAFT AND FLANGE ACCURACY: R TERMINAL BOX (ABOVE) CABLE ENTRY ON THE ND-END SIGNAL CONNECTION LEFT | - | 0 | 0
1PH8163-1HF10-2CA1 |  | 1PH8163-1HF10-2CA1 | 1 | UN | 1 | 20 | D | D | N | N | 85015230 | 1 |  | 196 | KG | 4354.25 | 4354.25 | MC05 | MC05 | SIMOTICS M Compact induction motor 1500rpm, 30 kW, 191Nm, 71A, 319V 1750rpm, 34kW, 186Nm, 70A, 366V 2000rpm, 37kW, 177Nm, 68A, 416V forced ventilation; direction of air flow NDE--> DE; Degree of protection IP55 INCREMENT. ENCODER HTL 1024 S/R (ENCODER HTL1024S/R) with TEMPERAT. SENSOR KTY84-130 DESIGN IM B3 (IM V5, IM V6) SHAFT WITH FITTED KEY HALF-KEY BALANCING BEARING: STANDARD WITH FIXED BEARING, VIBRATION SEVERITY GRADE S/A; SHAFT AND FLANGE ACCURACY: R TERMINAL BOX (ABOVE) CABLE ENTRY ON THE RIGHT SIGNAL CONNECTION D-END | - | 0 | 0
1PH8163-1HF10-2CB1 |  | 1PH8163-1HF10-2CB1 | 1 | UN | 1 | 20 | D | D | N | N | 85015230 | 1 |  | 196 | KG | 4354.25 | 4354.25 | MC05 | MC05 | SIMOTICS M Compact induction motor 1500rpm, 30 kW, 191Nm, 71A, 319V 1750rpm, 34kW, 186Nm, 70A, 366V 2000rpm, 37kW, 177Nm, 68A, 416V forced ventilation; direction of air flow NDE--> DE; Degree of protection IP55 INCREMENT. ENCODER HTL 1024 S/R (ENCODER HTL1024S/R) with TEMPERAT. SENSOR KTY84-130 DESIGN IM B3 (IM V5, IM V6) SHAFT WITH FITTED KEY HALF-KEY BALANCING BEARING: STANDARD WITH FIXED BEARING, VIBRATION SEVERITY GRADE S/A; SHAFT AND FLANGE ACCURACY: R TERMINAL BOX (ABOVE) CABLE ENTRY ON THE LEFT SIGNAL CONNECTION D-END | - | 0 | 0
1PH8163-1HF10-2CC1 |  | 1PH8163-1HF10-2CC1 | 1 | UN | 1 | 20 | D | D | N | N | 85015230 | 1 |  | 196 | KG | 4354.25 | 4354.25 | MC05 | MC05 | SIMOTICS M Compact induction motor 1500rpm, 30 kW, 191Nm, 71A, 319V 1750rpm, 34kW, 186Nm, 70A, 366V 2000rpm, 37kW, 177Nm, 68A, 416V forced ventilation; direction of air flow NDE--> DE; Degree of protection IP55 INCREMENT. ENCODER HTL 1024 S/R (ENCODER HTL1024S/R) with TEMPERAT. SENSOR KTY84-130 DESIGN IM B3 (IM V5, IM V6) SHAFT WITH FITTED KEY HALF-KEY BALANCING BEARING: STANDARD WITH FIXED BEARING, VIBRATION SEVERITY GRADE S/A; SHAFT AND FLANGE ACCURACY: R TERMINAL BOX (ABOVE) CABLE ENTRY ON THE ND-END SIGNAL CONNECTION LEFT | - | 0 | 0
1PH8163-1HF12-0BA1 |  | 1PH8163-1HF12-0BA1 | 1 | UN | 1 | 20 | D | D | N | N | 85015230 | 1 |  | 196 | KG | 4527.68 | 4527.68 | MC05 | MC05 | SIMOTICS M Compact induction motor 1500rpm, 30 kW, 191Nm, 71A, 319V 1750rpm, 34kW, 186Nm, 70A, 366V 2000rpm, 37kW, 177Nm, 68A, 416V forced ventilation; direction of air flow NDE--> DE; Degree of protection IP55 INCREMENT. ENCODER HTL 1024 S/R (ENCODER HTL1024S/R) with TEMPERAT. SENSOR KTY84-130 DESIGN IM B5 (IMV 1,IM V3) PLAIN SHAFT WITHOUT FITTED KEY; BEARING: STANDARD WITH FIXED BEARING, VIBRATION SEVERITY GRADE R/A; SHAFT AND FLANGE ACCURACY: R TERMINAL BOX (ABOVE) CABLE ENTRY ON THE RIGHT SIGNAL CONNECTION D-END | - | 0 | 0
1PH8163-1HF12-0BB1 |  | 1PH8163-1HF12-0BB1 | 1 | UN | 1 | 20 | D | D | N | N | 85015230 | 1 |  | 196 | KG | 4527.68 | 4527.68 | MC05 | MC05 | SIMOTICS M Compact induction motor 1500rpm, 30 kW, 191Nm, 71A, 319V 1750rpm, 34kW, 186Nm, 70A, 366V 2000rpm, 37kW, 177Nm, 68A, 416V forced ventilation; direction of air flow NDE--> DE; Degree of protection IP55 INCREMENT. ENCODER HTL 1024 S/R (ENCODER HTL1024S/R) with TEMPERAT. SENSOR KTY84-130 DESIGN IM B5 (IMV 1,IM V3) PLAIN SHAFT WITHOUT FITTED KEY; BEARING: STANDARD WITH FIXED BEARING, VIBRATION SEVERITY GRADE R/A; SHAFT AND FLANGE ACCURACY: R TERMINAL BOX (ABOVE) CABLE ENTRY ON THE LEFT SIGNAL CONNECTION D-END | - | 0 | 0
1PH8163-1HF12-0BC1 |  | 1PH8163-1HF12-0BC1 | 1 | UN | 1 | 20 | D | D | N | N | 85015230 | 1 |  | 196 | KG | 4527.68 | 4527.68 | MC05 | MC05 | SIMOTICS M Compact induction motor 1500rpm, 30 kW, 191Nm, 71A, 319V 1750rpm, 34kW, 186Nm, 70A, 366V 2000rpm, 37kW, 177Nm, 68A, 416V forced ventilation; direction of air flow NDE--> DE; Degree of protection IP55 INCREMENT. ENCODER HTL 1024 S/R (ENCODER HTL1024S/R) with TEMPERAT. SENSOR KTY84-130 DESIGN IM B5 (IMV 1,IM V3) PLAIN SHAFT WITHOUT FITTED KEY; BEARING: STANDARD WITH FIXED BEARING, VIBRATION SEVERITY GRADE R/A; SHAFT AND FLANGE ACCURACY: R TERMINAL BOX (ABOVE) CABLE ENTRY ON THE ND-END SIGNAL CONNECTION LEFT | - | 0 | 0
1PH8163-1HF12-0CA1 |  | 1PH8163-1HF12-0CA1 | 1 | UN | 1 | 20 | D | D | N | N | 85015230 | 1 |  | 196 | KG | 4657.7 | 4657.7 | MC05 | MC05 | SIMOTICS M Compact induction motor 1500rpm, 30 kW, 191Nm, 71A, 319V 1750rpm, 34kW, 186Nm, 70A, 366V 2000rpm, 37kW, 177Nm, 68A, 416V forced ventilation; direction of air flow NDE--> DE; Degree of protection IP55 INCREMENT. ENCODER HTL 1024 S/R (ENCODER HTL1024S/R) with TEMPERAT. SENSOR KTY84-130 DESIGN IM B5 (IMV 1,IM V3) PLAIN SHAFT WITHOUT FITTED KEY; BEARING: STANDARD WITH FIXED BEARING, VIBRATION SEVERITY GRADE S/A; SHAFT AND FLANGE ACCURACY: R TERMINAL BOX (ABOVE) CABLE ENTRY ON THE RIGHT SIGNAL CONNECTION D-END | - | 0 | 0
1PH8163-1HF12-0CB1 |  | 1PH8163-1HF12-0CB1 | 1 | UN | 1 | 20 | D | D | N | N | 85015230 | 1 |  | 196 | KG | 4657.7 | 4657.7 | MC05 | MC05 | SIMOTICS M Compact induction motor 1500rpm, 30 kW, 191Nm, 71A, 319V 1750rpm, 34kW, 186Nm, 70A, 366V 2000rpm, 37kW, 177Nm, 68A, 416V forced ventilation; direction of air flow NDE--> DE; Degree of protection IP55 INCREMENT. ENCODER HTL 1024 S/R (ENCODER HTL1024S/R) with TEMPERAT. SENSOR KTY84-130 DESIGN IM B5 (IMV 1,IM V3) PLAIN SHAFT WITHOUT FITTED KEY; BEARING: STANDARD WITH FIXED BEARING, VIBRATION SEVERITY GRADE S/A; SHAFT AND FLANGE ACCURACY: R TERMINAL BOX (ABOVE) CABLE ENTRY ON THE LEFT SIGNAL CONNECTION D-END | - | 0 | 0
1PH8163-1HF12-0CC1 |  | 1PH8163-1HF12-0CC1 | 1 | UN | 1 | 20 | D | D | N | N | 85015230 | 1 |  | 196 | KG | 4657.7 | 4657.7 | MC05 | MC05 | SIMOTICS M Compact induction motor 1500rpm, 30 kW, 191Nm, 71A, 319V 1750rpm, 34kW, 186Nm, 70A, 366V 2000rpm, 37kW, 177Nm, 68A, 416V forced ventilation; direction of air flow NDE--> DE; Degree of protection IP55 INCREMENT. ENCODER HTL 1024 S/R (ENCODER HTL1024S/R) with TEMPERAT. SENSOR KTY84-130 DESIGN IM B5 (IMV 1,IM V3) PLAIN SHAFT WITHOUT FITTED KEY; BEARING: STANDARD WITH FIXED BEARING, VIBRATION SEVERITY GRADE S/A; SHAFT AND FLANGE ACCURACY: R TERMINAL BOX (ABOVE) CABLE ENTRY ON THE ND-END SIGNAL CONNECTION LEFT | - | 0 | 0
1PH8163-1HF12-2BA1 |  | 1PH8163-1HF12-2BA1 | 1 | UN | 1 | 20 | D | D | N | N | 85015230 | 1 |  | 196 | KG | 4657.73 | 4657.73 | MC05 | MC05 | SIMOTICS M Compact induction motor 1500rpm, 30 kW, 191Nm, 71A, 319V 1750rpm, 34kW, 186Nm, 70A, 366V 2000rpm, 37kW, 177Nm, 68A, 416V forced ventilation; direction of air flow NDE--> DE; Degree of protection IP55 INCREMENT. ENCODER HTL 1024 S/R (ENCODER HTL1024S/R) with TEMPERAT. SENSOR KTY84-130 DESIGN IM B5 (IMV 1,IM V3) SHAFT WITH FITTED KEY HALF-KEY BALANCING BEARING: STANDARD WITH FIXED BEARING, VIBRATION SEVERITY GRADE R/A; SHAFT AND FLANGE ACCURACY: R TERMINAL BOX (ABOVE) CABLE ENTRY ON THE RIGHT SIGNAL CONNECTION D-END | - | 0 | 0
1PH8163-1HF12-2BB1 |  | 1PH8163-1HF12-2BB1 | 1 | UN | 1 | 20 | D | D | N | N | 85015230 | 1 |  | 196 | KG | 4657.73 | 4657.73 | MC05 | MC05 | SIMOTICS M Compact induction motor 1500rpm, 30 kW, 191Nm, 71A, 319V 1750rpm, 34kW, 186Nm, 70A, 366V 2000rpm, 37kW, 177Nm, 68A, 416V forced ventilation; direction of air flow NDE--> DE; Degree of protection IP55 INCREMENT. ENCODER HTL 1024 S/R (ENCODER HTL1024S/R) with TEMPERAT. SENSOR KTY84-130 DESIGN IM B5 (IMV 1,IM V3) SHAFT WITH FITTED KEY HALF-KEY BALANCING BEARING: STANDARD WITH FIXED BEARING, VIBRATION SEVERITY GRADE R/A; SHAFT AND FLANGE ACCURACY: R TERMINAL BOX (ABOVE) CABLE ENTRY ON THE LEFT SIGNAL CONNECTION D-END | - | 0 | 0
1PH8163-1HF12-2BC1 |  | 1PH8163-1HF12-2BC1 | 1 | UN | 1 | 20 | D | D | N | N | 85015230 | 1 |  | 196 | KG | 4657.73 | 4657.73 | MC05 | MC05 | SIMOTICS M Compact induction motor 1500rpm, 30 kW, 191Nm, 71A, 319V 1750rpm, 34kW, 186Nm, 70A, 366V 2000rpm, 37kW, 177Nm, 68A, 416V forced ventilation; direction of air flow NDE--> DE; Degree of protection IP55 INCREMENT. ENCODER HTL 1024 S/R (ENCODER HTL1024S/R) with TEMPERAT. SENSOR KTY84-130 DESIGN IM B5 (IMV 1,IM V3) SHAFT WITH FITTED KEY HALF-KEY BALANCING BEARING: STANDARD WITH FIXED BEARING, VIBRATION SEVERITY GRADE R/A; SHAFT AND FLANGE ACCURACY: R TERMINAL BOX (ABOVE) CABLE ENTRY ON THE ND-END SIGNAL CONNECTION LEFT | - | 0 | 0
1PH8163-1HF12-2CA1 |  | 1PH8163-1HF12-2CA1 | 1 | UN | 1 | 20 | D | D | N | N | 85015230 | 1 |  | 196 | KG | 4787.75 | 4787.75 | MC05 | MC05 | SIMOTICS M Compact induction motor 1500rpm, 30 kW, 191Nm, 71A, 319V 1750rpm, 34kW, 186Nm, 70A, 366V 2000rpm, 37kW, 177Nm, 68A, 416V forced ventilation; direction of air flow NDE--> DE; Degree of protection IP55 INCREMENT. ENCODER HTL 1024 S/R (ENCODER HTL1024S/R) with TEMPERAT. SENSOR KTY84-130 DESIGN IM B5 (IMV 1,IM V3) SHAFT WITH FITTED KEY HALF-KEY BALANCING BEARING: STANDARD WITH FIXED BEARING, VIBRATION SEVERITY GRADE S/A; SHAFT AND FLANGE ACCURACY: R TERMINAL BOX (ABOVE) CABLE ENTRY ON THE RIGHT SIGNAL CONNECTION D-END | - | 0 | 0
1PH8163-1HF12-2CB1 |  | 1PH8163-1HF12-2CB1 | 1 | UN | 1 | 20 | D | D | N | N | 85015230 | 1 |  | 196 | KG | 4787.75 | 4787.75 | MC05 | MC05 | SIMOTICS M Compact induction motor 1500rpm, 30 kW, 191Nm, 71A, 319V 1750rpm, 34kW, 186Nm, 70A, 366V 2000rpm, 37kW, 177Nm, 68A, 416V forced ventilation; direction of air flow NDE--> DE; Degree of protection IP55 INCREMENT. ENCODER HTL 1024 S/R (ENCODER HTL1024S/R) with TEMPERAT. SENSOR KTY84-130 DESIGN IM B5 (IMV 1,IM V3) SHAFT WITH FITTED KEY HALF-KEY BALANCING BEARING: STANDARD WITH FIXED BEARING, VIBRATION SEVERITY GRADE S/A; SHAFT AND FLANGE ACCURACY: R TERMINAL BOX (ABOVE) CABLE ENTRY ON THE LEFT SIGNAL CONNECTION D-END | - | 0 | 0
1PH8163-1HF12-2CC1 |  | 1PH8163-1HF12-2CC1 | 1 | UN | 1 | 20 | D | D | N | N | 85015230 | 1 |  | 196 | KG | 4787.75 | 4787.75 | MC05 | MC05 | SIMOTICS M Compact induction motor 1500rpm, 30 kW, 191Nm, 71A, 319V 1750rpm, 34kW, 186Nm, 70A, 366V 2000rpm, 37kW, 177Nm, 68A, 416V forced ventilation; direction of air flow NDE--> DE; Degree of protection IP55 INCREMENT. ENCODER HTL 1024 S/R (ENCODER HTL1024S/R) with TEMPERAT. SENSOR KTY84-130 DESIGN IM B5 (IMV 1,IM V3) SHAFT WITH FITTED KEY HALF-KEY BALANCING BEARING: STANDARD WITH FIXED BEARING, VIBRATION SEVERITY GRADE S/A; SHAFT AND FLANGE ACCURACY: R TERMINAL BOX (ABOVE) CABLE ENTRY ON THE ND-END SIGNAL CONNECTION LEFT | - | 0 | 0
1PH8163-1HF13-0BA1 |  | 1PH8163-1HF13-0BA1 | 1 | UN | 1 | 20 | D | D | N | N | 85015230 | 1 |  | 196 | KG | 4527.68 | 4527.68 | MC05 | MC05 | SIMOTICS M Compact induction motor 1500rpm, 30 kW, 191Nm, 71A, 319V 1750rpm, 34kW, 186Nm, 70A, 366V 2000rpm, 37kW, 177Nm, 68A, 416V forced ventilation; direction of air flow NDE--> DE; Degree of protection IP55 INCREMENT. ENCODER HTL 1024 S/R (ENCODER HTL1024S/R) with TEMPERAT. SENSOR KTY84-130 Design IM B35 (IM V15, (IM V35) PLAIN SHAFT WITHOUT FITTED KEY; BEARING: STANDARD WITH FIXED BEARING, VIBRATION SEVERITY GRADE R/A; SHAFT AND FLANGE ACCURACY: R TERMINAL BOX (ABOVE) CABLE ENTRY ON THE RIGHT SIGNAL CONNECTION D-END | - | 0 | 0
1PH8163-1HF13-0BB1 |  | 1PH8163-1HF13-0BB1 | 1 | UN | 1 | 20 | D | D | N | N | 85015230 | 1 |  | 196 | KG | 4527.68 | 4527.68 | MC05 | MC05 | SIMOTICS M Compact induction motor 1500rpm, 30 kW, 191Nm, 71A, 319V 1750rpm, 34kW, 186Nm, 70A, 366V 2000rpm, 37kW, 177Nm, 68A, 416V forced ventilation; direction of air flow NDE--> DE; Degree of protection IP55 INCREMENT. ENCODER HTL 1024 S/R (ENCODER HTL1024S/R) with TEMPERAT. SENSOR KTY84-130 Design IM B35 (IM V15, (IM V35) PLAIN SHAFT WITHOUT FITTED KEY; BEARING: STANDARD WITH FIXED BEARING, VIBRATION SEVERITY GRADE R/A; SHAFT AND FLANGE ACCURACY: R TERMINAL BOX (ABOVE) CABLE ENTRY ON THE LEFT SIGNAL CONNECTION D-END | - | 0 | 0
1PH8163-1HF13-0BC1 |  | 1PH8163-1HF13-0BC1 | 1 | UN | 1 | 20 | D | D | N | N | 85015230 | 1 |  | 196 | KG | 4527.68 | 4527.68 | MC05 | MC05 | SIMOTICS M Compact induction motor 1500rpm, 30 kW, 191Nm, 71A, 319V 1750rpm, 34kW, 186Nm, 70A, 366V 2000rpm, 37kW, 177Nm, 68A, 416V forced ventilation; direction of air flow NDE--> DE; Degree of protection IP55 INCREMENT. ENCODER HTL 1024 S/R (ENCODER HTL1024S/R) with TEMPERAT. SENSOR KTY84-130 Design IM B35 (IM V15, (IM V35) PLAIN SHAFT WITHOUT FITTED KEY; BEARING: STANDARD WITH FIXED BEARING, VIBRATION SEVERITY GRADE R/A; SHAFT AND FLANGE ACCURACY: R TERMINAL BOX (ABOVE) CABLE ENTRY ON THE ND-END SIGNAL CONNECTION LEFT | - | 0 | 0
1PH8163-1HF13-0CA1 |  | 1PH8163-1HF13-0CA1 | 1 | UN | 1 | 20 | D | D | N | N | 85015230 | 1 |  | 196 | KG | 4657.7 | 4657.7 | MC05 | MC05 | SIMOTICS M Compact induction motor 1500rpm, 30 kW, 191Nm, 71A, 319V 1750rpm, 34kW, 186Nm, 70A, 366V 2000rpm, 37kW, 177Nm, 68A, 416V forced ventilation; direction of air flow NDE--> DE; Degree of protection IP55 INCREMENT. ENCODER HTL 1024 S/R (ENCODER HTL1024S/R) with TEMPERAT. SENSOR KTY84-130 Design IM B35 (IM V15, (IM V35) PLAIN SHAFT WITHOUT FITTED KEY; BEARING: STANDARD WITH FIXED BEARING, VIBRATION SEVERITY GRADE S/A; SHAFT AND FLANGE ACCURACY: R TERMINAL BOX (ABOVE) CABLE ENTRY ON THE RIGHT SIGNAL CONNECTION D-END | - | 0 | 0
1PH8163-1HF13-0CB1 |  | 1PH8163-1HF13-0CB1 | 1 | UN | 1 | 20 | D | D | N | N | 85015230 | 1 |  | 196 | KG | 4657.7 | 4657.7 | MC05 | MC05 | SIMOTICS M Compact induction motor 1500rpm, 30 kW, 191Nm, 71A, 319V 1750rpm, 34kW, 186Nm, 70A, 366V 2000rpm, 37kW, 177Nm, 68A, 416V forced ventilation; direction of air flow NDE--> DE; Degree of protection IP55 INCREMENT. ENCODER HTL 1024 S/R (ENCODER HTL1024S/R) with TEMPERAT. SENSOR KTY84-130 Design IM B35 (IM V15, (IM V35) PLAIN SHAFT WITHOUT FITTED KEY; BEARING: STANDARD WITH FIXED BEARING, VIBRATION SEVERITY GRADE S/A; SHAFT AND FLANGE ACCURACY: R TERMINAL BOX (ABOVE) CABLE ENTRY ON THE LEFT SIGNAL CONNECTION D-END | - | 0 | 0
1PH8163-1HF13-0CC1 |  | 1PH8163-1HF13-0CC1 | 1 | UN | 1 | 20 | D | D | N | N | 85015230 | 1 |  | 196 | KG | 4657.7 | 4657.7 | MC05 | MC05 | SIMOTICS M Compact induction motor 1500rpm, 30 kW, 191Nm, 71A, 319V 1750rpm, 34kW, 186Nm, 70A, 366V 2000rpm, 37kW, 177Nm, 68A, 416V forced ventilation; direction of air flow NDE--> DE; Degree of protection IP55 INCREMENT. ENCODER HTL 1024 S/R (ENCODER HTL1024S/R) with TEMPERAT. SENSOR KTY84-130 Design IM B35 (IM V15, (IM V35) PLAIN SHAFT WITHOUT FITTED KEY; BEARING: STANDARD WITH FIXED BEARING, VIBRATION SEVERITY GRADE S/A; SHAFT AND FLANGE ACCURACY: R TERMINAL BOX (ABOVE) CABLE ENTRY ON THE ND-END SIGNAL CONNECTION LEFT | - | 0 | 0
1PH8163-1HF13-2BA1 |  | 1PH8163-1HF13-2BA1 | 1 | UN | 1 | 20 | D | D | N | N | 85015230 | 1 |  | 196 | KG | 4657.73 | 4657.73 | MC05 | MC05 | SIMOTICS M Compact induction motor 1500rpm, 30 kW, 191Nm, 71A, 319V 1750rpm, 34kW, 186Nm, 70A, 366V 2000rpm, 37kW, 177Nm, 68A, 416V forced ventilation; direction of air flow NDE--> DE; Degree of protection IP55 INCREMENT. ENCODER HTL 1024 S/R (ENCODER HTL1024S/R) with TEMPERAT. SENSOR KTY84-130 Design IM B35 (IM V15, (IM V35) SHAFT WITH FITTED KEY HALF-KEY BALANCING BEARING: STANDARD WITH FIXED BEARING, VIBRATION SEVERITY GRADE R/A; SHAFT AND FLANGE ACCURACY: R TERMINAL BOX (ABOVE) CABLE ENTRY ON THE RIGHT SIGNAL CONNECTION D-END | - | 0 | 0
1PH8163-1HF13-2BB1 |  | 1PH8163-1HF13-2BB1 | 1 | UN | 1 | 20 | D | D | N | N | 85015230 | 1 |  | 196 | KG | 4657.73 | 4657.73 | MC05 | MC05 | SIMOTICS M Compact induction motor 1500rpm, 30 kW, 191Nm, 71A, 319V 1750rpm, 34kW, 186Nm, 70A, 366V 2000rpm, 37kW, 177Nm, 68A, 416V forced ventilation; direction of air flow NDE--> DE; Degree of protection IP55 INCREMENT. ENCODER HTL 1024 S/R (ENCODER HTL1024S/R) with TEMPERAT. SENSOR KTY84-130 Design IM B35 (IM V15, (IM V35) SHAFT WITH FITTED KEY HALF-KEY BALANCING BEARING: STANDARD WITH FIXED BEARING, VIBRATION SEVERITY GRADE R/A; SHAFT AND FLANGE ACCURACY: R TERMINAL BOX (ABOVE) CABLE ENTRY ON THE LEFT SIGNAL CONNECTION D-END | - | 0 | 0
1PH8163-1HF13-2BC1 |  | 1PH8163-1HF13-2BC1 | 1 | UN | 1 | 20 | D | D | N | N | 85015230 | 1 |  | 196 | KG | 4657.73 | 4657.73 | MC05 | MC05 | SIMOTICS M Compact induction motor 1500rpm, 30 kW, 191Nm, 71A, 319V 1750rpm, 34kW, 186Nm, 70A, 366V 2000rpm, 37kW, 177Nm, 68A, 416V forced ventilation; direction of air flow NDE--> DE; Degree of protection IP55 INCREMENT. ENCODER HTL 1024 S/R (ENCODER HTL1024S/R) with TEMPERAT. SENSOR KTY84-130 Design IM B35 (IM V15, (IM V35) SHAFT WITH FITTED KEY HALF-KEY BALANCING BEARING: STANDARD WITH FIXED BEARING, VIBRATION SEVERITY GRADE R/A; SHAFT AND FLANGE ACCURACY: R TERMINAL BOX (ABOVE) CABLE ENTRY ON THE ND-END SIGNAL CONNECTION LEFT | - | 0 | 0
1PH8163-1HF13-2CA1 |  | 1PH8163-1HF13-2CA1 | 1 | UN | 1 | 20 | D | D | N | N | 85015230 | 1 |  | 196 | KG | 4787.75 | 4787.75 | MC05 | MC05 | SIMOTICS M Compact induction motor 1500rpm, 30 kW, 191Nm, 71A, 319V 1750rpm, 34kW, 186Nm, 70A, 366V 2000rpm, 37kW, 177Nm, 68A, 416V forced ventilation; direction of air flow NDE--> DE; Degree of protection IP55 INCREMENT. ENCODER HTL 1024 S/R (ENCODER HTL1024S/R) with TEMPERAT. SENSOR KTY84-130 Design IM B35 (IM V15, (IM V35) SHAFT WITH FITTED KEY HALF-KEY BALANCING BEARING: STANDARD WITH FIXED BEARING, VIBRATION SEVERITY GRADE S/A; SHAFT AND FLANGE ACCURACY: R TERMINAL BOX (ABOVE) CABLE ENTRY ON THE RIGHT SIGNAL CONNECTION D-END | - | 0 | 0
1PH8163-1HF13-2CB1 |  | 1PH8163-1HF13-2CB1 | 1 | UN | 1 | 20 | D | D | N | N | 85015230 | 1 |  | 196 | KG | 4787.75 | 4787.75 | MC05 | MC05 | SIMOTICS M Compact induction motor 1500rpm, 30 kW, 191Nm, 71A, 319V 1750rpm, 34kW, 186Nm, 70A, 366V 2000rpm, 37kW, 177Nm, 68A, 416V forced ventilation; direction of air flow NDE--> DE; Degree of protection IP55 INCREMENT. ENCODER HTL 1024 S/R (ENCODER HTL1024S/R) with TEMPERAT. SENSOR KTY84-130 Design IM B35 (IM V15, (IM V35) SHAFT WITH FITTED KEY HALF-KEY BALANCING BEARING: STANDARD WITH FIXED BEARING, VIBRATION SEVERITY GRADE S/A; SHAFT AND FLANGE ACCURACY: R TERMINAL BOX (ABOVE) CABLE ENTRY ON THE LEFT SIGNAL CONNECTION D-END | - | 0 | 0
1PH8163-1HF13-2CC1 |  | 1PH8163-1HF13-2CC1 | 1 | UN | 1 | 20 | D | D | N | N | 85015230 | 1 |  | 196 | KG | 4787.75 | 4787.75 | MC05 | MC05 | SIMOTICS M Compact induction motor 1500rpm, 30 kW, 191Nm, 71A, 319V 1750rpm, 34kW, 186Nm, 70A, 366V 2000rpm, 37kW, 177Nm, 68A, 416V forced ventilation; direction of air flow NDE--> DE; Degree of protection IP55 INCREMENT. ENCODER HTL 1024 S/R (ENCODER HTL1024S/R) with TEMPERAT. SENSOR KTY84-130 Design IM B35 (IM V15, (IM V35) SHAFT WITH FITTED KEY HALF-KEY BALANCING BEARING: STANDARD WITH FIXED BEARING, VIBRATION SEVERITY GRADE S/A; SHAFT AND FLANGE ACCURACY: R TERMINAL BOX (ABOVE) CABLE ENTRY ON THE ND-END SIGNAL CONNECTION LEFT | - | 0 | 0
1PH8163-1HF20-0BA1 |  | 1PH8163-1HF20-0BA1 | 1 | UN | 1 | 20 | D | D | N | N | 85015290 | 1 |  | 229 | KG | 5038.22 | 5038.22 | MC05 | MC05 | SIMOTICS M Compact induction motor 1500rpm, 37kW, 236Nm, 84A, 328V 1750rpm, 43 kW, 235Nm, 84A, 380 V 2000rpm, 49kW, 234Nm, 84A, 430V water cooling Degree of protection IP65 INCREMENT. ENCODER HTL 1024 S/R (ENCODER HTL1024S/R) with TEMPERAT. SENSOR KTY84-130 DESIGN IM B3 (IM V5, IM V6) PLAIN SHAFT WITHOUT FITTED KEY; BEARING: STANDARD WITH FIXED BEARING, VIBRATION SEVERITY GRADE R/A; SHAFT AND FLANGE ACCURACY: R TERMINAL BOX (ABOVE) CABLE ENTRY ON THE RIGHT SIGNAL CONNECTION D-END | - | 0 | 0
1PH8163-1HF20-0BB1 |  | 1PH8163-1HF20-0BB1 | 1 | UN | 1 | 20 | D | D | N | N | 85015290 | 1 |  | 229 | KG | 5038.22 | 5038.22 | MC05 | MC05 | SIMOTICS M Compact induction motor 1500rpm, 37kW, 236Nm, 84A, 328V 1750rpm, 43 kW, 235Nm, 84A, 380 V 2000rpm, 49kW, 234Nm, 84A, 430V water cooling Degree of protection IP65 INCREMENT. ENCODER HTL 1024 S/R (ENCODER HTL1024S/R) with TEMPERAT. SENSOR KTY84-130 DESIGN IM B3 (IM V5, IM V6) PLAIN SHAFT WITHOUT FITTED KEY; BEARING: STANDARD WITH FIXED BEARING, VIBRATION SEVERITY GRADE R/A; SHAFT AND FLANGE ACCURACY: R TERMINAL BOX (ABOVE) CABLE ENTRY ON THE LEFT SIGNAL CONNECTION D-END | - | 0 | 0
1PH8163-1HF20-0BC1 |  | 1PH8163-1HF20-0BC1 | 1 | UN | 1 | 20 | D | D | N | N | 85015290 | 1 |  | 229 | KG | 5038.22 | 5038.22 | MC05 | MC05 | SIMOTICS M Compact induction motor 1500rpm, 37kW, 236Nm, 84A, 328V 1750rpm, 43 kW, 235Nm, 84A, 380 V 2000rpm, 49kW, 234Nm, 84A, 430V water cooling Degree of protection IP65 INCREMENT. ENCODER HTL 1024 S/R (ENCODER HTL1024S/R) with TEMPERAT. SENSOR KTY84-130 DESIGN IM B3 (IM V5, IM V6) PLAIN SHAFT WITHOUT FITTED KEY; BEARING: STANDARD WITH FIXED BEARING, VIBRATION SEVERITY GRADE R/A; SHAFT AND FLANGE ACCURACY: R TERMINAL BOX (ABOVE) CABLE ENTRY ON THE ND-END SIGNAL CONNECTION LEFT | - | 0 | 0
1PH8163-1HF20-0CA1 |  | 1PH8163-1HF20-0CA1 | 1 | UN | 1 | 20 | D | D | N | N | 85015290 | 1 |  | 229 | KG | 5168.24 | 5168.24 | MC05 | MC05 | SIMOTICS M Compact induction motor 1500rpm, 37kW, 236Nm, 84A, 328V 1750rpm, 43 kW, 235Nm, 84A, 380 V 2000rpm, 49kW, 234Nm, 84A, 430V water cooling Degree of protection IP65 INCREMENT. ENCODER HTL 1024 S/R (ENCODER HTL1024S/R) with TEMPERAT. SENSOR KTY84-130 DESIGN IM B3 (IM V5, IM V6) PLAIN SHAFT WITHOUT FITTED KEY; BEARING: STANDARD WITH FIXED BEARING, VIBRATION SEVERITY GRADE S/A; SHAFT AND FLANGE ACCURACY: R TERMINAL BOX (ABOVE) CABLE ENTRY ON THE RIGHT SIGNAL CONNECTION D-END | - | 0 | 0
1PH8163-1HF20-0CB1 |  | 1PH8163-1HF20-0CB1 | 1 | UN | 1 | 20 | D | D | N | N | 85015290 | 1 |  | 229 | KG | 5168.24 | 5168.24 | MC05 | MC05 | SIMOTICS M Compact induction motor 1500rpm, 37kW, 236Nm, 84A, 328V 1750rpm, 43 kW, 235Nm, 84A, 380 V 2000rpm, 49kW, 234Nm, 84A, 430V water cooling Degree of protection IP65 INCREMENT. ENCODER HTL 1024 S/R (ENCODER HTL1024S/R) with TEMPERAT. SENSOR KTY84-130 DESIGN IM B3 (IM V5, IM V6) PLAIN SHAFT WITHOUT FITTED KEY; BEARING: STANDARD WITH FIXED BEARING, VIBRATION SEVERITY GRADE S/A; SHAFT AND FLANGE ACCURACY: R TERMINAL BOX (ABOVE) CABLE ENTRY ON THE LEFT SIGNAL CONNECTION D-END | - | 0 | 0
1PH8163-1HF20-0CC1 |  | 1PH8163-1HF20-0CC1 | 1 | UN | 1 | 20 | D | D | N | N | 85015290 | 1 |  | 229 | KG | 5168.24 | 5168.24 | MC05 | MC05 | SIMOTICS M Compact induction motor 1500rpm, 37kW, 236Nm, 84A, 328V 1750rpm, 43 kW, 235Nm, 84A, 380 V 2000rpm, 49kW, 234Nm, 84A, 430V water cooling Degree of protection IP65 INCREMENT. ENCODER HTL 1024 S/R (ENCODER HTL1024S/R) with TEMPERAT. SENSOR KTY84-130 DESIGN IM B3 (IM V5, IM V6) PLAIN SHAFT WITHOUT FITTED KEY; BEARING: STANDARD WITH FIXED BEARING, VIBRATION SEVERITY GRADE S/A; SHAFT AND FLANGE ACCURACY: R TERMINAL BOX (ABOVE) CABLE ENTRY ON THE ND-END SIGNAL CONNECTION LEFT | - | 0 | 0
1PH8163-1HF20-2BA1 |  | 1PH8163-1HF20-2BA1 | 1 | UN | 1 | 20 | D | D | N | N | 85015290 | 1 |  | 229 | KG | 5168.27 | 5168.27 | MC05 | MC05 | SIMOTICS M Compact induction motor 1500rpm, 37kW, 236Nm, 84A, 328V 1750rpm, 43 kW, 235Nm, 84A, 380 V 2000rpm, 49kW, 234Nm, 84A, 430V water cooling Degree of protection IP65 INCREMENT. ENCODER HTL 1024 S/R (ENCODER HTL1024S/R) with TEMPERAT. SENSOR KTY84-130 DESIGN IM B3 (IM V5, IM V6) SHAFT WITH FITTED KEY HALF-KEY BALANCING BEARING: STANDARD WITH FIXED BEARING, VIBRATION SEVERITY GRADE R/A; SHAFT AND FLANGE ACCURACY: R TERMINAL BOX (ABOVE) CABLE ENTRY ON THE RIGHT SIGNAL CONNECTION D-END | - | 0 | 0
1PH8163-1HF20-2BB1 |  | 1PH8163-1HF20-2BB1 | 1 | UN | 1 | 20 | D | D | N | N | 85015290 | 1 |  | 229 | KG | 5168.27 | 5168.27 | MC05 | MC05 | SIMOTICS M Compact induction motor 1500rpm, 37kW, 236Nm, 84A, 328V 1750rpm, 43 kW, 235Nm, 84A, 380 V 2000rpm, 49kW, 234Nm, 84A, 430V water cooling Degree of protection IP65 INCREMENT. ENCODER HTL 1024 S/R (ENCODER HTL1024S/R) with TEMPERAT. SENSOR KTY84-130 DESIGN IM B3 (IM V5, IM V6) SHAFT WITH FITTED KEY HALF-KEY BALANCING BEARING: STANDARD WITH FIXED BEARING, VIBRATION SEVERITY GRADE R/A; SHAFT AND FLANGE ACCURACY: R TERMINAL BOX (ABOVE) CABLE ENTRY ON THE LEFT SIGNAL CONNECTION D-END | - | 0 | 0
1PH8163-1HF20-2BC1 |  | 1PH8163-1HF20-2BC1 | 1 | UN | 1 | 20 | D | D | N | N | 85015290 | 1 |  | 229 | KG | 5168.27 | 5168.27 | MC05 | MC05 | SIMOTICS M Compact induction motor 1500rpm, 37kW, 236Nm, 84A, 328V 1750rpm, 43 kW, 235Nm, 84A, 380 V 2000rpm, 49kW, 234Nm, 84A, 430V water cooling Degree of protection IP65 INCREMENT. ENCODER HTL 1024 S/R (ENCODER HTL1024S/R) with TEMPERAT. SENSOR KTY84-130 DESIGN IM B3 (IM V5, IM V6) SHAFT WITH FITTED KEY HALF-KEY BALANCING BEARING: STANDARD WITH FIXED BEARING, VIBRATION SEVERITY GRADE R/A; SHAFT AND FLANGE ACCURACY: R TERMINAL BOX (ABOVE) CABLE ENTRY ON THE ND-END SIGNAL CONNECTION LEFT | - | 0 | 0
1PH8163-1HF20-2CA1 |  | 1PH8163-1HF20-2CA1 | 1 | UN | 1 | 20 | D | D | N | N | 85015290 | 1 |  | 229 | KG | 5298.29 | 5298.29 | MC05 | MC05 | SIMOTICS M Compact induction motor 1500rpm, 37kW, 236Nm, 84A, 328V 1750rpm, 43 kW, 235Nm, 84A, 380 V 2000rpm, 49kW, 234Nm, 84A, 430V water cooling Degree of protection IP65 INCREMENT. ENCODER HTL 1024 S/R (ENCODER HTL1024S/R) with TEMPERAT. SENSOR KTY84-130 DESIGN IM B3 (IM V5, IM V6) SHAFT WITH FITTED KEY HALF-KEY BALANCING BEARING: STANDARD WITH FIXED BEARING, VIBRATION SEVERITY GRADE S/A; SHAFT AND FLANGE ACCURACY: R TERMINAL BOX (ABOVE) CABLE ENTRY ON THE RIGHT SIGNAL CONNECTION D-END | - | 0 | 0
1PH8163-1HF20-2CB1 |  | 1PH8163-1HF20-2CB1 | 1 | UN | 1 | 20 | D | D | N | N | 85015290 | 1 |  | 229 | KG | 5298.29 | 5298.29 | MC05 | MC05 | SIMOTICS M Compact induction motor 1500rpm, 37kW, 236Nm, 84A, 328V 1750rpm, 43 kW, 235Nm, 84A, 380 V 2000rpm, 49kW, 234Nm, 84A, 430V water cooling Degree of protection IP65 INCREMENT. ENCODER HTL 1024 S/R (ENCODER HTL1024S/R) with TEMPERAT. SENSOR KTY84-130 DESIGN IM B3 (IM V5, IM V6) SHAFT WITH FITTED KEY HALF-KEY BALANCING BEARING: STANDARD WITH FIXED BEARING, VIBRATION SEVERITY GRADE S/A; SHAFT AND FLANGE ACCURACY: R TERMINAL BOX (ABOVE) CABLE ENTRY ON THE LEFT SIGNAL CONNECTION D-END | - | 0 | 0
1PH8163-1HF20-2CC1 |  | 1PH8163-1HF20-2CC1 | 1 | UN | 1 | 20 | D | D | N | N | 85015290 | 1 |  | 229 | KG | 5298.29 | 5298.29 | MC05 | MC05 | SIMOTICS M Compact induction motor 1500rpm, 37kW, 236Nm, 84A, 328V 1750rpm, 43 kW, 235Nm, 84A, 380 V 2000rpm, 49kW, 234Nm, 84A, 430V water cooling Degree of protection IP65 INCREMENT. ENCODER HTL 1024 S/R (ENCODER HTL1024S/R) with TEMPERAT. SENSOR KTY84-130 DESIGN IM B3 (IM V5, IM V6) SHAFT WITH FITTED KEY HALF-KEY BALANCING BEARING: STANDARD WITH FIXED BEARING, VIBRATION SEVERITY GRADE S/A; SHAFT AND FLANGE ACCURACY: R TERMINAL BOX (ABOVE) CABLE ENTRY ON THE ND-END SIGNAL CONNECTION LEFT | - | 0 | 0
1PH8163-1HF22-0BA1 |  | 1PH8163-1HF22-0BA1 | 1 | UN | 1 | 20 | D | D | N | N | 85015290 | 1 |  | 229 | KG | 5471.72 | 5471.72 | MC05 | MC05 | SIMOTICS M Compact induction motor 1500rpm, 37kW, 236Nm, 84A, 328V 1750rpm, 43 kW, 235Nm, 84A, 380 V 2000rpm, 49kW, 234Nm, 84A, 430V water cooling Degree of protection IP65 INCREMENT. ENCODER HTL 1024 S/R (ENCODER HTL1024S/R) with TEMPERAT. SENSOR KTY84-130 DESIGN IM B5 (IMV 1,IM V3) PLAIN SHAFT WITHOUT FITTED KEY; BEARING: STANDARD WITH FIXED BEARING, VIBRATION SEVERITY GRADE R/A; SHAFT AND FLANGE ACCURACY: R TERMINAL BOX (ABOVE) CABLE ENTRY ON THE RIGHT SIGNAL CONNECTION D-END | - | 0 | 0
1PH8163-1HF22-0BB1 |  | 1PH8163-1HF22-0BB1 | 1 | UN | 1 | 20 | D | D | N | N | 85015290 | 1 |  | 229 | KG | 5471.72 | 5471.72 | MC05 | MC05 | SIMOTICS M Compact induction motor 1500rpm, 37kW, 236Nm, 84A, 328V 1750rpm, 43 kW, 235Nm, 84A, 380 V 2000rpm, 49kW, 234Nm, 84A, 430V water cooling Degree of protection IP65 INCREMENT. ENCODER HTL 1024 S/R (ENCODER HTL1024S/R) with TEMPERAT. SENSOR KTY84-130 DESIGN IM B5 (IMV 1,IM V3) PLAIN SHAFT WITHOUT FITTED KEY; BEARING: STANDARD WITH FIXED BEARING, VIBRATION SEVERITY GRADE R/A; SHAFT AND FLANGE ACCURACY: R TERMINAL BOX (ABOVE) CABLE ENTRY ON THE LEFT SIGNAL CONNECTION D-END | - | 0 | 0
1PH8163-1HF22-0BC1 |  | 1PH8163-1HF22-0BC1 | 1 | UN | 1 | 20 | D | D | N | N | 85015290 | 1 |  | 229 | KG | 5471.72 | 5471.72 | MC05 | MC05 | SIMOTICS M Compact induction motor 1500rpm, 37kW, 236Nm, 84A, 328V 1750rpm, 43 kW, 235Nm, 84A, 380 V 2000rpm, 49kW, 234Nm, 84A, 430V water cooling Degree of protection IP65 INCREMENT. ENCODER HTL 1024 S/R (ENCODER HTL1024S/R) with TEMPERAT. SENSOR KTY84-130 DESIGN IM B5 (IMV 1,IM V3) PLAIN SHAFT WITHOUT FITTED KEY; BEARING: STANDARD WITH FIXED BEARING, VIBRATION SEVERITY GRADE R/A; SHAFT AND FLANGE ACCURACY: R TERMINAL BOX (ABOVE) CABLE ENTRY ON THE ND-END SIGNAL CONNECTION LEFT | - | 0 | 0
1PH8163-1HF22-0CA1 |  | 1PH8163-1HF22-0CA1 | 1 | UN | 1 | 20 | D | D | N | N | 85015290 | 1 |  | 229 | KG | 5601.74 | 5601.74 | MC05 | MC05 | SIMOTICS M Compact induction motor 1500rpm, 37kW, 236Nm, 84A, 328V 1750rpm, 43 kW, 235Nm, 84A, 380 V 2000rpm, 49kW, 234Nm, 84A, 430V water cooling Degree of protection IP65 INCREMENT. ENCODER HTL 1024 S/R (ENCODER HTL1024S/R) with TEMPERAT. SENSOR KTY84-130 DESIGN IM B5 (IMV 1,IM V3) PLAIN SHAFT WITHOUT FITTED KEY; BEARING: STANDARD WITH FIXED BEARING, VIBRATION SEVERITY GRADE S/A; SHAFT AND FLANGE ACCURACY: R TERMINAL BOX (ABOVE) CABLE ENTRY ON THE RIGHT SIGNAL CONNECTION D-END | - | 0 | 0
1PH8163-1HF22-0CB1 |  | 1PH8163-1HF22-0CB1 | 1 | UN | 1 | 20 | D | D | N | N | 85015290 | 1 |  | 229 | KG | 5601.74 | 5601.74 | MC05 | MC05 | SIMOTICS M Compact induction motor 1500rpm, 37kW, 236Nm, 84A, 328V 1750rpm, 43 kW, 235Nm, 84A, 380 V 2000rpm, 49kW, 234Nm, 84A, 430V water cooling Degree of protection IP65 INCREMENT. ENCODER HTL 1024 S/R (ENCODER HTL1024S/R) with TEMPERAT. SENSOR KTY84-130 DESIGN IM B5 (IMV 1,IM V3) PLAIN SHAFT WITHOUT FITTED KEY; BEARING: STANDARD WITH FIXED BEARING, VIBRATION SEVERITY GRADE S/A; SHAFT AND FLANGE ACCURACY: R TERMINAL BOX (ABOVE) CABLE ENTRY ON THE LEFT SIGNAL CONNECTION D-END | - | 0 | 0
1PH8163-1HF22-0CC1 |  | 1PH8163-1HF22-0CC1 | 1 | UN | 1 | 20 | D | D | N | N | 85015290 | 1 |  | 229 | KG | 5601.74 | 5601.74 | MC05 | MC05 | SIMOTICS M Compact induction motor 1500rpm, 37kW, 236Nm, 84A, 328V 1750rpm, 43 kW, 235Nm, 84A, 380 V 2000rpm, 49kW, 234Nm, 84A, 430V water cooling Degree of protection IP65 INCREMENT. ENCODER HTL 1024 S/R (ENCODER HTL1024S/R) with TEMPERAT. SENSOR KTY84-130 DESIGN IM B5 (IMV 1,IM V3) PLAIN SHAFT WITHOUT FITTED KEY; BEARING: STANDARD WITH FIXED BEARING, VIBRATION SEVERITY GRADE S/A; SHAFT AND FLANGE ACCURACY: R TERMINAL BOX (ABOVE) CABLE ENTRY ON THE ND-END SIGNAL CONNECTION LEFT | - | 0 | 0
1PH8163-1HF22-2BA1 |  | 1PH8163-1HF22-2BA1 | 1 | UN | 1 | 20 | D | D | N | N | 85015290 | 1 |  | 229 | KG | 5601.77 | 5601.77 | MC05 | MC05 | SIMOTICS M Compact induction motor 1500rpm, 37kW, 236Nm, 84A, 328V 1750rpm, 43 kW, 235Nm, 84A, 380 V 2000rpm, 49kW, 234Nm, 84A, 430V water cooling Degree of protection IP65 INCREMENT. ENCODER HTL 1024 S/R (ENCODER HTL1024S/R) with TEMPERAT. SENSOR KTY84-130 DESIGN IM B5 (IMV 1,IM V3) SHAFT WITH FITTED KEY HALF-KEY BALANCING BEARING: STANDARD WITH FIXED BEARING, VIBRATION SEVERITY GRADE R/A; SHAFT AND FLANGE ACCURACY: R TERMINAL BOX (ABOVE) CABLE ENTRY ON THE RIGHT SIGNAL CONNECTION D-END | - | 0 | 0
1PH8163-1HF22-2BB1 |  | 1PH8163-1HF22-2BB1 | 1 | UN | 1 | 20 | D | D | N | N | 85015290 | 1 |  | 229 | KG | 5601.77 | 5601.77 | MC05 | MC05 | SIMOTICS M Compact induction motor 1500rpm, 37kW, 236Nm, 84A, 328V 1750rpm, 43 kW, 235Nm, 84A, 380 V 2000rpm, 49kW, 234Nm, 84A, 430V water cooling Degree of protection IP65 INCREMENT. ENCODER HTL 1024 S/R (ENCODER HTL1024S/R) with TEMPERAT. SENSOR KTY84-130 DESIGN IM B5 (IMV 1,IM V3) SHAFT WITH FITTED KEY HALF-KEY BALANCING BEARING: STANDARD WITH FIXED BEARING, VIBRATION SEVERITY GRADE R/A; SHAFT AND FLANGE ACCURACY: R TERMINAL BOX (ABOVE) CABLE ENTRY ON THE LEFT SIGNAL CONNECTION D-END | - | 0 | 0
1PH8163-1HF22-2BC1 |  | 1PH8163-1HF22-2BC1 | 1 | UN | 1 | 20 | D | D | N | N | 85015290 | 1 |  | 229 | KG | 5601.77 | 5601.77 | MC05 | MC05 | SIMOTICS M Compact induction motor 1500rpm, 37kW, 236Nm, 84A, 328V 1750rpm, 43 kW, 235Nm, 84A, 380 V 2000rpm, 49kW, 234Nm, 84A, 430V water cooling Degree of protection IP65 INCREMENT. ENCODER HTL 1024 S/R (ENCODER HTL1024S/R) with TEMPERAT. SENSOR KTY84-130 DESIGN IM B5 (IMV 1,IM V3) SHAFT WITH FITTED KEY HALF-KEY BALANCING BEARING: STANDARD WITH FIXED BEARING, VIBRATION SEVERITY GRADE R/A; SHAFT AND FLANGE ACCURACY: R TERMINAL BOX (ABOVE) CABLE ENTRY ON THE ND-END SIGNAL CONNECTION LEFT | - | 0 | 0
1PH8163-1HF22-2CA1 |  | 1PH8163-1HF22-2CA1 | 1 | UN | 1 | 20 | D | D | N | N | 85015290 | 1 |  | 229 | KG | 5731.79 | 5731.79 | MC05 | MC05 | SIMOTICS M Compact induction motor 1500rpm, 37kW, 236Nm, 84A, 328V 1750rpm, 43 kW, 235Nm, 84A, 380 V 2000rpm, 49kW, 234Nm, 84A, 430V water cooling Degree of protection IP65 INCREMENT. ENCODER HTL 1024 S/R (ENCODER HTL1024S/R) with TEMPERAT. SENSOR KTY84-130 DESIGN IM B5 (IMV 1,IM V3) SHAFT WITH FITTED KEY HALF-KEY BALANCING BEARING: STANDARD WITH FIXED BEARING, VIBRATION SEVERITY GRADE S/A; SHAFT AND FLANGE ACCURACY: R TERMINAL BOX (ABOVE) CABLE ENTRY ON THE RIGHT SIGNAL CONNECTION D-END | - | 0 | 0
1PH8163-1HF22-2CB1 |  | 1PH8163-1HF22-2CB1 | 1 | UN | 1 | 20 | D | D | N | N | 85015290 | 1 |  | 229 | KG | 5731.79 | 5731.79 | MC05 | MC05 | SIMOTICS M Compact induction motor 1500rpm, 37kW, 236Nm, 84A, 328V 1750rpm, 43 kW, 235Nm, 84A, 380 V 2000rpm, 49kW, 234Nm, 84A, 430V water cooling Degree of protection IP65 INCREMENT. ENCODER HTL 1024 S/R (ENCODER HTL1024S/R) with TEMPERAT. SENSOR KTY84-130 DESIGN IM B5 (IMV 1,IM V3) SHAFT WITH FITTED KEY HALF-KEY BALANCING BEARING: STANDARD WITH FIXED BEARING, VIBRATION SEVERITY GRADE S/A; SHAFT AND FLANGE ACCURACY: R TERMINAL BOX (ABOVE) CABLE ENTRY ON THE LEFT SIGNAL CONNECTION D-END | - | 0 | 0
1PH8163-1HF22-2CC1 |  | 1PH8163-1HF22-2CC1 | 1 | UN | 1 | 20 | D | D | N | N | 85015290 | 1 |  | 229 | KG | 5731.79 | 5731.79 | MC05 | MC05 | SIMOTICS M Compact induction motor 1500rpm, 37kW, 236Nm, 84A, 328V 1750rpm, 43 kW, 235Nm, 84A, 380 V 2000rpm, 49kW, 234Nm, 84A, 430V water cooling Degree of protection IP65 INCREMENT. ENCODER HTL 1024 S/R (ENCODER HTL1024S/R) with TEMPERAT. SENSOR KTY84-130 DESIGN IM B5 (IMV 1,IM V3) SHAFT WITH FITTED KEY HALF-KEY BALANCING BEARING: STANDARD WITH FIXED BEARING, VIBRATION SEVERITY GRADE S/A; SHAFT AND FLANGE ACCURACY: R TERMINAL BOX (ABOVE) CABLE ENTRY ON THE ND-END SIGNAL CONNECTION LEFT | - | 0 | 0
1PH8163-1HF23-0BA1 |  | 1PH8163-1HF23-0BA1 | 1 | UN | 1 | 20 | D | D | N | N | 85015290 | 1 |  | 229 | KG | 5471.72 | 5471.72 | MC05 | MC05 | SIMOTICS M Compact induction motor 1500rpm, 37kW, 236Nm, 84A, 328V 1750rpm, 43 kW, 235Nm, 84A, 380 V 2000rpm, 49kW, 234Nm, 84A, 430V water cooling Degree of protection IP65 INCREMENT. ENCODER HTL 1024 S/R (ENCODER HTL1024S/R) with TEMPERAT. SENSOR KTY84-130 Design IM B35 (IM V15, (IM V35) PLAIN SHAFT WITHOUT FITTED KEY; BEARING: STANDARD WITH FIXED BEARING, VIBRATION SEVERITY GRADE R/A; SHAFT AND FLANGE ACCURACY: R TERMINAL BOX (ABOVE) CABLE ENTRY ON THE RIGHT SIGNAL CONNECTION D-END | - | 0 | 0
1PH8163-1HF23-0BB1 |  | 1PH8163-1HF23-0BB1 | 1 | UN | 1 | 20 | D | D | N | N | 85015290 | 1 |  | 229 | KG | 5471.72 | 5471.72 | MC05 | MC05 | SIMOTICS M Compact induction motor 1500rpm, 37kW, 236Nm, 84A, 328V 1750rpm, 43 kW, 235Nm, 84A, 380 V 2000rpm, 49kW, 234Nm, 84A, 430V water cooling Degree of protection IP65 INCREMENT. ENCODER HTL 1024 S/R (ENCODER HTL1024S/R) with TEMPERAT. SENSOR KTY84-130 Design IM B35 (IM V15, (IM V35) PLAIN SHAFT WITHOUT FITTED KEY; BEARING: STANDARD WITH FIXED BEARING, VIBRATION SEVERITY GRADE R/A; SHAFT AND FLANGE ACCURACY: R TERMINAL BOX (ABOVE) CABLE ENTRY ON THE LEFT SIGNAL CONNECTION D-END | - | 0 | 0
1PH8163-1HF23-0BC1 |  | 1PH8163-1HF23-0BC1 | 1 | UN | 1 | 20 | D | D | N | N | 85015290 | 1 |  | 229 | KG | 5471.72 | 5471.72 | MC05 | MC05 | SIMOTICS M Compact induction motor 1500rpm, 37kW, 236Nm, 84A, 328V 1750rpm, 43 kW, 235Nm, 84A, 380 V 2000rpm, 49kW, 234Nm, 84A, 430V water cooling Degree of protection IP65 INCREMENT. ENCODER HTL 1024 S/R (ENCODER HTL1024S/R) with TEMPERAT. SENSOR KTY84-130 Design IM B35 (IM V15, (IM V35) PLAIN SHAFT WITHOUT FITTED KEY; BEARING: STANDARD WITH FIXED BEARING, VIBRATION SEVERITY GRADE R/A; SHAFT AND FLANGE ACCURACY: R TERMINAL BOX (ABOVE) CABLE ENTRY ON THE ND-END SIGNAL CONNECTION LEFT | - | 0 | 0
1PH8163-1HF23-0CA1 |  | 1PH8163-1HF23-0CA1 | 1 | UN | 1 | 20 | D | D | N | N | 85015290 | 1 |  | 229 | KG | 5601.74 | 5601.74 | MC05 | MC05 | SIMOTICS M Compact induction motor 1500rpm, 37kW, 236Nm, 84A, 328V 1750rpm, 43 kW, 235Nm, 84A, 380 V 2000rpm, 49kW, 234Nm, 84A, 430V water cooling Degree of protection IP65 INCREMENT. ENCODER HTL 1024 S/R (ENCODER HTL1024S/R) with TEMPERAT. SENSOR KTY84-130 Design IM B35 (IM V15, (IM V35) PLAIN SHAFT WITHOUT FITTED KEY; BEARING: STANDARD WITH FIXED BEARING, VIBRATION SEVERITY GRADE S/A; SHAFT AND FLANGE ACCURACY: R TERMINAL BOX (ABOVE) CABLE ENTRY ON THE RIGHT SIGNAL CONNECTION D-END | - | 0 | 0
1PH8163-1HF23-0CB1 |  | 1PH8163-1HF23-0CB1 | 1 | UN | 1 | 20 | D | D | N | N | 85015290 | 1 |  | 229 | KG | 5601.74 | 5601.74 | MC05 | MC05 | SIMOTICS M Compact induction motor 1500rpm, 37kW, 236Nm, 84A, 328V 1750rpm, 43 kW, 235Nm, 84A, 380 V 2000rpm, 49kW, 234Nm, 84A, 430V water cooling Degree of protection IP65 INCREMENT. ENCODER HTL 1024 S/R (ENCODER HTL1024S/R) with TEMPERAT. SENSOR KTY84-130 Design IM B35 (IM V15, (IM V35) PLAIN SHAFT WITHOUT FITTED KEY; BEARING: STANDARD WITH FIXED BEARING, VIBRATION SEVERITY GRADE S/A; SHAFT AND FLANGE ACCURACY: R TERMINAL BOX (ABOVE) CABLE ENTRY ON THE LEFT SIGNAL CONNECTION D-END | - | 0 | 0
1PH8163-1HF23-0CC1 |  | 1PH8163-1HF23-0CC1 | 1 | UN | 1 | 20 | D | D | N | N | 85015290 | 1 |  | 229 | KG | 5601.74 | 5601.74 | MC05 | MC05 | SIMOTICS M Compact induction motor 1500rpm, 37kW, 236Nm, 84A, 328V 1750rpm, 43 kW, 235Nm, 84A, 380 V 2000rpm, 49kW, 234Nm, 84A, 430V water cooling Degree of protection IP65 INCREMENT. ENCODER HTL 1024 S/R (ENCODER HTL1024S/R) with TEMPERAT. SENSOR KTY84-130 Design IM B35 (IM V15, (IM V35) PLAIN SHAFT WITHOUT FITTED KEY; BEARING: STANDARD WITH FIXED BEARING, VIBRATION SEVERITY GRADE S/A; SHAFT AND FLANGE ACCURACY: R TERMINAL BOX (ABOVE) CABLE ENTRY ON THE ND-END SIGNAL CONNECTION LEFT | - | 0 | 0
1PH8163-1HF23-2BA1 |  | 1PH8163-1HF23-2BA1 | 1 | UN | 1 | 20 | D | D | N | N | 85015290 | 1 |  | 229 | KG | 5601.77 | 5601.77 | MC05 | MC05 | SIMOTICS M Compact induction motor 1500rpm, 37kW, 236Nm, 84A, 328V 1750rpm, 43 kW, 235Nm, 84A, 380 V 2000rpm, 49kW, 234Nm, 84A, 430V water cooling Degree of protection IP65 INCREMENT. ENCODER HTL 1024 S/R (ENCODER HTL1024S/R) with TEMPERAT. SENSOR KTY84-130 Design IM B35 (IM V15, (IM V35) SHAFT WITH FITTED KEY HALF-KEY BALANCING BEARING: STANDARD WITH FIXED BEARING, VIBRATION SEVERITY GRADE R/A; SHAFT AND FLANGE ACCURACY: R TERMINAL BOX (ABOVE) CABLE ENTRY ON THE RIGHT SIGNAL CONNECTION D-END | - | 0 | 0
1PH8163-1HF23-2BB1 |  | 1PH8163-1HF23-2BB1 | 1 | UN | 1 | 20 | D | D | N | N | 85015290 | 1 |  | 229 | KG | 5601.77 | 5601.77 | MC05 | MC05 | SIMOTICS M Compact induction motor 1500rpm, 37kW, 236Nm, 84A, 328V 1750rpm, 43 kW, 235Nm, 84A, 380 V 2000rpm, 49kW, 234Nm, 84A, 430V water cooling Degree of protection IP65 INCREMENT. ENCODER HTL 1024 S/R (ENCODER HTL1024S/R) with TEMPERAT. SENSOR KTY84-130 Design IM B35 (IM V15, (IM V35) SHAFT WITH FITTED KEY HALF-KEY BALANCING BEARING: STANDARD WITH FIXED BEARING, VIBRATION SEVERITY GRADE R/A; SHAFT AND FLANGE ACCURACY: R TERMINAL BOX (ABOVE) CABLE ENTRY ON THE LEFT SIGNAL CONNECTION D-END | - | 0 | 0
1PH8163-1HF23-2BC1 |  | 1PH8163-1HF23-2BC1 | 1 | UN | 1 | 20 | D | D | N | N | 85015290 | 1 |  | 229 | KG | 5601.77 | 5601.77 | MC05 | MC05 | SIMOTICS M Compact induction motor 1500rpm, 37kW, 236Nm, 84A, 328V 1750rpm, 43 kW, 235Nm, 84A, 380 V 2000rpm, 49kW, 234Nm, 84A, 430V water cooling Degree of protection IP65 INCREMENT. ENCODER HTL 1024 S/R (ENCODER HTL1024S/R) with TEMPERAT. SENSOR KTY84-130 Design IM B35 (IM V15, (IM V35) SHAFT WITH FITTED KEY HALF-KEY BALANCING BEARING: STANDARD WITH FIXED BEARING, VIBRATION SEVERITY GRADE R/A; SHAFT AND FLANGE ACCURACY: R TERMINAL BOX (ABOVE) CABLE ENTRY ON THE ND-END SIGNAL CONNECTION LEFT | - | 0 | 0
1PH8163-1HF23-2CA1 |  | 1PH8163-1HF23-2CA1 | 1 | UN | 1 | 20 | D | D | N | N | 85015290 | 1 |  | 229 | KG | 5731.79 | 5731.79 | MC05 | MC05 | SIMOTICS M Compact induction motor 1500rpm, 37kW, 236Nm, 84A, 328V 1750rpm, 43 kW, 235Nm, 84A, 380 V 2000rpm, 49kW, 234Nm, 84A, 430V water cooling Degree of protection IP65 INCREMENT. ENCODER HTL 1024 S/R (ENCODER HTL1024S/R) with TEMPERAT. SENSOR KTY84-130 Design IM B35 (IM V15, (IM V35) SHAFT WITH FITTED KEY HALF-KEY BALANCING BEARING: STANDARD WITH FIXED BEARING, VIBRATION SEVERITY GRADE S/A; SHAFT AND FLANGE ACCURACY: R TERMINAL BOX (ABOVE) CABLE ENTRY ON THE RIGHT SIGNAL CONNECTION D-END | - | 0 | 0
1PH8163-1HF23-2CB1 |  | 1PH8163-1HF23-2CB1 | 1 | UN | 1 | 20 | D | D | N | N | 85015290 | 1 |  | 229 | KG | 5731.79 | 5731.79 | MC05 | MC05 | SIMOTICS M Compact induction motor 1500rpm, 37kW, 236Nm, 84A, 328V 1750rpm, 43 kW, 235Nm, 84A, 380 V 2000rpm, 49kW, 234Nm, 84A, 430V water cooling Degree of protection IP65 INCREMENT. ENCODER HTL 1024 S/R (ENCODER HTL1024S/R) with TEMPERAT. SENSOR KTY84-130 Design IM B35 (IM V15, (IM V35) SHAFT WITH FITTED KEY HALF-KEY BALANCING BEARING: STANDARD WITH FIXED BEARING, VIBRATION SEVERITY GRADE S/A; SHAFT AND FLANGE ACCURACY: R TERMINAL BOX (ABOVE) CABLE ENTRY ON THE LEFT SIGNAL CONNECTION D-END | - | 0 | 0
1PH8163-1HF23-2CC1 |  | 1PH8163-1HF23-2CC1 | 1 | UN | 1 | 20 | D | D | N | N | 85015290 | 1 |  | 229 | KG | 5731.79 | 5731.79 | MC05 | MC05 | SIMOTICS M Compact induction motor 1500rpm, 37kW, 236Nm, 84A, 328V 1750rpm, 43 kW, 235Nm, 84A, 380 V 2000rpm, 49kW, 234Nm, 84A, 430V water cooling Degree of protection IP65 INCREMENT. ENCODER HTL 1024 S/R (ENCODER HTL1024S/R) with TEMPERAT. SENSOR KTY84-130 Design IM B35 (IM V15, (IM V35) SHAFT WITH FITTED KEY HALF-KEY BALANCING BEARING: STANDARD WITH FIXED BEARING, VIBRATION SEVERITY GRADE S/A; SHAFT AND FLANGE ACCURACY: R TERMINAL BOX (ABOVE) CABLE ENTRY ON THE ND-END SIGNAL CONNECTION LEFT | - | 0 | 0
1PH8163-1HG02-1BZ1-Z | A12A76Q1BR80V04W92 | 1PH8163-1HG02-1BZ1-ZA12A76Q1BR80V04W92 | 1 | UN | 1 | 20 | D | D | N | N | 85015290 | 1 |  | 196 | KG | 7653.78 | 7653.78 | MC05 | MC05 | SIMOTICS M Compact induction motor 2000rpm, 36kW, 172Nm, 83A, 324 V 2300rpm, 38 kW, 158Nm, 78A, 370V 2650rpm, 40kW, 144Nm, 76A, 390V Forced ventilation; direction of air flow DE--> NDE; Degree of protection IP55 Motor customer-spec. Offer number SMR-09-2011 A76: 2 additional temperature sensors Pt100 V04: Hardened shaft extension A12: PTC thermistor for warning and shutdown W92: Fan decoupled and mounted Q1B: special connection system Terminal box R80: Encoder decoupled and mounted Dimension drawing 510.24802.01 | - | 0 | 0
1PH8163-1HG02-1BZ1-Z | A12A76Q1BR80V04W92X23 | 1PH8163-1HG02-1BZ1-ZA12A76Q1BR80V04W92X23 | 1 | UN | 1 | 20 | D | D | N | N | 85015290 | 1 |  | 196 | KG | 7986.12 | 7986.12 | MC05 | MC05 | SIMOTICS M Compact induction motor 2000rpm, 36kW, 172Nm, 83A, 324V 2300rpm, 38 kW, 158Nm, 78A, 370V 2650rpm, 40kW, 144Nm, 76A, 390V forced ventilation; A76: 2 additional temperature sensors Pt100 V04: Hardened shaft extension A12: PTC thermistor for warning and shutdown W92: Fan decoupled and mounted Q1B: special connection system terminal box R80: Encoder decoupled and mounted Dimension drawing 900.22213.01A X23: Paint finish in RAL 5005 (signal blue) analog SMR-09-2011 | - | 0 | 7
1PH8163-1HG23-0GB1-Z | K18 | 1PH8163-1HG23-0GB1-ZK18 | 1 | UN | 1 | 20 | D | D | N | N | 85015290 | 1 |  | 229 | KG | 5455.22 | 5455.22 | MC05 | MC05 | SIMOTICS M Compact induction motor 2000rpm, 42kW, 201Nm, 93A, 335V 2300rpm, 48kW, 199Nm, 93A, 382V 2650rpm, 55kW, 198Nm, 90A, 450 V water cooling Degree of protection IP65 INCREMENT. ENCODER HTL 1024 S/R (ENCODER HTL1024S/R) with TEMPERAT. SENSOR KTY84-130 Design IM B35 (IM V15, (IM V35) PLAIN SHAFT WITHOUT FITTED KEY; BEARING: STANDARD, VIBRATION SEVERITY GRADE R/A; SHAFT AND FLANGE ACCURACY: R TERMINAL BOX (ABOVE) CABLE ENTRY ON THE LEFT SIGNAL CONNECTION D-END K18: RADIAL SHAFT SEAL RING DRIVE END | - | 0 | 0
1PH8163-1JB10-0BA1 |  | 1PH8163-1JB10-0BA1 | 1 | UN | 1 | 20 | D | D | N | N | 85015230 | 1 |  | 196 | KG | 4374.11 | 4374.11 | MC05 | MC05 | SIMOTICS M Compact induction motor 400rpm, 9.5kW 227Nm, 30 A, 260V 500rpm, 12kW 229Nm, 30 A, 325V 600rpm, 14.5kW 231Nm, 30 A, 370V forced ventilation; direction of air flow NDE--> DE; Degree of protection IP55 INCREMENT. ENCODER HTL 2048 S/R (ENCODER HTL2048S/R) with TEMPERAT. SENSOR KTY84-130 DESIGN IM B3 (IM V5, IM V6) PLAIN SHAFT WITHOUT FITTED KEY; BEARING: STANDARD WITH FIXED BEARING, VIBRATION SEVERITY GRADE R/A; SHAFT AND FLANGE ACCURACY: R TERMINAL BOX (ABOVE) CABLE ENTRY ON THE RIGHT SIGNAL CONNECTION D-END | - | 0 | 0
1PH8163-1JB10-0BB1 |  | 1PH8163-1JB10-0BB1 | 1 | UN | 1 | 20 | D | D | N | N | 85015230 | 1 |  | 196 | KG | 4374.11 | 4374.11 | MC05 | MC05 | SIMOTICS M Compact induction motor 400rpm, 9.5kW 227Nm, 30 A, 260V 500rpm, 12kW 229Nm, 30 A, 325V 600rpm, 14.5kW 231Nm, 30 A, 370V forced ventilation; direction of air flow NDE--> DE; Degree of protection IP55 INCREMENT. ENCODER HTL 2048 S/R (ENCODER HTL2048S/R) with TEMPERAT. SENSOR KTY84-130 DESIGN IM B3 (IM V5, IM V6) PLAIN SHAFT WITHOUT FITTED KEY; BEARING: STANDARD WITH FIXED BEARING, VIBRATION SEVERITY GRADE R/A; SHAFT AND FLANGE ACCURACY: R TERMINAL BOX (ABOVE) CABLE ENTRY ON THE LEFT SIGNAL CONNECTION D-END | - | 0 | 0
1PH8163-1JB10-0BC1 |  | 1PH8163-1JB10-0BC1 | 1 | UN | 1 | 20 | D | D | N | N | 85015230 | 1 |  | 196 | KG | 4374.11 | 4374.11 | MC05 | MC05 | SIMOTICS M Compact induction motor 400rpm, 9.5kW 227Nm, 30 A, 260V 500rpm, 12kW 229Nm, 30 A, 325V 600rpm, 14.5kW 231Nm, 30 A, 370V forced ventilation; direction of air flow NDE--> DE; Degree of protection IP55 INCREMENT. ENCODER HTL 2048 S/R (ENCODER HTL2048S/R) with TEMPERAT. SENSOR KTY84-130 DESIGN IM B3 (IM V5, IM V6) PLAIN SHAFT WITHOUT FITTED KEY; BEARING: STANDARD WITH FIXED BEARING, VIBRATION SEVERITY GRADE R/A; SHAFT AND FLANGE ACCURACY: R TERMINAL BOX (ABOVE) CABLE ENTRY ON THE ND-END SIGNAL CONNECTION LEFT | - | 0 | 0
1PH8163-1JB10-0CA1 |  | 1PH8163-1JB10-0CA1 | 1 | UN | 1 | 20 | D | D | N | N | 85015230 | 1 |  | 196 | KG | 4504.13 | 4504.13 | MC05 | MC05 | SIMOTICS M Compact induction motor 400rpm, 9.5kW 227Nm, 30 A, 260V 500rpm, 12kW 229Nm, 30 A, 325V 600rpm, 14.5kW 231Nm, 30 A, 370V forced ventilation; direction of air flow NDE--> DE; Degree of protection IP55 INCREMENT. ENCODER HTL 2048 S/R (ENCODER HTL2048S/R) with TEMPERAT. SENSOR KTY84-130 DESIGN IM B3 (IM V5, IM V6) PLAIN SHAFT WITHOUT FITTED KEY; BEARING: STANDARD WITH FIXED BEARING, VIBRATION SEVERITY GRADE S/A; SHAFT AND FLANGE ACCURACY: R TERMINAL BOX (ABOVE) CABLE ENTRY ON THE RIGHT SIGNAL CONNECTION D-END | - | 0 | 0
1PH8163-1JB10-0CB1 |  | 1PH8163-1JB10-0CB1 | 1 | UN | 1 | 20 | D | D | N | N | 85015230 | 1 |  | 196 | KG | 4504.13 | 4504.13 | MC05 | MC05 | SIMOTICS M Compact induction motor 400rpm, 9.5kW 227Nm, 30 A, 260V 500rpm, 12kW 229Nm, 30 A, 325V 600rpm, 14.5kW 231Nm, 30 A, 370V forced ventilation; direction of air flow NDE--> DE; Degree of protection IP55 INCREMENT. ENCODER HTL 2048 S/R (ENCODER HTL2048S/R) with TEMPERAT. SENSOR KTY84-130 DESIGN IM B3 (IM V5, IM V6) PLAIN SHAFT WITHOUT FITTED KEY; BEARING: STANDARD WITH FIXED BEARING, VIBRATION SEVERITY GRADE S/A; SHAFT AND FLANGE ACCURACY: R TERMINAL BOX (ABOVE) CABLE ENTRY ON THE LEFT SIGNAL CONNECTION D-END | - | 0 | 0
1PH8163-1JB10-0CC1 |  | 1PH8163-1JB10-0CC1 | 1 | UN | 1 | 20 | D | D | N | N | 85015230 | 1 |  | 196 | KG | 4504.13 | 4504.13 | MC05 | MC05 | SIMOTICS M Compact induction motor 400rpm, 9.5kW 227Nm, 30 A, 260V 500rpm, 12kW 229Nm, 30 A, 325V 600rpm, 14.5kW 231Nm, 30 A, 370V forced ventilation; direction of air flow NDE--> DE; Degree of protection IP55 INCREMENT. ENCODER HTL 2048 S/R (ENCODER HTL2048S/R) with TEMPERAT. SENSOR KTY84-130 DESIGN IM B3 (IM V5, IM V6) PLAIN SHAFT WITHOUT FITTED KEY; BEARING: STANDARD WITH FIXED BEARING, VIBRATION SEVERITY GRADE S/A; SHAFT AND FLANGE ACCURACY: R TERMINAL BOX (ABOVE) CABLE ENTRY ON THE ND-END SIGNAL CONNECTION LEFT | - | 0 | 0
1PH8163-1JB10-2BA1 |  | 1PH8163-1JB10-2BA1 | 1 | UN | 1 | 20 | D | D | N | N | 85015230 | 1 |  | 196 | KG | 4504.16 | 4504.16 | MC05 | MC05 | SIMOTICS M Compact induction motor 400rpm, 9.5kW 227Nm, 30 A, 260V 500rpm, 12kW 229Nm, 30 A, 325V 600rpm, 14.5kW 231Nm, 30 A, 370V forced ventilation; direction of air flow NDE--> DE; Degree of protection IP55 INCREMENT. ENCODER HTL 2048 S/R (ENCODER HTL2048S/R) with TEMPERAT. SENSOR KTY84-130 DESIGN IM B3 (IM V5, IM V6) SHAFT WITH FITTED KEY HALF-KEY BALANCING BEARING: STANDARD WITH FIXED BEARING, VIBRATION SEVERITY GRADE R/A; SHAFT AND FLANGE ACCURACY: R TERMINAL BOX (ABOVE) CABLE ENTRY ON THE RIGHT SIGNAL CONNECTION D-END | - | 0 | 0
1PH8163-1JB10-2BB1 |  | 1PH8163-1JB10-2BB1 | 1 | UN | 1 | 20 | D | D | N | N | 85015230 | 1 |  | 196 | KG | 4504.16 | 4504.16 | MC05 | MC05 | SIMOTICS M Compact induction motor 400rpm, 9.5kW 227Nm, 30 A, 260V 500rpm, 12kW 229Nm, 30 A, 325V 600rpm, 14.5kW 231Nm, 30 A, 370V forced ventilation; direction of air flow NDE--> DE; Degree of protection IP55 INCREMENT. ENCODER HTL 2048 S/R (ENCODER HTL2048S/R) with TEMPERAT. SENSOR KTY84-130 DESIGN IM B3 (IM V5, IM V6) SHAFT WITH FITTED KEY HALF-KEY BALANCING BEARING: STANDARD WITH FIXED BEARING, VIBRATION SEVERITY GRADE R/A; SHAFT AND FLANGE ACCURACY: R TERMINAL BOX (ABOVE) CABLE ENTRY ON THE LEFT SIGNAL CONNECTION D-END | - | 0 | 0
1PH8163-1JB10-2BC1 |  | 1PH8163-1JB10-2BC1 | 1 | UN | 1 | 20 | D | D | N | N | 85015230 | 1 |  | 196 | KG | 4504.16 | 4504.16 | MC05 | MC05 | SIMOTICS M Compact induction motor 400rpm, 9.5kW 227Nm, 30 A, 260V 500rpm, 12kW 229Nm, 30 A, 325V 600rpm, 14.5kW 231Nm, 30 A, 370V forced ventilation; direction of air flow NDE--> DE; Degree of protection IP55 INCREMENT. ENCODER HTL 2048 S/R (ENCODER HTL2048S/R) with TEMPERAT. SENSOR KTY84-130 DESIGN IM B3 (IM V5, IM V6) SHAFT WITH FITTED KEY HALF-KEY BALANCING BEARING: STANDARD WITH FIXED BEARING, VIBRATION SEVERITY GRADE R/A; SHAFT AND FLANGE ACCURACY: R TERMINAL BOX (ABOVE) CABLE ENTRY ON THE ND-END SIGNAL CONNECTION LEFT | - | 0 | 0
1PH8163-1JB10-2CA1 |  | 1PH8163-1JB10-2CA1 | 1 | UN | 1 | 20 | D | D | N | N | 85015230 | 1 |  | 196 | KG | 4634.18 | 4634.18 | MC05 | MC05 | SIMOTICS M Compact induction motor 400rpm, 9.5kW 227Nm, 30 A, 260V 500rpm, 12kW 229Nm, 30 A, 325V 600rpm, 14.5kW 231Nm, 30 A, 370V forced ventilation; direction of air flow NDE--> DE; Degree of protection IP55 INCREMENT. ENCODER HTL 2048 S/R (ENCODER HTL2048S/R) with TEMPERAT. SENSOR KTY84-130 DESIGN IM B3 (IM V5, IM V6) SHAFT WITH FITTED KEY HALF-KEY BALANCING BEARING: STANDARD WITH FIXED BEARING, VIBRATION SEVERITY GRADE S/A; SHAFT AND FLANGE ACCURACY: R TERMINAL BOX (ABOVE) CABLE ENTRY ON THE RIGHT SIGNAL CONNECTION D-END | - | 0 | 0
1PH8163-1JB10-2CB1 |  | 1PH8163-1JB10-2CB1 | 1 | UN | 1 | 20 | D | D | N | N | 85015230 | 1 |  | 196 | KG | 4634.18 | 4634.18 | MC05 | MC05 | SIMOTICS M Compact induction motor 400rpm, 9.5kW 227Nm, 30 A, 260V 500rpm, 12kW 229Nm, 30 A, 325V 600rpm, 14.5kW 231Nm, 30 A, 370V forced ventilation; direction of air flow NDE--> DE; Degree of protection IP55 INCREMENT. ENCODER HTL 2048 S/R (ENCODER HTL2048S/R) with TEMPERAT. SENSOR KTY84-130 DESIGN IM B3 (IM V5, IM V6) SHAFT WITH FITTED KEY HALF-KEY BALANCING BEARING: STANDARD WITH FIXED BEARING, VIBRATION SEVERITY GRADE S/A; SHAFT AND FLANGE ACCURACY: R TERMINAL BOX (ABOVE) CABLE ENTRY ON THE LEFT SIGNAL CONNECTION D-END | - | 0 | 0
1PH8163-1JB10-2CC1 |  | 1PH8163-1JB10-2CC1 | 1 | UN | 1 | 20 | D | D | N | N | 85015230 | 1 |  | 196 | KG | 4634.18 | 4634.18 | MC05 | MC05 | SIMOTICS M Compact induction motor 400rpm, 9.5kW 227Nm, 30 A, 260V 500rpm, 12kW 229Nm, 30 A, 325V 600rpm, 14.5kW 231Nm, 30 A, 370V forced ventilation; direction of air flow NDE--> DE; Degree of protection IP55 INCREMENT. ENCODER HTL 2048 S/R (ENCODER HTL2048S/R) with TEMPERAT. SENSOR KTY84-130 DESIGN IM B3 (IM V5, IM V6) SHAFT WITH FITTED KEY HALF-KEY BALANCING BEARING: STANDARD WITH FIXED BEARING, VIBRATION SEVERITY GRADE S/A; SHAFT AND FLANGE ACCURACY: R TERMINAL BOX (ABOVE) CABLE ENTRY ON THE ND-END SIGNAL CONNECTION LEFT | - | 0 | 0
1PH8163-1JB12-0BA1 |  | 1PH8163-1JB12-0BA1 | 1 | UN | 1 | 20 | D | D | N | N | 85015230 | 1 |  | 196 | KG | 4807.61 | 4807.61 | MC05 | MC05 | SIMOTICS M Compact induction motor 400rpm, 9.5kW 227Nm, 30 A, 260V 500rpm, 12kW 229Nm, 30 A, 325V 600rpm, 14.5kW 231Nm, 30 A, 370V forced ventilation; direction of air flow NDE--> DE; Degree of protection IP55 INCREMENT. ENCODER HTL 2048 S/R (ENCODER HTL2048S/R) with TEMPERAT. SENSOR KTY84-130 DESIGN IM B5 (IMV 1,IM V3) PLAIN SHAFT WITHOUT FITTED KEY; BEARING: STANDARD WITH FIXED BEARING, VIBRATION SEVERITY GRADE R/A; SHAFT AND FLANGE ACCURACY: R TERMINAL BOX (ABOVE) CABLE ENTRY ON THE RIGHT SIGNAL CONNECTION D-END | - | 0 | 0
1PH8163-1JB12-0BB1 |  | 1PH8163-1JB12-0BB1 | 1 | UN | 1 | 20 | D | D | N | N | 85015230 | 1 |  | 196 | KG | 4807.61 | 4807.61 | MC05 | MC05 | SIMOTICS M Compact induction motor 400rpm, 9.5kW 227Nm, 30 A, 260V 500rpm, 12kW 229Nm, 30 A, 325V 600rpm, 14.5kW 231Nm, 30 A, 370V forced ventilation; direction of air flow NDE--> DE; Degree of protection IP55 INCREMENT. ENCODER HTL 2048 S/R (ENCODER HTL2048S/R) with TEMPERAT. SENSOR KTY84-130 DESIGN IM B5 (IMV 1,IM V3) PLAIN SHAFT WITHOUT FITTED KEY; BEARING: STANDARD WITH FIXED BEARING, VIBRATION SEVERITY GRADE R/A; SHAFT AND FLANGE ACCURACY: R TERMINAL BOX (ABOVE) CABLE ENTRY ON THE LEFT SIGNAL CONNECTION D-END | - | 0 | 0
1PH8163-1JB12-0BC1 |  | 1PH8163-1JB12-0BC1 | 1 | UN | 1 | 20 | D | D | N | N | 85015230 | 1 |  | 196 | KG | 4807.61 | 4807.61 | MC05 | MC05 | SIMOTICS M Compact induction motor 400rpm, 9.5kW 227Nm, 30 A, 260V 500rpm, 12kW 229Nm, 30 A, 325V 600rpm, 14.5kW 231Nm, 30 A, 370V forced ventilation; direction of air flow NDE--> DE; Degree of protection IP55 INCREMENT. ENCODER HTL 2048 S/R (ENCODER HTL2048S/R) with TEMPERAT. SENSOR KTY84-130 DESIGN IM B5 (IMV 1,IM V3) PLAIN SHAFT WITHOUT FITTED KEY; BEARING: STANDARD WITH FIXED BEARING, VIBRATION SEVERITY GRADE R/A; SHAFT AND FLANGE ACCURACY: R TERMINAL BOX (ABOVE) CABLE ENTRY ON THE ND-END SIGNAL CONNECTION LEFT | - | 0 | 0
1PH8163-1JB12-0CA1 |  | 1PH8163-1JB12-0CA1 | 1 | UN | 1 | 20 | D | D | N | N | 85015230 | 1 |  | 196 | KG | 4937.63 | 4937.63 | MC05 | MC05 | SIMOTICS M Compact induction motor 400rpm, 9.5kW 227Nm, 30 A, 260V 500rpm, 12kW 229Nm, 30 A, 325V 600rpm, 14.5kW 231Nm, 30 A, 370V forced ventilation; direction of air flow NDE--> DE; Degree of protection IP55 INCREMENT. ENCODER HTL 2048 S/R (ENCODER HTL2048S/R) with TEMPERAT. SENSOR KTY84-130 DESIGN IM B5 (IMV 1,IM V3) PLAIN SHAFT WITHOUT FITTED KEY; BEARING: STANDARD WITH FIXED BEARING, VIBRATION SEVERITY GRADE S/A; SHAFT AND FLANGE ACCURACY: R TERMINAL BOX (ABOVE) CABLE ENTRY ON THE RIGHT SIGNAL CONNECTION D-END | - | 0 | 0
1PH8163-1JB12-0CB1 |  | 1PH8163-1JB12-0CB1 | 1 | UN | 1 | 20 | D | D | N | N | 85015230 | 1 |  | 196 | KG | 4937.63 | 4937.63 | MC05 | MC05 | SIMOTICS M Compact induction motor 400rpm, 9.5kW 227Nm, 30 A, 260V 500rpm, 12kW 229Nm, 30 A, 325V 600rpm, 14.5kW 231Nm, 30 A, 370V forced ventilation; direction of air flow NDE--> DE; Degree of protection IP55 INCREMENT. ENCODER HTL 2048 S/R (ENCODER HTL2048S/R) with TEMPERAT. SENSOR KTY84-130 DESIGN IM B5 (IMV 1,IM V3) PLAIN SHAFT WITHOUT FITTED KEY; BEARING: STANDARD WITH FIXED BEARING, VIBRATION SEVERITY GRADE S/A; SHAFT AND FLANGE ACCURACY: R TERMINAL BOX (ABOVE) CABLE ENTRY ON THE LEFT SIGNAL CONNECTION D-END | - | 0 | 0
1PH8163-1JB12-0CC1 |  | 1PH8163-1JB12-0CC1 | 1 | UN | 1 | 20 | D | D | N | N | 85015230 | 1 |  | 196 | KG | 4937.63 | 4937.63 | MC05 | MC05 | SIMOTICS M Compact induction motor 400rpm, 9.5kW 227Nm, 30 A, 260V 500rpm, 12kW 229Nm, 30 A, 325V 600rpm, 14.5kW 231Nm, 30 A, 370V forced ventilation; direction of air flow NDE--> DE; Degree of protection IP55 INCREMENT. ENCODER HTL 2048 S/R (ENCODER HTL2048S/R) with TEMPERAT. SENSOR KTY84-130 DESIGN IM B5 (IMV 1,IM V3) PLAIN SHAFT WITHOUT FITTED KEY; BEARING: STANDARD WITH FIXED BEARING, VIBRATION SEVERITY GRADE S/A; SHAFT AND FLANGE ACCURACY: R TERMINAL BOX (ABOVE) CABLE ENTRY ON THE ND-END SIGNAL CONNECTION LEFT | - | 0 | 0
1PH8163-1JB12-2BA1 |  | 1PH8163-1JB12-2BA1 | 1 | UN | 1 | 20 | D | D | N | N | 85015230 | 1 |  | 196 | KG | 4937.66 | 4937.66 | MC05 | MC05 | SIMOTICS M Compact induction motor 400rpm, 9.5kW 227Nm, 30 A, 260V 500rpm, 12kW 229Nm, 30 A, 325V 600rpm, 14.5kW 231Nm, 30 A, 370V forced ventilation; direction of air flow NDE--> DE; Degree of protection IP55 INCREMENT. ENCODER HTL 2048 S/R (ENCODER HTL2048S/R) with TEMPERAT. SENSOR KTY84-130 DESIGN IM B5 (IMV 1,IM V3) SHAFT WITH FITTED KEY HALF-KEY BALANCING BEARING: STANDARD WITH FIXED BEARING, VIBRATION SEVERITY GRADE R/A; SHAFT AND FLANGE ACCURACY: R TERMINAL BOX (ABOVE) CABLE ENTRY ON THE RIGHT SIGNAL CONNECTION D-END | - | 0 | 0
1PH8163-1JB12-2BB1 |  | 1PH8163-1JB12-2BB1 | 1 | UN | 1 | 20 | D | D | N | N | 85015230 | 1 |  | 196 | KG | 4937.66 | 4937.66 | MC05 | MC05 | SIMOTICS M Compact induction motor 400rpm, 9.5kW 227Nm, 30 A, 260V 500rpm, 12kW 229Nm, 30 A, 325V 600rpm, 14.5kW 231Nm, 30 A, 370V forced ventilation; direction of air flow NDE--> DE; Degree of protection IP55 INCREMENT. ENCODER HTL 2048 S/R (ENCODER HTL2048S/R) with TEMPERAT. SENSOR KTY84-130 DESIGN IM B5 (IMV 1,IM V3) SHAFT WITH FITTED KEY HALF-KEY BALANCING BEARING: STANDARD WITH FIXED BEARING, VIBRATION SEVERITY GRADE R/A; SHAFT AND FLANGE ACCURACY: R TERMINAL BOX (ABOVE) CABLE ENTRY ON THE LEFT SIGNAL CONNECTION D-END | - | 0 | 0
1PH8163-1JB12-2BC1 |  | 1PH8163-1JB12-2BC1 | 1 | UN | 1 | 20 | D | D | N | N | 85015230 | 1 |  | 196 | KG | 4937.66 | 4937.66 | MC05 | MC05 | SIMOTICS M Compact induction motor 400rpm, 9.5kW 227Nm, 30 A, 260V 500rpm, 12kW 229Nm, 30 A, 325V 600rpm, 14.5kW 231Nm, 30 A, 370V forced ventilation; direction of air flow NDE--> DE; Degree of protection IP55 INCREMENT. ENCODER HTL 2048 S/R (ENCODER HTL2048S/R) with TEMPERAT. SENSOR KTY84-130 DESIGN IM B5 (IMV 1,IM V3) SHAFT WITH FITTED KEY HALF-KEY BALANCING BEARING: STANDARD WITH FIXED BEARING, VIBRATION SEVERITY GRADE R/A; SHAFT AND FLANGE ACCURACY: R TERMINAL BOX (ABOVE) CABLE ENTRY ON THE ND-END SIGNAL CONNECTION LEFT | - | 0 | 0
1PH8163-1JB12-2CA1 |  | 1PH8163-1JB12-2CA1 | 1 | UN | 1 | 20 | D | D | N | N | 85015230 | 1 |  | 196 | KG | 5067.68 | 5067.68 | MC05 | MC05 | SIMOTICS M Compact induction motor 400rpm, 9.5kW 227Nm, 30 A, 260V 500rpm, 12kW 229Nm, 30 A, 325V 600rpm, 14.5kW 231Nm, 30 A, 370V forced ventilation; direction of air flow NDE--> DE; Degree of protection IP55 INCREMENT. ENCODER HTL 2048 S/R (ENCODER HTL2048S/R) with TEMPERAT. SENSOR KTY84-130 DESIGN IM B5 (IMV 1,IM V3) SHAFT WITH FITTED KEY HALF-KEY BALANCING BEARING: STANDARD WITH FIXED BEARING, VIBRATION SEVERITY GRADE S/A; SHAFT AND FLANGE ACCURACY: R TERMINAL BOX (ABOVE) CABLE ENTRY ON THE RIGHT SIGNAL CONNECTION D-END | - | 0 | 0
1PH8163-1JB12-2CB1 |  | 1PH8163-1JB12-2CB1 | 1 | UN | 1 | 20 | D | D | N | N | 85015230 | 1 |  | 196 | KG | 5067.68 | 5067.68 | MC05 | MC05 | SIMOTICS M Compact induction motor 400rpm, 9.5kW 227Nm, 30 A, 260V 500rpm, 12kW 229Nm, 30 A, 325V 600rpm, 14.5kW 231Nm, 30 A, 370V forced ventilation; direction of air flow NDE--> DE; Degree of protection IP55 INCREMENT. ENCODER HTL 2048 S/R (ENCODER HTL2048S/R) with TEMPERAT. SENSOR KTY84-130 DESIGN IM B5 (IMV 1,IM V3) SHAFT WITH FITTED KEY HALF-KEY BALANCING BEARING: STANDARD WITH FIXED BEARING, VIBRATION SEVERITY GRADE S/A; SHAFT AND FLANGE ACCURACY: R TERMINAL BOX (ABOVE) CABLE ENTRY ON THE LEFT SIGNAL CONNECTION D-END | - | 0 | 0
1PH8163-1JB12-2CC1 |  | 1PH8163-1JB12-2CC1 | 1 | UN | 1 | 20 | D | D | N | N | 85015230 | 1 |  | 196 | KG | 5067.68 | 5067.68 | MC05 | MC05 | SIMOTICS M Compact induction motor 400rpm, 9.5kW 227Nm, 30 A, 260V 500rpm, 12kW 229Nm, 30 A, 325V 600rpm, 14.5kW 231Nm, 30 A, 370V forced ventilation; direction of air flow NDE--> DE; Degree of protection IP55 INCREMENT. ENCODER HTL 2048 S/R (ENCODER HTL2048S/R) with TEMPERAT. SENSOR KTY84-130 DESIGN IM B5 (IMV 1,IM V3) SHAFT WITH FITTED KEY HALF-KEY BALANCING BEARING: STANDARD WITH FIXED BEARING, VIBRATION SEVERITY GRADE S/A; SHAFT AND FLANGE ACCURACY: R TERMINAL BOX (ABOVE) CABLE ENTRY ON THE ND-END SIGNAL CONNECTION LEFT | - | 0 | 0
1PH8163-1JB13-0BA1 |  | 1PH8163-1JB13-0BA1 | 1 | UN | 1 | 20 | D | D | N | N | 85015230 | 1 |  | 196 | KG | 4807.61 | 4807.61 | MC05 | MC05 | SIMOTICS M Compact induction motor 400rpm, 9.5kW 227Nm, 30 A, 260V 500rpm, 12kW 229Nm, 30 A, 325V 600rpm, 14.5kW 231Nm, 30 A, 370V forced ventilation; direction of air flow NDE--> DE; Degree of protection IP55 INCREMENT. ENCODER HTL 2048 S/R (ENCODER HTL2048S/R) with TEMPERAT. SENSOR KTY84-130 Design IM B35 (IM V15, (IM V35) PLAIN SHAFT WITHOUT FITTED KEY; BEARING: STANDARD WITH FIXED BEARING, VIBRATION SEVERITY GRADE R/A; SHAFT AND FLANGE ACCURACY: R TERMINAL BOX (ABOVE) CABLE ENTRY ON THE RIGHT SIGNAL CONNECTION D-END | - | 0 | 0
1PH8163-1JB13-0BB1 |  | 1PH8163-1JB13-0BB1 | 1 | UN | 1 | 20 | D | D | N | N | 85015230 | 1 |  | 196 | KG | 4807.61 | 4807.61 | MC05 | MC05 | SIMOTICS M Compact induction motor 400rpm, 9.5kW 227Nm, 30 A, 260V 500rpm, 12kW 229Nm, 30 A, 325V 600rpm, 14.5kW 231Nm, 30 A, 370V forced ventilation; direction of air flow NDE--> DE; Degree of protection IP55 INCREMENT. ENCODER HTL 2048 S/R (ENCODER HTL2048S/R) with TEMPERAT. SENSOR KTY84-130 Design IM B35 (IM V15, (IM V35) PLAIN SHAFT WITHOUT FITTED KEY; BEARING: STANDARD WITH FIXED BEARING, VIBRATION SEVERITY GRADE R/A; SHAFT AND FLANGE ACCURACY: R TERMINAL BOX (ABOVE) CABLE ENTRY ON THE LEFT SIGNAL CONNECTION D-END | - | 0 | 0
1PH8163-1JB13-0BC1 |  | 1PH8163-1JB13-0BC1 | 1 | UN | 1 | 20 | D | D | N | N | 85015230 | 1 |  | 196 | KG | 4807.61 | 4807.61 | MC05 | MC05 | SIMOTICS M Compact induction motor 400rpm, 9.5kW 227Nm, 30 A, 260V 500rpm, 12kW 229Nm, 30 A, 325V 600rpm, 14.5kW 231Nm, 30 A, 370V forced ventilation; direction of air flow NDE--> DE; Degree of protection IP55 INCREMENT. ENCODER HTL 2048 S/R (ENCODER HTL2048S/R) with TEMPERAT. SENSOR KTY84-130 Design IM B35 (IM V15, (IM V35) PLAIN SHAFT WITHOUT FITTED KEY; BEARING: STANDARD WITH FIXED BEARING, VIBRATION SEVERITY GRADE R/A; SHAFT AND FLANGE ACCURACY: R TERMINAL BOX (ABOVE) CABLE ENTRY ON THE ND-END SIGNAL CONNECTION LEFT | - | 0 | 0
1PH8163-1JB13-0CA1 |  | 1PH8163-1JB13-0CA1 | 1 | UN | 1 | 20 | D | D | N | N | 85015230 | 1 |  | 196 | KG | 4937.63 | 4937.63 | MC05 | MC05 | SIMOTICS M Compact induction motor 400rpm, 9.5kW 227Nm, 30 A, 260V 500rpm, 12kW 229Nm, 30 A, 325V 600rpm, 14.5kW 231Nm, 30 A, 370V forced ventilation; direction of air flow NDE--> DE; Degree of protection IP55 INCREMENT. ENCODER HTL 2048 S/R (ENCODER HTL2048S/R) with TEMPERAT. SENSOR KTY84-130 Design IM B35 (IM V15, (IM V35) PLAIN SHAFT WITHOUT FITTED KEY; BEARING: STANDARD WITH FIXED BEARING, VIBRATION SEVERITY GRADE S/A; SHAFT AND FLANGE ACCURACY: R TERMINAL BOX (ABOVE) CABLE ENTRY ON THE RIGHT SIGNAL CONNECTION D-END | - | 0 | 0
1PH8163-1JB13-0CB1 |  | 1PH8163-1JB13-0CB1 | 1 | UN | 1 | 20 | D | D | N | N | 85015230 | 1 |  | 196 | KG | 4937.63 | 4937.63 | MC05 | MC05 | SIMOTICS M Compact induction motor 400rpm, 9.5kW 227Nm, 30 A, 260V 500rpm, 12kW 229Nm, 30 A, 325V 600rpm, 14.5kW 231Nm, 30 A, 370V forced ventilation; direction of air flow NDE--> DE; Degree of protection IP55 INCREMENT. ENCODER HTL 2048 S/R (ENCODER HTL2048S/R) with TEMPERAT. SENSOR KTY84-130 Design IM B35 (IM V15, (IM V35) PLAIN SHAFT WITHOUT FITTED KEY; BEARING: STANDARD WITH FIXED BEARING, VIBRATION SEVERITY GRADE S/A; SHAFT AND FLANGE ACCURACY: R TERMINAL BOX (ABOVE) CABLE ENTRY ON THE LEFT SIGNAL CONNECTION D-END | - | 0 | 0
1PH8163-1JB13-0CC1 |  | 1PH8163-1JB13-0CC1 | 1 | UN | 1 | 20 | D | D | N | N | 85015230 | 1 |  | 196 | KG | 4937.63 | 4937.63 | MC05 | MC05 | SIMOTICS M Compact induction motor 400rpm, 9.5kW 227Nm, 30 A, 260V 500rpm, 12kW 229Nm, 30 A, 325V 600rpm, 14.5kW 231Nm, 30 A, 370V forced ventilation; direction of air flow NDE--> DE; Degree of protection IP55 INCREMENT. ENCODER HTL 2048 S/R (ENCODER HTL2048S/R) with TEMPERAT. SENSOR KTY84-130 Design IM B35 (IM V15, (IM V35) PLAIN SHAFT WITHOUT FITTED KEY; BEARING: STANDARD WITH FIXED BEARING, VIBRATION SEVERITY GRADE S/A; SHAFT AND FLANGE ACCURACY: R TERMINAL BOX (ABOVE) CABLE ENTRY ON THE ND-END SIGNAL CONNECTION LEFT | - | 0 | 0
1PH8163-1JB13-2BA1 |  | 1PH8163-1JB13-2BA1 | 1 | UN | 1 | 20 | D | D | N | N | 85015230 | 1 |  | 196 | KG | 4937.66 | 4937.66 | MC05 | MC05 | SIMOTICS M Compact induction motor 400rpm, 9.5kW 227Nm, 30 A, 260V 500rpm, 12kW 229Nm, 30 A, 325V 600rpm, 14.5kW 231Nm, 30 A, 370V forced ventilation; direction of air flow NDE--> DE; Degree of protection IP55 INCREMENT. ENCODER HTL 2048 S/R (ENCODER HTL2048S/R) with TEMPERAT. SENSOR KTY84-130 Design IM B35 (IM V15, (IM V35) SHAFT WITH FITTED KEY HALF-KEY BALANCING BEARING: STANDARD WITH FIXED BEARING, VIBRATION SEVERITY GRADE R/A; SHAFT AND FLANGE ACCURACY: R TERMINAL BOX (ABOVE) CABLE ENTRY ON THE RIGHT SIGNAL CONNECTION D-END | - | 0 | 0
1PH8163-1JB13-2BB1 |  | 1PH8163-1JB13-2BB1 | 1 | UN | 1 | 20 | D | D | N | N | 85015230 | 1 |  | 196 | KG | 4937.66 | 4937.66 | MC05 | MC05 | SIMOTICS M Compact induction motor 400rpm, 9.5kW 227Nm, 30 A, 260V 500rpm, 12kW 229Nm, 30 A, 325V 600rpm, 14.5kW 231Nm, 30 A, 370V forced ventilation; direction of air flow NDE--> DE; Degree of protection IP55 INCREMENT. ENCODER HTL 2048 S/R (ENCODER HTL2048S/R) with TEMPERAT. SENSOR KTY84-130 Design IM B35 (IM V15, (IM V35) SHAFT WITH FITTED KEY HALF-KEY BALANCING BEARING: STANDARD WITH FIXED BEARING, VIBRATION SEVERITY GRADE R/A; SHAFT AND FLANGE ACCURACY: R TERMINAL BOX (ABOVE) CABLE ENTRY ON THE LEFT SIGNAL CONNECTION D-END | - | 0 | 0
1PH8163-1JB13-2BC1 |  | 1PH8163-1JB13-2BC1 | 1 | UN | 1 | 20 | D | D | N | N | 85015230 | 1 |  | 196 | KG | 4937.66 | 4937.66 | MC05 | MC05 | SIMOTICS M Compact induction motor 400rpm, 9.5kW 227Nm, 30 A, 260V 500rpm, 12kW 229Nm, 30 A, 325V 600rpm, 14.5kW 231Nm, 30 A, 370V forced ventilation; direction of air flow NDE--> DE; Degree of protection IP55 INCREMENT. ENCODER HTL 2048 S/R (ENCODER HTL2048S/R) with TEMPERAT. SENSOR KTY84-130 Design IM B35 (IM V15, (IM V35) SHAFT WITH FITTED KEY HALF-KEY BALANCING BEARING: STANDARD WITH FIXED BEARING, VIBRATION SEVERITY GRADE R/A; SHAFT AND FLANGE ACCURACY: R TERMINAL BOX (ABOVE) CABLE ENTRY ON THE ND-END SIGNAL CONNECTION LEFT | - | 0 | 0
1PH8163-1JB13-2CA1 |  | 1PH8163-1JB13-2CA1 | 1 | UN | 1 | 20 | D | D | N | N | 85015230 | 1 |  | 196 | KG | 5067.68 | 5067.68 | MC05 | MC05 | SIMOTICS M Compact induction motor 400rpm, 9.5kW 227Nm, 30 A, 260V 500rpm, 12kW 229Nm, 30 A, 325V 600rpm, 14.5kW 231Nm, 30 A, 370V forced ventilation; direction of air flow NDE--> DE; Degree of protection IP55 INCREMENT. ENCODER HTL 2048 S/R (ENCODER HTL2048S/R) with TEMPERAT. SENSOR KTY84-130 Design IM B35 (IM V15, (IM V35) SHAFT WITH FITTED KEY HALF-KEY BALANCING BEARING: STANDARD WITH FIXED BEARING, VIBRATION SEVERITY GRADE S/A; SHAFT AND FLANGE ACCURACY: R TERMINAL BOX (ABOVE) CABLE ENTRY ON THE RIGHT SIGNAL CONNECTION D-END | - | 0 | 0
1PH8163-1JB13-2CB1 |  | 1PH8163-1JB13-2CB1 | 1 | UN | 1 | 20 | D | D | N | N | 85015230 | 1 |  | 196 | KG | 5067.68 | 5067.68 | MC05 | MC05 | SIMOTICS M Compact induction motor 400rpm, 9.5kW 227Nm, 30 A, 260V 500rpm, 12kW 229Nm, 30 A, 325V 600rpm, 14.5kW 231Nm, 30 A, 370V forced ventilation; direction of air flow NDE--> DE; Degree of protection IP55 INCREMENT. ENCODER HTL 2048 S/R (ENCODER HTL2048S/R) with TEMPERAT. SENSOR KTY84-130 Design IM B35 (IM V15, (IM V35) SHAFT WITH FITTED KEY HALF-KEY BALANCING BEARING: STANDARD WITH FIXED BEARING, VIBRATION SEVERITY GRADE S/A; SHAFT AND FLANGE ACCURACY: R TERMINAL BOX (ABOVE) CABLE ENTRY ON THE LEFT SIGNAL CONNECTION D-END | - | 0 | 0
1PH8163-1JB13-2CC1 |  | 1PH8163-1JB13-2CC1 | 1 | UN | 1 | 20 | D | D | N | N | 85015230 | 1 |  | 196 | KG | 5067.68 | 5067.68 | MC05 | MC05 | SIMOTICS M Compact induction motor 400rpm, 9.5kW 227Nm, 30 A, 260V 500rpm, 12kW 229Nm, 30 A, 325V 600rpm, 14.5kW 231Nm, 30 A, 370V forced ventilation; direction of air flow NDE--> DE; Degree of protection IP55 INCREMENT. ENCODER HTL 2048 S/R (ENCODER HTL2048S/R) with TEMPERAT. SENSOR KTY84-130 Design IM B35 (IM V15, (IM V35) SHAFT WITH FITTED KEY HALF-KEY BALANCING BEARING: STANDARD WITH FIXED BEARING, VIBRATION SEVERITY GRADE S/A; SHAFT AND FLANGE ACCURACY: R TERMINAL BOX (ABOVE) CABLE ENTRY ON THE ND-END SIGNAL CONNECTION LEFT | - | 0 | 0
1PH8163-1JD10-0BA1 |  | 1PH8163-1JD10-0BA1 | 1 | UN | 1 | 20 | D | D | N | N | 85015230 | 1 |  | 196 | KG | 4374.11 | 4374.11 | MC05 | MC05 | SIMOTICS M Compact induction motor 1000rpm, 22kW, 210Nm, 55A, 300V 1150rpm, 25kW, 208Nm, 55A, 343V 1350rpm, 28kW, 198Nm, 52A, 400 V forced ventilation; direction of air flow NDE--> DE; Degree of protection IP55 INCREMENT. ENCODER HTL 2048 S/R (ENCODER HTL2048S/R) with TEMPERAT. SENSOR KTY84-130 DESIGN IM B3 (IM V5, IM V6) PLAIN SHAFT WITHOUT FITTED KEY; BEARING: STANDARD WITH FIXED BEARING, VIBRATION SEVERITY GRADE R/A; SHAFT AND FLANGE ACCURACY: R TERMINAL BOX (ABOVE) CABLE ENTRY ON THE RIGHT SIGNAL CONNECTION D-END | - | 0 | 0
1PH8163-1JD10-0BB1 |  | 1PH8163-1JD10-0BB1 | 1 | UN | 1 | 20 | D | D | N | N | 85015230 | 1 |  | 196 | KG | 4374.11 | 4374.11 | MC05 | MC05 | SIMOTICS M Compact induction motor 1000rpm, 22kW, 210Nm, 55A, 300V 1150rpm, 25kW, 208Nm, 55A, 343V 1350rpm, 28kW, 198Nm, 52A, 400 V forced ventilation; direction of air flow NDE--> DE; Degree of protection IP55 INCREMENT. ENCODER HTL 2048 S/R (ENCODER HTL2048S/R) with TEMPERAT. SENSOR KTY84-130 DESIGN IM B3 (IM V5, IM V6) PLAIN SHAFT WITHOUT FITTED KEY; BEARING: STANDARD WITH FIXED BEARING, VIBRATION SEVERITY GRADE R/A; SHAFT AND FLANGE ACCURACY: R TERMINAL BOX (ABOVE) CABLE ENTRY ON THE LEFT SIGNAL CONNECTION D-END | - | 0 | 0
1PH8163-1JD10-0BC1 |  | 1PH8163-1JD10-0BC1 | 1 | UN | 1 | 20 | D | D | N | N | 85015230 | 1 |  | 196 | KG | 4374.11 | 4374.11 | MC05 | MC05 | SIMOTICS M Compact induction motor 1000rpm, 22kW, 210Nm, 55A, 300V 1150rpm, 25kW, 208Nm, 55A, 343V 1350rpm, 28kW, 198Nm, 52A, 400 V forced ventilation; direction of air flow NDE--> DE; Degree of protection IP55 INCREMENT. ENCODER HTL 2048 S/R (ENCODER HTL2048S/R) with TEMPERAT. SENSOR KTY84-130 DESIGN IM B3 (IM V5, IM V6) PLAIN SHAFT WITHOUT FITTED KEY; BEARING: STANDARD WITH FIXED BEARING, VIBRATION SEVERITY GRADE R/A; SHAFT AND FLANGE ACCURACY: R TERMINAL BOX (ABOVE) CABLE ENTRY ON THE ND-END SIGNAL CONNECTION LEFT | - | 0 | 0
1PH8163-1JD10-0CA1 |  | 1PH8163-1JD10-0CA1 | 1 | UN | 1 | 20 | D | D | N | N | 85015230 | 1 |  | 196 | KG | 4504.13 | 4504.13 | MC05 | MC05 | SIMOTICS M Compact induction motor 1000rpm, 22kW, 210Nm, 55A, 300V 1150rpm, 25kW, 208Nm, 55A, 343V 1350rpm, 28kW, 198Nm, 52A, 400 V forced ventilation; direction of air flow NDE--> DE; Degree of protection IP55 INCREMENT. ENCODER HTL 2048 S/R (ENCODER HTL2048S/R) with TEMPERAT. SENSOR KTY84-130 DESIGN IM B3 (IM V5, IM V6) PLAIN SHAFT WITHOUT FITTED KEY; BEARING: STANDARD WITH FIXED BEARING, VIBRATION SEVERITY GRADE S/A; SHAFT AND FLANGE ACCURACY: R TERMINAL BOX (ABOVE) CABLE ENTRY ON THE RIGHT SIGNAL CONNECTION D-END | - | 0 | 0
1PH8163-1JD10-0CB1 |  | 1PH8163-1JD10-0CB1 | 1 | UN | 1 | 20 | D | D | N | N | 85015230 | 1 |  | 196 | KG | 4504.13 | 4504.13 | MC05 | MC05 | SIMOTICS M Compact induction motor 1000rpm, 22kW, 210Nm, 55A, 300V 1150rpm, 25kW, 208Nm, 55A, 343V 1350rpm, 28kW, 198Nm, 52A, 400 V forced ventilation; direction of air flow NDE--> DE; Degree of protection IP55 INCREMENT. ENCODER HTL 2048 S/R (ENCODER HTL2048S/R) with TEMPERAT. SENSOR KTY84-130 DESIGN IM B3 (IM V5, IM V6) PLAIN SHAFT WITHOUT FITTED KEY; BEARING: STANDARD WITH FIXED BEARING, VIBRATION SEVERITY GRADE S/A; SHAFT AND FLANGE ACCURACY: R TERMINAL BOX (ABOVE) CABLE ENTRY ON THE LEFT SIGNAL CONNECTION D-END | - | 0 | 0
1PH8163-1JD10-0CC1 |  | 1PH8163-1JD10-0CC1 | 1 | UN | 1 | 20 | D | D | N | N | 85015230 | 1 |  | 196 | KG | 4504.13 | 4504.13 | MC05 | MC05 | SIMOTICS M Compact induction motor 1000rpm, 22kW, 210Nm, 55A, 300V 1150rpm, 25kW, 208Nm, 55A, 343V 1350rpm, 28kW, 198Nm, 52A, 400 V forced ventilation; direction of air flow NDE--> DE; Degree of protection IP55 INCREMENT. ENCODER HTL 2048 S/R (ENCODER HTL2048S/R) with TEMPERAT. SENSOR KTY84-130 DESIGN IM B3 (IM V5, IM V6) PLAIN SHAFT WITHOUT FITTED KEY; BEARING: STANDARD WITH FIXED BEARING, VIBRATION SEVERITY GRADE S/A; SHAFT AND FLANGE ACCURACY: R TERMINAL BOX (ABOVE) CABLE ENTRY ON THE ND-END SIGNAL CONNECTION LEFT | - | 0 | 0
1PH8163-1JD10-2BA1 |  | 1PH8163-1JD10-2BA1 | 1 | UN | 1 | 20 | D | D | N | N | 85015230 | 1 |  | 196 | KG | 4504.16 | 4504.16 | MC05 | MC05 | SIMOTICS M Compact induction motor 1000rpm, 22kW, 210Nm, 55A, 300V 1150rpm, 25kW, 208Nm, 55A, 343V 1350rpm, 28kW, 198Nm, 52A, 400 V forced ventilation; direction of air flow NDE--> DE; Degree of protection IP55 INCREMENT. ENCODER HTL 2048 S/R (ENCODER HTL2048S/R) with TEMPERAT. SENSOR KTY84-130 DESIGN IM B3 (IM V5, IM V6) SHAFT WITH FITTED KEY HALF-KEY BALANCING BEARING: STANDARD WITH FIXED BEARING, VIBRATION SEVERITY GRADE R/A; SHAFT AND FLANGE ACCURACY: R TERMINAL BOX (ABOVE) CABLE ENTRY ON THE RIGHT SIGNAL CONNECTION D-END | - | 0 | 0
1PH8163-1JD10-2BB1 |  | 1PH8163-1JD10-2BB1 | 1 | UN | 1 | 20 | D | D | N | N | 85015230 | 1 |  | 196 | KG | 4504.16 | 4504.16 | MC05 | MC05 | SIMOTICS M Compact induction motor 1000rpm, 22kW, 210Nm, 55A, 300V 1150rpm, 25kW, 208Nm, 55A, 343V 1350rpm, 28kW, 198Nm, 52A, 400 V forced ventilation; direction of air flow NDE--> DE; Degree of protection IP55 INCREMENT. ENCODER HTL 2048 S/R (ENCODER HTL2048S/R) with TEMPERAT. SENSOR KTY84-130 DESIGN IM B3 (IM V5, IM V6) SHAFT WITH FITTED KEY HALF-KEY BALANCING BEARING: STANDARD WITH FIXED BEARING, VIBRATION SEVERITY GRADE R/A; SHAFT AND FLANGE ACCURACY: R TERMINAL BOX (ABOVE) CABLE ENTRY ON THE LEFT SIGNAL CONNECTION D-END | - | 0 | 0
1PH8163-1JD10-2BC1 |  | 1PH8163-1JD10-2BC1 | 1 | UN | 1 | 20 | D | D | N | N | 85015230 | 1 |  | 196 | KG | 4504.16 | 4504.16 | MC05 | MC05 | SIMOTICS M Compact induction motor 1000rpm, 22kW, 210Nm, 55A, 300V 1150rpm, 25kW, 208Nm, 55A, 343V 1350rpm, 28kW, 198Nm, 52A, 400 V forced ventilation; direction of air flow NDE--> DE; Degree of protection IP55 INCREMENT. ENCODER HTL 2048 S/R (ENCODER HTL2048S/R) with TEMPERAT. SENSOR KTY84-130 DESIGN IM B3 (IM V5, IM V6) SHAFT WITH FITTED KEY HALF-KEY BALANCING BEARING: STANDARD WITH FIXED BEARING, VIBRATION SEVERITY GRADE R/A; SHAFT AND FLANGE ACCURACY: R TERMINAL BOX (ABOVE) CABLE ENTRY ON THE ND-END SIGNAL CONNECTION LEFT | - | 0 | 0
1PH8163-1JD10-2CA1 |  | 1PH8163-1JD10-2CA1 | 1 | UN | 1 | 20 | D | D | N | N | 85015230 | 1 |  | 196 | KG | 4634.18 | 4634.18 | MC05 | MC05 | SIMOTICS M Compact induction motor 1000rpm, 22kW, 210Nm, 55A, 300V 1150rpm, 25kW, 208Nm, 55A, 343V 1350rpm, 28kW, 198Nm, 52A, 400 V forced ventilation; direction of air flow NDE--> DE; Degree of protection IP55 INCREMENT. ENCODER HTL 2048 S/R (ENCODER HTL2048S/R) with TEMPERAT. SENSOR KTY84-130 DESIGN IM B3 (IM V5, IM V6) SHAFT WITH FITTED KEY HALF-KEY BALANCING BEARING: STANDARD WITH FIXED BEARING, VIBRATION SEVERITY GRADE S/A; SHAFT AND FLANGE ACCURACY: R TERMINAL BOX (ABOVE) CABLE ENTRY ON THE RIGHT SIGNAL CONNECTION D-END | - | 0 | 0
1PH8163-1JD10-2CB1 |  | 1PH8163-1JD10-2CB1 | 1 | UN | 1 | 20 | D | D | N | N | 85015230 | 1 |  | 196 | KG | 4634.18 | 4634.18 | MC05 | MC05 | SIMOTICS M Compact induction motor 1000rpm, 22kW, 210Nm, 55A, 300V 1150rpm, 25kW, 208Nm, 55A, 343V 1350rpm, 28kW, 198Nm, 52A, 400 V forced ventilation; direction of air flow NDE--> DE; Degree of protection IP55 INCREMENT. ENCODER HTL 2048 S/R (ENCODER HTL2048S/R) with TEMPERAT. SENSOR KTY84-130 DESIGN IM B3 (IM V5, IM V6) SHAFT WITH FITTED KEY HALF-KEY BALANCING BEARING: STANDARD WITH FIXED BEARING, VIBRATION SEVERITY GRADE S/A; SHAFT AND FLANGE ACCURACY: R TERMINAL BOX (ABOVE) CABLE ENTRY ON THE LEFT SIGNAL CONNECTION D-END | - | 0 | 0
1PH8163-1JD10-2CC1 |  | 1PH8163-1JD10-2CC1 | 1 | UN | 1 | 20 | D | D | N | N | 85015230 | 1 |  | 196 | KG | 4634.18 | 4634.18 | MC05 | MC05 | SIMOTICS M Compact induction motor 1000rpm, 22kW, 210Nm, 55A, 300V 1150rpm, 25kW, 208Nm, 55A, 343V 1350rpm, 28kW, 198Nm, 52A, 400 V forced ventilation; direction of air flow NDE--> DE; Degree of protection IP55 INCREMENT. ENCODER HTL 2048 S/R (ENCODER HTL2048S/R) with TEMPERAT. SENSOR KTY84-130 DESIGN IM B3 (IM V5, IM V6) SHAFT WITH FITTED KEY HALF-KEY BALANCING BEARING: STANDARD WITH FIXED BEARING, VIBRATION SEVERITY GRADE S/A; SHAFT AND FLANGE ACCURACY: R TERMINAL BOX (ABOVE) CABLE ENTRY ON THE ND-END SIGNAL CONNECTION LEFT | - | 0 | 0
1PH8163-1JD12-0BA1 |  | 1PH8163-1JD12-0BA1 | 1 | UN | 1 | 20 | D | D | N | N | 85015230 | 1 |  | 196 | KG | 4807.61 | 4807.61 | MC05 | MC05 | SIMOTICS M Compact induction motor 1000rpm, 22kW, 210Nm, 55A, 300V 1150rpm, 25kW, 208Nm, 55A, 343V 1350rpm, 28kW, 198Nm, 52A, 400 V forced ventilation; direction of air flow NDE--> DE; Degree of protection IP55 INCREMENT. ENCODER HTL 2048 S/R (ENCODER HTL2048S/R) with TEMPERAT. SENSOR KTY84-130 DESIGN IM B5 (IMV 1,IM V3) PLAIN SHAFT WITHOUT FITTED KEY; BEARING: STANDARD WITH FIXED BEARING, VIBRATION SEVERITY GRADE R/A; SHAFT AND FLANGE ACCURACY: R TERMINAL BOX (ABOVE) CABLE ENTRY ON THE RIGHT SIGNAL CONNECTION D-END | - | 0 | 0
1PH8163-1JD12-0BB1 |  | 1PH8163-1JD12-0BB1 | 1 | UN | 1 | 20 | D | D | N | N | 85015230 | 1 |  | 196 | KG | 4807.61 | 4807.61 | MC05 | MC05 | SIMOTICS M Compact induction motor 1000rpm, 22kW, 210Nm, 55A, 300V 1150rpm, 25kW, 208Nm, 55A, 343V 1350rpm, 28kW, 198Nm, 52A, 400 V forced ventilation; direction of air flow NDE--> DE; Degree of protection IP55 INCREMENT. ENCODER HTL 2048 S/R (ENCODER HTL2048S/R) with TEMPERAT. SENSOR KTY84-130 DESIGN IM B5 (IMV 1,IM V3) PLAIN SHAFT WITHOUT FITTED KEY; BEARING: STANDARD WITH FIXED BEARING, VIBRATION SEVERITY GRADE R/A; SHAFT AND FLANGE ACCURACY: R TERMINAL BOX (ABOVE) CABLE ENTRY ON THE LEFT SIGNAL CONNECTION D-END | - | 0 | 0
1PH8163-1JD12-0BC1 |  | 1PH8163-1JD12-0BC1 | 1 | UN | 1 | 20 | D | D | N | N | 85015230 | 1 |  | 196 | KG | 4807.61 | 4807.61 | MC05 | MC05 | SIMOTICS M Compact induction motor 1000rpm, 22kW, 210Nm, 55A, 300V 1150rpm, 25kW, 208Nm, 55A, 343V 1350rpm, 28kW, 198Nm, 52A, 400 V forced ventilation; direction of air flow NDE--> DE; Degree of protection IP55 INCREMENT. ENCODER HTL 2048 S/R (ENCODER HTL2048S/R) with TEMPERAT. SENSOR KTY84-130 DESIGN IM B5 (IMV 1,IM V3) PLAIN SHAFT WITHOUT FITTED KEY; BEARING: STANDARD WITH FIXED BEARING, VIBRATION SEVERITY GRADE R/A; SHAFT AND FLANGE ACCURACY: R TERMINAL BOX (ABOVE) CABLE ENTRY ON THE ND-END SIGNAL CONNECTION LEFT | - | 0 | 0
1PH8163-1JD12-0CA1 |  | 1PH8163-1JD12-0CA1 | 1 | UN | 1 | 20 | D | D | N | N | 85015230 | 1 |  | 196 | KG | 4937.63 | 4937.63 | MC05 | MC05 | SIMOTICS M Compact induction motor 1000rpm, 22kW, 210Nm, 55A, 300V 1150rpm, 25kW, 208Nm, 55A, 343V 1350rpm, 28kW, 198Nm, 52A, 400 V forced ventilation; direction of air flow NDE--> DE; Degree of protection IP55 INCREMENT. ENCODER HTL 2048 S/R (ENCODER HTL2048S/R) with TEMPERAT. SENSOR KTY84-130 DESIGN IM B5 (IMV 1,IM V3) PLAIN SHAFT WITHOUT FITTED KEY; BEARING: STANDARD WITH FIXED BEARING, VIBRATION SEVERITY GRADE S/A; SHAFT AND FLANGE ACCURACY: R TERMINAL BOX (ABOVE) CABLE ENTRY ON THE RIGHT SIGNAL CONNECTION D-END | - | 0 | 0
1PH8163-1JD12-0CB1 |  | 1PH8163-1JD12-0CB1 | 1 | UN | 1 | 20 | D | D | N | N | 85015230 | 1 |  | 196 | KG | 4937.63 | 4937.63 | MC05 | MC05 | SIMOTICS M Compact induction motor 1000rpm, 22kW, 210Nm, 55A, 300V 1150rpm, 25kW, 208Nm, 55A, 343V 1350rpm, 28kW, 198Nm, 52A, 400 V forced ventilation; direction of air flow NDE--> DE; Degree of protection IP55 INCREMENT. ENCODER HTL 2048 S/R (ENCODER HTL2048S/R) with TEMPERAT. SENSOR KTY84-130 DESIGN IM B5 (IMV 1,IM V3) PLAIN SHAFT WITHOUT FITTED KEY; BEARING: STANDARD WITH FIXED BEARING, VIBRATION SEVERITY GRADE S/A; SHAFT AND FLANGE ACCURACY: R TERMINAL BOX (ABOVE) CABLE ENTRY ON THE LEFT SIGNAL CONNECTION D-END | - | 0 | 0
1PH8163-1JD12-0CC1 |  | 1PH8163-1JD12-0CC1 | 1 | UN | 1 | 20 | D | D | N | N | 85015230 | 1 |  | 196 | KG | 4937.63 | 4937.63 | MC05 | MC05 | SIMOTICS M Compact induction motor 1000rpm, 22kW, 210Nm, 55A, 300V 1150rpm, 25kW, 208Nm, 55A, 343V 1350rpm, 28kW, 198Nm, 52A, 400 V forced ventilation; direction of air flow NDE--> DE; Degree of protection IP55 INCREMENT. ENCODER HTL 2048 S/R (ENCODER HTL2048S/R) with TEMPERAT. SENSOR KTY84-130 DESIGN IM B5 (IMV 1,IM V3) PLAIN SHAFT WITHOUT FITTED KEY; BEARING: STANDARD WITH FIXED BEARING, VIBRATION SEVERITY GRADE S/A; SHAFT AND FLANGE ACCURACY: R TERMINAL BOX (ABOVE) CABLE ENTRY ON THE ND-END SIGNAL CONNECTION LEFT | - | 0 | 0
1PH8163-1JD12-2BA1 |  | 1PH8163-1JD12-2BA1 | 1 | UN | 1 | 20 | D | D | N | N | 85015230 | 1 |  | 196 | KG | 4937.66 | 4937.66 | MC05 | MC05 | SIMOTICS M Compact induction motor 1000rpm, 22kW, 210Nm, 55A, 300V 1150rpm, 25kW, 208Nm, 55A, 343V 1350rpm, 28kW, 198Nm, 52A, 400 V forced ventilation; direction of air flow NDE--> DE; Degree of protection IP55 INCREMENT. ENCODER HTL 2048 S/R (ENCODER HTL2048S/R) with TEMPERAT. SENSOR KTY84-130 DESIGN IM B5 (IMV 1,IM V3) SHAFT WITH FITTED KEY HALF-KEY BALANCING BEARING: STANDARD WITH FIXED BEARING, VIBRATION SEVERITY GRADE R/A; SHAFT AND FLANGE ACCURACY: R TERMINAL BOX (ABOVE) CABLE ENTRY ON THE RIGHT SIGNAL CONNECTION D-END | - | 0 | 0
1PH8163-1JD12-2BB1 |  | 1PH8163-1JD12-2BB1 | 1 | UN | 1 | 20 | D | D | N | N | 85015230 | 1 |  | 196 | KG | 4937.66 | 4937.66 | MC05 | MC05 | SIMOTICS M Compact induction motor 1000rpm, 22kW, 210Nm, 55A, 300V 1150rpm, 25kW, 208Nm, 55A, 343V 1350rpm, 28kW, 198Nm, 52A, 400 V forced ventilation; direction of air flow NDE--> DE; Degree of protection IP55 INCREMENT. ENCODER HTL 2048 S/R (ENCODER HTL2048S/R) with TEMPERAT. SENSOR KTY84-130 DESIGN IM B5 (IMV 1,IM V3) SHAFT WITH FITTED KEY HALF-KEY BALANCING BEARING: STANDARD WITH FIXED BEARING, VIBRATION SEVERITY GRADE R/A; SHAFT AND FLANGE ACCURACY: R TERMINAL BOX (ABOVE) CABLE ENTRY ON THE LEFT SIGNAL CONNECTION D-END | - | 0 | 0
1PH8163-1JD12-2BC1 |  | 1PH8163-1JD12-2BC1 | 1 | UN | 1 | 20 | D | D | N | N | 85015230 | 1 |  | 196 | KG | 4937.66 | 4937.66 | MC05 | MC05 | SIMOTICS M Compact induction motor 1000rpm, 22kW, 210Nm, 55A, 300V 1150rpm, 25kW, 208Nm, 55A, 343V 1350rpm, 28kW, 198Nm, 52A, 400 V forced ventilation; direction of air flow NDE--> DE; Degree of protection IP55 INCREMENT. ENCODER HTL 2048 S/R (ENCODER HTL2048S/R) with TEMPERAT. SENSOR KTY84-130 DESIGN IM B5 (IMV 1,IM V3) SHAFT WITH FITTED KEY HALF-KEY BALANCING BEARING: STANDARD WITH FIXED BEARING, VIBRATION SEVERITY GRADE R/A; SHAFT AND FLANGE ACCURACY: R TERMINAL BOX (ABOVE) CABLE ENTRY ON THE ND-END SIGNAL CONNECTION LEFT | - | 0 | 0
1PH8163-1JD12-2CA1 |  | 1PH8163-1JD12-2CA1 | 1 | UN | 1 | 20 | D | D | N | N | 85015230 | 1 |  | 196 | KG | 5067.68 | 5067.68 | MC05 | MC05 | SIMOTICS M Compact induction motor 1000rpm, 22kW, 210Nm, 55A, 300V 1150rpm, 25kW, 208Nm, 55A, 343V 1350rpm, 28kW, 198Nm, 52A, 400 V forced ventilation; direction of air flow NDE--> DE; Degree of protection IP55 INCREMENT. ENCODER HTL 2048 S/R (ENCODER HTL2048S/R) with TEMPERAT. SENSOR KTY84-130 DESIGN IM B5 (IMV 1,IM V3) SHAFT WITH FITTED KEY HALF-KEY BALANCING BEARING: STANDARD WITH FIXED BEARING, VIBRATION SEVERITY GRADE S/A; SHAFT AND FLANGE ACCURACY: R TERMINAL BOX (ABOVE) CABLE ENTRY ON THE RIGHT SIGNAL CONNECTION D-END | - | 0 | 0
1PH8163-1JD12-2CB1 |  | 1PH8163-1JD12-2CB1 | 1 | UN | 1 | 20 | D | D | N | N | 85015230 | 1 |  | 196 | KG | 5067.68 | 5067.68 | MC05 | MC05 | SIMOTICS M Compact induction motor 1000rpm, 22kW, 210Nm, 55A, 300V 1150rpm, 25kW, 208Nm, 55A, 343V 1350rpm, 28kW, 198Nm, 52A, 400 V forced ventilation; direction of air flow NDE--> DE; Degree of protection IP55 INCREMENT. ENCODER HTL 2048 S/R (ENCODER HTL2048S/R) with TEMPERAT. SENSOR KTY84-130 DESIGN IM B5 (IMV 1,IM V3) SHAFT WITH FITTED KEY HALF-KEY BALANCING BEARING: STANDARD WITH FIXED BEARING, VIBRATION SEVERITY GRADE S/A; SHAFT AND FLANGE ACCURACY: R TERMINAL BOX (ABOVE) CABLE ENTRY ON THE LEFT SIGNAL CONNECTION D-END | - | 0 | 0
1PH8163-1JD12-2CC1 |  | 1PH8163-1JD12-2CC1 | 1 | UN | 1 | 20 | D | D | N | N | 85015230 | 1 |  | 196 | KG | 5067.68 | 5067.68 | MC05 | MC05 | SIMOTICS M Compact induction motor 1000rpm, 22kW, 210Nm, 55A, 300V 1150rpm, 25kW, 208Nm, 55A, 343V 1350rpm, 28kW, 198Nm, 52A, 400 V forced ventilation; direction of air flow NDE--> DE; Degree of protection IP55 INCREMENT. ENCODER HTL 2048 S/R (ENCODER HTL2048S/R) with TEMPERAT. SENSOR KTY84-130 DESIGN IM B5 (IMV 1,IM V3) SHAFT WITH FITTED KEY HALF-KEY BALANCING BEARING: STANDARD WITH FIXED BEARING, VIBRATION SEVERITY GRADE S/A; SHAFT AND FLANGE ACCURACY: R TERMINAL BOX (ABOVE) CABLE ENTRY ON THE ND-END SIGNAL CONNECTION LEFT | - | 0 | 0
1PH8163-1JD13-0BA1 |  | 1PH8163-1JD13-0BA1 | 1 | UN | 1 | 20 | D | D | N | N | 85015230 | 1 |  | 196 | KG | 4807.61 | 4807.61 | MC05 | MC05 | SIMOTICS M Compact induction motor 1000rpm, 22kW, 210Nm, 55A, 300V 1150rpm, 25kW, 208Nm, 55A, 343V 1350rpm, 28kW, 198Nm, 52A, 400 V forced ventilation; direction of air flow NDE--> DE; Degree of protection IP55 INCREMENT. ENCODER HTL 2048 S/R (ENCODER HTL2048S/R) with TEMPERAT. SENSOR KTY84-130 Design IM B35 (IM V15, (IM V35) PLAIN SHAFT WITHOUT FITTED KEY; BEARING: STANDARD WITH FIXED BEARING, VIBRATION SEVERITY GRADE R/A; SHAFT AND FLANGE ACCURACY: R TERMINAL BOX (ABOVE) CABLE ENTRY ON THE RIGHT SIGNAL CONNECTION D-END | - | 0 | 0
1PH8163-1JD13-0BB1 |  | 1PH8163-1JD13-0BB1 | 1 | UN | 1 | 20 | D | D | N | N | 85015230 | 1 |  | 196 | KG | 4807.61 | 4807.61 | MC05 | MC05 | SIMOTICS M Compact induction motor 1000rpm, 22kW, 210Nm, 55A, 300V 1150rpm, 25kW, 208Nm, 55A, 343V 1350rpm, 28kW, 198Nm, 52A, 400 V forced ventilation; direction of air flow NDE--> DE; Degree of protection IP55 INCREMENT. ENCODER HTL 2048 S/R (ENCODER HTL2048S/R) with TEMPERAT. SENSOR KTY84-130 Design IM B35 (IM V15, (IM V35) PLAIN SHAFT WITHOUT FITTED KEY; BEARING: STANDARD WITH FIXED BEARING, VIBRATION SEVERITY GRADE R/A; SHAFT AND FLANGE ACCURACY: R TERMINAL BOX (ABOVE) CABLE ENTRY ON THE LEFT SIGNAL CONNECTION D-END | - | 0 | 0
1PH8163-1JD13-0BC1 |  | 1PH8163-1JD13-0BC1 | 1 | UN | 1 | 20 | D | D | N | N | 85015230 | 1 |  | 196 | KG | 4807.61 | 4807.61 | MC05 | MC05 | SIMOTICS M Compact induction motor 1000rpm, 22kW, 210Nm, 55A, 300V 1150rpm, 25kW, 208Nm, 55A, 343V 1350rpm, 28kW, 198Nm, 52A, 400 V forced ventilation; direction of air flow NDE--> DE; Degree of protection IP55 INCREMENT. ENCODER HTL 2048 S/R (ENCODER HTL2048S/R) with TEMPERAT. SENSOR KTY84-130 Design IM B35 (IM V15, (IM V35) PLAIN SHAFT WITHOUT FITTED KEY; BEARING: STANDARD WITH FIXED BEARING, VIBRATION SEVERITY GRADE R/A; SHAFT AND FLANGE ACCURACY: R TERMINAL BOX (ABOVE) CABLE ENTRY ON THE ND-END SIGNAL CONNECTION LEFT | - | 0 | 0
1PH8163-1JD13-0CA1 |  | 1PH8163-1JD13-0CA1 | 1 | UN | 1 | 20 | D | D | N | N | 85015230 | 1 |  | 196 | KG | 4937.63 | 4937.63 | MC05 | MC05 | SIMOTICS M Compact induction motor 1000rpm, 22kW, 210Nm, 55A, 300V 1150rpm, 25kW, 208Nm, 55A, 343V 1350rpm, 28kW, 198Nm, 52A, 400 V forced ventilation; direction of air flow NDE--> DE; Degree of protection IP55 INCREMENT. ENCODER HTL 2048 S/R (ENCODER HTL2048S/R) with TEMPERAT. SENSOR KTY84-130 Design IM B35 (IM V15, (IM V35) PLAIN SHAFT WITHOUT FITTED KEY; BEARING: STANDARD WITH FIXED BEARING, VIBRATION SEVERITY GRADE S/A; SHAFT AND FLANGE ACCURACY: R TERMINAL BOX (ABOVE) CABLE ENTRY ON THE RIGHT SIGNAL CONNECTION D-END | - | 0 | 0
1PH8163-1JD13-0CB1 |  | 1PH8163-1JD13-0CB1 | 1 | UN | 1 | 20 | D | D | N | N | 85015230 | 1 |  | 196 | KG | 4937.63 | 4937.63 | MC05 | MC05 | SIMOTICS M Compact induction motor 1000rpm, 22kW, 210Nm, 55A, 300V 1150rpm, 25kW, 208Nm, 55A, 343V 1350rpm, 28kW, 198Nm, 52A, 400 V forced ventilation; direction of air flow NDE--> DE; Degree of protection IP55 INCREMENT. ENCODER HTL 2048 S/R (ENCODER HTL2048S/R) with TEMPERAT. SENSOR KTY84-130 Design IM B35 (IM V15, (IM V35) PLAIN SHAFT WITHOUT FITTED KEY; BEARING: STANDARD WITH FIXED BEARING, VIBRATION SEVERITY GRADE S/A; SHAFT AND FLANGE ACCURACY: R TERMINAL BOX (ABOVE) CABLE ENTRY ON THE LEFT SIGNAL CONNECTION D-END | - | 0 | 0
1PH8163-1JD13-0CC1 |  | 1PH8163-1JD13-0CC1 | 1 | UN | 1 | 20 | D | D | N | N | 85015230 | 1 |  | 196 | KG | 4937.63 | 4937.63 | MC05 | MC05 | SIMOTICS M Compact induction motor 1000rpm, 22kW, 210Nm, 55A, 300V 1150rpm, 25kW, 208Nm, 55A, 343V 1350rpm, 28kW, 198Nm, 52A, 400 V forced ventilation; direction of air flow NDE--> DE; Degree of protection IP55 INCREMENT. ENCODER HTL 2048 S/R (ENCODER HTL2048S/R) with TEMPERAT. SENSOR KTY84-130 Design IM B35 (IM V15, (IM V35) PLAIN SHAFT WITHOUT FITTED KEY; BEARING: STANDARD WITH FIXED BEARING, VIBRATION SEVERITY GRADE S/A; SHAFT AND FLANGE ACCURACY: R TERMINAL BOX (ABOVE) CABLE ENTRY ON THE ND-END SIGNAL CONNECTION LEFT | - | 0 | 0
1PH8163-1JD13-2BA1 |  | 1PH8163-1JD13-2BA1 | 1 | UN | 1 | 20 | D | D | N | N | 85015230 | 1 |  | 196 | KG | 4937.66 | 4937.66 | MC05 | MC05 | SIMOTICS M Compact induction motor 1000rpm, 22kW, 210Nm, 55A, 300V 1150rpm, 25kW, 208Nm, 55A, 343V 1350rpm, 28kW, 198Nm, 52A, 400 V forced ventilation; direction of air flow NDE--> DE; Degree of protection IP55 INCREMENT. ENCODER HTL 2048 S/R (ENCODER HTL2048S/R) with TEMPERAT. SENSOR KTY84-130 Design IM B35 (IM V15, (IM V35) SHAFT WITH FITTED KEY HALF-KEY BALANCING BEARING: STANDARD WITH FIXED BEARING, VIBRATION SEVERITY GRADE R/A; SHAFT AND FLANGE ACCURACY: R TERMINAL BOX (ABOVE) CABLE ENTRY ON THE RIGHT SIGNAL CONNECTION D-END | - | 0 | 0
1PH8163-1JD13-2BB1 |  | 1PH8163-1JD13-2BB1 | 1 | UN | 1 | 20 | D | D | N | N | 85015230 | 1 |  | 196 | KG | 4937.66 | 4937.66 | MC05 | MC05 | SIMOTICS M Compact induction motor 1000rpm, 22kW, 210Nm, 55A, 300V 1150rpm, 25kW, 208Nm, 55A, 343V 1350rpm, 28kW, 198Nm, 52A, 400 V forced ventilation; direction of air flow NDE--> DE; Degree of protection IP55 INCREMENT. ENCODER HTL 2048 S/R (ENCODER HTL2048S/R) with TEMPERAT. SENSOR KTY84-130 Design IM B35 (IM V15, (IM V35) SHAFT WITH FITTED KEY HALF-KEY BALANCING BEARING: STANDARD WITH FIXED BEARING, VIBRATION SEVERITY GRADE R/A; SHAFT AND FLANGE ACCURACY: R TERMINAL BOX (ABOVE) CABLE ENTRY ON THE LEFT SIGNAL CONNECTION D-END | - | 0 | 0
1PH8163-1JD13-2BC1 |  | 1PH8163-1JD13-2BC1 | 1 | UN | 1 | 20 | D | D | N | N | 85015230 | 1 |  | 196 | KG | 4937.66 | 4937.66 | MC05 | MC05 | SIMOTICS M Compact induction motor 1000rpm, 22kW, 210Nm, 55A, 300V 1150rpm, 25kW, 208Nm, 55A, 343V 1350rpm, 28kW, 198Nm, 52A, 400 V forced ventilation; direction of air flow NDE--> DE; Degree of protection IP55 INCREMENT. ENCODER HTL 2048 S/R (ENCODER HTL2048S/R) with TEMPERAT. SENSOR KTY84-130 Design IM B35 (IM V15, (IM V35) SHAFT WITH FITTED KEY HALF-KEY BALANCING BEARING: STANDARD WITH FIXED BEARING, VIBRATION SEVERITY GRADE R/A; SHAFT AND FLANGE ACCURACY: R TERMINAL BOX (ABOVE) CABLE ENTRY ON THE ND-END SIGNAL CONNECTION LEFT | - | 0 | 0
1PH8163-1JD13-2CA1 |  | 1PH8163-1JD13-2CA1 | 1 | UN | 1 | 20 | D | D | N | N | 85015230 | 1 |  | 196 | KG | 5067.68 | 5067.68 | MC05 | MC05 | SIMOTICS M Compact induction motor 1000rpm, 22kW, 210Nm, 55A, 300V 1150rpm, 25kW, 208Nm, 55A, 343V 1350rpm, 28kW, 198Nm, 52A, 400 V forced ventilation; direction of air flow NDE--> DE; Degree of protection IP55 INCREMENT. ENCODER HTL 2048 S/R (ENCODER HTL2048S/R) with TEMPERAT. SENSOR KTY84-130 Design IM B35 (IM V15, (IM V35) SHAFT WITH FITTED KEY HALF-KEY BALANCING BEARING: STANDARD WITH FIXED BEARING, VIBRATION SEVERITY GRADE S/A; SHAFT AND FLANGE ACCURACY: R TERMINAL BOX (ABOVE) CABLE ENTRY ON THE RIGHT SIGNAL CONNECTION D-END | - | 0 | 0
1PH8163-1JD13-2CB1 |  | 1PH8163-1JD13-2CB1 | 1 | UN | 1 | 20 | D | D | N | N | 85015230 | 1 |  | 196 | KG | 5067.68 | 5067.68 | MC05 | MC05 | SIMOTICS M Compact induction motor 1000rpm, 22kW, 210Nm, 55A, 300V 1150rpm, 25kW, 208Nm, 55A, 343V 1350rpm, 28kW, 198Nm, 52A, 400 V forced ventilation; direction of air flow NDE--> DE; Degree of protection IP55 INCREMENT. ENCODER HTL 2048 S/R (ENCODER HTL2048S/R) with TEMPERAT. SENSOR KTY84-130 Design IM B35 (IM V15, (IM V35) SHAFT WITH FITTED KEY HALF-KEY BALANCING BEARING: STANDARD WITH FIXED BEARING, VIBRATION SEVERITY GRADE S/A; SHAFT AND FLANGE ACCURACY: R TERMINAL BOX (ABOVE) CABLE ENTRY ON THE LEFT SIGNAL CONNECTION D-END | - | 0 | 0
1PH8163-1JD13-2CC1 |  | 1PH8163-1JD13-2CC1 | 1 | UN | 1 | 20 | D | D | N | N | 85015230 | 1 |  | 196 | KG | 5067.68 | 5067.68 | MC05 | MC05 | SIMOTICS M Compact induction motor 1000rpm, 22kW, 210Nm, 55A, 300V 1150rpm, 25kW, 208Nm, 55A, 343V 1350rpm, 28kW, 198Nm, 52A, 400 V forced ventilation; direction of air flow NDE--> DE; Degree of protection IP55 INCREMENT. ENCODER HTL 2048 S/R (ENCODER HTL2048S/R) with TEMPERAT. SENSOR KTY84-130 Design IM B35 (IM V15, (IM V35) SHAFT WITH FITTED KEY HALF-KEY BALANCING BEARING: STANDARD WITH FIXED BEARING, VIBRATION SEVERITY GRADE S/A; SHAFT AND FLANGE ACCURACY: R TERMINAL BOX (ABOVE) CABLE ENTRY ON THE ND-END SIGNAL CONNECTION LEFT | - | 0 | 0
1PH8163-1JF10-0BA1 |  | 1PH8163-1JF10-0BA1 | 1 | UN | 1 | 20 | D | D | N | N | 85015230 | 1 |  | 196 | KG | 4374.11 | 4374.11 | MC05 | MC05 | SIMOTICS M Compact induction motor 1500rpm, 30 kW, 191Nm, 71A, 319V 1750rpm, 34kW, 186Nm, 70A, 366V 2000rpm, 37kW, 177Nm, 68A, 416V forced ventilation; direction of air flow NDE--> DE; Degree of protection IP55 INCREMENT. ENCODER HTL 2048 S/R (ENCODER HTL2048S/R) with TEMPERAT. SENSOR KTY84-130 DESIGN IM B3 (IM V5, IM V6) PLAIN SHAFT WITHOUT FITTED KEY; BEARING: STANDARD WITH FIXED BEARING, VIBRATION SEVERITY GRADE R/A; SHAFT AND FLANGE ACCURACY: R TERMINAL BOX (ABOVE) CABLE ENTRY ON THE RIGHT SIGNAL CONNECTION D-END | - | 0 | 0
1PH8163-1JF10-0BB1 |  | 1PH8163-1JF10-0BB1 | 1 | UN | 1 | 20 | D | D | N | N | 85015230 | 1 |  | 196 | KG | 4374.11 | 4374.11 | MC05 | MC05 | SIMOTICS M Compact induction motor 1500rpm, 30 kW, 191Nm, 71A, 319V 1750rpm, 34kW, 186Nm, 70A, 366V 2000rpm, 37kW, 177Nm, 68A, 416V forced ventilation; direction of air flow NDE--> DE; Degree of protection IP55 INCREMENT. ENCODER HTL 2048 S/R (ENCODER HTL2048S/R) with TEMPERAT. SENSOR KTY84-130 DESIGN IM B3 (IM V5, IM V6) PLAIN SHAFT WITHOUT FITTED KEY; BEARING: STANDARD WITH FIXED BEARING, VIBRATION SEVERITY GRADE R/A; SHAFT AND FLANGE ACCURACY: R TERMINAL BOX (ABOVE) CABLE ENTRY ON THE LEFT SIGNAL CONNECTION D-END | - | 0 | 0
1PH8163-1JF10-0BC1 |  | 1PH8163-1JF10-0BC1 | 1 | UN | 1 | 20 | D | D | N | N | 85015230 | 1 |  | 196 | KG | 4374.11 | 4374.11 | MC05 | MC05 | SIMOTICS M Compact induction motor 1500rpm, 30 kW, 191Nm, 71A, 319V 1750rpm, 34kW, 186Nm, 70A, 366V 2000rpm, 37kW, 177Nm, 68A, 416V forced ventilation; direction of air flow NDE--> DE; Degree of protection IP55 INCREMENT. ENCODER HTL 2048 S/R (ENCODER HTL2048S/R) with TEMPERAT. SENSOR KTY84-130 DESIGN IM B3 (IM V5, IM V6) PLAIN SHAFT WITHOUT FITTED KEY; BEARING: STANDARD WITH FIXED BEARING, VIBRATION SEVERITY GRADE R/A; SHAFT AND FLANGE ACCURACY: R TERMINAL BOX (ABOVE) CABLE ENTRY ON THE ND-END SIGNAL CONNECTION LEFT | - | 0 | 0
1PH8163-1JF10-0CA1 |  | 1PH8163-1JF10-0CA1 | 1 | UN | 1 | 20 | D | D | N | N | 85015230 | 1 |  | 196 | KG | 4504.13 | 4504.13 | MC05 | MC05 | SIMOTICS M Compact induction motor 1500rpm, 30 kW, 191Nm, 71A, 319V 1750rpm, 34kW, 186Nm, 70A, 366V 2000rpm, 37kW, 177Nm, 68A, 416V forced ventilation; direction of air flow NDE--> DE; Degree of protection IP55 INCREMENT. ENCODER HTL 2048 S/R (ENCODER HTL2048S/R) with TEMPERAT. SENSOR KTY84-130 DESIGN IM B3 (IM V5, IM V6) PLAIN SHAFT WITHOUT FITTED KEY; BEARING: STANDARD WITH FIXED BEARING, VIBRATION SEVERITY GRADE S/A; SHAFT AND FLANGE ACCURACY: R TERMINAL BOX (ABOVE) CABLE ENTRY ON THE RIGHT SIGNAL CONNECTION D-END | - | 0 | 0
1PH8163-1JF10-0CB1 |  | 1PH8163-1JF10-0CB1 | 1 | UN | 1 | 20 | D | D | N | N | 85015230 | 1 |  | 196 | KG | 4504.13 | 4504.13 | MC05 | MC05 | SIMOTICS M Compact induction motor 1500rpm, 30 kW, 191Nm, 71A, 319V 1750rpm, 34kW, 186Nm, 70A, 366V 2000rpm, 37kW, 177Nm, 68A, 416V forced ventilation; direction of air flow NDE--> DE; Degree of protection IP55 INCREMENT. ENCODER HTL 2048 S/R (ENCODER HTL2048S/R) with TEMPERAT. SENSOR KTY84-130 DESIGN IM B3 (IM V5, IM V6) PLAIN SHAFT WITHOUT FITTED KEY; BEARING: STANDARD WITH FIXED BEARING, VIBRATION SEVERITY GRADE S/A; SHAFT AND FLANGE ACCURACY: R TERMINAL BOX (ABOVE) CABLE ENTRY ON THE LEFT SIGNAL CONNECTION D-END | - | 0 | 0
1PH8163-1JF10-0CC1 |  | 1PH8163-1JF10-0CC1 | 1 | UN | 1 | 20 | D | D | N | N | 85015230 | 1 |  | 196 | KG | 4504.13 | 4504.13 | MC05 | MC05 | SIMOTICS M Compact induction motor 1500rpm, 30 kW, 191Nm, 71A, 319V 1750rpm, 34kW, 186Nm, 70A, 366V 2000rpm, 37kW, 177Nm, 68A, 416V forced ventilation; direction of air flow NDE--> DE; Degree of protection IP55 INCREMENT. ENCODER HTL 2048 S/R (ENCODER HTL2048S/R) with TEMPERAT. SENSOR KTY84-130 DESIGN IM B3 (IM V5, IM V6) PLAIN SHAFT WITHOUT FITTED KEY; BEARING: STANDARD WITH FIXED BEARING, VIBRATION SEVERITY GRADE S/A; SHAFT AND FLANGE ACCURACY: R TERMINAL BOX (ABOVE) CABLE ENTRY ON THE ND-END SIGNAL CONNECTION LEFT | - | 0 | 0
1PH8163-1JF10-2BA1 |  | 1PH8163-1JF10-2BA1 | 1 | UN | 1 | 20 | D | D | N | N | 85015230 | 1 |  | 196 | KG | 4504.16 | 4504.16 | MC05 | MC05 | SIMOTICS M Compact induction motor 1500rpm, 30 kW, 191Nm, 71A, 319V 1750rpm, 34kW, 186Nm, 70A, 366V 2000rpm, 37kW, 177Nm, 68A, 416V forced ventilation; direction of air flow NDE--> DE; Degree of protection IP55 INCREMENT. ENCODER HTL 2048 S/R (ENCODER HTL2048S/R) with TEMPERAT. SENSOR KTY84-130 DESIGN IM B3 (IM V5, IM V6) SHAFT WITH FITTED KEY HALF-KEY BALANCING BEARING: STANDARD WITH FIXED BEARING, VIBRATION SEVERITY GRADE R/A; SHAFT AND FLANGE ACCURACY: R TERMINAL BOX (ABOVE) CABLE ENTRY ON THE RIGHT SIGNAL CONNECTION D-END | - | 0 | 0
1PH8163-1JF10-2BB1 |  | 1PH8163-1JF10-2BB1 | 1 | UN | 1 | 20 | D | D | N | N | 85015230 | 1 |  | 196 | KG | 4504.16 | 4504.16 | MC05 | MC05 | SIMOTICS M Compact induction motor 1500rpm, 30 kW, 191Nm, 71A, 319V 1750rpm, 34kW, 186Nm, 70A, 366V 2000rpm, 37kW, 177Nm, 68A, 416V forced ventilation; direction of air flow NDE--> DE; Degree of protection IP55 INCREMENT. ENCODER HTL 2048 S/R (ENCODER HTL2048S/R) with TEMPERAT. SENSOR KTY84-130 DESIGN IM B3 (IM V5, IM V6) SHAFT WITH FITTED KEY HALF-KEY BALANCING BEARING: STANDARD WITH FIXED BEARING, VIBRATION SEVERITY GRADE R/A; SHAFT AND FLANGE ACCURACY: R TERMINAL BOX (ABOVE) CABLE ENTRY ON THE LEFT SIGNAL CONNECTION D-END | - | 0 | 0
1PH8163-1JF10-2BC1 |  | 1PH8163-1JF10-2BC1 | 1 | UN | 1 | 20 | D | D | N | N | 85015230 | 1 |  | 196 | KG | 4504.16 | 4504.16 | MC05 | MC05 | SIMOTICS M Compact induction motor 1500rpm, 30 kW, 191Nm, 71A, 319V 1750rpm, 34kW, 186Nm, 70A, 366V 2000rpm, 37kW, 177Nm, 68A, 416V forced ventilation; direction of air flow NDE--> DE; Degree of protection IP55 INCREMENT. ENCODER HTL 2048 S/R (ENCODER HTL2048S/R) with TEMPERAT. SENSOR KTY84-130 DESIGN IM B3 (IM V5, IM V6) SHAFT WITH FITTED KEY HALF-KEY BALANCING BEARING: STANDARD WITH FIXED BEARING, VIBRATION SEVERITY GRADE R/A; SHAFT AND FLANGE ACCURACY: R TERMINAL BOX (ABOVE) CABLE ENTRY ON THE ND-END SIGNAL CONNECTION LEFT | - | 0 | 0
1PH8163-1JF10-2CA1 |  | 1PH8163-1JF10-2CA1 | 1 | UN | 1 | 20 | D | D | N | N | 85015230 | 1 |  | 196 | KG | 4634.18 | 4634.18 | MC05 | MC05 | SIMOTICS M Compact induction motor 1500rpm, 30 kW, 191Nm, 71A, 319V 1750rpm, 34kW, 186Nm, 70A, 366V 2000rpm, 37kW, 177Nm, 68A, 416V forced ventilation; direction of air flow NDE--> DE; Degree of protection IP55 INCREMENT. ENCODER HTL 2048 S/R (ENCODER HTL2048S/R) with TEMPERAT. SENSOR KTY84-130 DESIGN IM B3 (IM V5, IM V6) SHAFT WITH FITTED KEY HALF-KEY BALANCING BEARING: STANDARD WITH FIXED BEARING, VIBRATION SEVERITY GRADE S/A; SHAFT AND FLANGE ACCURACY: R TERMINAL BOX (ABOVE) CABLE ENTRY ON THE RIGHT SIGNAL CONNECTION D-END | - | 0 | 0
1PH8163-1JF10-2CB1 |  | 1PH8163-1JF10-2CB1 | 1 | UN | 1 | 20 | D | D | N | N | 85015230 | 1 |  | 196 | KG | 4634.18 | 4634.18 | MC05 | MC05 | SIMOTICS M Compact induction motor 1500rpm, 30 kW, 191Nm, 71A, 319V 1750rpm, 34kW, 186Nm, 70A, 366V 2000rpm, 37kW, 177Nm, 68A, 416V forced ventilation; direction of air flow NDE--> DE; Degree of protection IP55 INCREMENT. ENCODER HTL 2048 S/R (ENCODER HTL2048S/R) with TEMPERAT. SENSOR KTY84-130 DESIGN IM B3 (IM V5, IM V6) SHAFT WITH FITTED KEY HALF-KEY BALANCING BEARING: STANDARD WITH FIXED BEARING, VIBRATION SEVERITY GRADE S/A; SHAFT AND FLANGE ACCURACY: R TERMINAL BOX (ABOVE) CABLE ENTRY ON THE LEFT SIGNAL CONNECTION D-END | - | 0 | 0
1PH8163-1JF10-2CC1 |  | 1PH8163-1JF10-2CC1 | 1 | UN | 1 | 20 | D | D | N | N | 85015230 | 1 |  | 196 | KG | 4634.18 | 4634.18 | MC05 | MC05 | SIMOTICS M Compact induction motor 1500rpm, 30 kW, 191Nm, 71A, 319V 1750rpm, 34kW, 186Nm, 70A, 366V 2000rpm, 37kW, 177Nm, 68A, 416V forced ventilation; direction of air flow NDE--> DE; Degree of protection IP55 INCREMENT. ENCODER HTL 2048 S/R (ENCODER HTL2048S/R) with TEMPERAT. SENSOR KTY84-130 DESIGN IM B3 (IM V5, IM V6) SHAFT WITH FITTED KEY HALF-KEY BALANCING BEARING: STANDARD WITH FIXED BEARING, VIBRATION SEVERITY GRADE S/A; SHAFT AND FLANGE ACCURACY: R TERMINAL BOX (ABOVE) CABLE ENTRY ON THE ND-END SIGNAL CONNECTION LEFT | - | 0 | 0
1PH8163-1JF12-0BA1 |  | 1PH8163-1JF12-0BA1 | 1 | UN | 1 | 20 | D | D | N | N | 85015230 | 1 |  | 196 | KG | 4807.61 | 4807.61 | MC05 | MC05 | SIMOTICS M Compact induction motor 1500rpm, 30 kW, 191Nm, 71A, 319V 1750rpm, 34kW, 186Nm, 70A, 366V 2000rpm, 37kW, 177Nm, 68A, 416V forced ventilation; direction of air flow NDE--> DE; Degree of protection IP55 INCREMENT. ENCODER HTL 2048 S/R (ENCODER HTL2048S/R) with TEMPERAT. SENSOR KTY84-130 DESIGN IM B5 (IMV 1,IM V3) PLAIN SHAFT WITHOUT FITTED KEY; BEARING: STANDARD WITH FIXED BEARING, VIBRATION SEVERITY GRADE R/A; SHAFT AND FLANGE ACCURACY: R TERMINAL BOX (ABOVE) CABLE ENTRY ON THE RIGHT SIGNAL CONNECTION D-END | - | 0 | 0
1PH8163-1JF12-0BB1 |  | 1PH8163-1JF12-0BB1 | 1 | UN | 1 | 20 | D | D | N | N | 85015230 | 1 |  | 196 | KG | 4807.61 | 4807.61 | MC05 | MC05 | SIMOTICS M Compact induction motor 1500rpm, 30 kW, 191Nm, 71A, 319V 1750rpm, 34kW, 186Nm, 70A, 366V 2000rpm, 37kW, 177Nm, 68A, 416V forced ventilation; direction of air flow NDE--> DE; Degree of protection IP55 INCREMENT. ENCODER HTL 2048 S/R (ENCODER HTL2048S/R) with TEMPERAT. SENSOR KTY84-130 DESIGN IM B5 (IMV 1,IM V3) PLAIN SHAFT WITHOUT FITTED KEY; BEARING: STANDARD WITH FIXED BEARING, VIBRATION SEVERITY GRADE R/A; SHAFT AND FLANGE ACCURACY: R TERMINAL BOX (ABOVE) CABLE ENTRY ON THE LEFT SIGNAL CONNECTION D-END | - | 0 | 0
1PH8163-1JF12-0BC1 |  | 1PH8163-1JF12-0BC1 | 1 | UN | 1 | 20 | D | D | N | N | 85015230 | 1 |  | 196 | KG | 4807.61 | 4807.61 | MC05 | MC05 | SIMOTICS M Compact induction motor 1500rpm, 30 kW, 191Nm, 71A, 319V 1750rpm, 34kW, 186Nm, 70A, 366V 2000rpm, 37kW, 177Nm, 68A, 416V forced ventilation; direction of air flow NDE--> DE; Degree of protection IP55 INCREMENT. ENCODER HTL 2048 S/R (ENCODER HTL2048S/R) with TEMPERAT. SENSOR KTY84-130 DESIGN IM B5 (IMV 1,IM V3) PLAIN SHAFT WITHOUT FITTED KEY; BEARING: STANDARD WITH FIXED BEARING, VIBRATION SEVERITY GRADE R/A; SHAFT AND FLANGE ACCURACY: R TERMINAL BOX (ABOVE) CABLE ENTRY ON THE ND-END SIGNAL CONNECTION LEFT | - | 0 | 0
1PH8163-1JF12-0CA1 |  | 1PH8163-1JF12-0CA1 | 1 | UN | 1 | 20 | D | D | N | N | 85015230 | 1 |  | 196 | KG | 4937.63 | 4937.63 | MC05 | MC05 | SIMOTICS M Compact induction motor 1500rpm, 30 kW, 191Nm, 71A, 319V 1750rpm, 34kW, 186Nm, 70A, 366V 2000rpm, 37kW, 177Nm, 68A, 416V forced ventilation; direction of air flow NDE--> DE; Degree of protection IP55 INCREMENT. ENCODER HTL 2048 S/R (ENCODER HTL2048S/R) with TEMPERAT. SENSOR KTY84-130 DESIGN IM B5 (IMV 1,IM V3) PLAIN SHAFT WITHOUT FITTED KEY; BEARING: STANDARD WITH FIXED BEARING, VIBRATION SEVERITY GRADE S/A; SHAFT AND FLANGE ACCURACY: R TERMINAL BOX (ABOVE) CABLE ENTRY ON THE RIGHT SIGNAL CONNECTION D-END | - | 0 | 0
1PH8163-1JF12-0CB1 |  | 1PH8163-1JF12-0CB1 | 1 | UN | 1 | 20 | D | D | N | N | 85015230 | 1 |  | 196 | KG | 4937.63 | 4937.63 | MC05 | MC05 | SIMOTICS M Compact induction motor 1500rpm, 30 kW, 191Nm, 71A, 319V 1750rpm, 34kW, 186Nm, 70A, 366V 2000rpm, 37kW, 177Nm, 68A, 416V forced ventilation; direction of air flow NDE--> DE; Degree of protection IP55 INCREMENT. ENCODER HTL 2048 S/R (ENCODER HTL2048S/R) with TEMPERAT. SENSOR KTY84-130 DESIGN IM B5 (IMV 1,IM V3) PLAIN SHAFT WITHOUT FITTED KEY; BEARING: STANDARD WITH FIXED BEARING, VIBRATION SEVERITY GRADE S/A; SHAFT AND FLANGE ACCURACY: R TERMINAL BOX (ABOVE) CABLE ENTRY ON THE LEFT SIGNAL CONNECTION D-END | - | 0 | 0
1PH8163-1JF12-0CC1 |  | 1PH8163-1JF12-0CC1 | 1 | UN | 1 | 20 | D | D | N | N | 85015230 | 1 |  | 196 | KG | 4937.63 | 4937.63 | MC05 | MC05 | SIMOTICS M Compact induction motor 1500rpm, 30 kW, 191Nm, 71A, 319V 1750rpm, 34kW, 186Nm, 70A, 366V 2000rpm, 37kW, 177Nm, 68A, 416V forced ventilation; direction of air flow NDE--> DE; Degree of protection IP55 INCREMENT. ENCODER HTL 2048 S/R (ENCODER HTL2048S/R) with TEMPERAT. SENSOR KTY84-130 DESIGN IM B5 (IMV 1,IM V3) PLAIN SHAFT WITHOUT FITTED KEY; BEARING: STANDARD WITH FIXED BEARING, VIBRATION SEVERITY GRADE S/A; SHAFT AND FLANGE ACCURACY: R TERMINAL BOX (ABOVE) CABLE ENTRY ON THE ND-END SIGNAL CONNECTION LEFT | - | 0 | 0
1PH8163-1JF12-2BA1 |  | 1PH8163-1JF12-2BA1 | 1 | UN | 1 | 20 | D | D | N | N | 85015230 | 1 |  | 196 | KG | 4937.66 | 4937.66 | MC05 | MC05 | SIMOTICS M Compact induction motor 1500rpm, 30 kW, 191Nm, 71A, 319V 1750rpm, 34kW, 186Nm, 70A, 366V 2000rpm, 37kW, 177Nm, 68A, 416V forced ventilation; direction of air flow NDE--> DE; Degree of protection IP55 INCREMENT. ENCODER HTL 2048 S/R (ENCODER HTL2048S/R) with TEMPERAT. SENSOR KTY84-130 DESIGN IM B5 (IMV 1,IM V3) SHAFT WITH FITTED KEY HALF-KEY BALANCING BEARING: STANDARD WITH FIXED BEARING, VIBRATION SEVERITY GRADE R/A; SHAFT AND FLANGE ACCURACY: R TERMINAL BOX (ABOVE) CABLE ENTRY ON THE RIGHT SIGNAL CONNECTION D-END | - | 0 | 0
1PH8163-1JF12-2BB1 |  | 1PH8163-1JF12-2BB1 | 1 | UN | 1 | 20 | D | D | N | N | 85015230 | 1 |  | 196 | KG | 4937.66 | 4937.66 | MC05 | MC05 | SIMOTICS M Compact induction motor 1500rpm, 30 kW, 191Nm, 71A, 319V 1750rpm, 34kW, 186Nm, 70A, 366V 2000rpm, 37kW, 177Nm, 68A, 416V forced ventilation; direction of air flow NDE--> DE; Degree of protection IP55 INCREMENT. ENCODER HTL 2048 S/R (ENCODER HTL2048S/R) with TEMPERAT. SENSOR KTY84-130 DESIGN IM B5 (IMV 1,IM V3) SHAFT WITH FITTED KEY HALF-KEY BALANCING BEARING: STANDARD WITH FIXED BEARING, VIBRATION SEVERITY GRADE R/A; SHAFT AND FLANGE ACCURACY: R TERMINAL BOX (ABOVE) CABLE ENTRY ON THE LEFT SIGNAL CONNECTION D-END | - | 0 | 0
1PH8163-1JF12-2BC1 |  | 1PH8163-1JF12-2BC1 | 1 | UN | 1 | 20 | D | D | N | N | 85015230 | 1 |  | 196 | KG | 4937.66 | 4937.66 | MC05 | MC05 | SIMOTICS M Compact induction motor 1500rpm, 30 kW, 191Nm, 71A, 319V 1750rpm, 34kW, 186Nm, 70A, 366V 2000rpm, 37kW, 177Nm, 68A, 416V forced ventilation; direction of air flow NDE--> DE; Degree of protection IP55 INCREMENT. ENCODER HTL 2048 S/R (ENCODER HTL2048S/R) with TEMPERAT. SENSOR KTY84-130 DESIGN IM B5 (IMV 1,IM V3) SHAFT WITH FITTED KEY HALF-KEY BALANCING BEARING: STANDARD WITH FIXED BEARING, VIBRATION SEVERITY GRADE R/A; SHAFT AND FLANGE ACCURACY: R TERMINAL BOX (ABOVE) CABLE ENTRY ON THE ND-END SIGNAL CONNECTION LEFT | - | 0 | 0
1PH8163-1JF12-2CA1 |  | 1PH8163-1JF12-2CA1 | 1 | UN | 1 | 20 | D | D | N | N | 85015230 | 1 |  | 196 | KG | 5067.68 | 5067.68 | MC05 | MC05 | SIMOTICS M Compact induction motor 1500rpm, 30 kW, 191Nm, 71A, 319V 1750rpm, 34kW, 186Nm, 70A, 366V 2000rpm, 37kW, 177Nm, 68A, 416V forced ventilation; direction of air flow NDE--> DE; Degree of protection IP55 INCREMENT. ENCODER HTL 2048 S/R (ENCODER HTL2048S/R) with TEMPERAT. SENSOR KTY84-130 DESIGN IM B5 (IMV 1,IM V3) SHAFT WITH FITTED KEY HALF-KEY BALANCING BEARING: STANDARD WITH FIXED BEARING, VIBRATION SEVERITY GRADE S/A; SHAFT AND FLANGE ACCURACY: R TERMINAL BOX (ABOVE) CABLE ENTRY ON THE RIGHT SIGNAL CONNECTION D-END | - | 0 | 0
1PH8163-1JF12-2CB1 |  | 1PH8163-1JF12-2CB1 | 1 | UN | 1 | 20 | D | D | N | N | 85015230 | 1 |  | 196 | KG | 5067.68 | 5067.68 | MC05 | MC05 | SIMOTICS M Compact induction motor 1500rpm, 30 kW, 191Nm, 71A, 319V 1750rpm, 34kW, 186Nm, 70A, 366V 2000rpm, 37kW, 177Nm, 68A, 416V forced ventilation; direction of air flow NDE--> DE; Degree of protection IP55 INCREMENT. ENCODER HTL 2048 S/R (ENCODER HTL2048S/R) with TEMPERAT. SENSOR KTY84-130 DESIGN IM B5 (IMV 1,IM V3) SHAFT WITH FITTED KEY HALF-KEY BALANCING BEARING: STANDARD WITH FIXED BEARING, VIBRATION SEVERITY GRADE S/A; SHAFT AND FLANGE ACCURACY: R TERMINAL BOX (ABOVE) CABLE ENTRY ON THE LEFT SIGNAL CONNECTION D-END | - | 0 | 0
1PH8163-1JF12-2CC1 |  | 1PH8163-1JF12-2CC1 | 1 | UN | 1 | 20 | D | D | N | N | 85015230 | 1 |  | 196 | KG | 5067.68 | 5067.68 | MC05 | MC05 | SIMOTICS M Compact induction motor 1500rpm, 30 kW, 191Nm, 71A, 319V 1750rpm, 34kW, 186Nm, 70A, 366V 2000rpm, 37kW, 177Nm, 68A, 416V forced ventilation; direction of air flow NDE--> DE; Degree of protection IP55 INCREMENT. ENCODER HTL 2048 S/R (ENCODER HTL2048S/R) with TEMPERAT. SENSOR KTY84-130 DESIGN IM B5 (IMV 1,IM V3) SHAFT WITH FITTED KEY HALF-KEY BALANCING BEARING: STANDARD WITH FIXED BEARING, VIBRATION SEVERITY GRADE S/A; SHAFT AND FLANGE ACCURACY: R TERMINAL BOX (ABOVE) CABLE ENTRY ON THE ND-END SIGNAL CONNECTION LEFT | - | 0 | 0
1PH8163-1JF13-0BA1 |  | 1PH8163-1JF13-0BA1 | 1 | UN | 1 | 20 | D | D | N | N | 85015230 | 1 |  | 196 | KG | 4807.61 | 4807.61 | MC05 | MC05 | SIMOTICS M Compact induction motor 1500rpm, 30 kW, 191Nm, 71A, 319V 1750rpm, 34kW, 186Nm, 70A, 366V 2000rpm, 37kW, 177Nm, 68A, 416V forced ventilation; direction of air flow NDE--> DE; Degree of protection IP55 INCREMENT. ENCODER HTL 2048 S/R (ENCODER HTL2048S/R) with TEMPERAT. SENSOR KTY84-130 Design IM B35 (IM V15, (IM V35) PLAIN SHAFT WITHOUT FITTED KEY; BEARING: STANDARD WITH FIXED BEARING, VIBRATION SEVERITY GRADE R/A; SHAFT AND FLANGE ACCURACY: R TERMINAL BOX (ABOVE) CABLE ENTRY ON THE RIGHT SIGNAL CONNECTION D-END | - | 0 | 0
1PH8163-1JF13-0BB1 |  | 1PH8163-1JF13-0BB1 | 1 | UN | 1 | 20 | D | D | N | N | 85015230 | 1 |  | 196 | KG | 4807.61 | 4807.61 | MC05 | MC05 | SIMOTICS M Compact induction motor 1500rpm, 30 kW, 191Nm, 71A, 319V 1750rpm, 34kW, 186Nm, 70A, 366V 2000rpm, 37kW, 177Nm, 68A, 416V forced ventilation; direction of air flow NDE--> DE; Degree of protection IP55 INCREMENT. ENCODER HTL 2048 S/R (ENCODER HTL2048S/R) with TEMPERAT. SENSOR KTY84-130 Design IM B35 (IM V15, (IM V35) PLAIN SHAFT WITHOUT FITTED KEY; BEARING: STANDARD WITH FIXED BEARING, VIBRATION SEVERITY GRADE R/A; SHAFT AND FLANGE ACCURACY: R TERMINAL BOX (ABOVE) CABLE ENTRY ON THE LEFT SIGNAL CONNECTION D-END | - | 0 | 0
1PH8163-1JF13-0BC1 |  | 1PH8163-1JF13-0BC1 | 1 | UN | 1 | 20 | D | D | N | N | 85015230 | 1 |  | 196 | KG | 4807.61 | 4807.61 | MC05 | MC05 | SIMOTICS M Compact induction motor 1500rpm, 30 kW, 191Nm, 71A, 319V 1750rpm, 34kW, 186Nm, 70A, 366V 2000rpm, 37kW, 177Nm, 68A, 416V forced ventilation; direction of air flow NDE--> DE; Degree of protection IP55 INCREMENT. ENCODER HTL 2048 S/R (ENCODER HTL2048S/R) with TEMPERAT. SENSOR KTY84-130 Design IM B35 (IM V15, (IM V35) PLAIN SHAFT WITHOUT FITTED KEY; BEARING: STANDARD WITH FIXED BEARING, VIBRATION SEVERITY GRADE R/A; SHAFT AND FLANGE ACCURACY: R TERMINAL BOX (ABOVE) CABLE ENTRY ON THE ND-END SIGNAL CONNECTION LEFT | - | 0 | 0
1PH8163-1JF13-0CA1 |  | 1PH8163-1JF13-0CA1 | 1 | UN | 1 | 20 | D | D | N | N | 85015230 | 1 |  | 196 | KG | 4937.63 | 4937.63 | MC05 | MC05 | SIMOTICS M Compact induction motor 1500rpm, 30 kW, 191Nm, 71A, 319V 1750rpm, 34kW, 186Nm, 70A, 366V 2000rpm, 37kW, 177Nm, 68A, 416V forced ventilation; direction of air flow NDE--> DE; Degree of protection IP55 INCREMENT. ENCODER HTL 2048 S/R (ENCODER HTL2048S/R) with TEMPERAT. SENSOR KTY84-130 Design IM B35 (IM V15, (IM V35) PLAIN SHAFT WITHOUT FITTED KEY; BEARING: STANDARD WITH FIXED BEARING, VIBRATION SEVERITY GRADE S/A; SHAFT AND FLANGE ACCURACY: R TERMINAL BOX (ABOVE) CABLE ENTRY ON THE RIGHT SIGNAL CONNECTION D-END | - | 0 | 0
1PH8163-1JF13-0CB1 |  | 1PH8163-1JF13-0CB1 | 1 | UN | 1 | 20 | D | D | N | N | 85015230 | 1 |  | 196 | KG | 4937.63 | 4937.63 | MC05 | MC05 | SIMOTICS M Compact induction motor 1500rpm, 30 kW, 191Nm, 71A, 319V 1750rpm, 34kW, 186Nm, 70A, 366V 2000rpm, 37kW, 177Nm, 68A, 416V forced ventilation; direction of air flow NDE--> DE; Degree of protection IP55 INCREMENT. ENCODER HTL 2048 S/R (ENCODER HTL2048S/R) with TEMPERAT. SENSOR KTY84-130 Design IM B35 (IM V15, (IM V35) PLAIN SHAFT WITHOUT FITTED KEY; BEARING: STANDARD WITH FIXED BEARING, VIBRATION SEVERITY GRADE S/A; SHAFT AND FLANGE ACCURACY: R TERMINAL BOX (ABOVE) CABLE ENTRY ON THE LEFT SIGNAL CONNECTION D-END | - | 0 | 0
1PH8163-1JF13-0CC1 |  | 1PH8163-1JF13-0CC1 | 1 | UN | 1 | 20 | D | D | N | N | 85015230 | 1 |  | 196 | KG | 4937.63 | 4937.63 | MC05 | MC05 | SIMOTICS M Compact induction motor 1500rpm, 30 kW, 191Nm, 71A, 319V 1750rpm, 34kW, 186Nm, 70A, 366V 2000rpm, 37kW, 177Nm, 68A, 416V forced ventilation; direction of air flow NDE--> DE; Degree of protection IP55 INCREMENT. ENCODER HTL 2048 S/R (ENCODER HTL2048S/R) with TEMPERAT. SENSOR KTY84-130 Design IM B35 (IM V15, (IM V35) PLAIN SHAFT WITHOUT FITTED KEY; BEARING: STANDARD WITH FIXED BEARING, VIBRATION SEVERITY GRADE S/A; SHAFT AND FLANGE ACCURACY: R TERMINAL BOX (ABOVE) CABLE ENTRY ON THE ND-END SIGNAL CONNECTION LEFT | - | 0 | 0
1PH8163-1JF13-2BA1 |  | 1PH8163-1JF13-2BA1 | 1 | UN | 1 | 20 | D | D | N | N | 85015230 | 1 |  | 196 | KG | 4937.66 | 4937.66 | MC05 | MC05 | SIMOTICS M Compact induction motor 1500rpm, 30 kW, 191Nm, 71A, 319V 1750rpm, 34kW, 186Nm, 70A, 366V 2000rpm, 37kW, 177Nm, 68A, 416V forced ventilation; direction of air flow NDE--> DE; Degree of protection IP55 INCREMENT. ENCODER HTL 2048 S/R (ENCODER HTL2048S/R) with TEMPERAT. SENSOR KTY84-130 Design IM B35 (IM V15, (IM V35) SHAFT WITH FITTED KEY HALF-KEY BALANCING BEARING: STANDARD WITH FIXED BEARING, VIBRATION SEVERITY GRADE R/A; SHAFT AND FLANGE ACCURACY: R TERMINAL BOX (ABOVE) CABLE ENTRY ON THE RIGHT SIGNAL CONNECTION D-END | - | 0 | 0
1PH8163-1JF13-2BB1 |  | 1PH8163-1JF13-2BB1 | 1 | UN | 1 | 20 | D | D | N | N | 85015230 | 1 |  | 196 | KG | 4937.66 | 4937.66 | MC05 | MC05 | SIMOTICS M Compact induction motor 1500rpm, 30 kW, 191Nm, 71A, 319V 1750rpm, 34kW, 186Nm, 70A, 366V 2000rpm, 37kW, 177Nm, 68A, 416V forced ventilation; direction of air flow NDE--> DE; Degree of protection IP55 INCREMENT. ENCODER HTL 2048 S/R (ENCODER HTL2048S/R) with TEMPERAT. SENSOR KTY84-130 Design IM B35 (IM V15, (IM V35) SHAFT WITH FITTED KEY HALF-KEY BALANCING BEARING: STANDARD WITH FIXED BEARING, VIBRATION SEVERITY GRADE R/A; SHAFT AND FLANGE ACCURACY: R TERMINAL BOX (ABOVE) CABLE ENTRY ON THE LEFT SIGNAL CONNECTION D-END | - | 0 | 0
1PH8163-1JF13-2BC1 |  | 1PH8163-1JF13-2BC1 | 1 | UN | 1 | 20 | D | D | N | N | 85015230 | 1 |  | 196 | KG | 4937.66 | 4937.66 | MC05 | MC05 | SIMOTICS M Compact induction motor 1500rpm, 30 kW, 191Nm, 71A, 319V 1750rpm, 34kW, 186Nm, 70A, 366V 2000rpm, 37kW, 177Nm, 68A, 416V forced ventilation; direction of air flow NDE--> DE; Degree of protection IP55 INCREMENT. ENCODER HTL 2048 S/R (ENCODER HTL2048S/R) with TEMPERAT. SENSOR KTY84-130 Design IM B35 (IM V15, (IM V35) SHAFT WITH FITTED KEY HALF-KEY BALANCING BEARING: STANDARD WITH FIXED BEARING, VIBRATION SEVERITY GRADE R/A; SHAFT AND FLANGE ACCURACY: R TERMINAL BOX (ABOVE) CABLE ENTRY ON THE ND-END SIGNAL CONNECTION LEFT | - | 0 | 0
1PH8163-1JF13-2CA1 |  | 1PH8163-1JF13-2CA1 | 1 | UN | 1 | 20 | D | D | N | N | 85015230 | 1 |  | 196 | KG | 5067.68 | 5067.68 | MC05 | MC05 | SIMOTICS M Compact induction motor 1500rpm, 30 kW, 191Nm, 71A, 319V 1750rpm, 34kW, 186Nm, 70A, 366V 2000rpm, 37kW, 177Nm, 68A, 416V forced ventilation; direction of air flow NDE--> DE; Degree of protection IP55 INCREMENT. ENCODER HTL 2048 S/R (ENCODER HTL2048S/R) with TEMPERAT. SENSOR KTY84-130 Design IM B35 (IM V15, (IM V35) SHAFT WITH FITTED KEY HALF-KEY BALANCING BEARING: STANDARD WITH FIXED BEARING, VIBRATION SEVERITY GRADE S/A; SHAFT AND FLANGE ACCURACY: R TERMINAL BOX (ABOVE) CABLE ENTRY ON THE RIGHT SIGNAL CONNECTION D-END | - | 0 | 0
1PH8163-1JF13-2CB1 |  | 1PH8163-1JF13-2CB1 | 1 | UN | 1 | 20 | D | D | N | N | 85015230 | 1 |  | 196 | KG | 5067.68 | 5067.68 | MC05 | MC05 | SIMOTICS M Compact induction motor 1500rpm, 30 kW, 191Nm, 71A, 319V 1750rpm, 34kW, 186Nm, 70A, 366V 2000rpm, 37kW, 177Nm, 68A, 416V forced ventilation; direction of air flow NDE--> DE; Degree of protection IP55 INCREMENT. ENCODER HTL 2048 S/R (ENCODER HTL2048S/R) with TEMPERAT. SENSOR KTY84-130 Design IM B35 (IM V15, (IM V35) SHAFT WITH FITTED KEY HALF-KEY BALANCING BEARING: STANDARD WITH FIXED BEARING, VIBRATION SEVERITY GRADE S/A; SHAFT AND FLANGE ACCURACY: R TERMINAL BOX (ABOVE) CABLE ENTRY ON THE LEFT SIGNAL CONNECTION D-END | - | 0 | 0
1PH8163-1JF13-2CC1 |  | 1PH8163-1JF13-2CC1 | 1 | UN | 1 | 20 | D | D | N | N | 85015230 | 1 |  | 196 | KG | 5067.68 | 5067.68 | MC05 | MC05 | SIMOTICS M Compact induction motor 1500rpm, 30 kW, 191Nm, 71A, 319V 1750rpm, 34kW, 186Nm, 70A, 366V 2000rpm, 37kW, 177Nm, 68A, 416V forced ventilation; direction of air flow NDE--> DE; Degree of protection IP55 INCREMENT. ENCODER HTL 2048 S/R (ENCODER HTL2048S/R) with TEMPERAT. SENSOR KTY84-130 Design IM B35 (IM V15, (IM V35) SHAFT WITH FITTED KEY HALF-KEY BALANCING BEARING: STANDARD WITH FIXED BEARING, VIBRATION SEVERITY GRADE S/A; SHAFT AND FLANGE ACCURACY: R TERMINAL BOX (ABOVE) CABLE ENTRY ON THE ND-END SIGNAL CONNECTION LEFT | - | 0 | 0
1PH8163-1JF20-0BA1 |  | 1PH8163-1JF20-0BA1 | 1 | UN | 1 | 20 | D | D | N | N | 85015290 | 1 |  | 229 | KG | 5318.15 | 5318.15 | MC05 | MC05 | SIMOTICS M Compact induction motor 1500rpm, 37kW, 236Nm, 84A, 328V 1750rpm, 43 kW, 235Nm, 84A, 380 V 2000rpm, 49kW, 234Nm, 84A, 430V water cooling Degree of protection IP65 INCREMENT. ENCODER HTL 2048 S/R (ENCODER HTL2048S/R) with TEMPERAT. SENSOR KTY84-130 DESIGN IM B3 (IM V5, IM V6) PLAIN SHAFT WITHOUT FITTED KEY; BEARING: STANDARD WITH FIXED BEARING, VIBRATION SEVERITY GRADE R/A; SHAFT AND FLANGE ACCURACY: R TERMINAL BOX (ABOVE) CABLE ENTRY ON THE RIGHT SIGNAL CONNECTION D-END | - | 0 | 0
1PH8163-1JF20-0BB1 |  | 1PH8163-1JF20-0BB1 | 1 | UN | 1 | 20 | D | D | N | N | 85015290 | 1 |  | 229 | KG | 5318.15 | 5318.15 | MC05 | MC05 | SIMOTICS M Compact induction motor 1500rpm, 37kW, 236Nm, 84A, 328V 1750rpm, 43 kW, 235Nm, 84A, 380 V 2000rpm, 49kW, 234Nm, 84A, 430V water cooling Degree of protection IP65 INCREMENT. ENCODER HTL 2048 S/R (ENCODER HTL2048S/R) with TEMPERAT. SENSOR KTY84-130 DESIGN IM B3 (IM V5, IM V6) PLAIN SHAFT WITHOUT FITTED KEY; BEARING: STANDARD WITH FIXED BEARING, VIBRATION SEVERITY GRADE R/A; SHAFT AND FLANGE ACCURACY: R TERMINAL BOX (ABOVE) CABLE ENTRY ON THE LEFT SIGNAL CONNECTION D-END | - | 0 | 0
1PH8163-1JF20-0BC1 |  | 1PH8163-1JF20-0BC1 | 1 | UN | 1 | 20 | D | D | N | N | 85015290 | 1 |  | 229 | KG | 5318.15 | 5318.15 | MC05 | MC05 | SIMOTICS M Compact induction motor 1500rpm, 37kW, 236Nm, 84A, 328V 1750rpm, 43 kW, 235Nm, 84A, 380 V 2000rpm, 49kW, 234Nm, 84A, 430V water cooling Degree of protection IP65 INCREMENT. ENCODER HTL 2048 S/R (ENCODER HTL2048S/R) with TEMPERAT. SENSOR KTY84-130 DESIGN IM B3 (IM V5, IM V6) PLAIN SHAFT WITHOUT FITTED KEY; BEARING: STANDARD WITH FIXED BEARING, VIBRATION SEVERITY GRADE R/A; SHAFT AND FLANGE ACCURACY: R TERMINAL BOX (ABOVE) CABLE ENTRY ON THE ND-END SIGNAL CONNECTION LEFT | - | 0 | 0
1PH8163-1JF20-0CA1 |  | 1PH8163-1JF20-0CA1 | 1 | UN | 1 | 20 | D | D | N | N | 85015290 | 1 |  | 229 | KG | 5448.17 | 5448.17 | MC05 | MC05 | SIMOTICS M Compact induction motor 1500rpm, 37kW, 236Nm, 84A, 328V 1750rpm, 43 kW, 235Nm, 84A, 380 V 2000rpm, 49kW, 234Nm, 84A, 430V water cooling Degree of protection IP65 INCREMENT. ENCODER HTL 2048 S/R (ENCODER HTL2048S/R) with TEMPERAT. SENSOR KTY84-130 DESIGN IM B3 (IM V5, IM V6) PLAIN SHAFT WITHOUT FITTED KEY; BEARING: STANDARD WITH FIXED BEARING, VIBRATION SEVERITY GRADE S/A; SHAFT AND FLANGE ACCURACY: R TERMINAL BOX (ABOVE) CABLE ENTRY ON THE RIGHT SIGNAL CONNECTION D-END | - | 0 | 0
1PH8163-1JF20-0CB1 |  | 1PH8163-1JF20-0CB1 | 1 | UN | 1 | 20 | D | D | N | N | 85015290 | 1 |  | 229 | KG | 5448.17 | 5448.17 | MC05 | MC05 | SIMOTICS M Compact induction motor 1500rpm, 37kW, 236Nm, 84A, 328V 1750rpm, 43 kW, 235Nm, 84A, 380 V 2000rpm, 49kW, 234Nm, 84A, 430V water cooling Degree of protection IP65 INCREMENT. ENCODER HTL 2048 S/R (ENCODER HTL2048S/R) with TEMPERAT. SENSOR KTY84-130 DESIGN IM B3 (IM V5, IM V6) PLAIN SHAFT WITHOUT FITTED KEY; BEARING: STANDARD WITH FIXED BEARING, VIBRATION SEVERITY GRADE S/A; SHAFT AND FLANGE ACCURACY: R TERMINAL BOX (ABOVE) CABLE ENTRY ON THE LEFT SIGNAL CONNECTION D-END | - | 0 | 0
1PH8163-1JF20-0CC1 |  | 1PH8163-1JF20-0CC1 | 1 | UN | 1 | 20 | D | D | N | N | 85015290 | 1 |  | 229 | KG | 5448.17 | 5448.17 | MC05 | MC05 | SIMOTICS M Compact induction motor 1500rpm, 37kW, 236Nm, 84A, 328V 1750rpm, 43 kW, 235Nm, 84A, 380 V 2000rpm, 49kW, 234Nm, 84A, 430V water cooling Degree of protection IP65 INCREMENT. ENCODER HTL 2048 S/R (ENCODER HTL2048S/R) with TEMPERAT. SENSOR KTY84-130 DESIGN IM B3 (IM V5, IM V6) PLAIN SHAFT WITHOUT FITTED KEY; BEARING: STANDARD WITH FIXED BEARING, VIBRATION SEVERITY GRADE S/A; SHAFT AND FLANGE ACCURACY: R TERMINAL BOX (ABOVE) CABLE ENTRY ON THE ND-END SIGNAL CONNECTION LEFT | - | 0 | 0
1PH8163-1JF20-2BA1 |  | 1PH8163-1JF20-2BA1 | 1 | UN | 1 | 20 | D | D | N | N | 85015290 | 1 |  | 229 | KG | 5448.2 | 5448.2 | MC05 | MC05 | SIMOTICS M Compact induction motor 1500rpm, 37kW, 236Nm, 84A, 328V 1750rpm, 43 kW, 235Nm, 84A, 380 V 2000rpm, 49kW, 234Nm, 84A, 430V water cooling Degree of protection IP65 INCREMENT. ENCODER HTL 2048 S/R (ENCODER HTL2048S/R) with TEMPERAT. SENSOR KTY84-130 DESIGN IM B3 (IM V5, IM V6) SHAFT WITH FITTED KEY HALF-KEY BALANCING BEARING: STANDARD WITH FIXED BEARING, VIBRATION SEVERITY GRADE R/A; SHAFT AND FLANGE ACCURACY: R TERMINAL BOX (ABOVE) CABLE ENTRY ON THE RIGHT SIGNAL CONNECTION D-END | - | 0 | 0
1PH8163-1JF20-2BB1 |  | 1PH8163-1JF20-2BB1 | 1 | UN | 1 | 20 | D | D | N | N | 85015290 | 1 |  | 229 | KG | 5448.2 | 5448.2 | MC05 | MC05 | SIMOTICS M Compact induction motor 1500rpm, 37kW, 236Nm, 84A, 328V 1750rpm, 43 kW, 235Nm, 84A, 380 V 2000rpm, 49kW, 234Nm, 84A, 430V water cooling Degree of protection IP65 INCREMENT. ENCODER HTL 2048 S/R (ENCODER HTL2048S/R) with TEMPERAT. SENSOR KTY84-130 DESIGN IM B3 (IM V5, IM V6) SHAFT WITH FITTED KEY HALF-KEY BALANCING BEARING: STANDARD WITH FIXED BEARING, VIBRATION SEVERITY GRADE R/A; SHAFT AND FLANGE ACCURACY: R TERMINAL BOX (ABOVE) CABLE ENTRY ON THE LEFT SIGNAL CONNECTION D-END | - | 0 | 0
1PH8163-1JF20-2BC1 |  | 1PH8163-1JF20-2BC1 | 1 | UN | 1 | 20 | D | D | N | N | 85015290 | 1 |  | 229 | KG | 5448.2 | 5448.2 | MC05 | MC05 | SIMOTICS M Compact induction motor 1500rpm, 37kW, 236Nm, 84A, 328V 1750rpm, 43 kW, 235Nm, 84A, 380 V 2000rpm, 49kW, 234Nm, 84A, 430V water cooling Degree of protection IP65 INCREMENT. ENCODER HTL 2048 S/R (ENCODER HTL2048S/R) with TEMPERAT. SENSOR KTY84-130 DESIGN IM B3 (IM V5, IM V6) SHAFT WITH FITTED KEY HALF-KEY BALANCING BEARING: STANDARD WITH FIXED BEARING, VIBRATION SEVERITY GRADE R/A; SHAFT AND FLANGE ACCURACY: R TERMINAL BOX (ABOVE) CABLE ENTRY ON THE ND-END SIGNAL CONNECTION LEFT | - | 0 | 0
1PH8163-1JF20-2CA1 |  | 1PH8163-1JF20-2CA1 | 1 | UN | 1 | 20 | D | D | N | N | 85015290 | 1 |  | 229 | KG | 5578.22 | 5578.22 | MC05 | MC05 | SIMOTICS M Compact induction motor 1500rpm, 37kW, 236Nm, 84A, 328V 1750rpm, 43 kW, 235Nm, 84A, 380 V 2000rpm, 49kW, 234Nm, 84A, 430V water cooling Degree of protection IP65 INCREMENT. ENCODER HTL 2048 S/R (ENCODER HTL2048S/R) with TEMPERAT. SENSOR KTY84-130 DESIGN IM B3 (IM V5, IM V6) SHAFT WITH FITTED KEY HALF-KEY BALANCING BEARING: STANDARD WITH FIXED BEARING, VIBRATION SEVERITY GRADE S/A; SHAFT AND FLANGE ACCURACY: R TERMINAL BOX (ABOVE) CABLE ENTRY ON THE RIGHT SIGNAL CONNECTION D-END | - | 0 | 0
1PH8163-1JF20-2CB1 |  | 1PH8163-1JF20-2CB1 | 1 | UN | 1 | 20 | D | D | N | N | 85015290 | 1 |  | 229 | KG | 5578.22 | 5578.22 | MC05 | MC05 | SIMOTICS M Compact induction motor 1500rpm, 37kW, 236Nm, 84A, 328V 1750rpm, 43 kW, 235Nm, 84A, 380 V 2000rpm, 49kW, 234Nm, 84A, 430V water cooling Degree of protection IP65 INCREMENT. ENCODER HTL 2048 S/R (ENCODER HTL2048S/R) with TEMPERAT. SENSOR KTY84-130 DESIGN IM B3 (IM V5, IM V6) SHAFT WITH FITTED KEY HALF-KEY BALANCING BEARING: STANDARD WITH FIXED BEARING, VIBRATION SEVERITY GRADE S/A; SHAFT AND FLANGE ACCURACY: R TERMINAL BOX (ABOVE) CABLE ENTRY ON THE LEFT SIGNAL CONNECTION D-END | - | 0 | 0
1PH8163-1JF20-2CC1 |  | 1PH8163-1JF20-2CC1 | 1 | UN | 1 | 20 | D | D | N | N | 85015290 | 1 |  | 229 | KG | 5578.22 | 5578.22 | MC05 | MC05 | SIMOTICS M Compact induction motor 1500rpm, 37kW, 236Nm, 84A, 328V 1750rpm, 43 kW, 235Nm, 84A, 380 V 2000rpm, 49kW, 234Nm, 84A, 430V water cooling Degree of protection IP65 INCREMENT. ENCODER HTL 2048 S/R (ENCODER HTL2048S/R) with TEMPERAT. SENSOR KTY84-130 DESIGN IM B3 (IM V5, IM V6) SHAFT WITH FITTED KEY HALF-KEY BALANCING BEARING: STANDARD WITH FIXED BEARING, VIBRATION SEVERITY GRADE S/A; SHAFT AND FLANGE ACCURACY: R TERMINAL BOX (ABOVE) CABLE ENTRY ON THE ND-END SIGNAL CONNECTION LEFT | - | 0 | 0
1PH8163-1JF22-0BA1 |  | 1PH8163-1JF22-0BA1 | 1 | UN | 1 | 20 | D | D | N | N | 85015290 | 1 |  | 229 | KG | 5751.65 | 5751.65 | MC05 | MC05 | SIMOTICS M Compact induction motor 1500rpm, 37kW, 236Nm, 84A, 328V 1750rpm, 43 kW, 235Nm, 84A, 380 V 2000rpm, 49kW, 234Nm, 84A, 430V water cooling Degree of protection IP65 INCREMENT. ENCODER HTL 2048 S/R (ENCODER HTL2048S/R) with TEMPERAT. SENSOR KTY84-130 DESIGN IM B5 (IMV 1,IM V3) PLAIN SHAFT WITHOUT FITTED KEY; BEARING: STANDARD WITH FIXED BEARING, VIBRATION SEVERITY GRADE R/A; SHAFT AND FLANGE ACCURACY: R TERMINAL BOX (ABOVE) CABLE ENTRY ON THE RIGHT SIGNAL CONNECTION D-END | - | 0 | 0
1PH8163-1JF22-0BB1 |  | 1PH8163-1JF22-0BB1 | 1 | UN | 1 | 20 | D | D | N | N | 85015290 | 1 |  | 229 | KG | 5751.65 | 5751.65 | MC05 | MC05 | SIMOTICS M Compact induction motor 1500rpm, 37kW, 236Nm, 84A, 328V 1750rpm, 43 kW, 235Nm, 84A, 380 V 2000rpm, 49kW, 234Nm, 84A, 430V water cooling Degree of protection IP65 INCREMENT. ENCODER HTL 2048 S/R (ENCODER HTL2048S/R) with TEMPERAT. SENSOR KTY84-130 DESIGN IM B5 (IMV 1,IM V3) PLAIN SHAFT WITHOUT FITTED KEY; BEARING: STANDARD WITH FIXED BEARING, VIBRATION SEVERITY GRADE R/A; SHAFT AND FLANGE ACCURACY: R TERMINAL BOX (ABOVE) CABLE ENTRY ON THE LEFT SIGNAL CONNECTION D-END | - | 0 | 0
1PH8163-1JF22-0BC1 |  | 1PH8163-1JF22-0BC1 | 1 | UN | 1 | 20 | D | D | N | N | 85015290 | 1 |  | 229 | KG | 5751.65 | 5751.65 | MC05 | MC05 | SIMOTICS M Compact induction motor 1500rpm, 37kW, 236Nm, 84A, 328V 1750rpm, 43 kW, 235Nm, 84A, 380 V 2000rpm, 49kW, 234Nm, 84A, 430V water cooling Degree of protection IP65 INCREMENT. ENCODER HTL 2048 S/R (ENCODER HTL2048S/R) with TEMPERAT. SENSOR KTY84-130 DESIGN IM B5 (IMV 1,IM V3) PLAIN SHAFT WITHOUT FITTED KEY; BEARING: STANDARD WITH FIXED BEARING, VIBRATION SEVERITY GRADE R/A; SHAFT AND FLANGE ACCURACY: R TERMINAL BOX (ABOVE) CABLE ENTRY ON THE ND-END SIGNAL CONNECTION LEFT | - | 0 | 0
1PH8163-1JF22-0CA1 |  | 1PH8163-1JF22-0CA1 | 1 | UN | 1 | 20 | D | D | N | N | 85015290 | 1 |  | 229 | KG | 5881.67 | 5881.67 | MC05 | MC05 | SIMOTICS M Compact induction motor 1500rpm, 37kW, 236Nm, 84A, 328V 1750rpm, 43 kW, 235Nm, 84A, 380 V 2000rpm, 49kW, 234Nm, 84A, 430V water cooling Degree of protection IP65 INCREMENT. ENCODER HTL 2048 S/R (ENCODER HTL2048S/R) with TEMPERAT. SENSOR KTY84-130 DESIGN IM B5 (IMV 1,IM V3) PLAIN SHAFT WITHOUT FITTED KEY; BEARING: STANDARD WITH FIXED BEARING, VIBRATION SEVERITY GRADE S/A; SHAFT AND FLANGE ACCURACY: R TERMINAL BOX (ABOVE) CABLE ENTRY ON THE RIGHT SIGNAL CONNECTION D-END | - | 0 | 0
1PH8163-1JF22-0CB1 |  | 1PH8163-1JF22-0CB1 | 1 | UN | 1 | 20 | D | D | N | N | 85015290 | 1 |  | 229 | KG | 5881.67 | 5881.67 | MC05 | MC05 | SIMOTICS M Compact induction motor 1500rpm, 37kW, 236Nm, 84A, 328V 1750rpm, 43 kW, 235Nm, 84A, 380 V 2000rpm, 49kW, 234Nm, 84A, 430V water cooling Degree of protection IP65 INCREMENT. ENCODER HTL 2048 S/R (ENCODER HTL2048S/R) with TEMPERAT. SENSOR KTY84-130 DESIGN IM B5 (IMV 1,IM V3) PLAIN SHAFT WITHOUT FITTED KEY; BEARING: STANDARD WITH FIXED BEARING, VIBRATION SEVERITY GRADE S/A; SHAFT AND FLANGE ACCURACY: R TERMINAL BOX (ABOVE) CABLE ENTRY ON THE LEFT SIGNAL CONNECTION D-END | - | 0 | 0
1PH8163-1JF22-0CC1 |  | 1PH8163-1JF22-0CC1 | 1 | UN | 1 | 20 | D | D | N | N | 85015290 | 1 |  | 229 | KG | 5881.67 | 5881.67 | MC05 | MC05 | SIMOTICS M Compact induction motor 1500rpm, 37kW, 236Nm, 84A, 328V 1750rpm, 43 kW, 235Nm, 84A, 380 V 2000rpm, 49kW, 234Nm, 84A, 430V water cooling Degree of protection IP65 INCREMENT. ENCODER HTL 2048 S/R (ENCODER HTL2048S/R) with TEMPERAT. SENSOR KTY84-130 DESIGN IM B5 (IMV 1,IM V3) PLAIN SHAFT WITHOUT FITTED KEY; BEARING: STANDARD WITH FIXED BEARING, VIBRATION SEVERITY GRADE S/A; SHAFT AND FLANGE ACCURACY: R TERMINAL BOX (ABOVE) CABLE ENTRY ON THE ND-END SIGNAL CONNECTION LEFT | - | 0 | 0
1PH8163-1JF22-2BA1 |  | 1PH8163-1JF22-2BA1 | 1 | UN | 1 | 20 | D | D | N | N | 85015290 | 1 |  | 229 | KG | 5881.7 | 5881.7 | MC05 | MC05 | SIMOTICS M Compact induction motor 1500rpm, 37kW, 236Nm, 84A, 328V 1750rpm, 43 kW, 235Nm, 84A, 380 V 2000rpm, 49kW, 234Nm, 84A, 430V water cooling Degree of protection IP65 INCREMENT. ENCODER HTL 2048 S/R (ENCODER HTL2048S/R) with TEMPERAT. SENSOR KTY84-130 DESIGN IM B5 (IMV 1,IM V3) SHAFT WITH FITTED KEY HALF-KEY BALANCING BEARING: STANDARD WITH FIXED BEARING, VIBRATION SEVERITY GRADE R/A; SHAFT AND FLANGE ACCURACY: R TERMINAL BOX (ABOVE) CABLE ENTRY ON THE RIGHT SIGNAL CONNECTION D-END | - | 0 | 0
1PH8163-1JF22-2BB1 |  | 1PH8163-1JF22-2BB1 | 1 | UN | 1 | 20 | D | D | N | N | 85015290 | 1 |  | 229 | KG | 5881.7 | 5881.7 | MC05 | MC05 | SIMOTICS M Compact induction motor 1500rpm, 37kW, 236Nm, 84A, 328V 1750rpm, 43 kW, 235Nm, 84A, 380 V 2000rpm, 49kW, 234Nm, 84A, 430V water cooling Degree of protection IP65 INCREMENT. ENCODER HTL 2048 S/R (ENCODER HTL2048S/R) with TEMPERAT. SENSOR KTY84-130 DESIGN IM B5 (IMV 1,IM V3) SHAFT WITH FITTED KEY HALF-KEY BALANCING BEARING: STANDARD WITH FIXED BEARING, VIBRATION SEVERITY GRADE R/A; SHAFT AND FLANGE ACCURACY: R TERMINAL BOX (ABOVE) CABLE ENTRY ON THE LEFT SIGNAL CONNECTION D-END | - | 0 | 0
1PH8163-1JF22-2BC1 |  | 1PH8163-1JF22-2BC1 | 1 | UN | 1 | 20 | D | D | N | N | 85015290 | 1 |  | 229 | KG | 5881.7 | 5881.7 | MC05 | MC05 | SIMOTICS M Compact induction motor 1500rpm, 37kW, 236Nm, 84A, 328V 1750rpm, 43 kW, 235Nm, 84A, 380 V 2000rpm, 49kW, 234Nm, 84A, 430V water cooling Degree of protection IP65 INCREMENT. ENCODER HTL 2048 S/R (ENCODER HTL2048S/R) with TEMPERAT. SENSOR KTY84-130 DESIGN IM B5 (IMV 1,IM V3) SHAFT WITH FITTED KEY HALF-KEY BALANCING BEARING: STANDARD WITH FIXED BEARING, VIBRATION SEVERITY GRADE R/A; SHAFT AND FLANGE ACCURACY: R TERMINAL BOX (ABOVE) CABLE ENTRY ON THE ND-END SIGNAL CONNECTION LEFT | - | 0 | 0
1PH8163-1JF22-2CA1 |  | 1PH8163-1JF22-2CA1 | 1 | UN | 1 | 20 | D | D | N | N | 85015290 | 1 |  | 229 | KG | 6011.72 | 6011.72 | MC05 | MC05 | SIMOTICS M Compact induction motor 1500rpm, 37kW, 236Nm, 84A, 328V 1750rpm, 43 kW, 235Nm, 84A, 380 V 2000rpm, 49kW, 234Nm, 84A, 430V water cooling Degree of protection IP65 INCREMENT. ENCODER HTL 2048 S/R (ENCODER HTL2048S/R) with TEMPERAT. SENSOR KTY84-130 DESIGN IM B5 (IMV 1,IM V3) SHAFT WITH FITTED KEY HALF-KEY BALANCING BEARING: STANDARD WITH FIXED BEARING, VIBRATION SEVERITY GRADE S/A; SHAFT AND FLANGE ACCURACY: R TERMINAL BOX (ABOVE) CABLE ENTRY ON THE RIGHT SIGNAL CONNECTION D-END | - | 0 | 0
1PH8163-1JF22-2CB1 |  | 1PH8163-1JF22-2CB1 | 1 | UN | 1 | 20 | D | D | N | N | 85015290 | 1 |  | 229 | KG | 6011.72 | 6011.72 | MC05 | MC05 | SIMOTICS M Compact induction motor 1500rpm, 37kW, 236Nm, 84A, 328V 1750rpm, 43 kW, 235Nm, 84A, 380 V 2000rpm, 49kW, 234Nm, 84A, 430V water cooling Degree of protection IP65 INCREMENT. ENCODER HTL 2048 S/R (ENCODER HTL2048S/R) with TEMPERAT. SENSOR KTY84-130 DESIGN IM B5 (IMV 1,IM V3) SHAFT WITH FITTED KEY HALF-KEY BALANCING BEARING: STANDARD WITH FIXED BEARING, VIBRATION SEVERITY GRADE S/A; SHAFT AND FLANGE ACCURACY: R TERMINAL BOX (ABOVE) CABLE ENTRY ON THE LEFT SIGNAL CONNECTION D-END | - | 0 | 0
1PH8163-1JF22-2CC1 |  | 1PH8163-1JF22-2CC1 | 1 | UN | 1 | 20 | D | D | N | N | 85015290 | 1 |  | 229 | KG | 6011.72 | 6011.72 | MC05 | MC05 | SIMOTICS M Compact induction motor 1500rpm, 37kW, 236Nm, 84A, 328V 1750rpm, 43 kW, 235Nm, 84A, 380 V 2000rpm, 49kW, 234Nm, 84A, 430V water cooling Degree of protection IP65 INCREMENT. ENCODER HTL 2048 S/R (ENCODER HTL2048S/R) with TEMPERAT. SENSOR KTY84-130 DESIGN IM B5 (IMV 1,IM V3) SHAFT WITH FITTED KEY HALF-KEY BALANCING BEARING: STANDARD WITH FIXED BEARING, VIBRATION SEVERITY GRADE S/A; SHAFT AND FLANGE ACCURACY: R TERMINAL BOX (ABOVE) CABLE ENTRY ON THE ND-END SIGNAL CONNECTION LEFT | - | 0 | 0
1PH8163-1JF23-0BA1 |  | 1PH8163-1JF23-0BA1 | 1 | UN | 1 | 20 | D | D | N | N | 85015290 | 1 |  | 229 | KG | 5751.65 | 5751.65 | MC05 | MC05 | SIMOTICS M Compact induction motor 1500rpm, 37kW, 236Nm, 84A, 328V 1750rpm, 43 kW, 235Nm, 84A, 380 V 2000rpm, 49kW, 234Nm, 84A, 430V water cooling Degree of protection IP65 INCREMENT. ENCODER HTL 2048 S/R (ENCODER HTL2048S/R) with TEMPERAT. SENSOR KTY84-130 Design IM B35 (IM V15, (IM V35) PLAIN SHAFT WITHOUT FITTED KEY; BEARING: STANDARD WITH FIXED BEARING, VIBRATION SEVERITY GRADE R/A; SHAFT AND FLANGE ACCURACY: R TERMINAL BOX (ABOVE) CABLE ENTRY ON THE RIGHT SIGNAL CONNECTION D-END | - | 0 | 0
1PH8163-1JF23-0BB1 |  | 1PH8163-1JF23-0BB1 | 1 | UN | 1 | 20 | D | D | N | N | 85015290 | 1 |  | 229 | KG | 5751.65 | 5751.65 | MC05 | MC05 | SIMOTICS M Compact induction motor 1500rpm, 37kW, 236Nm, 84A, 328V 1750rpm, 43 kW, 235Nm, 84A, 380 V 2000rpm, 49kW, 234Nm, 84A, 430V water cooling Degree of protection IP65 INCREMENT. ENCODER HTL 2048 S/R (ENCODER HTL2048S/R) with TEMPERAT. SENSOR KTY84-130 Design IM B35 (IM V15, (IM V35) PLAIN SHAFT WITHOUT FITTED KEY; BEARING: STANDARD WITH FIXED BEARING, VIBRATION SEVERITY GRADE R/A; SHAFT AND FLANGE ACCURACY: R TERMINAL BOX (ABOVE) CABLE ENTRY ON THE LEFT SIGNAL CONNECTION D-END | - | 0 | 0
1PH8163-1JF23-0BC1 |  | 1PH8163-1JF23-0BC1 | 1 | UN | 1 | 20 | D | D | N | N | 85015290 | 1 |  | 229 | KG | 5751.65 | 5751.65 | MC05 | MC05 | SIMOTICS M Compact induction motor 1500rpm, 37kW, 236Nm, 84A, 328V 1750rpm, 43 kW, 235Nm, 84A, 380 V 2000rpm, 49kW, 234Nm, 84A, 430V water cooling Degree of protection IP65 INCREMENT. ENCODER HTL 2048 S/R (ENCODER HTL2048S/R) with TEMPERAT. SENSOR KTY84-130 Design IM B35 (IM V15, (IM V35) PLAIN SHAFT WITHOUT FITTED KEY; BEARING: STANDARD WITH FIXED BEARING, VIBRATION SEVERITY GRADE R/A; SHAFT AND FLANGE ACCURACY: R TERMINAL BOX (ABOVE) CABLE ENTRY ON THE ND-END SIGNAL CONNECTION LEFT | - | 0 | 0
1PH8163-1JF23-0CA1 |  | 1PH8163-1JF23-0CA1 | 1 | UN | 1 | 20 | D | D | N | N | 85015290 | 1 |  | 229 | KG | 5881.67 | 5881.67 | MC05 | MC05 | SIMOTICS M Compact induction motor 1500rpm, 37kW, 236Nm, 84A, 328V 1750rpm, 43 kW, 235Nm, 84A, 380 V 2000rpm, 49kW, 234Nm, 84A, 430V water cooling Degree of protection IP65 INCREMENT. ENCODER HTL 2048 S/R (ENCODER HTL2048S/R) with TEMPERAT. SENSOR KTY84-130 Design IM B35 (IM V15, (IM V35) PLAIN SHAFT WITHOUT FITTED KEY; BEARING: STANDARD WITH FIXED BEARING, VIBRATION SEVERITY GRADE S/A; SHAFT AND FLANGE ACCURACY: R TERMINAL BOX (ABOVE) CABLE ENTRY ON THE RIGHT SIGNAL CONNECTION D-END | - | 0 | 0
1PH8163-1JF23-0CB1 |  | 1PH8163-1JF23-0CB1 | 1 | UN | 1 | 20 | D | D | N | N | 85015290 | 1 |  | 229 | KG | 5881.67 | 5881.67 | MC05 | MC05 | SIMOTICS M Compact induction motor 1500rpm, 37kW, 236Nm, 84A, 328V 1750rpm, 43 kW, 235Nm, 84A, 380 V 2000rpm, 49kW, 234Nm, 84A, 430V water cooling Degree of protection IP65 INCREMENT. ENCODER HTL 2048 S/R (ENCODER HTL2048S/R) with TEMPERAT. SENSOR KTY84-130 Design IM B35 (IM V15, (IM V35) PLAIN SHAFT WITHOUT FITTED KEY; BEARING: STANDARD WITH FIXED BEARING, VIBRATION SEVERITY GRADE S/A; SHAFT AND FLANGE ACCURACY: R TERMINAL BOX (ABOVE) CABLE ENTRY ON THE LEFT SIGNAL CONNECTION D-END | - | 0 | 0
1PH8163-1JF23-0CC1 |  | 1PH8163-1JF23-0CC1 | 1 | UN | 1 | 20 | D | D | N | N | 85015290 | 1 |  | 229 | KG | 5881.67 | 5881.67 | MC05 | MC05 | SIMOTICS M Compact induction motor 1500rpm, 37kW, 236Nm, 84A, 328V 1750rpm, 43 kW, 235Nm, 84A, 380 V 2000rpm, 49kW, 234Nm, 84A, 430V water cooling Degree of protection IP65 INCREMENT. ENCODER HTL 2048 S/R (ENCODER HTL2048S/R) with TEMPERAT. SENSOR KTY84-130 Design IM B35 (IM V15, (IM V35) PLAIN SHAFT WITHOUT FITTED KEY; BEARING: STANDARD WITH FIXED BEARING, VIBRATION SEVERITY GRADE S/A; SHAFT AND FLANGE ACCURACY: R TERMINAL BOX (ABOVE) CABLE ENTRY ON THE ND-END SIGNAL CONNECTION LEFT | - | 0 | 0
1PH8163-1JF23-2BA1 |  | 1PH8163-1JF23-2BA1 | 1 | UN | 1 | 20 | D | D | N | N | 85015290 | 1 |  | 229 | KG | 5881.7 | 5881.7 | MC05 | MC05 | SIMOTICS M Compact induction motor 1500rpm, 37kW, 236Nm, 84A, 328V 1750rpm, 43 kW, 235Nm, 84A, 380 V 2000rpm, 49kW, 234Nm, 84A, 430V water cooling Degree of protection IP65 INCREMENT. ENCODER HTL 2048 S/R (ENCODER HTL2048S/R) with TEMPERAT. SENSOR KTY84-130 Design IM B35 (IM V15, (IM V35) SHAFT WITH FITTED KEY HALF-KEY BALANCING BEARING: STANDARD WITH FIXED BEARING, VIBRATION SEVERITY GRADE R/A; SHAFT AND FLANGE ACCURACY: R TERMINAL BOX (ABOVE) CABLE ENTRY ON THE RIGHT SIGNAL CONNECTION D-END | - | 0 | 0
1PH8163-1JF23-2BB1 |  | 1PH8163-1JF23-2BB1 | 1 | UN | 1 | 20 | D | D | N | N | 85015290 | 1 |  | 229 | KG | 5881.7 | 5881.7 | MC05 | MC05 | SIMOTICS M Compact induction motor 1500rpm, 37kW, 236Nm, 84A, 328V 1750rpm, 43 kW, 235Nm, 84A, 380 V 2000rpm, 49kW, 234Nm, 84A, 430V water cooling Degree of protection IP65 INCREMENT. ENCODER HTL 2048 S/R (ENCODER HTL2048S/R) with TEMPERAT. SENSOR KTY84-130 Design IM B35 (IM V15, (IM V35) SHAFT WITH FITTED KEY HALF-KEY BALANCING BEARING: STANDARD WITH FIXED BEARING, VIBRATION SEVERITY GRADE R/A; SHAFT AND FLANGE ACCURACY: R TERMINAL BOX (ABOVE) CABLE ENTRY ON THE LEFT SIGNAL CONNECTION D-END | - | 0 | 0
1PH8163-1JF23-2BC1 |  | 1PH8163-1JF23-2BC1 | 1 | UN | 1 | 20 | D | D | N | N | 85015290 | 1 |  | 229 | KG | 5881.7 | 5881.7 | MC05 | MC05 | SIMOTICS M Compact induction motor 1500rpm, 37kW, 236Nm, 84A, 328V 1750rpm, 43 kW, 235Nm, 84A, 380 V 2000rpm, 49kW, 234Nm, 84A, 430V water cooling Degree of protection IP65 INCREMENT. ENCODER HTL 2048 S/R (ENCODER HTL2048S/R) with TEMPERAT. SENSOR KTY84-130 Design IM B35 (IM V15, (IM V35) SHAFT WITH FITTED KEY HALF-KEY BALANCING BEARING: STANDARD WITH FIXED BEARING, VIBRATION SEVERITY GRADE R/A; SHAFT AND FLANGE ACCURACY: R TERMINAL BOX (ABOVE) CABLE ENTRY ON THE ND-END SIGNAL CONNECTION LEFT | - | 0 | 0
1PH8163-1JF23-2CA1 |  | 1PH8163-1JF23-2CA1 | 1 | UN | 1 | 20 | D | D | N | N | 85015290 | 1 |  | 229 | KG | 6011.72 | 6011.72 | MC05 | MC05 | SIMOTICS M Compact induction motor 1500rpm, 37kW, 236Nm, 84A, 328V 1750rpm, 43 kW, 235Nm, 84A, 380 V 2000rpm, 49kW, 234Nm, 84A, 430V water cooling Degree of protection IP65 INCREMENT. ENCODER HTL 2048 S/R (ENCODER HTL2048S/R) with TEMPERAT. SENSOR KTY84-130 Design IM B35 (IM V15, (IM V35) SHAFT WITH FITTED KEY HALF-KEY BALANCING BEARING: STANDARD WITH FIXED BEARING, VIBRATION SEVERITY GRADE S/A; SHAFT AND FLANGE ACCURACY: R TERMINAL BOX (ABOVE) CABLE ENTRY ON THE RIGHT SIGNAL CONNECTION D-END | - | 0 | 0
1PH8163-1JF23-2CB1 |  | 1PH8163-1JF23-2CB1 | 1 | UN | 1 | 20 | D | D | N | N | 85015290 | 1 |  | 229 | KG | 6011.72 | 6011.72 | MC05 | MC05 | SIMOTICS M Compact induction motor 1500rpm, 37kW, 236Nm, 84A, 328V 1750rpm, 43 kW, 235Nm, 84A, 380 V 2000rpm, 49kW, 234Nm, 84A, 430V water cooling Degree of protection IP65 INCREMENT. ENCODER HTL 2048 S/R (ENCODER HTL2048S/R) with TEMPERAT. SENSOR KTY84-130 Design IM B35 (IM V15, (IM V35) SHAFT WITH FITTED KEY HALF-KEY BALANCING BEARING: STANDARD WITH FIXED BEARING, VIBRATION SEVERITY GRADE S/A; SHAFT AND FLANGE ACCURACY: R TERMINAL BOX (ABOVE) CABLE ENTRY ON THE LEFT SIGNAL CONNECTION D-END | - | 0 | 0
1PH8163-1JF23-2CC1 |  | 1PH8163-1JF23-2CC1 | 1 | UN | 1 | 20 | D | D | N | N | 85015290 | 1 |  | 229 | KG | 6011.72 | 6011.72 | MC05 | MC05 | SIMOTICS M Compact induction motor 1500rpm, 37kW, 236Nm, 84A, 328V 1750rpm, 43 kW, 235Nm, 84A, 380 V 2000rpm, 49kW, 234Nm, 84A, 430V water cooling Degree of protection IP65 INCREMENT. ENCODER HTL 2048 S/R (ENCODER HTL2048S/R) with TEMPERAT. SENSOR KTY84-130 Design IM B35 (IM V15, (IM V35) SHAFT WITH FITTED KEY HALF-KEY BALANCING BEARING: STANDARD WITH FIXED BEARING, VIBRATION SEVERITY GRADE S/A; SHAFT AND FLANGE ACCURACY: R TERMINAL BOX (ABOVE) CABLE ENTRY ON THE ND-END SIGNAL CONNECTION LEFT | - | 0 | 0
1PH8163-1MD03-1HA2 |  | 1PH8163-1MD03-1HA2 | 1 | UN | 1 | 20 | D | D | N | N | 85015230 | 1 |  | 196 | KG | 4806.97 | 4806.97 | MC05 | MC05 | SIMOTICS M Compact asynchronous motor 1000 rpm, 22 kW, 210 Nm, 55 A, 300 V 1150 rpm, 25 kW, 208 Nm, 55 A, 343 V 1350 rpm, 28 kW, 198 Nm, 52 A, 400 V Forced ventilation; Direction of air flow DE --> NDE; Degree of protection IP55 Incremental encoder SIN/COS 1 VPP 2048 S/R with C and D track (encoder IC2048S/R) with temperature sensor Pt1000 Design IM B35 (IM V15, (IM V35) SHAFT WITH FITTED KEY FULL-KEY BALANCING BEARING: STANDARD, VIBRATION SEVERITY GRADE S/A; SHAFT AND FLANGE ACCURACY: R TERMINAL BOX (ABOVE) CABLE ENTRY ON THE RIGHT SIGNAL CONNECTION D-END | - | 0 | 0
1PH8163-1MF90-1ZB1-Z | K09L1AP1CQ21Y84 | 1PH8163-1MF90-1ZB1-ZK09L1AP1CQ21Y84 | 1 | UN | 1 | 20 | D | D | N | N | 85015230 | 1 |  | 196 | KG | 8384.9 | 8384.9 | MC05 | MC05 | SIMOTICS M Compact induction motor 1500rpm, 30 kW, 191Nm, 71A, 319V 1750rpm, 34kW, 186Nm, 70A, 366V 2000rpm, 37kW, 177Nm, 68A, 416V forced ventilation Degree of protection IP55 K09: terminal box NDE right L1A: Special fan Q21: screw lock washer with Loctite P1C: Special bearings DE Y84: Customer text Customer-specific according to SMR-26-2012 | - | 0 | 7
1PH8163-1MF90-1ZB1-Z | K10L1AP1CQ21Y84 | 1PH8163-1MF90-1ZB1-ZK10L1AP1CQ21Y84 | 1 | UN | 1 | 20 | D | D | N | N | 85015230 | 1 |  | 196 | KG | 8384.9 | 8384.9 | MC05 | MC05 | SIMOTICS M Compact induction motor 1500rpm, 30 kW, 191Nm, 71A, 319V 1750rpm, 34kW, 186Nm, 70A, 366V 2000rpm, 37 kW, 177Nm, 68A, 416V Forced ventilation; Degree of protection IP55 Motor customer-spec. Offer number SMR-26-2012 K10: Terminal box NDE left Q21: screw lock washer with Loctite L1A: special fan P1C: Special bearings DE Y84: 94.8024.230.0 | - | 0 | 0
1PH8163-1MF93-1BB1-Z | K10L1AQ21Y84 | 1PH8163-1MF93-1BB1-ZK10L1AQ21Y84 | 1 | UN | 1 | 20 | D | D | N | N | 85015230 | 1 |  | 196 | KG | 7092.64 | 7092.64 | MC05 | MC05 | SIMOTICS M Compact induction motor 1500rpm, 30 kW, 191Nm, 71A, 319V 1750rpm, 34kW, 186Nm, 70A, 366V 2000rpm, 37kW, 177Nm, 68A, 416V forced ventilation; Degree of protection IP55 Motor customer-spec. Offer number SMR-19-2012 K10: Terminal box NDE left Q21: screw lock washer with Loctite L1A: Special fan Y84: Customer specifications on rating plate | - | 0 | 0
1PH8163-1MG23-0LZ1 | Q1G | 1PH8163-1MG23-0LZ1Q1G | 1 | UN | 1 | 20 | D | D | N | N | 85015290 | 1 |  | 229 | KG | 7563.7 | 7563.7 | MC05 | MC05 | SIMOTICS M Compact induction motor 2000rpm, 42 kW, 201 Nm, 93 A 335 V; 2300rpm, 48 kW, 199 Nm, 93 A, 382 V; 2650rpm, 55 kW 198 Nm, 90 A, 450 V Water cooling; Degree of protection IP65 Incremental encoder sin/cos 1 Vpp 2048 S/R with C and D track (encoder IC2048S/R) Design IM B35 (IM V15, IM V35) Smooth shaft without feather key; Bearing version: Performance Vibration severity: Special/B; Shaft and flange accuracy: Special Special connection system Terminal box GK630 (4XM25x 1.5) Offer number SMR-111-2014 | - | 0 | 7
1PH8163-3AF13-2AC1-Z | G14U65 | 1PH8163-3AF13-2AC1-ZG14U65 | 1 | UN | 1 | 20 | D | D | N | N | 85015230 | 1 |  | 262 | KG | 8167.75 | 8167.75 | MC05 | MC05 | SIMOTICS M Compact induction motor 1500rpm, 30 kW, 191Nm, 71A, 319V 1750rpm, 34kW, 186Nm, 70A, 366V 2000rpm, 37kW, 177Nm, 68A, 416V forced ventilation; direction of air flow NDE--> DE; Degree of protection IP55 Without encoder With temperature sensor KTY 84-130 Design IM B35 (IM V15, (IM V35) SHAFT WITH FITTED KEY HALF-KEY BALANCING BEARING: STANDARD VIBRATION SEVERITY GRADE A; SHAFT A.FLANGE ACCURACY GR. N TERMINAL BOX (ABOVE) CABLE ENTRY ON THE ND-END SIGNAL CONNECTION LEFT G14: FAN ASSEMBLY WITH AIR FILTER U65: HOLDING BRAKE DC 24 V | - | 0 | 0
1PH8163-3DD13-2AA1-Z | K09U65 | 1PH8163-3DD13-2AA1-ZK09U65 | 1 | UN | 1 | 20 | D | D | N | N | 85015230 | 1 |  | 262 | KG | 8970.17 | 8970.17 | MC05 | MC05 | SIMOTICS M Compact induction motor 1000rpm, 22kW, 210Nm, 55A, 300V 1150rpm, 25kW, 208Nm, 55A, 343V 1350rpm, 28kW, 198Nm, 52A, 400 V forced ventilation; direction of air flow NDE--> DE; Degree of protection IP55 Incremental encoder 22-bit with commutation position (encoder IC22DQ) with DRIVE-CLiQ interface Design IM B35 (IM V15, (IM V35) SHAFT WITH FITTED KEY HALF-KEY BALANCING BEARING: STANDARD VIBRATION SEVERITY GRADE A; SHAFT A.FLANGE ACCURACY GR. N TERMINAL BOX (ABOVE) CABLE ENTRY ON THE RIGHT SIGNAL CONNECTION D-END K09: TERMINAL BOX NON DRIVE END RIGHT CABLE ROUTING BELOW SIGNAL CONNECTION D-END U65: HOLDING BRAKE DC 24 V | - | 0 | 0
1PH8165-1AB10-0BA1 |  | 1PH8165-1AB10-0BA1 | 1 | UN | 1 | 20 | D | D | N | N | 85015230 | 1 |  | 230 | KG | 4198.24 | 4198.24 | MC05 | MC05 | SIMOTICS M Compact induction motor 400rpm, 13kW, 310Nm, 36A, 300V 500rpm, 16kW, 306Nm, 36A, 365V 600rpm, 19kW, 302Nm, 35 A, 420V forced ventilation; direction of air flow NDE--> DE; Degree of protection IP55 W/O ENCODER with TEMPERAT. SENSOR KTY84-130 DESIGN IM B3 (IM V5, IM V6) PLAIN SHAFT WITHOUT FITTED KEY; BEARING: STANDARD WITH FIXED BEARING, VIBRATION SEVERITY GRADE R/A; SHAFT AND FLANGE ACCURACY: R TERMINAL BOX (ABOVE) CABLE ENTRY ON THE RIGHT SIGNAL CONNECTION D-END | - | 0 | 0
1PH8165-1AB10-0BB1 |  | 1PH8165-1AB10-0BB1 | 1 | UN | 1 | 20 | D | D | N | N | 85015230 | 1 |  | 230 | KG | 4198.24 | 4198.24 | MC05 | MC05 | SIMOTICS M Compact induction motor 400rpm, 13kW, 310Nm, 36A, 300V 500rpm, 16kW, 306Nm, 36A, 365V 600rpm, 19kW, 302Nm, 35 A, 420V forced ventilation; direction of air flow NDE--> DE; Degree of protection IP55 W/O ENCODER with TEMPERAT. SENSOR KTY84-130 DESIGN IM B3 (IM V5, IM V6) PLAIN SHAFT WITHOUT FITTED KEY; BEARING: STANDARD WITH FIXED BEARING, VIBRATION SEVERITY GRADE R/A; SHAFT AND FLANGE ACCURACY: R TERMINAL BOX (ABOVE) CABLE ENTRY ON THE LEFT SIGNAL CONNECTION D-END | - | 0 | 0
1PH8165-1AB10-0BC1 |  | 1PH8165-1AB10-0BC1 | 1 | UN | 1 | 20 | D | D | N | N | 85015230 | 1 |  | 230 | KG | 4198.24 | 4198.24 | MC05 | MC05 | SIMOTICS M Compact induction motor 400rpm, 13kW, 310Nm, 36A, 300V 500rpm, 16kW, 306Nm, 36A, 365V 600rpm, 19kW, 302Nm, 35 A, 420V forced ventilation; direction of air flow NDE--> DE; Degree of protection IP55 W/O ENCODER with TEMPERAT. SENSOR KTY84-130 DESIGN IM B3 (IM V5, IM V6) PLAIN SHAFT WITHOUT FITTED KEY; BEARING: STANDARD WITH FIXED BEARING, VIBRATION SEVERITY GRADE R/A; SHAFT AND FLANGE ACCURACY: R TERMINAL BOX (ABOVE) CABLE ENTRY ON THE ND-END SIGNAL CONNECTION LEFT | - | 0 | 0
1PH8165-1AB10-0CA1 |  | 1PH8165-1AB10-0CA1 | 1 | UN | 1 | 20 | D | D | N | N | 85015230 | 1 |  | 230 | KG | 4328.26 | 4328.26 | MC05 | MC05 | SIMOTICS M Compact induction motor 400rpm, 13kW, 310Nm, 36A, 300V 500rpm, 16kW, 306Nm, 36A, 365V 600rpm, 19kW, 302Nm, 35 A, 420V forced ventilation; direction of air flow NDE--> DE; Degree of protection IP55 W/O ENCODER with TEMPERAT. SENSOR KTY84-130 DESIGN IM B3 (IM V5, IM V6) PLAIN SHAFT WITHOUT FITTED KEY; BEARING: STANDARD WITH FIXED BEARING, VIBRATION SEVERITY GRADE S/A; SHAFT AND FLANGE ACCURACY: R TERMINAL BOX (ABOVE) CABLE ENTRY ON THE RIGHT SIGNAL CONNECTION D-END | - | 0 | 0
1PH8165-1AB10-0CB1 |  | 1PH8165-1AB10-0CB1 | 1 | UN | 1 | 20 | D | D | N | N | 85015230 | 1 |  | 230 | KG | 4328.26 | 4328.26 | MC05 | MC05 | SIMOTICS M Compact induction motor 400rpm, 13kW, 310Nm, 36A, 300V 500rpm, 16kW, 306Nm, 36A, 365V 600rpm, 19kW, 302Nm, 35 A, 420V forced ventilation; direction of air flow NDE--> DE; Degree of protection IP55 W/O ENCODER with TEMPERAT. SENSOR KTY84-130 DESIGN IM B3 (IM V5, IM V6) PLAIN SHAFT WITHOUT FITTED KEY; BEARING: STANDARD WITH FIXED BEARING, VIBRATION SEVERITY GRADE S/A; SHAFT AND FLANGE ACCURACY: R TERMINAL BOX (ABOVE) CABLE ENTRY ON THE LEFT SIGNAL CONNECTION D-END | - | 0 | 0
1PH8165-1AB10-0CC1 |  | 1PH8165-1AB10-0CC1 | 1 | UN | 1 | 20 | D | D | N | N | 85015230 | 1 |  | 230 | KG | 4328.26 | 4328.26 | MC05 | MC05 | SIMOTICS M Compact induction motor 400rpm, 13kW, 310Nm, 36A, 300V 500rpm, 16kW, 306Nm, 36A, 365V 600rpm, 19kW, 302Nm, 35 A, 420V forced ventilation; direction of air flow NDE--> DE; Degree of protection IP55 W/O ENCODER with TEMPERAT. SENSOR KTY84-130 DESIGN IM B3 (IM V5, IM V6) PLAIN SHAFT WITHOUT FITTED KEY; BEARING: STANDARD WITH FIXED BEARING, VIBRATION SEVERITY GRADE S/A; SHAFT AND FLANGE ACCURACY: R TERMINAL BOX (ABOVE) CABLE ENTRY ON THE ND-END SIGNAL CONNECTION LEFT | - | 0 | 0
1PH8165-1AB10-2BA1 |  | 1PH8165-1AB10-2BA1 | 1 | UN | 1 | 20 | D | D | N | N | 85015230 | 1 |  | 230 | KG | 4328.29 | 4328.29 | MC05 | MC05 | SIMOTICS M Compact induction motor 400rpm, 13kW, 310Nm, 36A, 300V 500rpm, 16kW, 306Nm, 36A, 365V 600rpm, 19kW, 302Nm, 35 A, 420V forced ventilation; direction of air flow NDE--> DE; Degree of protection IP55 W/O ENCODER with TEMPERAT. SENSOR KTY84-130 DESIGN IM B3 (IM V5, IM V6) SHAFT WITH FITTED KEY HALF-KEY BALANCING BEARING: STANDARD WITH FIXED BEARING, VIBRATION SEVERITY GRADE R/A; SHAFT AND FLANGE ACCURACY: R TERMINAL BOX (ABOVE) CABLE ENTRY ON THE RIGHT SIGNAL CONNECTION D-END | - | 0 | 0
1PH8165-1AB10-2BB1 |  | 1PH8165-1AB10-2BB1 | 1 | UN | 1 | 20 | D | D | N | N | 85015230 | 1 |  | 230 | KG | 4328.29 | 4328.29 | MC05 | MC05 | SIMOTICS M Compact induction motor 400rpm, 13kW, 310Nm, 36A, 300V 500rpm, 16kW, 306Nm, 36A, 365V 600rpm, 19kW, 302Nm, 35 A, 420V forced ventilation; direction of air flow NDE--> DE; Degree of protection IP55 W/O ENCODER with TEMPERAT. SENSOR KTY84-130 DESIGN IM B3 (IM V5, IM V6) SHAFT WITH FITTED KEY HALF-KEY BALANCING BEARING: STANDARD WITH FIXED BEARING, VIBRATION SEVERITY GRADE R/A; SHAFT AND FLANGE ACCURACY: R TERMINAL BOX (ABOVE) CABLE ENTRY ON THE LEFT SIGNAL CONNECTION D-END | - | 0 | 0
1PH8165-1AB10-2BC1 |  | 1PH8165-1AB10-2BC1 | 1 | UN | 1 | 20 | D | D | N | N | 85015230 | 1 |  | 230 | KG | 4328.29 | 4328.29 | MC05 | MC05 | SIMOTICS M Compact induction motor 400rpm, 13kW, 310Nm, 36A, 300V 500rpm, 16kW, 306Nm, 36A, 365V 600rpm, 19kW, 302Nm, 35 A, 420V forced ventilation; direction of air flow NDE--> DE; Degree of protection IP55 W/O ENCODER with TEMPERAT. SENSOR KTY84-130 DESIGN IM B3 (IM V5, IM V6) SHAFT WITH FITTED KEY HALF-KEY BALANCING BEARING: STANDARD WITH FIXED BEARING, VIBRATION SEVERITY GRADE R/A; SHAFT AND FLANGE ACCURACY: R TERMINAL BOX (ABOVE) CABLE ENTRY ON THE ND-END SIGNAL CONNECTION LEFT | - | 0 | 0
1PH8165-1AB10-2CA1 |  | 1PH8165-1AB10-2CA1 | 1 | UN | 1 | 20 | D | D | N | N | 85015230 | 1 |  | 230 | KG | 4458.31 | 4458.31 | MC05 | MC05 | SIMOTICS M Compact induction motor 400rpm, 13kW, 310Nm, 36A, 300V 500rpm, 16kW, 306Nm, 36A, 365V 600rpm, 19kW, 302Nm, 35 A, 420V forced ventilation; direction of air flow NDE--> DE; Degree of protection IP55 W/O ENCODER with TEMPERAT. SENSOR KTY84-130 DESIGN IM B3 (IM V5, IM V6) SHAFT WITH FITTED KEY HALF-KEY BALANCING BEARING: STANDARD WITH FIXED BEARING, VIBRATION SEVERITY GRADE S/A; SHAFT AND FLANGE ACCURACY: R TERMINAL BOX (ABOVE) CABLE ENTRY ON THE RIGHT SIGNAL CONNECTION D-END | - | 0 | 0
1PH8165-1AB10-2CB1 |  | 1PH8165-1AB10-2CB1 | 1 | UN | 1 | 20 | D | D | N | N | 85015230 | 1 |  | 230 | KG | 4458.31 | 4458.31 | MC05 | MC05 | SIMOTICS M Compact induction motor 400rpm, 13kW, 310Nm, 36A, 300V 500rpm, 16kW, 306Nm, 36A, 365V 600rpm, 19kW, 302Nm, 35 A, 420V forced ventilation; direction of air flow NDE--> DE; Degree of protection IP55 W/O ENCODER with TEMPERAT. SENSOR KTY84-130 DESIGN IM B3 (IM V5, IM V6) SHAFT WITH FITTED KEY HALF-KEY BALANCING BEARING: STANDARD WITH FIXED BEARING, VIBRATION SEVERITY GRADE S/A; SHAFT AND FLANGE ACCURACY: R TERMINAL BOX (ABOVE) CABLE ENTRY ON THE LEFT SIGNAL CONNECTION D-END | - | 0 | 0
1PH8165-1AB10-2CC1 |  | 1PH8165-1AB10-2CC1 | 1 | UN | 1 | 20 | D | D | N | N | 85015230 | 1 |  | 230 | KG | 4458.31 | 4458.31 | MC05 | MC05 | SIMOTICS M Compact induction motor 400rpm, 13kW, 310Nm, 36A, 300V 500rpm, 16kW, 306Nm, 36A, 365V 600rpm, 19kW, 302Nm, 35 A, 420V forced ventilation; direction of air flow NDE--> DE; Degree of protection IP55 W/O ENCODER with TEMPERAT. SENSOR KTY84-130 DESIGN IM B3 (IM V5, IM V6) SHAFT WITH FITTED KEY HALF-KEY BALANCING BEARING: STANDARD WITH FIXED BEARING, VIBRATION SEVERITY GRADE S/A; SHAFT AND FLANGE ACCURACY: R TERMINAL BOX (ABOVE) CABLE ENTRY ON THE ND-END SIGNAL CONNECTION LEFT | - | 0 | 0
1PH8165-1AB12-0BA1 |  | 1PH8165-1AB12-0BA1 | 1 | UN | 1 | 20 | D | D | N | N | 85015230 | 1 |  | 230 | KG | 4631.74 | 4631.74 | MC05 | MC05 | SIMOTICS M Compact induction motor 400rpm, 13kW, 310Nm, 36A, 300V 500rpm, 16kW, 306Nm, 36A, 365V 600rpm, 19kW, 302Nm, 35 A, 420V forced ventilation; direction of air flow NDE--> DE; Degree of protection IP55 W/O ENCODER with TEMPERAT. SENSOR KTY84-130 DESIGN IM B5 (IMV 1,IM V3) PLAIN SHAFT WITHOUT FITTED KEY; BEARING: STANDARD WITH FIXED BEARING, VIBRATION SEVERITY GRADE R/A; SHAFT AND FLANGE ACCURACY: R TERMINAL BOX (ABOVE) CABLE ENTRY ON THE RIGHT SIGNAL CONNECTION D-END | - | 0 | 0
1PH8165-1AB12-0BB1 |  | 1PH8165-1AB12-0BB1 | 1 | UN | 1 | 20 | D | D | N | N | 85015230 | 1 |  | 230 | KG | 4631.74 | 4631.74 | MC05 | MC05 | SIMOTICS M Compact induction motor 400rpm, 13kW, 310Nm, 36A, 300V 500rpm, 16kW, 306Nm, 36A, 365V 600rpm, 19kW, 302Nm, 35 A, 420V forced ventilation; direction of air flow NDE--> DE; Degree of protection IP55 W/O ENCODER with TEMPERAT. SENSOR KTY84-130 DESIGN IM B5 (IMV 1,IM V3) PLAIN SHAFT WITHOUT FITTED KEY; BEARING: STANDARD WITH FIXED BEARING, VIBRATION SEVERITY GRADE R/A; SHAFT AND FLANGE ACCURACY: R TERMINAL BOX (ABOVE) CABLE ENTRY ON THE LEFT SIGNAL CONNECTION D-END | - | 0 | 0
1PH8165-1AB12-0BC1 |  | 1PH8165-1AB12-0BC1 | 1 | UN | 1 | 20 | D | D | N | N | 85015230 | 1 |  | 230 | KG | 4631.74 | 4631.74 | MC05 | MC05 | SIMOTICS M Compact induction motor 400rpm, 13kW, 310Nm, 36A, 300V 500rpm, 16kW, 306Nm, 36A, 365V 600rpm, 19kW, 302Nm, 35 A, 420V forced ventilation; direction of air flow NDE--> DE; Degree of protection IP55 W/O ENCODER with TEMPERAT. SENSOR KTY84-130 DESIGN IM B5 (IMV 1,IM V3) PLAIN SHAFT WITHOUT FITTED KEY; BEARING: STANDARD WITH FIXED BEARING, VIBRATION SEVERITY GRADE R/A; SHAFT AND FLANGE ACCURACY: R TERMINAL BOX (ABOVE) CABLE ENTRY ON THE ND-END SIGNAL CONNECTION LEFT | - | 0 | 0
1PH8165-1AB12-0CA1 |  | 1PH8165-1AB12-0CA1 | 1 | UN | 1 | 20 | D | D | N | N | 85015230 | 1 |  | 230 | KG | 4761.76 | 4761.76 | MC05 | MC05 | SIMOTICS M Compact induction motor 400rpm, 13kW, 310Nm, 36A, 300V 500rpm, 16kW, 306Nm, 36A, 365V 600rpm, 19kW, 302Nm, 35 A, 420V forced ventilation; direction of air flow NDE--> DE; Degree of protection IP55 W/O ENCODER with TEMPERAT. SENSOR KTY84-130 DESIGN IM B5 (IMV 1,IM V3) PLAIN SHAFT WITHOUT FITTED KEY; BEARING: STANDARD WITH FIXED BEARING, VIBRATION SEVERITY GRADE S/A; SHAFT AND FLANGE ACCURACY: R TERMINAL BOX (ABOVE) CABLE ENTRY ON THE RIGHT SIGNAL CONNECTION D-END | - | 0 | 0
1PH8165-1AB12-0CB1 |  | 1PH8165-1AB12-0CB1 | 1 | UN | 1 | 20 | D | D | N | N | 85015230 | 1 |  | 230 | KG | 4761.76 | 4761.76 | MC05 | MC05 | SIMOTICS M Compact induction motor 400rpm, 13kW, 310Nm, 36A, 300V 500rpm, 16kW, 306Nm, 36A, 365V 600rpm, 19kW, 302Nm, 35 A, 420V forced ventilation; direction of air flow NDE--> DE; Degree of protection IP55 W/O ENCODER with TEMPERAT. SENSOR KTY84-130 DESIGN IM B5 (IMV 1,IM V3) PLAIN SHAFT WITHOUT FITTED KEY; BEARING: STANDARD WITH FIXED BEARING, VIBRATION SEVERITY GRADE S/A; SHAFT AND FLANGE ACCURACY: R TERMINAL BOX (ABOVE) CABLE ENTRY ON THE LEFT SIGNAL CONNECTION D-END | - | 0 | 0
1PH8165-1AB12-0CC1 |  | 1PH8165-1AB12-0CC1 | 1 | UN | 1 | 20 | D | D | N | N | 85015230 | 1 |  | 230 | KG | 4761.76 | 4761.76 | MC05 | MC05 | SIMOTICS M Compact induction motor 400rpm, 13kW, 310Nm, 36A, 300V 500rpm, 16kW, 306Nm, 36A, 365V 600rpm, 19kW, 302Nm, 35 A, 420V forced ventilation; direction of air flow NDE--> DE; Degree of protection IP55 W/O ENCODER with TEMPERAT. SENSOR KTY84-130 DESIGN IM B5 (IMV 1,IM V3) PLAIN SHAFT WITHOUT FITTED KEY; BEARING: STANDARD WITH FIXED BEARING, VIBRATION SEVERITY GRADE S/A; SHAFT AND FLANGE ACCURACY: R TERMINAL BOX (ABOVE) CABLE ENTRY ON THE ND-END SIGNAL CONNECTION LEFT | - | 0 | 0
1PH8165-1AB12-2BA1 |  | 1PH8165-1AB12-2BA1 | 1 | UN | 1 | 20 | D | D | N | N | 85015230 | 1 |  | 230 | KG | 4761.79 | 4761.79 | MC05 | MC05 | SIMOTICS M Compact induction motor 400rpm, 13kW, 310Nm, 36A, 300V 500rpm, 16kW, 306Nm, 36A, 365V 600rpm, 19kW, 302Nm, 35 A, 420V forced ventilation; direction of air flow NDE--> DE; Degree of protection IP55 W/O ENCODER with TEMPERAT. SENSOR KTY84-130 DESIGN IM B5 (IMV 1,IM V3) SHAFT WITH FITTED KEY HALF-KEY BALANCING BEARING: STANDARD WITH FIXED BEARING, VIBRATION SEVERITY GRADE R/A; SHAFT AND FLANGE ACCURACY: R TERMINAL BOX (ABOVE) CABLE ENTRY ON THE RIGHT SIGNAL CONNECTION D-END | - | 0 | 0
1PH8165-1AB12-2BB1 |  | 1PH8165-1AB12-2BB1 | 1 | UN | 1 | 20 | D | D | N | N | 85015230 | 1 |  | 230 | KG | 4761.79 | 4761.79 | MC05 | MC05 | SIMOTICS M Compact induction motor 400rpm, 13kW, 310Nm, 36A, 300V 500rpm, 16kW, 306Nm, 36A, 365V 600rpm, 19kW, 302Nm, 35 A, 420V forced ventilation; direction of air flow NDE--> DE; Degree of protection IP55 W/O ENCODER with TEMPERAT. SENSOR KTY84-130 DESIGN IM B5 (IMV 1,IM V3) SHAFT WITH FITTED KEY HALF-KEY BALANCING BEARING: STANDARD WITH FIXED BEARING, VIBRATION SEVERITY GRADE R/A; SHAFT AND FLANGE ACCURACY: R TERMINAL BOX (ABOVE) CABLE ENTRY ON THE LEFT SIGNAL CONNECTION D-END | - | 0 | 0
1PH8165-1AB12-2BC1 |  | 1PH8165-1AB12-2BC1 | 1 | UN | 1 | 20 | D | D | N | N | 85015230 | 1 |  | 230 | KG | 4761.79 | 4761.79 | MC05 | MC05 | SIMOTICS M Compact induction motor 400rpm, 13kW, 310Nm, 36A, 300V 500rpm, 16kW, 306Nm, 36A, 365V 600rpm, 19kW, 302Nm, 35 A, 420V forced ventilation; direction of air flow NDE--> DE; Degree of protection IP55 W/O ENCODER with TEMPERAT. SENSOR KTY84-130 DESIGN IM B5 (IMV 1,IM V3) SHAFT WITH FITTED KEY HALF-KEY BALANCING BEARING: STANDARD WITH FIXED BEARING, VIBRATION SEVERITY GRADE R/A; SHAFT AND FLANGE ACCURACY: R TERMINAL BOX (ABOVE) CABLE ENTRY ON THE ND-END SIGNAL CONNECTION LEFT | - | 0 | 0
1PH8165-1AB12-2CA1 |  | 1PH8165-1AB12-2CA1 | 1 | UN | 1 | 20 | D | D | N | N | 85015230 | 1 |  | 230 | KG | 4891.81 | 4891.81 | MC05 | MC05 | SIMOTICS M Compact induction motor 400rpm, 13kW, 310Nm, 36A, 300V 500rpm, 16kW, 306Nm, 36A, 365V 600rpm, 19kW, 302Nm, 35 A, 420V forced ventilation; direction of air flow NDE--> DE; Degree of protection IP55 W/O ENCODER with TEMPERAT. SENSOR KTY84-130 DESIGN IM B5 (IMV 1,IM V3) SHAFT WITH FITTED KEY HALF-KEY BALANCING BEARING: STANDARD WITH FIXED BEARING, VIBRATION SEVERITY GRADE S/A; SHAFT AND FLANGE ACCURACY: R TERMINAL BOX (ABOVE) CABLE ENTRY ON THE RIGHT SIGNAL CONNECTION D-END | - | 0 | 0
1PH8165-1AB12-2CB1 |  | 1PH8165-1AB12-2CB1 | 1 | UN | 1 | 20 | D | D | N | N | 85015230 | 1 |  | 230 | KG | 4891.81 | 4891.81 | MC05 | MC05 | SIMOTICS M Compact induction motor 400rpm, 13kW, 310Nm, 36A, 300V 500rpm, 16kW, 306Nm, 36A, 365V 600rpm, 19kW, 302Nm, 35 A, 420V forced ventilation; direction of air flow NDE--> DE; Degree of protection IP55 W/O ENCODER with TEMPERAT. SENSOR KTY84-130 DESIGN IM B5 (IMV 1,IM V3) SHAFT WITH FITTED KEY HALF-KEY BALANCING BEARING: STANDARD WITH FIXED BEARING, VIBRATION SEVERITY GRADE S/A; SHAFT AND FLANGE ACCURACY: R TERMINAL BOX (ABOVE) CABLE ENTRY ON THE LEFT SIGNAL CONNECTION D-END | - | 0 | 0
1PH8165-1AB12-2CC1 |  | 1PH8165-1AB12-2CC1 | 1 | UN | 1 | 20 | D | D | N | N | 85015230 | 1 |  | 230 | KG | 4891.81 | 4891.81 | MC05 | MC05 | SIMOTICS M Compact induction motor 400rpm, 13kW, 310Nm, 36A, 300V 500rpm, 16kW, 306Nm, 36A, 365V 600rpm, 19kW, 302Nm, 35 A, 420V forced ventilation; direction of air flow NDE--> DE; Degree of protection IP55 W/O ENCODER with TEMPERAT. SENSOR KTY84-130 DESIGN IM B5 (IMV 1,IM V3) SHAFT WITH FITTED KEY HALF-KEY BALANCING BEARING: STANDARD WITH FIXED BEARING, VIBRATION SEVERITY GRADE S/A; SHAFT AND FLANGE ACCURACY: R TERMINAL BOX (ABOVE) CABLE ENTRY ON THE ND-END SIGNAL CONNECTION LEFT | - | 0 | 0
1PH8165-1AB13-0BA1 |  | 1PH8165-1AB13-0BA1 | 1 | UN | 1 | 20 | D | D | N | N | 85015230 | 1 |  | 230 | KG | 4631.74 | 4631.74 | MC05 | MC05 | SIMOTICS M Compact induction motor 400rpm, 13kW, 310Nm, 36A, 300V 500rpm, 16kW, 306Nm, 36A, 365V 600rpm, 19kW, 302Nm, 35 A, 420V forced ventilation; direction of air flow NDE--> DE; Degree of protection IP55 W/O ENCODER with TEMPERAT. SENSOR KTY84-130 Design IM B35 (IM V15, (IM V35) PLAIN SHAFT WITHOUT FITTED KEY; BEARING: STANDARD WITH FIXED BEARING, VIBRATION SEVERITY GRADE R/A; SHAFT AND FLANGE ACCURACY: R TERMINAL BOX (ABOVE) CABLE ENTRY ON THE RIGHT SIGNAL CONNECTION D-END | - | 0 | 0
1PH8165-1AB13-0BB1 |  | 1PH8165-1AB13-0BB1 | 1 | UN | 1 | 20 | D | D | N | N | 85015230 | 1 |  | 230 | KG | 4631.74 | 4631.74 | MC05 | MC05 | SIMOTICS M Compact induction motor 400rpm, 13kW, 310Nm, 36A, 300V 500rpm, 16kW, 306Nm, 36A, 365V 600rpm, 19kW, 302Nm, 35 A, 420V forced ventilation; direction of air flow NDE--> DE; Degree of protection IP55 W/O ENCODER with TEMPERAT. SENSOR KTY84-130 Design IM B35 (IM V15, (IM V35) PLAIN SHAFT WITHOUT FITTED KEY; BEARING: STANDARD WITH FIXED BEARING, VIBRATION SEVERITY GRADE R/A; SHAFT AND FLANGE ACCURACY: R TERMINAL BOX (ABOVE) CABLE ENTRY ON THE LEFT SIGNAL CONNECTION D-END | - | 0 | 0
1PH8165-1AB13-0BC1 |  | 1PH8165-1AB13-0BC1 | 1 | UN | 1 | 20 | D | D | N | N | 85015230 | 1 |  | 230 | KG | 4631.74 | 4631.74 | MC05 | MC05 | SIMOTICS M Compact induction motor 400rpm, 13kW, 310Nm, 36A, 300V 500rpm, 16kW, 306Nm, 36A, 365V 600rpm, 19kW, 302Nm, 35 A, 420V forced ventilation; direction of air flow NDE--> DE; Degree of protection IP55 W/O ENCODER with TEMPERAT. SENSOR KTY84-130 Design IM B35 (IM V15, (IM V35) PLAIN SHAFT WITHOUT FITTED KEY; BEARING: STANDARD WITH FIXED BEARING, VIBRATION SEVERITY GRADE R/A; SHAFT AND FLANGE ACCURACY: R TERMINAL BOX (ABOVE) CABLE ENTRY ON THE ND-END SIGNAL CONNECTION LEFT | - | 0 | 0
1PH8165-1AB13-0CA1 |  | 1PH8165-1AB13-0CA1 | 1 | UN | 1 | 20 | D | D | N | N | 85015230 | 1 |  | 230 | KG | 4761.76 | 4761.76 | MC05 | MC05 | SIMOTICS M Compact induction motor 400rpm, 13kW, 310Nm, 36A, 300V 500rpm, 16kW, 306Nm, 36A, 365V 600rpm, 19kW, 302Nm, 35 A, 420V forced ventilation; direction of air flow NDE--> DE; Degree of protection IP55 W/O ENCODER with TEMPERAT. SENSOR KTY84-130 Design IM B35 (IM V15, (IM V35) PLAIN SHAFT WITHOUT FITTED KEY; BEARING: STANDARD WITH FIXED BEARING, VIBRATION SEVERITY GRADE S/A; SHAFT AND FLANGE ACCURACY: R TERMINAL BOX (ABOVE) CABLE ENTRY ON THE RIGHT SIGNAL CONNECTION D-END | - | 0 | 0
1PH8165-1AB13-0CB1 |  | 1PH8165-1AB13-0CB1 | 1 | UN | 1 | 20 | D | D | N | N | 85015230 | 1 |  | 230 | KG | 4761.76 | 4761.76 | MC05 | MC05 | SIMOTICS M Compact induction motor 400rpm, 13kW, 310Nm, 36A, 300V 500rpm, 16kW, 306Nm, 36A, 365V 600rpm, 19kW, 302Nm, 35 A, 420V forced ventilation; direction of air flow NDE--> DE; Degree of protection IP55 W/O ENCODER with TEMPERAT. SENSOR KTY84-130 Design IM B35 (IM V15, (IM V35) PLAIN SHAFT WITHOUT FITTED KEY; BEARING: STANDARD WITH FIXED BEARING, VIBRATION SEVERITY GRADE S/A; SHAFT AND FLANGE ACCURACY: R TERMINAL BOX (ABOVE) CABLE ENTRY ON THE LEFT SIGNAL CONNECTION D-END | - | 0 | 0
1PH8165-1AB13-0CC1 |  | 1PH8165-1AB13-0CC1 | 1 | UN | 1 | 20 | D | D | N | N | 85015230 | 1 |  | 230 | KG | 4761.76 | 4761.76 | MC05 | MC05 | SIMOTICS M Compact induction motor 400rpm, 13kW, 310Nm, 36A, 300V 500rpm, 16kW, 306Nm, 36A, 365V 600rpm, 19kW, 302Nm, 35 A, 420V forced ventilation; direction of air flow NDE--> DE; Degree of protection IP55 W/O ENCODER with TEMPERAT. SENSOR KTY84-130 Design IM B35 (IM V15, (IM V35) PLAIN SHAFT WITHOUT FITTED KEY; BEARING: STANDARD WITH FIXED BEARING, VIBRATION SEVERITY GRADE S/A; SHAFT AND FLANGE ACCURACY: R TERMINAL BOX (ABOVE) CABLE ENTRY ON THE ND-END SIGNAL CONNECTION LEFT | - | 0 | 0
1PH8165-1AB13-2BA1 |  | 1PH8165-1AB13-2BA1 | 1 | UN | 1 | 20 | D | D | N | N | 85015230 | 1 |  | 230 | KG | 4761.79 | 4761.79 | MC05 | MC05 | SIMOTICS M Compact induction motor 400rpm, 13kW, 310Nm, 36A, 300V 500rpm, 16kW, 306Nm, 36A, 365V 600rpm, 19kW, 302Nm, 35 A, 420V forced ventilation; direction of air flow NDE--> DE; Degree of protection IP55 W/O ENCODER with TEMPERAT. SENSOR KTY84-130 Design IM B35 (IM V15, (IM V35) SHAFT WITH FITTED KEY HALF-KEY BALANCING BEARING: STANDARD WITH FIXED BEARING, VIBRATION SEVERITY GRADE R/A; SHAFT AND FLANGE ACCURACY: R TERMINAL BOX (ABOVE) CABLE ENTRY ON THE RIGHT SIGNAL CONNECTION D-END | - | 0 | 0
1PH8165-1AB13-2BB1 |  | 1PH8165-1AB13-2BB1 | 1 | UN | 1 | 20 | D | D | N | N | 85015230 | 1 |  | 230 | KG | 4761.79 | 4761.79 | MC05 | MC05 | SIMOTICS M Compact induction motor 400rpm, 13kW, 310Nm, 36A, 300V 500rpm, 16kW, 306Nm, 36A, 365V 600rpm, 19kW, 302Nm, 35 A, 420V forced ventilation; direction of air flow NDE--> DE; Degree of protection IP55 W/O ENCODER with TEMPERAT. SENSOR KTY84-130 Design IM B35 (IM V15, (IM V35) SHAFT WITH FITTED KEY HALF-KEY BALANCING BEARING: STANDARD WITH FIXED BEARING, VIBRATION SEVERITY GRADE R/A; SHAFT AND FLANGE ACCURACY: R TERMINAL BOX (ABOVE) CABLE ENTRY ON THE LEFT SIGNAL CONNECTION D-END | - | 0 | 0
1PH8165-1AB13-2BC1 |  | 1PH8165-1AB13-2BC1 | 1 | UN | 1 | 20 | D | D | N | N | 85015230 | 1 |  | 230 | KG | 4761.79 | 4761.79 | MC05 | MC05 | SIMOTICS M Compact induction motor 400rpm, 13kW, 310Nm, 36A, 300V 500rpm, 16kW, 306Nm, 36A, 365V 600rpm, 19kW, 302Nm, 35 A, 420V forced ventilation; direction of air flow NDE--> DE; Degree of protection IP55 W/O ENCODER with TEMPERAT. SENSOR KTY84-130 Design IM B35 (IM V15, (IM V35) SHAFT WITH FITTED KEY HALF-KEY BALANCING BEARING: STANDARD WITH FIXED BEARING, VIBRATION SEVERITY GRADE R/A; SHAFT AND FLANGE ACCURACY: R TERMINAL BOX (ABOVE) CABLE ENTRY ON THE ND-END SIGNAL CONNECTION LEFT | - | 0 | 0
1PH8165-1AB13-2CA1 |  | 1PH8165-1AB13-2CA1 | 1 | UN | 1 | 20 | D | D | N | N | 85015230 | 1 |  | 230 | KG | 4891.81 | 4891.81 | MC05 | MC05 | SIMOTICS M Compact induction motor 400rpm, 13kW, 310Nm, 36A, 300V 500rpm, 16kW, 306Nm, 36A, 365V 600rpm, 19kW, 302Nm, 35 A, 420V forced ventilation; direction of air flow NDE--> DE; Degree of protection IP55 W/O ENCODER with TEMPERAT. SENSOR KTY84-130 Design IM B35 (IM V15, (IM V35) SHAFT WITH FITTED KEY HALF-KEY BALANCING BEARING: STANDARD WITH FIXED BEARING, VIBRATION SEVERITY GRADE S/A; SHAFT AND FLANGE ACCURACY: R TERMINAL BOX (ABOVE) CABLE ENTRY ON THE RIGHT SIGNAL CONNECTION D-END | - | 0 | 0
1PH8165-1AB13-2CB1 |  | 1PH8165-1AB13-2CB1 | 1 | UN | 1 | 20 | D | D | N | N | 85015230 | 1 |  | 230 | KG | 4891.81 | 4891.81 | MC05 | MC05 | SIMOTICS M Compact induction motor 400rpm, 13kW, 310Nm, 36A, 300V 500rpm, 16kW, 306Nm, 36A, 365V 600rpm, 19kW, 302Nm, 35 A, 420V forced ventilation; direction of air flow NDE--> DE; Degree of protection IP55 W/O ENCODER with TEMPERAT. SENSOR KTY84-130 Design IM B35 (IM V15, (IM V35) SHAFT WITH FITTED KEY HALF-KEY BALANCING BEARING: STANDARD WITH FIXED BEARING, VIBRATION SEVERITY GRADE S/A; SHAFT AND FLANGE ACCURACY: R TERMINAL BOX (ABOVE) CABLE ENTRY ON THE LEFT SIGNAL CONNECTION D-END | - | 0 | 0
1PH8165-1AB13-2CC1 |  | 1PH8165-1AB13-2CC1 | 1 | UN | 1 | 20 | D | D | N | N | 85015230 | 1 |  | 230 | KG | 4891.81 | 4891.81 | MC05 | MC05 | SIMOTICS M Compact induction motor 400rpm, 13kW, 310Nm, 36A, 300V 500rpm, 16kW, 306Nm, 36A, 365V 600rpm, 19kW, 302Nm, 35 A, 420V forced ventilation; direction of air flow NDE--> DE; Degree of protection IP55 W/O ENCODER with TEMPERAT. SENSOR KTY84-130 Design IM B35 (IM V15, (IM V35) SHAFT WITH FITTED KEY HALF-KEY BALANCING BEARING: STANDARD WITH FIXED BEARING, VIBRATION SEVERITY GRADE S/A; SHAFT AND FLANGE ACCURACY: R TERMINAL BOX (ABOVE) CABLE ENTRY ON THE ND-END SIGNAL CONNECTION LEFT | - | 0 | 0
1PH8165-1AD10-0BA1 |  | 1PH8165-1AD10-0BA1 | 1 | UN | 1 | 20 | D | D | N | N | 85015230 | 1 |  | 230 | KG | 4198.24 | 4198.24 | MC05 | MC05 | SIMOTICS M Compact induction motor 1000rpm, 28kW, 267Nm, 71A, 292V 1150rpm, 31kW, 257Nm, 69A, 333V 1350rpm, 34kW, 241Nm, 66A, 387V forced ventilation; direction of air flow NDE--> DE; Degree of protection IP55 W/O ENCODER with TEMPERAT. SENSOR KTY84-130 DESIGN IM B3 (IM V5, IM V6) PLAIN SHAFT WITHOUT FITTED KEY; BEARING: STANDARD WITH FIXED BEARING, VIBRATION SEVERITY GRADE R/A; SHAFT AND FLANGE ACCURACY: R TERMINAL BOX (ABOVE) CABLE ENTRY ON THE RIGHT SIGNAL CONNECTION D-END | - | 0 | 0
1PH8165-1AD10-0BB1 |  | 1PH8165-1AD10-0BB1 | 1 | UN | 1 | 20 | D | D | N | N | 85015230 | 1 |  | 230 | KG | 4198.24 | 4198.24 | MC05 | MC05 | SIMOTICS M Compact induction motor 1000rpm, 28kW, 267Nm, 71A, 292V 1150rpm, 31kW, 257Nm, 69A, 333V 1350rpm, 34kW, 241Nm, 66A, 387V forced ventilation; direction of air flow NDE--> DE; Degree of protection IP55 W/O ENCODER with TEMPERAT. SENSOR KTY84-130 DESIGN IM B3 (IM V5, IM V6) PLAIN SHAFT WITHOUT FITTED KEY; BEARING: STANDARD WITH FIXED BEARING, VIBRATION SEVERITY GRADE R/A; SHAFT AND FLANGE ACCURACY: R TERMINAL BOX (ABOVE) CABLE ENTRY ON THE LEFT SIGNAL CONNECTION D-END | - | 0 | 0
1PH8165-1AD10-0BC1 |  | 1PH8165-1AD10-0BC1 | 1 | UN | 1 | 20 | D | D | N | N | 85015230 | 1 |  | 230 | KG | 4198.24 | 4198.24 | MC05 | MC05 | SIMOTICS M Compact induction motor 1000rpm, 28kW, 267Nm, 71A, 292V 1150rpm, 31kW, 257Nm, 69A, 333V 1350rpm, 34kW, 241Nm, 66A, 387V forced ventilation; direction of air flow NDE--> DE; Degree of protection IP55 W/O ENCODER with TEMPERAT. SENSOR KTY84-130 DESIGN IM B3 (IM V5, IM V6) PLAIN SHAFT WITHOUT FITTED KEY; BEARING: STANDARD WITH FIXED BEARING, VIBRATION SEVERITY GRADE R/A; SHAFT AND FLANGE ACCURACY: R TERMINAL BOX (ABOVE) CABLE ENTRY ON THE ND-END SIGNAL CONNECTION LEFT | - | 0 | 0
1PH8165-1AD10-0CA1 |  | 1PH8165-1AD10-0CA1 | 1 | UN | 1 | 20 | D | D | N | N | 85015230 | 1 |  | 230 | KG | 4328.26 | 4328.26 | MC05 | MC05 | SIMOTICS M Compact induction motor 1000rpm, 28kW, 267Nm, 71A, 292V 1150rpm, 31kW, 257Nm, 69A, 333V 1350rpm, 34kW, 241Nm, 66A, 387V forced ventilation; direction of air flow NDE--> DE; Degree of protection IP55 W/O ENCODER with TEMPERAT. SENSOR KTY84-130 DESIGN IM B3 (IM V5, IM V6) PLAIN SHAFT WITHOUT FITTED KEY; BEARING: STANDARD WITH FIXED BEARING, VIBRATION SEVERITY GRADE S/A; SHAFT AND FLANGE ACCURACY: R TERMINAL BOX (ABOVE) CABLE ENTRY ON THE RIGHT SIGNAL CONNECTION D-END | - | 0 | 0
1PH8165-1AD10-0CB1 |  | 1PH8165-1AD10-0CB1 | 1 | UN | 1 | 20 | D | D | N | N | 85015230 | 1 |  | 230 | KG | 4328.26 | 4328.26 | MC05 | MC05 | SIMOTICS M Compact induction motor 1000rpm, 28kW, 267Nm, 71A, 292V 1150rpm, 31kW, 257Nm, 69A, 333V 1350rpm, 34kW, 241Nm, 66A, 387V forced ventilation; direction of air flow NDE--> DE; Degree of protection IP55 W/O ENCODER with TEMPERAT. SENSOR KTY84-130 DESIGN IM B3 (IM V5, IM V6) PLAIN SHAFT WITHOUT FITTED KEY; BEARING: STANDARD WITH FIXED BEARING, VIBRATION SEVERITY GRADE S/A; SHAFT AND FLANGE ACCURACY: R TERMINAL BOX (ABOVE) CABLE ENTRY ON THE LEFT SIGNAL CONNECTION D-END | - | 0 | 0
1PH8165-1AD10-0CC1 |  | 1PH8165-1AD10-0CC1 | 1 | UN | 1 | 20 | D | D | N | N | 85015230 | 1 |  | 230 | KG | 4328.26 | 4328.26 | MC05 | MC05 | SIMOTICS M Compact induction motor 1000rpm, 28kW, 267Nm, 71A, 292V 1150rpm, 31kW, 257Nm, 69A, 333V 1350rpm, 34kW, 241Nm, 66A, 387V forced ventilation; direction of air flow NDE--> DE; Degree of protection IP55 W/O ENCODER with TEMPERAT. SENSOR KTY84-130 DESIGN IM B3 (IM V5, IM V6) PLAIN SHAFT WITHOUT FITTED KEY; BEARING: STANDARD WITH FIXED BEARING, VIBRATION SEVERITY GRADE S/A; SHAFT AND FLANGE ACCURACY: R TERMINAL BOX (ABOVE) CABLE ENTRY ON THE ND-END SIGNAL CONNECTION LEFT | - | 0 | 0
1PH8165-1AD10-2BA1 |  | 1PH8165-1AD10-2BA1 | 1 | UN | 1 | 20 | D | D | N | N | 85015230 | 1 |  | 230 | KG | 4328.29 | 4328.29 | MC05 | MC05 | SIMOTICS M Compact induction motor 1000rpm, 28kW, 267Nm, 71A, 292V 1150rpm, 31kW, 257Nm, 69A, 333V 1350rpm, 34kW, 241Nm, 66A, 387V forced ventilation; direction of air flow NDE--> DE; Degree of protection IP55 W/O ENCODER with TEMPERAT. SENSOR KTY84-130 DESIGN IM B3 (IM V5, IM V6) SHAFT WITH FITTED KEY HALF-KEY BALANCING BEARING: STANDARD WITH FIXED BEARING, VIBRATION SEVERITY GRADE R/A; SHAFT AND FLANGE ACCURACY: R TERMINAL BOX (ABOVE) CABLE ENTRY ON THE RIGHT SIGNAL CONNECTION D-END | - | 0 | 0
1PH8165-1AD10-2BB1 |  | 1PH8165-1AD10-2BB1 | 1 | UN | 1 | 20 | D | D | N | N | 85015230 | 1 |  | 230 | KG | 4328.29 | 4328.29 | MC05 | MC05 | SIMOTICS M Compact induction motor 1000rpm, 28kW, 267Nm, 71A, 292V 1150rpm, 31kW, 257Nm, 69A, 333V 1350rpm, 34kW, 241Nm, 66A, 387V forced ventilation; direction of air flow NDE--> DE; Degree of protection IP55 W/O ENCODER with TEMPERAT. SENSOR KTY84-130 DESIGN IM B3 (IM V5, IM V6) SHAFT WITH FITTED KEY HALF-KEY BALANCING BEARING: STANDARD WITH FIXED BEARING, VIBRATION SEVERITY GRADE R/A; SHAFT AND FLANGE ACCURACY: R TERMINAL BOX (ABOVE) CABLE ENTRY ON THE LEFT SIGNAL CONNECTION D-END | - | 0 | 0
1PH8165-1AD10-2BC1 |  | 1PH8165-1AD10-2BC1 | 1 | UN | 1 | 20 | D | D | N | N | 85015230 | 1 |  | 230 | KG | 4328.29 | 4328.29 | MC05 | MC05 | SIMOTICS M Compact induction motor 1000rpm, 28kW, 267Nm, 71A, 292V 1150rpm, 31kW, 257Nm, 69A, 333V 1350rpm, 34kW, 241Nm, 66A, 387V forced ventilation; direction of air flow NDE--> DE; Degree of protection IP55 W/O ENCODER with TEMPERAT. SENSOR KTY84-130 DESIGN IM B3 (IM V5, IM V6) SHAFT WITH FITTED KEY HALF-KEY BALANCING BEARING: STANDARD WITH FIXED BEARING, VIBRATION SEVERITY GRADE R/A; SHAFT AND FLANGE ACCURACY: R TERMINAL BOX (ABOVE) CABLE ENTRY ON THE ND-END SIGNAL CONNECTION LEFT | - | 0 | 0
1PH8165-1AD10-2CA1 |  | 1PH8165-1AD10-2CA1 | 1 | UN | 1 | 20 | D | D | N | N | 85015230 | 1 |  | 230 | KG | 4458.31 | 4458.31 | MC05 | MC05 | SIMOTICS M Compact induction motor 1000rpm, 28kW, 267Nm, 71A, 292V 1150rpm, 31kW, 257Nm, 69A, 333V 1350rpm, 34kW, 241Nm, 66A, 387V forced ventilation; direction of air flow NDE--> DE; Degree of protection IP55 W/O ENCODER with TEMPERAT. SENSOR KTY84-130 DESIGN IM B3 (IM V5, IM V6) SHAFT WITH FITTED KEY HALF-KEY BALANCING BEARING: STANDARD WITH FIXED BEARING, VIBRATION SEVERITY GRADE S/A; SHAFT AND FLANGE ACCURACY: R TERMINAL BOX (ABOVE) CABLE ENTRY ON THE RIGHT SIGNAL CONNECTION D-END | - | 0 | 0
1PH8165-1AD10-2CB1 |  | 1PH8165-1AD10-2CB1 | 1 | UN | 1 | 20 | D | D | N | N | 85015230 | 1 |  | 230 | KG | 4458.31 | 4458.31 | MC05 | MC05 | SIMOTICS M Compact induction motor 1000rpm, 28kW, 267Nm, 71A, 292V 1150rpm, 31kW, 257Nm, 69A, 333V 1350rpm, 34kW, 241Nm, 66A, 387V forced ventilation; direction of air flow NDE--> DE; Degree of protection IP55 W/O ENCODER with TEMPERAT. SENSOR KTY84-130 DESIGN IM B3 (IM V5, IM V6) SHAFT WITH FITTED KEY HALF-KEY BALANCING BEARING: STANDARD WITH FIXED BEARING, VIBRATION SEVERITY GRADE S/A; SHAFT AND FLANGE ACCURACY: R TERMINAL BOX (ABOVE) CABLE ENTRY ON THE LEFT SIGNAL CONNECTION D-END | - | 0 | 0
1PH8165-1AD10-2CC1 |  | 1PH8165-1AD10-2CC1 | 1 | UN | 1 | 20 | D | D | N | N | 85015230 | 1 |  | 230 | KG | 4458.31 | 4458.31 | MC05 | MC05 | SIMOTICS M Compact induction motor 1000rpm, 28kW, 267Nm, 71A, 292V 1150rpm, 31kW, 257Nm, 69A, 333V 1350rpm, 34kW, 241Nm, 66A, 387V forced ventilation; direction of air flow NDE--> DE; Degree of protection IP55 W/O ENCODER with TEMPERAT. SENSOR KTY84-130 DESIGN IM B3 (IM V5, IM V6) SHAFT WITH FITTED KEY HALF-KEY BALANCING BEARING: STANDARD WITH FIXED BEARING, VIBRATION SEVERITY GRADE S/A; SHAFT AND FLANGE ACCURACY: R TERMINAL BOX (ABOVE) CABLE ENTRY ON THE ND-END SIGNAL CONNECTION LEFT | - | 0 | 0
1PH8165-1AD12-0BA1 |  | 1PH8165-1AD12-0BA1 | 1 | UN | 1 | 20 | D | D | N | N | 85015230 | 1 |  | 230 | KG | 4631.74 | 4631.74 | MC05 | MC05 | SIMOTICS M Compact induction motor 1000rpm, 28kW, 267Nm, 71A, 292V 1150rpm, 31kW, 257Nm, 69A, 333V 1350rpm, 34kW, 241Nm, 66A, 387V forced ventilation; direction of air flow NDE--> DE; Degree of protection IP55 W/O ENCODER with TEMPERAT. SENSOR KTY84-130 DESIGN IM B5 (IMV 1,IM V3) PLAIN SHAFT WITHOUT FITTED KEY; BEARING: STANDARD WITH FIXED BEARING, VIBRATION SEVERITY GRADE R/A; SHAFT AND FLANGE ACCURACY: R TERMINAL BOX (ABOVE) CABLE ENTRY ON THE RIGHT SIGNAL CONNECTION D-END | - | 0 | 0
1PH8165-1AD12-0BB1 |  | 1PH8165-1AD12-0BB1 | 1 | UN | 1 | 20 | D | D | N | N | 85015230 | 1 |  | 230 | KG | 4631.74 | 4631.74 | MC05 | MC05 | SIMOTICS M Compact induction motor 1000rpm, 28kW, 267Nm, 71A, 292V 1150rpm, 31kW, 257Nm, 69A, 333V 1350rpm, 34kW, 241Nm, 66A, 387V forced ventilation; direction of air flow NDE--> DE; Degree of protection IP55 W/O ENCODER with TEMPERAT. SENSOR KTY84-130 DESIGN IM B5 (IMV 1,IM V3) PLAIN SHAFT WITHOUT FITTED KEY; BEARING: STANDARD WITH FIXED BEARING, VIBRATION SEVERITY GRADE R/A; SHAFT AND FLANGE ACCURACY: R TERMINAL BOX (ABOVE) CABLE ENTRY ON THE LEFT SIGNAL CONNECTION D-END | - | 0 | 0
1PH8165-1AD12-0BC1 |  | 1PH8165-1AD12-0BC1 | 1 | UN | 1 | 20 | D | D | N | N | 85015230 | 1 |  | 230 | KG | 4631.74 | 4631.74 | MC05 | MC05 | SIMOTICS M Compact induction motor 1000rpm, 28kW, 267Nm, 71A, 292V 1150rpm, 31kW, 257Nm, 69A, 333V 1350rpm, 34kW, 241Nm, 66A, 387V forced ventilation; direction of air flow NDE--> DE; Degree of protection IP55 W/O ENCODER with TEMPERAT. SENSOR KTY84-130 DESIGN IM B5 (IMV 1,IM V3) PLAIN SHAFT WITHOUT FITTED KEY; BEARING: STANDARD WITH FIXED BEARING, VIBRATION SEVERITY GRADE R/A; SHAFT AND FLANGE ACCURACY: R TERMINAL BOX (ABOVE) CABLE ENTRY ON THE ND-END SIGNAL CONNECTION LEFT | - | 0 | 0
1PH8165-1AD12-0CA1 |  | 1PH8165-1AD12-0CA1 | 1 | UN | 1 | 20 | D | D | N | N | 85015230 | 1 |  | 230 | KG | 4761.76 | 4761.76 | MC05 | MC05 | SIMOTICS M Compact induction motor 1000rpm, 28kW, 267Nm, 71A, 292V 1150rpm, 31kW, 257Nm, 69A, 333V 1350rpm, 34kW, 241Nm, 66A, 387V forced ventilation; direction of air flow NDE--> DE; Degree of protection IP55 W/O ENCODER with TEMPERAT. SENSOR KTY84-130 DESIGN IM B5 (IMV 1,IM V3) PLAIN SHAFT WITHOUT FITTED KEY; BEARING: STANDARD WITH FIXED BEARING, VIBRATION SEVERITY GRADE S/A; SHAFT AND FLANGE ACCURACY: R TERMINAL BOX (ABOVE) CABLE ENTRY ON THE RIGHT SIGNAL CONNECTION D-END | - | 0 | 0
1PH8165-1AD12-0CB1 |  | 1PH8165-1AD12-0CB1 | 1 | UN | 1 | 20 | D | D | N | N | 85015230 | 1 |  | 230 | KG | 4761.76 | 4761.76 | MC05 | MC05 | SIMOTICS M Compact induction motor 1000rpm, 28kW, 267Nm, 71A, 292V 1150rpm, 31kW, 257Nm, 69A, 333V 1350rpm, 34kW, 241Nm, 66A, 387V forced ventilation; direction of air flow NDE--> DE; Degree of protection IP55 W/O ENCODER with TEMPERAT. SENSOR KTY84-130 DESIGN IM B5 (IMV 1,IM V3) PLAIN SHAFT WITHOUT FITTED KEY; BEARING: STANDARD WITH FIXED BEARING, VIBRATION SEVERITY GRADE S/A; SHAFT AND FLANGE ACCURACY: R TERMINAL BOX (ABOVE) CABLE ENTRY ON THE LEFT SIGNAL CONNECTION D-END | - | 0 | 0
1PH8165-1AD12-0CC1 |  | 1PH8165-1AD12-0CC1 | 1 | UN | 1 | 20 | D | D | N | N | 85015230 | 1 |  | 230 | KG | 4761.76 | 4761.76 | MC05 | MC05 | SIMOTICS M Compact induction motor 1000rpm, 28kW, 267Nm, 71A, 292V 1150rpm, 31kW, 257Nm, 69A, 333V 1350rpm, 34kW, 241Nm, 66A, 387V forced ventilation; direction of air flow NDE--> DE; Degree of protection IP55 W/O ENCODER with TEMPERAT. SENSOR KTY84-130 DESIGN IM B5 (IMV 1,IM V3) PLAIN SHAFT WITHOUT FITTED KEY; BEARING: STANDARD WITH FIXED BEARING, VIBRATION SEVERITY GRADE S/A; SHAFT AND FLANGE ACCURACY: R TERMINAL BOX (ABOVE) CABLE ENTRY ON THE ND-END SIGNAL CONNECTION LEFT | - | 0 | 0
1PH8165-1AD12-2BA1 |  | 1PH8165-1AD12-2BA1 | 1 | UN | 1 | 20 | D | D | N | N | 85015230 | 1 |  | 230 | KG | 4761.79 | 4761.79 | MC05 | MC05 | SIMOTICS M Compact induction motor 1000rpm, 28kW, 267Nm, 71A, 292V 1150rpm, 31kW, 257Nm, 69A, 333V 1350rpm, 34kW, 241Nm, 66A, 387V forced ventilation; direction of air flow NDE--> DE; Degree of protection IP55 W/O ENCODER with TEMPERAT. SENSOR KTY84-130 DESIGN IM B5 (IMV 1,IM V3) SHAFT WITH FITTED KEY HALF-KEY BALANCING BEARING: STANDARD WITH FIXED BEARING, VIBRATION SEVERITY GRADE R/A; SHAFT AND FLANGE ACCURACY: R TERMINAL BOX (ABOVE) CABLE ENTRY ON THE RIGHT SIGNAL CONNECTION D-END | - | 0 | 0
1PH8165-1AD12-2BB1 |  | 1PH8165-1AD12-2BB1 | 1 | UN | 1 | 20 | D | D | N | N | 85015230 | 1 |  | 230 | KG | 4761.79 | 4761.79 | MC05 | MC05 | SIMOTICS M Compact induction motor 1000rpm, 28kW, 267Nm, 71A, 292V 1150rpm, 31kW, 257Nm, 69A, 333V 1350rpm, 34kW, 241Nm, 66A, 387V forced ventilation; direction of air flow NDE--> DE; Degree of protection IP55 W/O ENCODER with TEMPERAT. SENSOR KTY84-130 DESIGN IM B5 (IMV 1,IM V3) SHAFT WITH FITTED KEY HALF-KEY BALANCING BEARING: STANDARD WITH FIXED BEARING, VIBRATION SEVERITY GRADE R/A; SHAFT AND FLANGE ACCURACY: R TERMINAL BOX (ABOVE) CABLE ENTRY ON THE LEFT SIGNAL CONNECTION D-END | - | 0 | 0
1PH8165-1AD12-2BC1 |  | 1PH8165-1AD12-2BC1 | 1 | UN | 1 | 20 | D | D | N | N | 85015230 | 1 |  | 230 | KG | 4761.79 | 4761.79 | MC05 | MC05 | SIMOTICS M Compact induction motor 1000rpm, 28kW, 267Nm, 71A, 292V 1150rpm, 31kW, 257Nm, 69A, 333V 1350rpm, 34kW, 241Nm, 66A, 387V forced ventilation; direction of air flow NDE--> DE; Degree of protection IP55 W/O ENCODER with TEMPERAT. SENSOR KTY84-130 DESIGN IM B5 (IMV 1,IM V3) SHAFT WITH FITTED KEY HALF-KEY BALANCING BEARING: STANDARD WITH FIXED BEARING, VIBRATION SEVERITY GRADE R/A; SHAFT AND FLANGE ACCURACY: R TERMINAL BOX (ABOVE) CABLE ENTRY ON THE ND-END SIGNAL CONNECTION LEFT | - | 0 | 0
1PH8165-1AD12-2CA1 |  | 1PH8165-1AD12-2CA1 | 1 | UN | 1 | 20 | D | D | N | N | 85015230 | 1 |  | 230 | KG | 4891.81 | 4891.81 | MC05 | MC05 | SIMOTICS M Compact induction motor 1000rpm, 28kW, 267Nm, 71A, 292V 1150rpm, 31kW, 257Nm, 69A, 333V 1350rpm, 34kW, 241Nm, 66A, 387V forced ventilation; direction of air flow NDE--> DE; Degree of protection IP55 W/O ENCODER with TEMPERAT. SENSOR KTY84-130 DESIGN IM B5 (IMV 1,IM V3) SHAFT WITH FITTED KEY HALF-KEY BALANCING BEARING: STANDARD WITH FIXED BEARING, VIBRATION SEVERITY GRADE S/A; SHAFT AND FLANGE ACCURACY: R TERMINAL BOX (ABOVE) CABLE ENTRY ON THE RIGHT SIGNAL CONNECTION D-END | - | 0 | 0
1PH8165-1AD12-2CB1 |  | 1PH8165-1AD12-2CB1 | 1 | UN | 1 | 20 | D | D | N | N | 85015230 | 1 |  | 230 | KG | 4891.81 | 4891.81 | MC05 | MC05 | SIMOTICS M Compact induction motor 1000rpm, 28kW, 267Nm, 71A, 292V 1150rpm, 31kW, 257Nm, 69A, 333V 1350rpm, 34kW, 241Nm, 66A, 387V forced ventilation; direction of air flow NDE--> DE; Degree of protection IP55 W/O ENCODER with TEMPERAT. SENSOR KTY84-130 DESIGN IM B5 (IMV 1,IM V3) SHAFT WITH FITTED KEY HALF-KEY BALANCING BEARING: STANDARD WITH FIXED BEARING, VIBRATION SEVERITY GRADE S/A; SHAFT AND FLANGE ACCURACY: R TERMINAL BOX (ABOVE) CABLE ENTRY ON THE LEFT SIGNAL CONNECTION D-END | - | 0 | 0
1PH8165-1AD12-2CC1 |  | 1PH8165-1AD12-2CC1 | 1 | UN | 1 | 20 | D | D | N | N | 85015230 | 1 |  | 230 | KG | 4891.81 | 4891.81 | MC05 | MC05 | SIMOTICS M Compact induction motor 1000rpm, 28kW, 267Nm, 71A, 292V 1150rpm, 31kW, 257Nm, 69A, 333V 1350rpm, 34kW, 241Nm, 66A, 387V forced ventilation; direction of air flow NDE--> DE; Degree of protection IP55 W/O ENCODER with TEMPERAT. SENSOR KTY84-130 DESIGN IM B5 (IMV 1,IM V3) SHAFT WITH FITTED KEY HALF-KEY BALANCING BEARING: STANDARD WITH FIXED BEARING, VIBRATION SEVERITY GRADE S/A; SHAFT AND FLANGE ACCURACY: R TERMINAL BOX (ABOVE) CABLE ENTRY ON THE ND-END SIGNAL CONNECTION LEFT | - | 0 | 0
1PH8165-1AD13-0BA1 |  | 1PH8165-1AD13-0BA1 | 1 | UN | 1 | 20 | D | D | N | N | 85015230 | 1 |  | 230 | KG | 4631.74 | 4631.74 | MC05 | MC05 | SIMOTICS M Compact induction motor 1000rpm, 28kW, 267Nm, 71A, 292V 1150rpm, 31kW, 257Nm, 69A, 333V 1350rpm, 34kW, 241Nm, 66A, 387V forced ventilation; direction of air flow NDE--> DE; Degree of protection IP55 W/O ENCODER with TEMPERAT. SENSOR KTY84-130 Design IM B35 (IM V15, (IM V35) PLAIN SHAFT WITHOUT FITTED KEY; BEARING: STANDARD WITH FIXED BEARING, VIBRATION SEVERITY GRADE R/A; SHAFT AND FLANGE ACCURACY: R TERMINAL BOX (ABOVE) CABLE ENTRY ON THE RIGHT SIGNAL CONNECTION D-END | - | 0 | 0
1PH8165-1AD13-0BB1 |  | 1PH8165-1AD13-0BB1 | 1 | UN | 1 | 20 | D | D | N | N | 85015230 | 1 |  | 230 | KG | 4631.74 | 4631.74 | MC05 | MC05 | SIMOTICS M Compact induction motor 1000rpm, 28kW, 267Nm, 71A, 292V 1150rpm, 31kW, 257Nm, 69A, 333V 1350rpm, 34kW, 241Nm, 66A, 387V forced ventilation; direction of air flow NDE--> DE; Degree of protection IP55 W/O ENCODER with TEMPERAT. SENSOR KTY84-130 Design IM B35 (IM V15, (IM V35) PLAIN SHAFT WITHOUT FITTED KEY; BEARING: STANDARD WITH FIXED BEARING, VIBRATION SEVERITY GRADE R/A; SHAFT AND FLANGE ACCURACY: R TERMINAL BOX (ABOVE) CABLE ENTRY ON THE LEFT SIGNAL CONNECTION D-END | - | 0 | 0
1PH8165-1AD13-0BC1 |  | 1PH8165-1AD13-0BC1 | 1 | UN | 1 | 20 | D | D | N | N | 85015230 | 1 |  | 230 | KG | 4631.74 | 4631.74 | MC05 | MC05 | SIMOTICS M Compact induction motor 1000rpm, 28kW, 267Nm, 71A, 292V 1150rpm, 31kW, 257Nm, 69A, 333V 1350rpm, 34kW, 241Nm, 66A, 387V forced ventilation; direction of air flow NDE--> DE; Degree of protection IP55 W/O ENCODER with TEMPERAT. SENSOR KTY84-130 Design IM B35 (IM V15, (IM V35) PLAIN SHAFT WITHOUT FITTED KEY; BEARING: STANDARD WITH FIXED BEARING, VIBRATION SEVERITY GRADE R/A; SHAFT AND FLANGE ACCURACY: R TERMINAL BOX (ABOVE) CABLE ENTRY ON THE ND-END SIGNAL CONNECTION LEFT | - | 0 | 0
1PH8165-1AD13-0CA1 |  | 1PH8165-1AD13-0CA1 | 1 | UN | 1 | 20 | D | D | N | N | 85015230 | 1 |  | 230 | KG | 4761.76 | 4761.76 | MC05 | MC05 | SIMOTICS M Compact induction motor 1000rpm, 28kW, 267Nm, 71A, 292V 1150rpm, 31kW, 257Nm, 69A, 333V 1350rpm, 34kW, 241Nm, 66A, 387V forced ventilation; direction of air flow NDE--> DE; Degree of protection IP55 W/O ENCODER with TEMPERAT. SENSOR KTY84-130 Design IM B35 (IM V15, (IM V35) PLAIN SHAFT WITHOUT FITTED KEY; BEARING: STANDARD WITH FIXED BEARING, VIBRATION SEVERITY GRADE S/A; SHAFT AND FLANGE ACCURACY: R TERMINAL BOX (ABOVE) CABLE ENTRY ON THE RIGHT SIGNAL CONNECTION D-END | - | 0 | 0
1PH8165-1AD13-0CB1 |  | 1PH8165-1AD13-0CB1 | 1 | UN | 1 | 20 | D | D | N | N | 85015230 | 1 |  | 230 | KG | 4761.76 | 4761.76 | MC05 | MC05 | SIMOTICS M Compact induction motor 1000rpm, 28kW, 267Nm, 71A, 292V 1150rpm, 31kW, 257Nm, 69A, 333V 1350rpm, 34kW, 241Nm, 66A, 387V forced ventilation; direction of air flow NDE--> DE; Degree of protection IP55 W/O ENCODER with TEMPERAT. SENSOR KTY84-130 Design IM B35 (IM V15, (IM V35) PLAIN SHAFT WITHOUT FITTED KEY; BEARING: STANDARD WITH FIXED BEARING, VIBRATION SEVERITY GRADE S/A; SHAFT AND FLANGE ACCURACY: R TERMINAL BOX (ABOVE) CABLE ENTRY ON THE LEFT SIGNAL CONNECTION D-END | - | 0 | 0
1PH8165-1AD13-0CC1 |  | 1PH8165-1AD13-0CC1 | 1 | UN | 1 | 20 | D | D | N | N | 85015230 | 1 |  | 230 | KG | 4761.76 | 4761.76 | MC05 | MC05 | SIMOTICS M Compact induction motor 1000rpm, 28kW, 267Nm, 71A, 292V 1150rpm, 31kW, 257Nm, 69A, 333V 1350rpm, 34kW, 241Nm, 66A, 387V forced ventilation; direction of air flow NDE--> DE; Degree of protection IP55 W/O ENCODER with TEMPERAT. SENSOR KTY84-130 Design IM B35 (IM V15, (IM V35) PLAIN SHAFT WITHOUT FITTED KEY; BEARING: STANDARD WITH FIXED BEARING, VIBRATION SEVERITY GRADE S/A; SHAFT AND FLANGE ACCURACY: R TERMINAL BOX (ABOVE) CABLE ENTRY ON THE ND-END SIGNAL CONNECTION LEFT | - | 0 | 0
1PH8165-1AD13-2BA1 |  | 1PH8165-1AD13-2BA1 | 1 | UN | 1 | 20 | D | D | N | N | 85015230 | 1 |  | 230 | KG | 4761.79 | 4761.79 | MC05 | MC05 | SIMOTICS M Compact induction motor 1000rpm, 28kW, 267Nm, 71A, 292V 1150rpm, 31kW, 257Nm, 69A, 333V 1350rpm, 34kW, 241Nm, 66A, 387V forced ventilation; direction of air flow NDE--> DE; Degree of protection IP55 W/O ENCODER with TEMPERAT. SENSOR KTY84-130 Design IM B35 (IM V15, (IM V35) SHAFT WITH FITTED KEY HALF-KEY BALANCING BEARING: STANDARD WITH FIXED BEARING, VIBRATION SEVERITY GRADE R/A; SHAFT AND FLANGE ACCURACY: R TERMINAL BOX (ABOVE) CABLE ENTRY ON THE RIGHT SIGNAL CONNECTION D-END | - | 0 | 0
1PH8165-1AD13-2BB1 |  | 1PH8165-1AD13-2BB1 | 1 | UN | 1 | 20 | D | D | N | N | 85015230 | 1 |  | 230 | KG | 4761.79 | 4761.79 | MC05 | MC05 | SIMOTICS M Compact induction motor 1000rpm, 28kW, 267Nm, 71A, 292V 1150rpm, 31kW, 257Nm, 69A, 333V 1350rpm, 34kW, 241Nm, 66A, 387V forced ventilation; direction of air flow NDE--> DE; Degree of protection IP55 W/O ENCODER with TEMPERAT. SENSOR KTY84-130 Design IM B35 (IM V15, (IM V35) SHAFT WITH FITTED KEY HALF-KEY BALANCING BEARING: STANDARD WITH FIXED BEARING, VIBRATION SEVERITY GRADE R/A; SHAFT AND FLANGE ACCURACY: R TERMINAL BOX (ABOVE) CABLE ENTRY ON THE LEFT SIGNAL CONNECTION D-END | - | 0 | 0
1PH8165-1AD13-2BC1 |  | 1PH8165-1AD13-2BC1 | 1 | UN | 1 | 20 | D | D | N | N | 85015230 | 1 |  | 230 | KG | 4761.79 | 4761.79 | MC05 | MC05 | SIMOTICS M Compact induction motor 1000rpm, 28kW, 267Nm, 71A, 292V 1150rpm, 31kW, 257Nm, 69A, 333V 1350rpm, 34kW, 241Nm, 66A, 387V forced ventilation; direction of air flow NDE--> DE; Degree of protection IP55 W/O ENCODER with TEMPERAT. SENSOR KTY84-130 Design IM B35 (IM V15, (IM V35) SHAFT WITH FITTED KEY HALF-KEY BALANCING BEARING: STANDARD WITH FIXED BEARING, VIBRATION SEVERITY GRADE R/A; SHAFT AND FLANGE ACCURACY: R TERMINAL BOX (ABOVE) CABLE ENTRY ON THE ND-END SIGNAL CONNECTION LEFT | - | 0 | 0
1PH8165-1AD13-2CA1 |  | 1PH8165-1AD13-2CA1 | 1 | UN | 1 | 20 | D | D | N | N | 85015230 | 1 |  | 230 | KG | 4891.81 | 4891.81 | MC05 | MC05 | SIMOTICS M Compact induction motor 1000rpm, 28kW, 267Nm, 71A, 292V 1150rpm, 31kW, 257Nm, 69A, 333V 1350rpm, 34kW, 241Nm, 66A, 387V forced ventilation; direction of air flow NDE--> DE; Degree of protection IP55 W/O ENCODER with TEMPERAT. SENSOR KTY84-130 Design IM B35 (IM V15, (IM V35) SHAFT WITH FITTED KEY HALF-KEY BALANCING BEARING: STANDARD WITH FIXED BEARING, VIBRATION SEVERITY GRADE S/A; SHAFT AND FLANGE ACCURACY: R TERMINAL BOX (ABOVE) CABLE ENTRY ON THE RIGHT SIGNAL CONNECTION D-END | - | 0 | 0
1PH8165-1AD13-2CB1 |  | 1PH8165-1AD13-2CB1 | 1 | UN | 1 | 20 | D | D | N | N | 85015230 | 1 |  | 230 | KG | 4891.81 | 4891.81 | MC05 | MC05 | SIMOTICS M Compact induction motor 1000rpm, 28kW, 267Nm, 71A, 292V 1150rpm, 31kW, 257Nm, 69A, 333V 1350rpm, 34kW, 241Nm, 66A, 387V forced ventilation; direction of air flow NDE--> DE; Degree of protection IP55 W/O ENCODER with TEMPERAT. SENSOR KTY84-130 Design IM B35 (IM V15, (IM V35) SHAFT WITH FITTED KEY HALF-KEY BALANCING BEARING: STANDARD WITH FIXED BEARING, VIBRATION SEVERITY GRADE S/A; SHAFT AND FLANGE ACCURACY: R TERMINAL BOX (ABOVE) CABLE ENTRY ON THE LEFT SIGNAL CONNECTION D-END | - | 0 | 0
1PH8165-1AD13-2CC1 |  | 1PH8165-1AD13-2CC1 | 1 | UN | 1 | 20 | D | D | N | N | 85015230 | 1 |  | 230 | KG | 4891.81 | 4891.81 | MC05 | MC05 | SIMOTICS M Compact induction motor 1000rpm, 28kW, 267Nm, 71A, 292V 1150rpm, 31kW, 257Nm, 69A, 333V 1350rpm, 34kW, 241Nm, 66A, 387V forced ventilation; direction of air flow NDE--> DE; Degree of protection IP55 W/O ENCODER with TEMPERAT. SENSOR KTY84-130 Design IM B35 (IM V15, (IM V35) SHAFT WITH FITTED KEY HALF-KEY BALANCING BEARING: STANDARD WITH FIXED BEARING, VIBRATION SEVERITY GRADE S/A; SHAFT AND FLANGE ACCURACY: R TERMINAL BOX (ABOVE) CABLE ENTRY ON THE ND-END SIGNAL CONNECTION LEFT | - | 0 | 0
1PH8165-1AF00-0BA1 |  | 1PH8165-1AF00-0BA1 | 1 | UN | 1 | 20 | D | D | N | N | 85015290 | 1 |  | 230 | KG | 4198.24 | 4198.24 | MC05 | MC05 | SIMOTICS M Compact induction motor 1500rpm, 37kW, 236Nm, 78A, 350 V 1750rpm, 41kW, 224Nm, 76A, 400 V 2000rpm, 45kW, 215Nm, 75 A, 440 V forced ventilation; direction of air flow DE--> NDE; Degree of protection IP55 W/O ENCODER with TEMPERAT. SENSOR KTY84-130 DESIGN IM B3 (IM V5, IM V6) PLAIN SHAFT WITHOUT FITTED KEY; BEARING: STANDARD WITH FIXED BEARING, VIBRATION SEVERITY GRADE R/A; SHAFT AND FLANGE ACCURACY: R TERMINAL BOX (ABOVE) CABLE ENTRY ON THE RIGHT SIGNAL CONNECTION D-END | - | 0 | 0
1PH8165-1AF00-2BA1-Z | K24 | 1PH8165-1AF00-2BA1-ZK24 | 1 | UN | 1 | 20 | D | D | N | N | 85015290 | 1 |  | 230 | KG | 4458.34 | 4458.34 | MC05 | MC05 | SIMOTICS M Compact induction motor 1500rpm, 37kW, 236Nm, 78A, 350 V 1750rpm, 41kW, 224Nm, 76A, 400 V 2000rpm, 45kW, 215Nm, 75 A, 440 V forced ventilation; direction of air flow DE--> NDE; Degree of protection IP55 W/O ENCODER with TEMPERAT. SENSOR KTY84-130 DESIGN IM B3 (IM V5, IM V6) SHAFT WITH FITTED KEY HALF-KEY BALANCING BEARING: STANDARD WITH FIXED BEARING, VIBRATION SEVERITY GRADE R/A; SHAFT AND FLANGE ACCURACY: R TERMINAL BOX (ABOVE) CABLE ENTRY ON THE RIGHT SIGNAL CONNECTION D-END K24: PRIMING (PALE GREEN) | - | 0 | 0
1PH8165-1AF00-2BC1-Z | A12 | 1PH8165-1AF00-2BC1-ZA12 | 1 | UN | 1 | 20 | D | D | N | N | 85015290 | 1 |  | 230 | KG | 4472.78 | 4472.78 | MC05 | MC05 | SIMOTICS M Compact induction motor 1500rpm, 37kW, 236Nm, 78A, 350 V 1750rpm, 41kW, 224Nm, 76A, 400 V 2000rpm, 45kW, 215Nm, 75 A, 440 V forced ventilation; direction of air flow DE--> NDE; Degree of protection IP55 W/O ENCODER with TEMPERAT. SENSOR KTY84-130 DESIGN IM B3 (IM V5, IM V6) SHAFT WITH FITTED KEY HALF-KEY BALANCING BEARING: STANDARD WITH FIXED BEARING, VIBRATION SEVERITY GRADE R/A; SHAFT AND FLANGE ACCURACY: R TERMINAL BOX (ABOVE) CABLE ENTRY ON THE ND-END SIGNAL CONNECTION LEFT A12: PROTECT. BY PTC THERMISTOR WARNING AND SWITCHOFF | - | 0 | 0
1PH8165-1AF00-2FA2 |  | 1PH8165-1AF00-2FA2 | 1 | UN | 1 | 20 | D | D | N | N | 85015290 | 1 |  | 230 | KG | 4445.49 | 4445.49 | MC05 | MC05 | SIMOTICS M Compact asynchronous motor 1500 rpm, 37 kW, 236 Nm, 78 A, 350 V 1750 rpm, 41 kW, 224 Nm, 76 A, 400 V 2000 rpm, 45 kW, 215 Nm, 75 A, 440 V Forced ventilation; Direction of air flow DE --> NDE; Degree of protection IP55 W/O ENCODER with TEMPERAT. SENSOR PT1000 DESIGN IM B3 (IM V5, IM V6) SHAFT WITH FITTED KEY HALF-KEY BALANCING BEARING: INCREASED RADIAL FORCES, VIBRATION SEVERITY GRADE R/A; SHAFT AND FLANGE ACCURACY: R TERMINAL BOX (ABOVE) CABLE ENTRY ON THE RIGHT SIGNAL CONNECTION D-END | - | 0 | 0
1PH8165-1AF00-2GA1-Z | K24 | 1PH8165-1AF00-2GA1-ZK24 | 1 | UN | 1 | 20 | D | D | N | N | 85015290 | 1 |  | 230 | KG | 4268.43 | 4268.43 | MC05 | MC05 | SIMOTICS M Compact induction motor 1500rpm, 37kW, 236Nm, 78A, 350 V 1750rpm, 41kW, 224Nm, 76A, 400 V 2000rpm, 45kW, 215Nm, 75 A, 440 V forced ventilation; direction of air flow DE--> NDE; Degree of protection IP55 W/O ENCODER with TEMPERAT. SENSOR KTY84-130 DESIGN IM B3 (IM V5, IM V6) SHAFT WITH FITTED KEY HALF-KEY BALANCING BEARING: STANDARD, VIBRATION SEVERITY GRADE R/A; SHAFT AND FLANGE ACCURACY: R TERMINAL BOX (ABOVE) CABLE ENTRY ON THE RIGHT SIGNAL CONNECTION D-END K24: PRIMING (PALE GREEN) | - | 0 | 0
1PH8165-1AF00-2QA1-Z | A12 | 1PH8165-1AF00-2QA1-ZA12 | 1 | UN | 1 | 20 | D | D | N | N | 85015290 | 1 |  | 230 | KG | 4822.84 | 4822.84 | MC05 | MC05 | SIMOTICS M Compact induction motor 1500rpm, 37kW, 236Nm, 78A, 350 V 1750rpm, 41kW, 224Nm, 76A, 400 V 2000rpm, 45kW, 215Nm, 75 A, 440 V forced ventilation; direction of air flow DE--> NDE; Degree of protection IP55 W/O ENCODER with TEMPERAT. SENSOR KTY84-130 DESIGN IM B3 (IM V5, IM V6) SHAFT WITH FITTED KEY HALF-KEY BALANCING BEARING: ADVANCED LIFETIME VIBRATION SEVERITY S/A SHAFT A. FLANGE ACCURACY GR. R TERMINAL BOX (ABOVE) CABLE ENTRY ON THE RIGHT SIGNAL CONNECTION D-END A12: PROTECT. BY PTC THERMISTOR WARNING AND SWITCHOFF | - | 0 | 0
1PH8165-1AF03-0LB1 |  | 1PH8165-1AF03-0LB1 | 1 | UN | 1 | 20 | D | D | N | N | 85015290 | 1 |  | 230 | KG | 5070.41 | 5070.41 | MC05 | MC05 | SIMOTICS M Compact induction motor 1500rpm, 37kW, 236Nm, 78A, 350 V 1750rpm, 41kW, 224Nm, 76A, 400 V 2000rpm, 45kW, 215Nm, 75 A, 440 V forced ventilation; direction of air flow DE--> NDE; Degree of protection IP55 W/O ENCODER with TEMPERAT. SENSOR KTY84-130 Design IM B35 (IM V15, (IM V35) PLAIN SHAFT WITHOUT FITTED KEY; BEARING: PERFORMANCE, VIBRATION SEVERITY GRADE SPECIAL/B; SHAFT A. FLANGE ACCURACY GR. SPECIAL TERMINAL BOX (ABOVE) CABLE ENTRY ON THE LEFT SIGNAL CONNECTION D-END | - | 0 | 0
1PH8165-1AF03-0LC1 |  | 1PH8165-1AF03-0LC1 | 1 | UN | 1 | 20 | D | D | N | N | 85015290 | 1 |  | 230 | KG | 5070.41 | 5070.41 | MC05 | MC05 | SIMOTICS M Compact induction motor 1500rpm, 37kW, 236Nm, 78A, 350 V 1750rpm, 41kW, 224Nm, 76A, 400 V 2000rpm, 45kW, 215Nm, 75 A, 440 V forced ventilation; direction of air flow DE--> NDE; Degree of protection IP55 W/O ENCODER with TEMPERAT. SENSOR KTY84-130 Design IM B35 (IM V15, (IM V35) PLAIN SHAFT WITHOUT FITTED KEY; BEARING: PERFORMANCE, VIBRATION SEVERITY GRADE SPECIAL/B; SHAFT A. FLANGE ACCURACY GR. SPECIAL TERMINAL BOX (ABOVE) CABLE ENTRY ON THE ND-END SIGNAL CONNECTION LEFT | - | 0 | 0
1PH8165-1AF10-0BA1 |  | 1PH8165-1AF10-0BA1 | 1 | UN | 1 | 20 | D | D | N | N | 85015290 | 1 |  | 230 | KG | 4198.24 | 4198.24 | MC05 | MC05 | SIMOTICS M Compact induction motor 1500rpm, 37kW, 236Nm, 78A, 350 V 1750rpm, 41kW, 224Nm, 76A, 400 V 2000rpm, 45kW, 215Nm, 75 A, 440 V forced ventilation; direction of air flow NDE--> DE; Degree of protection IP55 W/O ENCODER with TEMPERAT. SENSOR KTY84-130 DESIGN IM B3 (IM V5, IM V6) PLAIN SHAFT WITHOUT FITTED KEY; BEARING: STANDARD WITH FIXED BEARING, VIBRATION SEVERITY GRADE R/A; SHAFT AND FLANGE ACCURACY: R TERMINAL BOX (ABOVE) CABLE ENTRY ON THE RIGHT SIGNAL CONNECTION D-END | - | 0 | 0
1PH8165-1AF10-0BB1 |  | 1PH8165-1AF10-0BB1 | 1 | UN | 1 | 20 | D | D | N | N | 85015290 | 1 |  | 230 | KG | 4198.24 | 4198.24 | MC05 | MC05 | SIMOTICS M Compact induction motor 1500rpm, 37kW, 236Nm, 78A, 350 V 1750rpm, 41kW, 224Nm, 76A, 400 V 2000rpm, 45kW, 215Nm, 75 A, 440 V forced ventilation; direction of air flow NDE--> DE; Degree of protection IP55 W/O ENCODER with TEMPERAT. SENSOR KTY84-130 DESIGN IM B3 (IM V5, IM V6) PLAIN SHAFT WITHOUT FITTED KEY; BEARING: STANDARD WITH FIXED BEARING, VIBRATION SEVERITY GRADE R/A; SHAFT AND FLANGE ACCURACY: R TERMINAL BOX (ABOVE) CABLE ENTRY ON THE LEFT SIGNAL CONNECTION D-END | - | 0 | 0
1PH8165-1AF10-0BC1 |  | 1PH8165-1AF10-0BC1 | 1 | UN | 1 | 20 | D | D | N | N | 85015290 | 1 |  | 230 | KG | 4198.24 | 4198.24 | MC05 | MC05 | SIMOTICS M Compact induction motor 1500rpm, 37kW, 236Nm, 78A, 350 V 1750rpm, 41kW, 224Nm, 76A, 400 V 2000rpm, 45kW, 215Nm, 75 A, 440 V forced ventilation; direction of air flow NDE--> DE; Degree of protection IP55 W/O ENCODER with TEMPERAT. SENSOR KTY84-130 DESIGN IM B3 (IM V5, IM V6) PLAIN SHAFT WITHOUT FITTED KEY; BEARING: STANDARD WITH FIXED BEARING, VIBRATION SEVERITY GRADE R/A; SHAFT AND FLANGE ACCURACY: R TERMINAL BOX (ABOVE) CABLE ENTRY ON THE ND-END SIGNAL CONNECTION LEFT | - | 0 | 0
1PH8165-1AF10-0CA1 |  | 1PH8165-1AF10-0CA1 | 1 | UN | 1 | 20 | D | D | N | N | 85015290 | 1 |  | 230 | KG | 4328.26 | 4328.26 | MC05 | MC05 | SIMOTICS M Compact induction motor 1500rpm, 37kW, 236Nm, 78A, 350 V 1750rpm, 41kW, 224Nm, 76A, 400 V 2000rpm, 45kW, 215Nm, 75 A, 440 V forced ventilation; direction of air flow NDE--> DE; Degree of protection IP55 W/O ENCODER with TEMPERAT. SENSOR KTY84-130 DESIGN IM B3 (IM V5, IM V6) PLAIN SHAFT WITHOUT FITTED KEY; BEARING: STANDARD WITH FIXED BEARING, VIBRATION SEVERITY GRADE S/A; SHAFT AND FLANGE ACCURACY: R TERMINAL BOX (ABOVE) CABLE ENTRY ON THE RIGHT SIGNAL CONNECTION D-END | - | 0 | 0
1PH8165-1AF10-0CB1 |  | 1PH8165-1AF10-0CB1 | 1 | UN | 1 | 20 | D | D | N | N | 85015290 | 1 |  | 230 | KG | 4328.26 | 4328.26 | MC05 | MC05 | SIMOTICS M Compact induction motor 1500rpm, 37kW, 236Nm, 78A, 350 V 1750rpm, 41kW, 224Nm, 76A, 400 V 2000rpm, 45kW, 215Nm, 75 A, 440 V forced ventilation; direction of air flow NDE--> DE; Degree of protection IP55 W/O ENCODER with TEMPERAT. SENSOR KTY84-130 DESIGN IM B3 (IM V5, IM V6) PLAIN SHAFT WITHOUT FITTED KEY; BEARING: STANDARD WITH FIXED BEARING, VIBRATION SEVERITY GRADE S/A; SHAFT AND FLANGE ACCURACY: R TERMINAL BOX (ABOVE) CABLE ENTRY ON THE LEFT SIGNAL CONNECTION D-END | - | 0 | 0
1PH8165-1AF10-0CC1 |  | 1PH8165-1AF10-0CC1 | 1 | UN | 1 | 20 | D | D | N | N | 85015290 | 1 |  | 230 | KG | 4328.26 | 4328.26 | MC05 | MC05 | SIMOTICS M Compact induction motor 1500rpm, 37kW, 236Nm, 78A, 350 V 1750rpm, 41kW, 224Nm, 76A, 400 V 2000rpm, 45kW, 215Nm, 75 A, 440 V forced ventilation; direction of air flow NDE--> DE; Degree of protection IP55 W/O ENCODER with TEMPERAT. SENSOR KTY84-130 DESIGN IM B3 (IM V5, IM V6) PLAIN SHAFT WITHOUT FITTED KEY; BEARING: STANDARD WITH FIXED BEARING, VIBRATION SEVERITY GRADE S/A; SHAFT AND FLANGE ACCURACY: R TERMINAL BOX (ABOVE) CABLE ENTRY ON THE ND-END SIGNAL CONNECTION LEFT | - | 0 | 0
1PH8165-1AF10-1GA2 |  | 1PH8165-1AF10-1GA2 | 1 | UN | 1 | 20 | D | D | N | N | 85015290 | 1 |  | 230 | KG | 4135.83 | 4135.83 | MC05 | MC05 | SIMOTICS M Compact asynchronous motor 1500 rpm, 37 kW, 236 Nm, 78 A, 350 V 1750 rpm, 41 kW, 224 Nm, 76 A, 400 V 2000 rpm, 45 kW, 215 Nm, 75 A, 440 V Forced ventilation; Direction of air flow NDE --> DE; Degree of protection IP55 W/O ENCODER with TEMPERAT. SENSOR PT1000 DESIGN IM B3 (IM V5, IM V6) SHAFT WITH FITTED KEY FULL-KEY BALANCING BEARING: STANDARD, VIBRATION SEVERITY GRADE R/A; SHAFT AND FLANGE ACCURACY: R TERMINAL BOX (ABOVE) CABLE ENTRY ON THE RIGHT SIGNAL CONNECTION D-END | - | 0 | 0
1PH8165-1AF10-2BA1 |  | 1PH8165-1AF10-2BA1 | 1 | UN | 1 | 20 | D | D | N | N | 85015290 | 1 |  | 230 | KG | 4328.29 | 4328.29 | MC05 | MC05 | SIMOTICS M Compact induction motor 1500rpm, 37kW, 236Nm, 78A, 350 V 1750rpm, 41kW, 224Nm, 76A, 400 V 2000rpm, 45kW, 215Nm, 75 A, 440 V forced ventilation; direction of air flow NDE--> DE; Degree of protection IP55 W/O ENCODER with TEMPERAT. SENSOR KTY84-130 DESIGN IM B3 (IM V5, IM V6) SHAFT WITH FITTED KEY HALF-KEY BALANCING BEARING: STANDARD WITH FIXED BEARING, VIBRATION SEVERITY GRADE R/A; SHAFT AND FLANGE ACCURACY: R TERMINAL BOX (ABOVE) CABLE ENTRY ON THE RIGHT SIGNAL CONNECTION D-END | - | 0 | 0
1PH8165-1AF10-2BA1-Z | A12B02 | 1PH8165-1AF10-2BA1-ZA12B02 | 1 | UN | 1 | 20 | D | D | N | N | 85015290 | 1 |  | 230 | KG | 4515.95 | 4515.95 | MC05 | MC05 | SIMOTICS M Compact induction motor 1500rpm, 37kW, 236Nm, 78A, 350 V 1750rpm, 41kW, 224Nm, 76A, 400 V 2000rpm, 45kW, 215Nm, 75 A, 440 V forced ventilation; direction of air flow NDE--> DE; Degree of protection IP55 W/O ENCODER with TEMPERAT. SENSOR KTY84-130 DESIGN IM B3 (IM V5, IM V6) SHAFT WITH FITTED KEY HALF-KEY BALANCING BEARING: STANDARD WITH FIXED BEARING, VIBRATION SEVERITY GRADE R/A; SHAFT AND FLANGE ACCURACY: R TERMINAL BOX (ABOVE) CABLE ENTRY ON THE RIGHT SIGNAL CONNECTION D-END A12: PROTECT. BY PTC THERMISTOR WARNING AND SWITCHOFF B02: TEST CERTIFICATE EN 10 204-3.1 FOR ORDERED MOTOR | - | 0 | 0
1PH8165-1AF10-2BB1 |  | 1PH8165-1AF10-2BB1 | 1 | UN | 1 | 20 | D | D | N | N | 85015290 | 1 |  | 230 | KG | 4328.29 | 4328.29 | MC05 | MC05 | SIMOTICS M Compact induction motor 1500rpm, 37kW, 236Nm, 78A, 350 V 1750rpm, 41kW, 224Nm, 76A, 400 V 2000rpm, 45kW, 215Nm, 75 A, 440 V forced ventilation; direction of air flow NDE--> DE; Degree of protection IP55 W/O ENCODER with TEMPERAT. SENSOR KTY84-130 DESIGN IM B3 (IM V5, IM V6) SHAFT WITH FITTED KEY HALF-KEY BALANCING BEARING: STANDARD WITH FIXED BEARING, VIBRATION SEVERITY GRADE R/A; SHAFT AND FLANGE ACCURACY: R TERMINAL BOX (ABOVE) CABLE ENTRY ON THE LEFT SIGNAL CONNECTION D-END | - | 0 | 0
1PH8165-1AF10-2BC1 |  | 1PH8165-1AF10-2BC1 | 1 | UN | 1 | 20 | D | D | N | N | 85015290 | 1 |  | 230 | KG | 4328.29 | 4328.29 | MC05 | MC05 | SIMOTICS M Compact induction motor 1500rpm, 37kW, 236Nm, 78A, 350 V 1750rpm, 41kW, 224Nm, 76A, 400 V 2000rpm, 45kW, 215Nm, 75 A, 440 V forced ventilation; direction of air flow NDE--> DE; Degree of protection IP55 W/O ENCODER with TEMPERAT. SENSOR KTY84-130 DESIGN IM B3 (IM V5, IM V6) SHAFT WITH FITTED KEY HALF-KEY BALANCING BEARING: STANDARD WITH FIXED BEARING, VIBRATION SEVERITY GRADE R/A; SHAFT AND FLANGE ACCURACY: R TERMINAL BOX (ABOVE) CABLE ENTRY ON THE ND-END SIGNAL CONNECTION LEFT | - | 0 | 0
1PH8165-1AF10-2CA1 |  | 1PH8165-1AF10-2CA1 | 1 | UN | 1 | 20 | D | D | N | N | 85015290 | 1 |  | 230 | KG | 4458.31 | 4458.31 | MC05 | MC05 | SIMOTICS M Compact induction motor 1500rpm, 37kW, 236Nm, 78A, 350 V 1750rpm, 41kW, 224Nm, 76A, 400 V 2000rpm, 45kW, 215Nm, 75 A, 440 V forced ventilation; direction of air flow NDE--> DE; Degree of protection IP55 W/O ENCODER with TEMPERAT. SENSOR KTY84-130 DESIGN IM B3 (IM V5, IM V6) SHAFT WITH FITTED KEY HALF-KEY BALANCING BEARING: STANDARD WITH FIXED BEARING, VIBRATION SEVERITY GRADE S/A; SHAFT AND FLANGE ACCURACY: R TERMINAL BOX (ABOVE) CABLE ENTRY ON THE RIGHT SIGNAL CONNECTION D-END | - | 0 | 0
1PH8165-1AF10-2CB1 |  | 1PH8165-1AF10-2CB1 | 1 | UN | 1 | 20 | D | D | N | N | 85015290 | 1 |  | 230 | KG | 4458.31 | 4458.31 | MC05 | MC05 | SIMOTICS M Compact induction motor 1500rpm, 37kW, 236Nm, 78A, 350 V 1750rpm, 41kW, 224Nm, 76A, 400 V 2000rpm, 45kW, 215Nm, 75 A, 440 V forced ventilation; direction of air flow NDE--> DE; Degree of protection IP55 W/O ENCODER with TEMPERAT. SENSOR KTY84-130 DESIGN IM B3 (IM V5, IM V6) SHAFT WITH FITTED KEY HALF-KEY BALANCING BEARING: STANDARD WITH FIXED BEARING, VIBRATION SEVERITY GRADE S/A; SHAFT AND FLANGE ACCURACY: R TERMINAL BOX (ABOVE) CABLE ENTRY ON THE LEFT SIGNAL CONNECTION D-END | - | 0 | 0
1PH8165-1AF10-2CC1 |  | 1PH8165-1AF10-2CC1 | 1 | UN | 1 | 20 | D | D | N | N | 85015290 | 1 |  | 230 | KG | 4458.31 | 4458.31 | MC05 | MC05 | SIMOTICS M Compact induction motor 1500rpm, 37kW, 236Nm, 78A, 350 V 1750rpm, 41kW, 224Nm, 76A, 400 V 2000rpm, 45kW, 215Nm, 75 A, 440 V forced ventilation; direction of air flow NDE--> DE; Degree of protection IP55 W/O ENCODER with TEMPERAT. SENSOR KTY84-130 DESIGN IM B3 (IM V5, IM V6) SHAFT WITH FITTED KEY HALF-KEY BALANCING BEARING: STANDARD WITH FIXED BEARING, VIBRATION SEVERITY GRADE S/A; SHAFT AND FLANGE ACCURACY: R TERMINAL BOX (ABOVE) CABLE ENTRY ON THE ND-END SIGNAL CONNECTION LEFT | - | 0 | 0
1PH8165-1AF12-0BA1 |  | 1PH8165-1AF12-0BA1 | 1 | UN | 1 | 20 | D | D | N | N | 85015290 | 1 |  | 230 | KG | 4631.74 | 4631.74 | MC05 | MC05 | SIMOTICS M Compact induction motor 1500rpm, 37kW, 236Nm, 78A, 350 V 1750rpm, 41kW, 224Nm, 76A, 400 V 2000rpm, 45kW, 215Nm, 75 A, 440 V forced ventilation; direction of air flow NDE--> DE; Degree of protection IP55 W/O ENCODER with TEMPERAT. SENSOR KTY84-130 DESIGN IM B5 (IMV 1,IM V3) PLAIN SHAFT WITHOUT FITTED KEY; BEARING: STANDARD WITH FIXED BEARING, VIBRATION SEVERITY GRADE R/A; SHAFT AND FLANGE ACCURACY: R TERMINAL BOX (ABOVE) CABLE ENTRY ON THE RIGHT SIGNAL CONNECTION D-END | - | 0 | 0
1PH8165-1AF12-0BB1 |  | 1PH8165-1AF12-0BB1 | 1 | UN | 1 | 20 | D | D | N | N | 85015290 | 1 |  | 230 | KG | 4631.74 | 4631.74 | MC05 | MC05 | SIMOTICS M Compact induction motor 1500rpm, 37kW, 236Nm, 78A, 350 V 1750rpm, 41kW, 224Nm, 76A, 400 V 2000rpm, 45kW, 215Nm, 75 A, 440 V forced ventilation; direction of air flow NDE--> DE; Degree of protection IP55 W/O ENCODER with TEMPERAT. SENSOR KTY84-130 DESIGN IM B5 (IMV 1,IM V3) PLAIN SHAFT WITHOUT FITTED KEY; BEARING: STANDARD WITH FIXED BEARING, VIBRATION SEVERITY GRADE R/A; SHAFT AND FLANGE ACCURACY: R TERMINAL BOX (ABOVE) CABLE ENTRY ON THE LEFT SIGNAL CONNECTION D-END | - | 0 | 0
1PH8165-1AF12-0BC1 |  | 1PH8165-1AF12-0BC1 | 1 | UN | 1 | 20 | D | D | N | N | 85015290 | 1 |  | 230 | KG | 4631.74 | 4631.74 | MC05 | MC05 | SIMOTICS M Compact induction motor 1500rpm, 37kW, 236Nm, 78A, 350 V 1750rpm, 41kW, 224Nm, 76A, 400 V 2000rpm, 45kW, 215Nm, 75 A, 440 V forced ventilation; direction of air flow NDE--> DE; Degree of protection IP55 W/O ENCODER with TEMPERAT. SENSOR KTY84-130 DESIGN IM B5 (IMV 1,IM V3) PLAIN SHAFT WITHOUT FITTED KEY; BEARING: STANDARD WITH FIXED BEARING, VIBRATION SEVERITY GRADE R/A; SHAFT AND FLANGE ACCURACY: R TERMINAL BOX (ABOVE) CABLE ENTRY ON THE ND-END SIGNAL CONNECTION LEFT | - | 0 | 0
1PH8165-1AF12-0CA1 |  | 1PH8165-1AF12-0CA1 | 1 | UN | 1 | 20 | D | D | N | N | 85015290 | 1 |  | 230 | KG | 4761.76 | 4761.76 | MC05 | MC05 | SIMOTICS M Compact induction motor 1500rpm, 37kW, 236Nm, 78A, 350 V 1750rpm, 41kW, 224Nm, 76A, 400 V 2000rpm, 45kW, 215Nm, 75 A, 440 V forced ventilation; direction of air flow NDE--> DE; Degree of protection IP55 W/O ENCODER with TEMPERAT. SENSOR KTY84-130 DESIGN IM B5 (IMV 1,IM V3) PLAIN SHAFT WITHOUT FITTED KEY; BEARING: STANDARD WITH FIXED BEARING, VIBRATION SEVERITY GRADE S/A; SHAFT AND FLANGE ACCURACY: R TERMINAL BOX (ABOVE) CABLE ENTRY ON THE RIGHT SIGNAL CONNECTION D-END | - | 0 | 0
1PH8165-1AF12-0CB1 |  | 1PH8165-1AF12-0CB1 | 1 | UN | 1 | 20 | D | D | N | N | 85015290 | 1 |  | 230 | KG | 4761.76 | 4761.76 | MC05 | MC05 | SIMOTICS M Compact induction motor 1500rpm, 37kW, 236Nm, 78A, 350 V 1750rpm, 41kW, 224Nm, 76A, 400 V 2000rpm, 45kW, 215Nm, 75 A, 440 V forced ventilation; direction of air flow NDE--> DE; Degree of protection IP55 W/O ENCODER with TEMPERAT. SENSOR KTY84-130 DESIGN IM B5 (IMV 1,IM V3) PLAIN SHAFT WITHOUT FITTED KEY; BEARING: STANDARD WITH FIXED BEARING, VIBRATION SEVERITY GRADE S/A; SHAFT AND FLANGE ACCURACY: R TERMINAL BOX (ABOVE) CABLE ENTRY ON THE LEFT SIGNAL CONNECTION D-END | - | 0 | 0
1PH8165-1AF12-0CC1 |  | 1PH8165-1AF12-0CC1 | 1 | UN | 1 | 20 | D | D | N | N | 85015290 | 1 |  | 230 | KG | 4761.76 | 4761.76 | MC05 | MC05 | SIMOTICS M Compact induction motor 1500rpm, 37kW, 236Nm, 78A, 350 V 1750rpm, 41kW, 224Nm, 76A, 400 V 2000rpm, 45kW, 215Nm, 75 A, 440 V forced ventilation; direction of air flow NDE--> DE; Degree of protection IP55 W/O ENCODER with TEMPERAT. SENSOR KTY84-130 DESIGN IM B5 (IMV 1,IM V3) PLAIN SHAFT WITHOUT FITTED KEY; BEARING: STANDARD WITH FIXED BEARING, VIBRATION SEVERITY GRADE S/A; SHAFT AND FLANGE ACCURACY: R TERMINAL BOX (ABOVE) CABLE ENTRY ON THE ND-END SIGNAL CONNECTION LEFT | - | 0 | 0
1PH8165-1AF12-2BA1 |  | 1PH8165-1AF12-2BA1 | 1 | UN | 1 | 20 | D | D | N | N | 85015290 | 1 |  | 230 | KG | 4761.79 | 4761.79 | MC05 | MC05 | SIMOTICS M Compact induction motor 1500rpm, 37kW, 236Nm, 78A, 350 V 1750rpm, 41kW, 224Nm, 76A, 400 V 2000rpm, 45kW, 215Nm, 75 A, 440 V forced ventilation; direction of air flow NDE--> DE; Degree of protection IP55 W/O ENCODER with TEMPERAT. SENSOR KTY84-130 DESIGN IM B5 (IMV 1,IM V3) SHAFT WITH FITTED KEY HALF-KEY BALANCING BEARING: STANDARD WITH FIXED BEARING, VIBRATION SEVERITY GRADE R/A; SHAFT AND FLANGE ACCURACY: R TERMINAL BOX (ABOVE) CABLE ENTRY ON THE RIGHT SIGNAL CONNECTION D-END | - | 0 | 0
1PH8165-1AF12-2BB1 |  | 1PH8165-1AF12-2BB1 | 1 | UN | 1 | 20 | D | D | N | N | 85015290 | 1 |  | 230 | KG | 4761.79 | 4761.79 | MC05 | MC05 | SIMOTICS M Compact induction motor 1500rpm, 37kW, 236Nm, 78A, 350 V 1750rpm, 41kW, 224Nm, 76A, 400 V 2000rpm, 45kW, 215Nm, 75 A, 440 V forced ventilation; direction of air flow NDE--> DE; Degree of protection IP55 W/O ENCODER with TEMPERAT. SENSOR KTY84-130 DESIGN IM B5 (IMV 1,IM V3) SHAFT WITH FITTED KEY HALF-KEY BALANCING BEARING: STANDARD WITH FIXED BEARING, VIBRATION SEVERITY GRADE R/A; SHAFT AND FLANGE ACCURACY: R TERMINAL BOX (ABOVE) CABLE ENTRY ON THE LEFT SIGNAL CONNECTION D-END | - | 0 | 0
1PH8165-1AF12-2BC1 |  | 1PH8165-1AF12-2BC1 | 1 | UN | 1 | 20 | D | D | N | N | 85015290 | 1 |  | 230 | KG | 4761.79 | 4761.79 | MC05 | MC05 | SIMOTICS M Compact induction motor 1500rpm, 37kW, 236Nm, 78A, 350 V 1750rpm, 41kW, 224Nm, 76A, 400 V 2000rpm, 45kW, 215Nm, 75 A, 440 V forced ventilation; direction of air flow NDE--> DE; Degree of protection IP55 W/O ENCODER with TEMPERAT. SENSOR KTY84-130 DESIGN IM B5 (IMV 1,IM V3) SHAFT WITH FITTED KEY HALF-KEY BALANCING BEARING: STANDARD WITH FIXED BEARING, VIBRATION SEVERITY GRADE R/A; SHAFT AND FLANGE ACCURACY: R TERMINAL BOX (ABOVE) CABLE ENTRY ON THE ND-END SIGNAL CONNECTION LEFT | - | 0 | 0
1PH8165-1AF12-2CA1 |  | 1PH8165-1AF12-2CA1 | 1 | UN | 1 | 20 | D | D | N | N | 85015290 | 1 |  | 230 | KG | 4891.81 | 4891.81 | MC05 | MC05 | SIMOTICS M Compact induction motor 1500rpm, 37kW, 236Nm, 78A, 350 V 1750rpm, 41kW, 224Nm, 76A, 400 V 2000rpm, 45kW, 215Nm, 75 A, 440 V forced ventilation; direction of air flow NDE--> DE; Degree of protection IP55 W/O ENCODER with TEMPERAT. SENSOR KTY84-130 DESIGN IM B5 (IMV 1,IM V3) SHAFT WITH FITTED KEY HALF-KEY BALANCING BEARING: STANDARD WITH FIXED BEARING, VIBRATION SEVERITY GRADE S/A; SHAFT AND FLANGE ACCURACY: R TERMINAL BOX (ABOVE) CABLE ENTRY ON THE RIGHT SIGNAL CONNECTION D-END | - | 0 | 0
1PH8165-1AF12-2CB1 |  | 1PH8165-1AF12-2CB1 | 1 | UN | 1 | 20 | D | D | N | N | 85015290 | 1 |  | 230 | KG | 4891.81 | 4891.81 | MC05 | MC05 | SIMOTICS M Compact induction motor 1500rpm, 37kW, 236Nm, 78A, 350 V 1750rpm, 41kW, 224Nm, 76A, 400 V 2000rpm, 45kW, 215Nm, 75 A, 440 V forced ventilation; direction of air flow NDE--> DE; Degree of protection IP55 W/O ENCODER with TEMPERAT. SENSOR KTY84-130 DESIGN IM B5 (IMV 1,IM V3) SHAFT WITH FITTED KEY HALF-KEY BALANCING BEARING: STANDARD WITH FIXED BEARING, VIBRATION SEVERITY GRADE S/A; SHAFT AND FLANGE ACCURACY: R TERMINAL BOX (ABOVE) CABLE ENTRY ON THE LEFT SIGNAL CONNECTION D-END | - | 0 | 0
1PH8165-1AF12-2CC1 |  | 1PH8165-1AF12-2CC1 | 1 | UN | 1 | 20 | D | D | N | N | 85015290 | 1 |  | 230 | KG | 4891.81 | 4891.81 | MC05 | MC05 | SIMOTICS M Compact induction motor 1500rpm, 37kW, 236Nm, 78A, 350 V 1750rpm, 41kW, 224Nm, 76A, 400 V 2000rpm, 45kW, 215Nm, 75 A, 440 V forced ventilation; direction of air flow NDE--> DE; Degree of protection IP55 W/O ENCODER with TEMPERAT. SENSOR KTY84-130 DESIGN IM B5 (IMV 1,IM V3) SHAFT WITH FITTED KEY HALF-KEY BALANCING BEARING: STANDARD WITH FIXED BEARING, VIBRATION SEVERITY GRADE S/A; SHAFT AND FLANGE ACCURACY: R TERMINAL BOX (ABOVE) CABLE ENTRY ON THE ND-END SIGNAL CONNECTION LEFT | - | 0 | 0
1PH8165-1AF13-0BA1 |  | 1PH8165-1AF13-0BA1 | 1 | UN | 1 | 20 | D | D | N | N | 85015290 | 1 |  | 230 | KG | 4631.74 | 4631.74 | MC05 | MC05 | SIMOTICS M Compact induction motor 1500rpm, 37kW, 236Nm, 78A, 350 V 1750rpm, 41kW, 224Nm, 76A, 400 V 2000rpm, 45kW, 215Nm, 75 A, 440 V forced ventilation; direction of air flow NDE--> DE; Degree of protection IP55 W/O ENCODER with TEMPERAT. SENSOR KTY84-130 Design IM B35 (IM V15, (IM V35) PLAIN SHAFT WITHOUT FITTED KEY; BEARING: STANDARD WITH FIXED BEARING, VIBRATION SEVERITY GRADE R/A; SHAFT AND FLANGE ACCURACY: R TERMINAL BOX (ABOVE) CABLE ENTRY ON THE RIGHT SIGNAL CONNECTION D-END | - | 0 | 0
1PH8165-1AF13-0BB1 |  | 1PH8165-1AF13-0BB1 | 1 | UN | 1 | 20 | D | D | N | N | 85015290 | 1 |  | 230 | KG | 4631.74 | 4631.74 | MC05 | MC05 | SIMOTICS M Compact induction motor 1500rpm, 37kW, 236Nm, 78A, 350 V 1750rpm, 41kW, 224Nm, 76A, 400 V 2000rpm, 45kW, 215Nm, 75 A, 440 V forced ventilation; direction of air flow NDE--> DE; Degree of protection IP55 W/O ENCODER with TEMPERAT. SENSOR KTY84-130 Design IM B35 (IM V15, (IM V35) PLAIN SHAFT WITHOUT FITTED KEY; BEARING: STANDARD WITH FIXED BEARING, VIBRATION SEVERITY GRADE R/A; SHAFT AND FLANGE ACCURACY: R TERMINAL BOX (ABOVE) CABLE ENTRY ON THE LEFT SIGNAL CONNECTION D-END | - | 0 | 0
1PH8165-1AF13-0BC1 |  | 1PH8165-1AF13-0BC1 | 1 | UN | 1 | 20 | D | D | N | N | 85015290 | 1 |  | 230 | KG | 4631.74 | 4631.74 | MC05 | MC05 | SIMOTICS M Compact induction motor 1500rpm, 37kW, 236Nm, 78A, 350 V 1750rpm, 41kW, 224Nm, 76A, 400 V 2000rpm, 45kW, 215Nm, 75 A, 440 V forced ventilation; direction of air flow NDE--> DE; Degree of protection IP55 W/O ENCODER with TEMPERAT. SENSOR KTY84-130 Design IM B35 (IM V15, (IM V35) PLAIN SHAFT WITHOUT FITTED KEY; BEARING: STANDARD WITH FIXED BEARING, VIBRATION SEVERITY GRADE R/A; SHAFT AND FLANGE ACCURACY: R TERMINAL BOX (ABOVE) CABLE ENTRY ON THE ND-END SIGNAL CONNECTION LEFT | - | 0 | 0
1PH8165-1AF13-0CA1 |  | 1PH8165-1AF13-0CA1 | 1 | UN | 1 | 20 | D | D | N | N | 85015290 | 1 |  | 230 | KG | 4761.76 | 4761.76 | MC05 | MC05 | SIMOTICS M Compact induction motor 1500rpm, 37kW, 236Nm, 78A, 350 V 1750rpm, 41kW, 224Nm, 76A, 400 V 2000rpm, 45kW, 215Nm, 75 A, 440 V forced ventilation; direction of air flow NDE--> DE; Degree of protection IP55 W/O ENCODER with TEMPERAT. SENSOR KTY84-130 Design IM B35 (IM V15, (IM V35) PLAIN SHAFT WITHOUT FITTED KEY; BEARING: STANDARD WITH FIXED BEARING, VIBRATION SEVERITY GRADE S/A; SHAFT AND FLANGE ACCURACY: R TERMINAL BOX (ABOVE) CABLE ENTRY ON THE RIGHT SIGNAL CONNECTION D-END | - | 0 | 0
1PH8165-1AF13-0CB1 |  | 1PH8165-1AF13-0CB1 | 1 | UN | 1 | 20 | D | D | N | N | 85015290 | 1 |  | 230 | KG | 4761.76 | 4761.76 | MC05 | MC05 | SIMOTICS M Compact induction motor 1500rpm, 37kW, 236Nm, 78A, 350 V 1750rpm, 41kW, 224Nm, 76A, 400 V 2000rpm, 45kW, 215Nm, 75 A, 440 V forced ventilation; direction of air flow NDE--> DE; Degree of protection IP55 W/O ENCODER with TEMPERAT. SENSOR KTY84-130 Design IM B35 (IM V15, (IM V35) PLAIN SHAFT WITHOUT FITTED KEY; BEARING: STANDARD WITH FIXED BEARING, VIBRATION SEVERITY GRADE S/A; SHAFT AND FLANGE ACCURACY: R TERMINAL BOX (ABOVE) CABLE ENTRY ON THE LEFT SIGNAL CONNECTION D-END | - | 0 | 0
1PH8165-1AF13-0CC1 |  | 1PH8165-1AF13-0CC1 | 1 | UN | 1 | 20 | D | D | N | N | 85015290 | 1 |  | 230 | KG | 4761.76 | 4761.76 | MC05 | MC05 | SIMOTICS M Compact induction motor 1500rpm, 37kW, 236Nm, 78A, 350 V 1750rpm, 41kW, 224Nm, 76A, 400 V 2000rpm, 45kW, 215Nm, 75 A, 440 V forced ventilation; direction of air flow NDE--> DE; Degree of protection IP55 W/O ENCODER with TEMPERAT. SENSOR KTY84-130 Design IM B35 (IM V15, (IM V35) PLAIN SHAFT WITHOUT FITTED KEY; BEARING: STANDARD WITH FIXED BEARING, VIBRATION SEVERITY GRADE S/A; SHAFT AND FLANGE ACCURACY: R TERMINAL BOX (ABOVE) CABLE ENTRY ON THE ND-END SIGNAL CONNECTION LEFT | - | 0 | 0
1PH8165-1AF13-2BA1 |  | 1PH8165-1AF13-2BA1 | 1 | UN | 1 | 20 | D | D | N | N | 85015290 | 1 |  | 230 | KG | 4761.79 | 4761.79 | MC05 | MC05 | SIMOTICS M Compact induction motor 1500rpm, 37kW, 236Nm, 78A, 350 V 1750rpm, 41kW, 224Nm, 76A, 400 V 2000rpm, 45kW, 215Nm, 75 A, 440 V forced ventilation; direction of air flow NDE--> DE; Degree of protection IP55 W/O ENCODER with TEMPERAT. SENSOR KTY84-130 Design IM B35 (IM V15, (IM V35) SHAFT WITH FITTED KEY HALF-KEY BALANCING BEARING: STANDARD WITH FIXED BEARING, VIBRATION SEVERITY GRADE R/A; SHAFT AND FLANGE ACCURACY: R TERMINAL BOX (ABOVE) CABLE ENTRY ON THE RIGHT SIGNAL CONNECTION D-END | - | 0 | 0
1PH8165-1AF13-2BA1-Z | A25 | 1PH8165-1AF13-2BA1-ZA25 | 1 | UN | 1 | 20 | D | D | N | N | 85015290 | 1 |  | 230 | KG | 4877.39 | 4877.39 | MC05 | MC05 | SIMOTICS M Compact induction motor 1500rpm, 37kW, 236Nm, 78A, 350 V 1750rpm, 41kW, 224Nm, 76A, 400 V 2000rpm, 45kW, 215Nm, 75 A, 440 V forced ventilation; direction of air flow NDE--> DE; Degree of protection IP55 W/O ENCODER with TEMPERAT. SENSOR KTY84-130 Design IM B35 (IM V15, (IM V35) SHAFT WITH FITTED KEY HALF-KEY BALANCING BEARING: STANDARD WITH FIXED BEARING, VIBRATION SEVERITY GRADE R/A; SHAFT AND FLANGE ACCURACY: R TERMINAL BOX (ABOVE) CABLE ENTRY ON THE RIGHT SIGNAL CONNECTION D-END A25: Additional temperature sensor on signal terminal block | - | 0 | 0
1PH8165-1AF13-2BB1 |  | 1PH8165-1AF13-2BB1 | 1 | UN | 1 | 20 | D | D | N | N | 85015290 | 1 |  | 230 | KG | 4761.79 | 4761.79 | MC05 | MC05 | SIMOTICS M Compact induction motor 1500rpm, 37kW, 236Nm, 78A, 350 V 1750rpm, 41kW, 224Nm, 76A, 400 V 2000rpm, 45kW, 215Nm, 75 A, 440 V forced ventilation; direction of air flow NDE--> DE; Degree of protection IP55 W/O ENCODER with TEMPERAT. SENSOR KTY84-130 Design IM B35 (IM V15, (IM V35) SHAFT WITH FITTED KEY HALF-KEY BALANCING BEARING: STANDARD WITH FIXED BEARING, VIBRATION SEVERITY GRADE R/A; SHAFT AND FLANGE ACCURACY: R TERMINAL BOX (ABOVE) CABLE ENTRY ON THE LEFT SIGNAL CONNECTION D-END | - | 0 | 0
1PH8165-1AF13-2BC1 |  | 1PH8165-1AF13-2BC1 | 1 | UN | 1 | 20 | D | D | N | N | 85015290 | 1 |  | 230 | KG | 4761.79 | 4761.79 | MC05 | MC05 | SIMOTICS M Compact induction motor 1500rpm, 37kW, 236Nm, 78A, 350 V 1750rpm, 41kW, 224Nm, 76A, 400 V 2000rpm, 45kW, 215Nm, 75 A, 440 V forced ventilation; direction of air flow NDE--> DE; Degree of protection IP55 W/O ENCODER with TEMPERAT. SENSOR KTY84-130 Design IM B35 (IM V15, (IM V35) SHAFT WITH FITTED KEY HALF-KEY BALANCING BEARING: STANDARD WITH FIXED BEARING, VIBRATION SEVERITY GRADE R/A; SHAFT AND FLANGE ACCURACY: R TERMINAL BOX (ABOVE) CABLE ENTRY ON THE ND-END SIGNAL CONNECTION LEFT | - | 0 | 0
1PH8165-1AF13-2CA1 |  | 1PH8165-1AF13-2CA1 | 1 | UN | 1 | 20 | D | D | N | N | 85015290 | 1 |  | 230 | KG | 4891.81 | 4891.81 | MC05 | MC05 | SIMOTICS M Compact induction motor 1500rpm, 37kW, 236Nm, 78A, 350 V 1750rpm, 41kW, 224Nm, 76A, 400 V 2000rpm, 45kW, 215Nm, 75 A, 440 V forced ventilation; direction of air flow NDE--> DE; Degree of protection IP55 W/O ENCODER with TEMPERAT. SENSOR KTY84-130 Design IM B35 (IM V15, (IM V35) SHAFT WITH FITTED KEY HALF-KEY BALANCING BEARING: STANDARD WITH FIXED BEARING, VIBRATION SEVERITY GRADE S/A; SHAFT AND FLANGE ACCURACY: R TERMINAL BOX (ABOVE) CABLE ENTRY ON THE RIGHT SIGNAL CONNECTION D-END | - | 0 | 0
1PH8165-1AF13-2CB1 |  | 1PH8165-1AF13-2CB1 | 1 | UN | 1 | 20 | D | D | N | N | 85015290 | 1 |  | 230 | KG | 4891.81 | 4891.81 | MC05 | MC05 | SIMOTICS M Compact induction motor 1500rpm, 37kW, 236Nm, 78A, 350 V 1750rpm, 41kW, 224Nm, 76A, 400 V 2000rpm, 45kW, 215Nm, 75 A, 440 V forced ventilation; direction of air flow NDE--> DE; Degree of protection IP55 W/O ENCODER with TEMPERAT. SENSOR KTY84-130 Design IM B35 (IM V15, (IM V35) SHAFT WITH FITTED KEY HALF-KEY BALANCING BEARING: STANDARD WITH FIXED BEARING, VIBRATION SEVERITY GRADE S/A; SHAFT AND FLANGE ACCURACY: R TERMINAL BOX (ABOVE) CABLE ENTRY ON THE LEFT SIGNAL CONNECTION D-END | - | 0 | 0
1PH8165-1AF13-2CC1 |  | 1PH8165-1AF13-2CC1 | 1 | UN | 1 | 20 | D | D | N | N | 85015290 | 1 |  | 230 | KG | 4891.81 | 4891.81 | MC05 | MC05 | SIMOTICS M Compact induction motor 1500rpm, 37kW, 236Nm, 78A, 350 V 1750rpm, 41kW, 224Nm, 76A, 400 V 2000rpm, 45kW, 215Nm, 75 A, 440 V forced ventilation; direction of air flow NDE--> DE; Degree of protection IP55 W/O ENCODER with TEMPERAT. SENSOR KTY84-130 Design IM B35 (IM V15, (IM V35) SHAFT WITH FITTED KEY HALF-KEY BALANCING BEARING: STANDARD WITH FIXED BEARING, VIBRATION SEVERITY GRADE S/A; SHAFT AND FLANGE ACCURACY: R TERMINAL BOX (ABOVE) CABLE ENTRY ON THE ND-END SIGNAL CONNECTION LEFT | - | 0 | 0
1PH8165-1AF20-0BA1 |  | 1PH8165-1AF20-0BA1 | 1 | UN | 1 | 20 | D | D | N | N | 85015290 | 1 |  | 264 | KG | 5785.44 | 5785.44 | MC05 | MC05 | SIMOTICS M Compact induction motor 1500rpm, 46 kW 293Nm, 104A, 330V 1750rpm, 53kW 289Nm, 104A, 374V 2000rpm, 60kW 287Nm, 103A, 426V water cooling Degree of protection IP65 W/O ENCODER with TEMPERAT. SENSOR KTY84-130 DESIGN IM B3 (IM V5, IM V6) PLAIN SHAFT WITHOUT FITTED KEY; BEARING: STANDARD WITH FIXED BEARING, VIBRATION SEVERITY GRADE R/A; SHAFT AND FLANGE ACCURACY: R TERMINAL BOX (ABOVE) CABLE ENTRY ON THE RIGHT SIGNAL CONNECTION D-END | - | 0 | 0
1PH8165-1AF20-0BB1 |  | 1PH8165-1AF20-0BB1 | 1 | UN | 1 | 20 | D | D | N | N | 85015290 | 1 |  | 264 | KG | 5785.44 | 5785.44 | MC05 | MC05 | SIMOTICS M Compact induction motor 1500rpm, 46 kW 293Nm, 104A, 330V 1750rpm, 53kW 289Nm, 104A, 374V 2000rpm, 60kW 287Nm, 103A, 426V water cooling Degree of protection IP65 W/O ENCODER with TEMPERAT. SENSOR KTY84-130 DESIGN IM B3 (IM V5, IM V6) PLAIN SHAFT WITHOUT FITTED KEY; BEARING: STANDARD WITH FIXED BEARING, VIBRATION SEVERITY GRADE R/A; SHAFT AND FLANGE ACCURACY: R TERMINAL BOX (ABOVE) CABLE ENTRY ON THE LEFT SIGNAL CONNECTION D-END | - | 0 | 0
1PH8165-1AF20-0BC1 |  | 1PH8165-1AF20-0BC1 | 1 | UN | 1 | 20 | D | D | N | N | 85015290 | 1 |  | 264 | KG | 5785.44 | 5785.44 | MC05 | MC05 | SIMOTICS M Compact induction motor 1500rpm, 46 kW 293Nm, 104A, 330V 1750rpm, 53kW 289Nm, 104A, 374V 2000rpm, 60kW 287Nm, 103A, 426V water cooling Degree of protection IP65 W/O ENCODER with TEMPERAT. SENSOR KTY84-130 DESIGN IM B3 (IM V5, IM V6) PLAIN SHAFT WITHOUT FITTED KEY; BEARING: STANDARD WITH FIXED BEARING, VIBRATION SEVERITY GRADE R/A; SHAFT AND FLANGE ACCURACY: R TERMINAL BOX (ABOVE) CABLE ENTRY ON THE ND-END SIGNAL CONNECTION LEFT | - | 0 | 0
1PH8165-1AF20-0CA1 |  | 1PH8165-1AF20-0CA1 | 1 | UN | 1 | 20 | D | D | N | N | 85015290 | 1 |  | 264 | KG | 5915.46 | 5915.46 | MC05 | MC05 | SIMOTICS M Compact induction motor 1500rpm, 46 kW 293Nm, 104A, 330V 1750rpm, 53kW 289Nm, 104A, 374V 2000rpm, 60kW 287Nm, 103A, 426V water cooling Degree of protection IP65 W/O ENCODER with TEMPERAT. SENSOR KTY84-130 DESIGN IM B3 (IM V5, IM V6) PLAIN SHAFT WITHOUT FITTED KEY; BEARING: STANDARD WITH FIXED BEARING, VIBRATION SEVERITY GRADE S/A; SHAFT AND FLANGE ACCURACY: R TERMINAL BOX (ABOVE) CABLE ENTRY ON THE RIGHT SIGNAL CONNECTION D-END | - | 0 | 0
1PH8165-1AF20-0CB1 |  | 1PH8165-1AF20-0CB1 | 1 | UN | 1 | 20 | D | D | N | N | 85015290 | 1 |  | 264 | KG | 5915.46 | 5915.46 | MC05 | MC05 | SIMOTICS M Compact induction motor 1500rpm, 46 kW 293Nm, 104A, 330V 1750rpm, 53kW 289Nm, 104A, 374V 2000rpm, 60kW 287Nm, 103A, 426V water cooling Degree of protection IP65 W/O ENCODER with TEMPERAT. SENSOR KTY84-130 DESIGN IM B3 (IM V5, IM V6) PLAIN SHAFT WITHOUT FITTED KEY; BEARING: STANDARD WITH FIXED BEARING, VIBRATION SEVERITY GRADE S/A; SHAFT AND FLANGE ACCURACY: R TERMINAL BOX (ABOVE) CABLE ENTRY ON THE LEFT SIGNAL CONNECTION D-END | - | 0 | 0
1PH8165-1AF20-0CC1 |  | 1PH8165-1AF20-0CC1 | 1 | UN | 1 | 20 | D | D | N | N | 85015290 | 1 |  | 264 | KG | 5915.46 | 5915.46 | MC05 | MC05 | SIMOTICS M Compact induction motor 1500rpm, 46 kW 293Nm, 104A, 330V 1750rpm, 53kW 289Nm, 104A, 374V 2000rpm, 60kW 287Nm, 103A, 426V water cooling Degree of protection IP65 W/O ENCODER with TEMPERAT. SENSOR KTY84-130 DESIGN IM B3 (IM V5, IM V6) PLAIN SHAFT WITHOUT FITTED KEY; BEARING: STANDARD WITH FIXED BEARING, VIBRATION SEVERITY GRADE S/A; SHAFT AND FLANGE ACCURACY: R TERMINAL BOX (ABOVE) CABLE ENTRY ON THE ND-END SIGNAL CONNECTION LEFT | - | 0 | 0
1PH8165-1AF20-2BA1 |  | 1PH8165-1AF20-2BA1 | 1 | UN | 1 | 20 | D | D | N | N | 85015290 | 1 |  | 264 | KG | 5915.49 | 5915.49 | MC05 | MC05 | SIMOTICS M Compact induction motor 1500rpm, 46 kW 293Nm, 104A, 330V 1750rpm, 53kW 289Nm, 104A, 374V 2000rpm, 60kW 287Nm, 103A, 426V water cooling Degree of protection IP65 W/O ENCODER with TEMPERAT. SENSOR KTY84-130 DESIGN IM B3 (IM V5, IM V6) SHAFT WITH FITTED KEY HALF-KEY BALANCING BEARING: STANDARD WITH FIXED BEARING, VIBRATION SEVERITY GRADE R/A; SHAFT AND FLANGE ACCURACY: R TERMINAL BOX (ABOVE) CABLE ENTRY ON THE RIGHT SIGNAL CONNECTION D-END | - | 0 | 0
1PH8165-1AF20-2BB1 |  | 1PH8165-1AF20-2BB1 | 1 | UN | 1 | 20 | D | D | N | N | 85015290 | 1 |  | 264 | KG | 5915.49 | 5915.49 | MC05 | MC05 | SIMOTICS M Compact induction motor 1500rpm, 46 kW 293Nm, 104A, 330V 1750rpm, 53kW 289Nm, 104A, 374V 2000rpm, 60kW 287Nm, 103A, 426V water cooling Degree of protection IP65 W/O ENCODER with TEMPERAT. SENSOR KTY84-130 DESIGN IM B3 (IM V5, IM V6) SHAFT WITH FITTED KEY HALF-KEY BALANCING BEARING: STANDARD WITH FIXED BEARING, VIBRATION SEVERITY GRADE R/A; SHAFT AND FLANGE ACCURACY: R TERMINAL BOX (ABOVE) CABLE ENTRY ON THE LEFT SIGNAL CONNECTION D-END | - | 0 | 0
1PH8165-1AF20-2BC1 |  | 1PH8165-1AF20-2BC1 | 1 | UN | 1 | 20 | D | D | N | N | 85015290 | 1 |  | 264 | KG | 5915.49 | 5915.49 | MC05 | MC05 | SIMOTICS M Compact induction motor 1500rpm, 46 kW 293Nm, 104A, 330V 1750rpm, 53kW 289Nm, 104A, 374V 2000rpm, 60kW 287Nm, 103A, 426V water cooling Degree of protection IP65 W/O ENCODER with TEMPERAT. SENSOR KTY84-130 DESIGN IM B3 (IM V5, IM V6) SHAFT WITH FITTED KEY HALF-KEY BALANCING BEARING: STANDARD WITH FIXED BEARING, VIBRATION SEVERITY GRADE R/A; SHAFT AND FLANGE ACCURACY: R TERMINAL BOX (ABOVE) CABLE ENTRY ON THE ND-END SIGNAL CONNECTION LEFT | - | 0 | 0
1PH8165-1AF20-2BC2-Z | A12 | 1PH8165-1AF20-2BC2-ZA12 | 1 | UN | 1 | 20 | D | D | N | N | 85015290 | 1 |  | 264 | KG | 6057.43 | 6057.43 | MC05 | MC05 | SIMOTICS M Compact asynchronous motor 1500 rpm, 46 kW, 293 Nm, 104 A, 330 V 1750 rpm, 53 kW, 289 Nm, 104 A, 374 V 2000 rpm, 60 kW, 287 Nm, 103 A, 426 V Water cooling Degree of protection IP65 W/O ENCODER with TEMPERAT. SENSOR PT1000 DESIGN IM B3 (IM V5, IM V6) SHAFT WITH FITTED KEY HALF-KEY BALANCING BEARING: STANDARD WITH FIXED BEARING, VIBRATION SEVERITY GRADE R/A; SHAFT AND FLANGE ACCURACY: R TERMINAL BOX (ABOVE) CABLE ENTRY ON THE ND-END SIGNAL CONNECTION LEFT A12: PROTECT. BY PTC THERMISTOR WARNING AND SWITCHOFF | - | 0 | 0
1PH8165-1AF20-2CA1 |  | 1PH8165-1AF20-2CA1 | 1 | UN | 1 | 20 | D | D | N | N | 85015290 | 1 |  | 264 | KG | 6045.51 | 6045.51 | MC05 | MC05 | SIMOTICS M Compact induction motor 1500rpm, 46 kW 293Nm, 104A, 330V 1750rpm, 53kW 289Nm, 104A, 374V 2000rpm, 60kW 287Nm, 103A, 426V water cooling Degree of protection IP65 W/O ENCODER with TEMPERAT. SENSOR KTY84-130 DESIGN IM B3 (IM V5, IM V6) SHAFT WITH FITTED KEY HALF-KEY BALANCING BEARING: STANDARD WITH FIXED BEARING, VIBRATION SEVERITY GRADE S/A; SHAFT AND FLANGE ACCURACY: R TERMINAL BOX (ABOVE) CABLE ENTRY ON THE RIGHT SIGNAL CONNECTION D-END | - | 0 | 0
1PH8165-1AF20-2CB1 |  | 1PH8165-1AF20-2CB1 | 1 | UN | 1 | 20 | D | D | N | N | 85015290 | 1 |  | 264 | KG | 6045.51 | 6045.51 | MC05 | MC05 | SIMOTICS M Compact induction motor 1500rpm, 46 kW 293Nm, 104A, 330V 1750rpm, 53kW 289Nm, 104A, 374V 2000rpm, 60kW 287Nm, 103A, 426V water cooling Degree of protection IP65 W/O ENCODER with TEMPERAT. SENSOR KTY84-130 DESIGN IM B3 (IM V5, IM V6) SHAFT WITH FITTED KEY HALF-KEY BALANCING BEARING: STANDARD WITH FIXED BEARING, VIBRATION SEVERITY GRADE S/A; SHAFT AND FLANGE ACCURACY: R TERMINAL BOX (ABOVE) CABLE ENTRY ON THE LEFT SIGNAL CONNECTION D-END | - | 0 | 0
1PH8165-1AF20-2CC1 |  | 1PH8165-1AF20-2CC1 | 1 | UN | 1 | 20 | D | D | N | N | 85015290 | 1 |  | 264 | KG | 6045.51 | 6045.51 | MC05 | MC05 | SIMOTICS M Compact induction motor 1500rpm, 46 kW 293Nm, 104A, 330V 1750rpm, 53kW 289Nm, 104A, 374V 2000rpm, 60kW 287Nm, 103A, 426V water cooling Degree of protection IP65 W/O ENCODER with TEMPERAT. SENSOR KTY84-130 DESIGN IM B3 (IM V5, IM V6) SHAFT WITH FITTED KEY HALF-KEY BALANCING BEARING: STANDARD WITH FIXED BEARING, VIBRATION SEVERITY GRADE S/A; SHAFT AND FLANGE ACCURACY: R TERMINAL BOX (ABOVE) CABLE ENTRY ON THE ND-END SIGNAL CONNECTION LEFT | - | 0 | 0
1PH8165-1AF22-0BA1 |  | 1PH8165-1AF22-0BA1 | 1 | UN | 1 | 20 | D | D | N | N | 85015290 | 1 |  | 264 | KG | 6218.94 | 6218.94 | MC05 | MC05 | SIMOTICS M Compact induction motor 1500rpm, 46 kW 293Nm, 104A, 330V 1750rpm, 53kW 289Nm, 104A, 374V 2000rpm, 60kW 287Nm, 103A, 426V water cooling Degree of protection IP65 W/O ENCODER with TEMPERAT. SENSOR KTY84-130 DESIGN IM B5 (IMV 1,IM V3) PLAIN SHAFT WITHOUT FITTED KEY; BEARING: STANDARD WITH FIXED BEARING, VIBRATION SEVERITY GRADE R/A; SHAFT AND FLANGE ACCURACY: R TERMINAL BOX (ABOVE) CABLE ENTRY ON THE RIGHT SIGNAL CONNECTION D-END | - | 0 | 0
1PH8165-1AF22-0BB1 |  | 1PH8165-1AF22-0BB1 | 1 | UN | 1 | 20 | D | D | N | N | 85015290 | 1 |  | 264 | KG | 6218.94 | 6218.94 | MC05 | MC05 | SIMOTICS M Compact induction motor 1500rpm, 46 kW 293Nm, 104A, 330V 1750rpm, 53kW 289Nm, 104A, 374V 2000rpm, 60kW 287Nm, 103A, 426V water cooling Degree of protection IP65 W/O ENCODER with TEMPERAT. SENSOR KTY84-130 DESIGN IM B5 (IMV 1,IM V3) PLAIN SHAFT WITHOUT FITTED KEY; BEARING: STANDARD WITH FIXED BEARING, VIBRATION SEVERITY GRADE R/A; SHAFT AND FLANGE ACCURACY: R TERMINAL BOX (ABOVE) CABLE ENTRY ON THE LEFT SIGNAL CONNECTION D-END | - | 0 | 0
1PH8165-1AF22-0BC1 |  | 1PH8165-1AF22-0BC1 | 1 | UN | 1 | 20 | D | D | N | N | 85015290 | 1 |  | 264 | KG | 6218.94 | 6218.94 | MC05 | MC05 | SIMOTICS M Compact induction motor 1500rpm, 46 kW 293Nm, 104A, 330V 1750rpm, 53kW 289Nm, 104A, 374V 2000rpm, 60kW 287Nm, 103A, 426V water cooling Degree of protection IP65 W/O ENCODER with TEMPERAT. SENSOR KTY84-130 DESIGN IM B5 (IMV 1,IM V3) PLAIN SHAFT WITHOUT FITTED KEY; BEARING: STANDARD WITH FIXED BEARING, VIBRATION SEVERITY GRADE R/A; SHAFT AND FLANGE ACCURACY: R TERMINAL BOX (ABOVE) CABLE ENTRY ON THE ND-END SIGNAL CONNECTION LEFT | - | 0 | 0
1PH8165-1AF22-0CA1 |  | 1PH8165-1AF22-0CA1 | 1 | UN | 1 | 20 | D | D | N | N | 85015290 | 1 |  | 264 | KG | 6348.96 | 6348.96 | MC05 | MC05 | SIMOTICS M Compact induction motor 1500rpm, 46 kW 293Nm, 104A, 330V 1750rpm, 53kW 289Nm, 104A, 374V 2000rpm, 60kW 287Nm, 103A, 426V water cooling Degree of protection IP65 W/O ENCODER with TEMPERAT. SENSOR KTY84-130 DESIGN IM B5 (IMV 1,IM V3) PLAIN SHAFT WITHOUT FITTED KEY; BEARING: STANDARD WITH FIXED BEARING, VIBRATION SEVERITY GRADE S/A; SHAFT AND FLANGE ACCURACY: R TERMINAL BOX (ABOVE) CABLE ENTRY ON THE RIGHT SIGNAL CONNECTION D-END | - | 0 | 0
1PH8165-1AF22-0CB1 |  | 1PH8165-1AF22-0CB1 | 1 | UN | 1 | 20 | D | D | N | N | 85015290 | 1 |  | 264 | KG | 6348.96 | 6348.96 | MC05 | MC05 | SIMOTICS M Compact induction motor 1500rpm, 46 kW 293Nm, 104A, 330V 1750rpm, 53kW 289Nm, 104A, 374V 2000rpm, 60kW 287Nm, 103A, 426V water cooling Degree of protection IP65 W/O ENCODER with TEMPERAT. SENSOR KTY84-130 DESIGN IM B5 (IMV 1,IM V3) PLAIN SHAFT WITHOUT FITTED KEY; BEARING: STANDARD WITH FIXED BEARING, VIBRATION SEVERITY GRADE S/A; SHAFT AND FLANGE ACCURACY: R TERMINAL BOX (ABOVE) CABLE ENTRY ON THE LEFT SIGNAL CONNECTION D-END | - | 0 | 0
1PH8165-1AF22-0CC1 |  | 1PH8165-1AF22-0CC1 | 1 | UN | 1 | 20 | D | D | N | N | 85015290 | 1 |  | 264 | KG | 6348.96 | 6348.96 | MC05 | MC05 | SIMOTICS M Compact induction motor 1500rpm, 46 kW 293Nm, 104A, 330V 1750rpm, 53kW 289Nm, 104A, 374V 2000rpm, 60kW 287Nm, 103A, 426V water cooling Degree of protection IP65 W/O ENCODER with TEMPERAT. SENSOR KTY84-130 DESIGN IM B5 (IMV 1,IM V3) PLAIN SHAFT WITHOUT FITTED KEY; BEARING: STANDARD WITH FIXED BEARING, VIBRATION SEVERITY GRADE S/A; SHAFT AND FLANGE ACCURACY: R TERMINAL BOX (ABOVE) CABLE ENTRY ON THE ND-END SIGNAL CONNECTION LEFT | - | 0 | 0
1PH8165-1AF22-2BA1 |  | 1PH8165-1AF22-2BA1 | 1 | UN | 1 | 20 | D | D | N | N | 85015290 | 1 |  | 264 | KG | 6348.99 | 6348.99 | MC05 | MC05 | SIMOTICS M Compact induction motor 1500rpm, 46 kW 293Nm, 104A, 330V 1750rpm, 53kW 289Nm, 104A, 374V 2000rpm, 60kW 287Nm, 103A, 426V water cooling Degree of protection IP65 W/O ENCODER with TEMPERAT. SENSOR KTY84-130 DESIGN IM B5 (IMV 1,IM V3) SHAFT WITH FITTED KEY HALF-KEY BALANCING BEARING: STANDARD WITH FIXED BEARING, VIBRATION SEVERITY GRADE R/A; SHAFT AND FLANGE ACCURACY: R TERMINAL BOX (ABOVE) CABLE ENTRY ON THE RIGHT SIGNAL CONNECTION D-END | - | 0 | 0
1PH8165-1AF22-2BB1 |  | 1PH8165-1AF22-2BB1 | 1 | UN | 1 | 20 | D | D | N | N | 85015290 | 1 |  | 264 | KG | 6348.99 | 6348.99 | MC05 | MC05 | SIMOTICS M Compact induction motor 1500rpm, 46 kW 293Nm, 104A, 330V 1750rpm, 53kW 289Nm, 104A, 374V 2000rpm, 60kW 287Nm, 103A, 426V water cooling Degree of protection IP65 W/O ENCODER with TEMPERAT. SENSOR KTY84-130 DESIGN IM B5 (IMV 1,IM V3) SHAFT WITH FITTED KEY HALF-KEY BALANCING BEARING: STANDARD WITH FIXED BEARING, VIBRATION SEVERITY GRADE R/A; SHAFT AND FLANGE ACCURACY: R TERMINAL BOX (ABOVE) CABLE ENTRY ON THE LEFT SIGNAL CONNECTION D-END | - | 0 | 0
1PH8165-1AF22-2BC1 |  | 1PH8165-1AF22-2BC1 | 1 | UN | 1 | 20 | D | D | N | N | 85015290 | 1 |  | 264 | KG | 6348.99 | 6348.99 | MC05 | MC05 | SIMOTICS M Compact induction motor 1500rpm, 46 kW 293Nm, 104A, 330V 1750rpm, 53kW 289Nm, 104A, 374V 2000rpm, 60kW 287Nm, 103A, 426V water cooling Degree of protection IP65 W/O ENCODER with TEMPERAT. SENSOR KTY84-130 DESIGN IM B5 (IMV 1,IM V3) SHAFT WITH FITTED KEY HALF-KEY BALANCING BEARING: STANDARD WITH FIXED BEARING, VIBRATION SEVERITY GRADE R/A; SHAFT AND FLANGE ACCURACY: R TERMINAL BOX (ABOVE) CABLE ENTRY ON THE ND-END SIGNAL CONNECTION LEFT | - | 0 | 0
1PH8165-1AF22-2CA1 |  | 1PH8165-1AF22-2CA1 | 1 | UN | 1 | 20 | D | D | N | N | 85015290 | 1 |  | 264 | KG | 6479.01 | 6479.01 | MC05 | MC05 | SIMOTICS M Compact induction motor 1500rpm, 46 kW 293Nm, 104A, 330V 1750rpm, 53kW 289Nm, 104A, 374V 2000rpm, 60kW 287Nm, 103A, 426V water cooling Degree of protection IP65 W/O ENCODER with TEMPERAT. SENSOR KTY84-130 DESIGN IM B5 (IMV 1,IM V3) SHAFT WITH FITTED KEY HALF-KEY BALANCING BEARING: STANDARD WITH FIXED BEARING, VIBRATION SEVERITY GRADE S/A; SHAFT AND FLANGE ACCURACY: R TERMINAL BOX (ABOVE) CABLE ENTRY ON THE RIGHT SIGNAL CONNECTION D-END | - | 0 | 0
1PH8165-1AF22-2CB1 |  | 1PH8165-1AF22-2CB1 | 1 | UN | 1 | 20 | D | D | N | N | 85015290 | 1 |  | 264 | KG | 6479.01 | 6479.01 | MC05 | MC05 | SIMOTICS M Compact induction motor 1500rpm, 46 kW 293Nm, 104A, 330V 1750rpm, 53kW 289Nm, 104A, 374V 2000rpm, 60kW 287Nm, 103A, 426V water cooling Degree of protection IP65 W/O ENCODER with TEMPERAT. SENSOR KTY84-130 DESIGN IM B5 (IMV 1,IM V3) SHAFT WITH FITTED KEY HALF-KEY BALANCING BEARING: STANDARD WITH FIXED BEARING, VIBRATION SEVERITY GRADE S/A; SHAFT AND FLANGE ACCURACY: R TERMINAL BOX (ABOVE) CABLE ENTRY ON THE LEFT SIGNAL CONNECTION D-END | - | 0 | 0
1PH8165-1AF22-2CC1 |  | 1PH8165-1AF22-2CC1 | 1 | UN | 1 | 20 | D | D | N | N | 85015290 | 1 |  | 264 | KG | 6479.01 | 6479.01 | MC05 | MC05 | SIMOTICS M Compact induction motor 1500rpm, 46 kW 293Nm, 104A, 330V 1750rpm, 53kW 289Nm, 104A, 374V 2000rpm, 60kW 287Nm, 103A, 426V water cooling Degree of protection IP65 W/O ENCODER with TEMPERAT. SENSOR KTY84-130 DESIGN IM B5 (IMV 1,IM V3) SHAFT WITH FITTED KEY HALF-KEY BALANCING BEARING: STANDARD WITH FIXED BEARING, VIBRATION SEVERITY GRADE S/A; SHAFT AND FLANGE ACCURACY: R TERMINAL BOX (ABOVE) CABLE ENTRY ON THE ND-END SIGNAL CONNECTION LEFT | - | 0 | 0
1PH8165-1AF23-0BA1 |  | 1PH8165-1AF23-0BA1 | 1 | UN | 1 | 20 | D | D | N | N | 85015290 | 1 |  | 264 | KG | 6218.94 | 6218.94 | MC05 | MC05 | SIMOTICS M Compact induction motor 1500rpm, 46 kW 293Nm, 104A, 330V 1750rpm, 53kW 289Nm, 104A, 374V 2000rpm, 60kW 287Nm, 103A, 426V water cooling Degree of protection IP65 W/O ENCODER with TEMPERAT. SENSOR KTY84-130 Design IM B35 (IM V15, (IM V35) PLAIN SHAFT WITHOUT FITTED KEY; BEARING: STANDARD WITH FIXED BEARING, VIBRATION SEVERITY GRADE R/A; SHAFT AND FLANGE ACCURACY: R TERMINAL BOX (ABOVE) CABLE ENTRY ON THE RIGHT SIGNAL CONNECTION D-END | - | 0 | 0
1PH8165-1AF23-0BB1 |  | 1PH8165-1AF23-0BB1 | 1 | UN | 1 | 20 | D | D | N | N | 85015290 | 1 |  | 264 | KG | 6218.94 | 6218.94 | MC05 | MC05 | SIMOTICS M Compact induction motor 1500rpm, 46 kW 293Nm, 104A, 330V 1750rpm, 53kW 289Nm, 104A, 374V 2000rpm, 60kW 287Nm, 103A, 426V water cooling Degree of protection IP65 W/O ENCODER with TEMPERAT. SENSOR KTY84-130 Design IM B35 (IM V15, (IM V35) PLAIN SHAFT WITHOUT FITTED KEY; BEARING: STANDARD WITH FIXED BEARING, VIBRATION SEVERITY GRADE R/A; SHAFT AND FLANGE ACCURACY: R TERMINAL BOX (ABOVE) CABLE ENTRY ON THE LEFT SIGNAL CONNECTION D-END | - | 0 | 0
1PH8165-1AF23-0BC1 |  | 1PH8165-1AF23-0BC1 | 1 | UN | 1 | 20 | D | D | N | N | 85015290 | 1 |  | 264 | KG | 6218.94 | 6218.94 | MC05 | MC05 | SIMOTICS M Compact induction motor 1500rpm, 46 kW 293Nm, 104A, 330V 1750rpm, 53kW 289Nm, 104A, 374V 2000rpm, 60kW 287Nm, 103A, 426V water cooling Degree of protection IP65 W/O ENCODER with TEMPERAT. SENSOR KTY84-130 Design IM B35 (IM V15, (IM V35) PLAIN SHAFT WITHOUT FITTED KEY; BEARING: STANDARD WITH FIXED BEARING, VIBRATION SEVERITY GRADE R/A; SHAFT AND FLANGE ACCURACY: R TERMINAL BOX (ABOVE) CABLE ENTRY ON THE ND-END SIGNAL CONNECTION LEFT | - | 0 | 0
1PH8165-1AF23-0CA1 |  | 1PH8165-1AF23-0CA1 | 1 | UN | 1 | 20 | D | D | N | N | 85015290 | 1 |  | 264 | KG | 6348.96 | 6348.96 | MC05 | MC05 | SIMOTICS M Compact induction motor 1500rpm, 46 kW 293Nm, 104A, 330V 1750rpm, 53kW 289Nm, 104A, 374V 2000rpm, 60kW 287Nm, 103A, 426V water cooling Degree of protection IP65 W/O ENCODER with TEMPERAT. SENSOR KTY84-130 Design IM B35 (IM V15, (IM V35) PLAIN SHAFT WITHOUT FITTED KEY; BEARING: STANDARD WITH FIXED BEARING, VIBRATION SEVERITY GRADE S/A; SHAFT AND FLANGE ACCURACY: R TERMINAL BOX (ABOVE) CABLE ENTRY ON THE RIGHT SIGNAL CONNECTION D-END | - | 0 | 0
1PH8165-1AF23-0CB1 |  | 1PH8165-1AF23-0CB1 | 1 | UN | 1 | 20 | D | D | N | N | 85015290 | 1 |  | 264 | KG | 6348.96 | 6348.96 | MC05 | MC05 | SIMOTICS M Compact induction motor 1500rpm, 46 kW 293Nm, 104A, 330V 1750rpm, 53kW 289Nm, 104A, 374V 2000rpm, 60kW 287Nm, 103A, 426V water cooling Degree of protection IP65 W/O ENCODER with TEMPERAT. SENSOR KTY84-130 Design IM B35 (IM V15, (IM V35) PLAIN SHAFT WITHOUT FITTED KEY; BEARING: STANDARD WITH FIXED BEARING, VIBRATION SEVERITY GRADE S/A; SHAFT AND FLANGE ACCURACY: R TERMINAL BOX (ABOVE) CABLE ENTRY ON THE LEFT SIGNAL CONNECTION D-END | - | 0 | 0
1PH8165-1AF23-0CC1 |  | 1PH8165-1AF23-0CC1 | 1 | UN | 1 | 20 | D | D | N | N | 85015290 | 1 |  | 264 | KG | 6348.96 | 6348.96 | MC05 | MC05 | SIMOTICS M Compact induction motor 1500rpm, 46 kW 293Nm, 104A, 330V 1750rpm, 53kW 289Nm, 104A, 374V 2000rpm, 60kW 287Nm, 103A, 426V water cooling Degree of protection IP65 W/O ENCODER with TEMPERAT. SENSOR KTY84-130 Design IM B35 (IM V15, (IM V35) PLAIN SHAFT WITHOUT FITTED KEY; BEARING: STANDARD WITH FIXED BEARING, VIBRATION SEVERITY GRADE S/A; SHAFT AND FLANGE ACCURACY: R TERMINAL BOX (ABOVE) CABLE ENTRY ON THE ND-END SIGNAL CONNECTION LEFT | - | 0 | 0
1PH8165-1AF23-1BA1 |  | 1PH8165-1AF23-1BA1 | 1 | UN | 1 | 20 | D | D | N | N | 85015290 | 1 |  | 264 | KG | 6348.99 | 6348.99 | MC05 | MC05 | SIMOTICS M Compact induction motor 1500rpm, 46 kW 293Nm, 104A, 330V 1750rpm, 53kW 289Nm, 104A, 374V 2000rpm, 60kW 287Nm, 103A, 426V water cooling Degree of protection IP65 W/O ENCODER with TEMPERAT. SENSOR KTY84-130 Design IM B35 (IM V15, (IM V35) SHAFT WITH FITTED KEY FULL-KEY BALANCING BEARING: STANDARD WITH FIXED BEARING, VIBRATION SEVERITY GRADE R/A; SHAFT AND FLANGE ACCURACY: R TERMINAL BOX (ABOVE) CABLE ENTRY ON THE RIGHT SIGNAL CONNECTION D-END | - | 0 | 0
1PH8165-1AF23-2BA1 |  | 1PH8165-1AF23-2BA1 | 1 | UN | 1 | 20 | D | D | N | N | 85015290 | 1 |  | 264 | KG | 6348.99 | 6348.99 | MC05 | MC05 | SIMOTICS M Compact induction motor 1500rpm, 46 kW 293Nm, 104A, 330V 1750rpm, 53kW 289Nm, 104A, 374V 2000rpm, 60kW 287Nm, 103A, 426V water cooling Degree of protection IP65 W/O ENCODER with TEMPERAT. SENSOR KTY84-130 Design IM B35 (IM V15, (IM V35) SHAFT WITH FITTED KEY HALF-KEY BALANCING BEARING: STANDARD WITH FIXED BEARING, VIBRATION SEVERITY GRADE R/A; SHAFT AND FLANGE ACCURACY: R TERMINAL BOX (ABOVE) CABLE ENTRY ON THE RIGHT SIGNAL CONNECTION D-END | - | 0 | 0
1PH8165-1AF23-2BB1 |  | 1PH8165-1AF23-2BB1 | 1 | UN | 1 | 20 | D | D | N | N | 85015290 | 1 |  | 264 | KG | 6348.99 | 6348.99 | MC05 | MC05 | SIMOTICS M Compact induction motor 1500rpm, 46 kW 293Nm, 104A, 330V 1750rpm, 53kW 289Nm, 104A, 374V 2000rpm, 60kW 287Nm, 103A, 426V water cooling Degree of protection IP65 W/O ENCODER with TEMPERAT. SENSOR KTY84-130 Design IM B35 (IM V15, (IM V35) SHAFT WITH FITTED KEY HALF-KEY BALANCING BEARING: STANDARD WITH FIXED BEARING, VIBRATION SEVERITY GRADE R/A; SHAFT AND FLANGE ACCURACY: R TERMINAL BOX (ABOVE) CABLE ENTRY ON THE LEFT SIGNAL CONNECTION D-END | - | 0 | 0
1PH8165-1AF23-2BC1 |  | 1PH8165-1AF23-2BC1 | 1 | UN | 1 | 20 | D | D | N | N | 85015290 | 1 |  | 264 | KG | 6348.99 | 6348.99 | MC05 | MC05 | SIMOTICS M Compact induction motor 1500rpm, 46 kW 293Nm, 104A, 330V 1750rpm, 53kW 289Nm, 104A, 374V 2000rpm, 60kW 287Nm, 103A, 426V water cooling Degree of protection IP65 W/O ENCODER with TEMPERAT. SENSOR KTY84-130 Design IM B35 (IM V15, (IM V35) SHAFT WITH FITTED KEY HALF-KEY BALANCING BEARING: STANDARD WITH FIXED BEARING, VIBRATION SEVERITY GRADE R/A; SHAFT AND FLANGE ACCURACY: R TERMINAL BOX (ABOVE) CABLE ENTRY ON THE ND-END SIGNAL CONNECTION LEFT | - | 0 | 0
1PH8165-1AF23-2CA1 |  | 1PH8165-1AF23-2CA1 | 1 | UN | 1 | 20 | D | D | N | N | 85015290 | 1 |  | 264 | KG | 6479.01 | 6479.01 | MC05 | MC05 | SIMOTICS M Compact induction motor 1500rpm, 46 kW 293Nm, 104A, 330V 1750rpm, 53kW 289Nm, 104A, 374V 2000rpm, 60kW 287Nm, 103A, 426V water cooling Degree of protection IP65 W/O ENCODER with TEMPERAT. SENSOR KTY84-130 Design IM B35 (IM V15, (IM V35) SHAFT WITH FITTED KEY HALF-KEY BALANCING BEARING: STANDARD WITH FIXED BEARING, VIBRATION SEVERITY GRADE S/A; SHAFT AND FLANGE ACCURACY: R TERMINAL BOX (ABOVE) CABLE ENTRY ON THE RIGHT SIGNAL CONNECTION D-END | - | 0 | 0
1PH8165-1AF23-2CB1 |  | 1PH8165-1AF23-2CB1 | 1 | UN | 1 | 20 | D | D | N | N | 85015290 | 1 |  | 264 | KG | 6479.01 | 6479.01 | MC05 | MC05 | SIMOTICS M Compact induction motor 1500rpm, 46 kW 293Nm, 104A, 330V 1750rpm, 53kW 289Nm, 104A, 374V 2000rpm, 60kW 287Nm, 103A, 426V water cooling Degree of protection IP65 W/O ENCODER with TEMPERAT. SENSOR KTY84-130 Design IM B35 (IM V15, (IM V35) SHAFT WITH FITTED KEY HALF-KEY BALANCING BEARING: STANDARD WITH FIXED BEARING, VIBRATION SEVERITY GRADE S/A; SHAFT AND FLANGE ACCURACY: R TERMINAL BOX (ABOVE) CABLE ENTRY ON THE LEFT SIGNAL CONNECTION D-END | - | 0 | 0
1PH8165-1AF23-2CC1 |  | 1PH8165-1AF23-2CC1 | 1 | UN | 1 | 20 | D | D | N | N | 85015290 | 1 |  | 264 | KG | 6479.01 | 6479.01 | MC05 | MC05 | SIMOTICS M Compact induction motor 1500rpm, 46 kW 293Nm, 104A, 330V 1750rpm, 53kW 289Nm, 104A, 374V 2000rpm, 60kW 287Nm, 103A, 426V water cooling Degree of protection IP65 W/O ENCODER with TEMPERAT. SENSOR KTY84-130 Design IM B35 (IM V15, (IM V35) SHAFT WITH FITTED KEY HALF-KEY BALANCING BEARING: STANDARD WITH FIXED BEARING, VIBRATION SEVERITY GRADE S/A; SHAFT AND FLANGE ACCURACY: R TERMINAL BOX (ABOVE) CABLE ENTRY ON THE ND-END SIGNAL CONNECTION LEFT | - | 0 | 0
1PH8165-1AG00-0BA2 |  | 1PH8165-1AG00-0BA2 | 1 | UN | 1 | 20 | D | D | N | N | 85015290 | 1 |  | 230 | KG | 4195.69 | 4195.69 | MC05 | MC05 | SIMOTICS M Compact asynchronous motor 2000 rpm, 41 kW, 196 Nm, 88 A, 350 V 2300 rpm, 44 kW, 183 Nm, 85 A, 394 V 2650 rpm, 50 kW, 180 Nm, 85 A, 440 V Forced ventilation; Direction of air flow DE --> NDE; Degree of protection IP55 W/O ENCODER with TEMPERAT. SENSOR PT1000 DESIGN IM B3 (IM V5, IM V6) PLAIN SHAFT WITHOUT FITTED KEY; BEARING: STANDARD WITH FIXED BEARING, VIBRATION SEVERITY GRADE R/A; SHAFT AND FLANGE ACCURACY: R TERMINAL BOX (ABOVE) CABLE ENTRY ON THE RIGHT SIGNAL CONNECTION D-END | - | 0 | 0
1PH8165-1CF23-3MA1-Z | A25R10V02 | 1PH8165-1CF23-3MA1-ZA25R10V02 | 1 | UN | 1 | 20 | D | D | N | N | 85015290 | 1 |  | 267 | KG | 11339.54 | 11339.54 | MC05 | MC05 | SIMOTICS M Compact induction motor 1500rpm, 46 kW 293Nm, 104A, 330 V 1750rpm, 53kW 289Nm, 104A, 374V 2000rpm, 60kW 287Nm, 103A, 426V Water cooling Motor customer-spec. Offer number SMR-22-2013 A25: Additional temperature sensor KTY 84 V02: Mechanical design Customer-specific R10: encoder version Customer-specific | - | 0 | 7
1PH8165-1DD00-1LA1 |  | 1PH8165-1DD00-1LA1 | 1 | UN | 1 | 20 | D | D | N | N | 85015230 | 1 |  | 230 | KG | 5702.73 | 5702.73 | MC05 | MC05 | SIMOTICS M Compact induction motor 1000rpm, 28kW, 267Nm, 71A, 292V 1150rpm, 31kW, 257Nm, 69A, 333V 1350rpm, 34kW, 241Nm, 66A, 387V forced ventilation; direction of air flow DE--> NDE; Degree of protection IP55 Incremental encoder 22-bit with commutation position (encoder IC22DQ) with DRIVE-CLiQ interface DESIGN IM B3 (IM V5, IM V6) SHAFT WITH FITTED KEY FULL-KEY BALANCING BEARING: PERFORMANCE, VIBRATION SEVERITY GRADE SPECIAL/B; SHAFT A. FLANGE ACCURACY GR. SPECIAL TERMINAL BOX (ABOVE) CABLE ENTRY ON THE RIGHT SIGNAL CONNECTION D-END | - | 0 | 0
1PH8165-1DD03-0GA1 |  | 1PH8165-1DD03-0GA1 | 1 | UN | 1 | 20 | D | D | N | N | 85015230 | 1 |  | 230 | KG | 5377.6 | 5377.6 | MC05 | MC05 | SIMOTICS M Compact induction motor 1000rpm, 28kW, 267Nm, 71A, 292V 1150rpm, 31kW, 257Nm, 69A, 333V 1350rpm, 34kW, 241Nm, 66A, 387V forced ventilation; direction of air flow DE--> NDE; Degree of protection IP55 Incremental encoder 22-bit with commutation position (encoder IC22DQ) with DRIVE-CLiQ interface Design IM B35 (IM V15, (IM V35) PLAIN SHAFT WITHOUT FITTED KEY; BEARING: STANDARD, VIBRATION SEVERITY GRADE R/A; SHAFT AND FLANGE ACCURACY: R TERMINAL BOX (ABOVE) CABLE ENTRY ON THE RIGHT SIGNAL CONNECTION D-END | - | 0 | 0
1PH8165-1DD03-1CD1 |  | 1PH8165-1DD03-1CD1 | 1 | UN | 1 | 20 | D | D | N | N | 85015230 | 1 |  | 230 | KG | 5956.61 | 5956.61 | MC05 | MC05 | SIMOTICS M Compact induction motor 1000rpm, 28kW, 267Nm, 71A, 292V 1150rpm, 31kW, 257Nm, 69A, 333V 1350rpm, 34kW, 241Nm, 66A, 387V forced ventilation; direction of air flow DE--> NDE; Degree of protection IP55 Incremental encoder 22-bit with commutation position (encoder IC22DQ) with DRIVE-CLiQ interface Design IM B35 (IM V15, (IM V35) SHAFT WITH FITTED KEY FULL-KEY BALANCING BEARING: STANDARD WITH FIXED BEARING, VIBRATION SEVERITY GRADE S/A; SHAFT AND FLANGE ACCURACY: R TERMINAL BOX (ABOVE) CABLE ENTRY ON THE D-END SIGNAL CONNECTION LEFT | - | 0 | 0
1PH8165-1DD03-1HB1 |  | 1PH8165-1DD03-1HB1 | 1 | UN | 1 | 20 | D | D | N | N | 85015230 | 1 |  | 230 | KG | 5637.7 | 5637.7 | MC05 | MC05 | SIMOTICS M Compact induction motor 1000rpm, 28kW, 267Nm, 71A, 292V 1150rpm, 31kW, 257Nm, 69A, 333V 1350rpm, 34kW, 241Nm, 66A, 387V forced ventilation; direction of air flow DE--> NDE; Degree of protection IP55 Incremental encoder 22-bit with commutation position (encoder IC22DQ) with DRIVE-CLiQ interface Design IM B35 (IM V15, (IM V35) SHAFT WITH FITTED KEY FULL-KEY BALANCING BEARING: STANDARD, VIBRATION SEVERITY GRADE S/A; SHAFT AND FLANGE ACCURACY: R TERMINAL BOX (ABOVE) CABLE ENTRY ON THE LEFT SIGNAL CONNECTION D-END | - | 0 | 0
1PH8165-1DD10-1BA1-Z | G14K09 | 1PH8165-1DD10-1BA1-ZG14K09 | 1 | UN | 1 | 20 | D | D | N | N | 85015230 | 1 |  | 230 | KG | 5830.91 | 5830.91 | MC05 | MC05 | SIMOTICS M Compact induction motor 1000rpm, 28kW, 267Nm, 71A, 292V 1150rpm, 31kW, 257Nm, 69A, 333V 1350rpm, 34kW, 241Nm, 66A, 387V forced ventilation; direction of air flow NDE--> DE; Degree of protection IP55 Incremental encoder 22-bit with commutation position (encoder IC22DQ) with DRIVE-CLiQ interface DESIGN IM B3 (IM V5, IM V6) SHAFT WITH FITTED KEY FULL-KEY BALANCING BEARING: STANDARD WITH FIXED BEARING, VIBRATION SEVERITY GRADE R/A; SHAFT AND FLANGE ACCURACY: R TERMINAL BOX (ABOVE) CABLE ENTRY ON THE RIGHT SIGNAL CONNECTION D-END G14: FAN ASSEMBLY WITH AIR FILTER K09: TERMINAL BOX NON DRIVE END RIGHT CABLE ROUTING BELOW SIGNAL CONNECTION D-END | - | 0 | 0
1PH8165-1DD10-1BA1-Z | G14K10 | 1PH8165-1DD10-1BA1-ZG14K10 | 1 | UN | 1 | 20 | D | D | N | N | 85015230 | 1 |  | 230 | KG | 5830.91 | 5830.91 | MC05 | MC05 | SIMOTICS M Compact induction motor 1000rpm, 28kW, 267Nm, 71A, 292V 1150rpm, 31kW, 257Nm, 69A, 333V 1350rpm, 34kW, 241Nm, 66A, 387V forced ventilation; direction of air flow NDE--> DE; Degree of protection IP55 Incremental encoder 22-bit with commutation position (encoder IC22DQ) with DRIVE-CLiQ interface DESIGN IM B3 (IM V5, IM V6) SHAFT WITH FITTED KEY FULL-KEY BALANCING BEARING: STANDARD WITH FIXED BEARING, VIBRATION SEVERITY GRADE R/A; SHAFT AND FLANGE ACCURACY: R TERMINAL BOX (ABOVE) CABLE ENTRY ON THE RIGHT SIGNAL CONNECTION D-END G14: FAN ASSEMBLY WITH AIR FILTER K10: TERMINAL BOX ND-END CABLE ROUTING ABOVE SIGNAL CONNECTION D-END | - | 0 | 0
1PH8165-1DD10-1BC1 |  | 1PH8165-1DD10-1BC1 | 1 | UN | 1 | 20 | D | D | N | N | 85015230 | 1 |  | 230 | KG | 5264.06 | 5264.06 | MC05 | MC05 | SIMOTICS M Compact induction motor 1000rpm, 28kW, 267Nm, 71A, 292V 1150rpm, 31kW, 257Nm, 69A, 333V 1350rpm, 34kW, 241Nm, 66A, 387V forced ventilation; direction of air flow NDE--> DE; Degree of protection IP55 Incremental encoder 22-bit with commutation position (encoder IC22DQ) with DRIVE-CLiQ interface DESIGN IM B3 (IM V5, IM V6) SHAFT WITH FITTED KEY FULL-KEY BALANCING BEARING: STANDARD WITH FIXED BEARING, VIBRATION SEVERITY GRADE R/A; SHAFT AND FLANGE ACCURACY: R TERMINAL BOX (ABOVE) CABLE ENTRY ON THE ND-END SIGNAL CONNECTION LEFT | - | 0 | 0
1PH8165-1DF00-1CC1 |  | 1PH8165-1DF00-1CC1 | 1 | UN | 1 | 20 | D | D | N | N | 85015290 | 1 |  | 230 | KG | 5394.08 | 5394.08 | MC05 | MC05 | SIMOTICS M Compact induction motor 1500rpm, 37kW, 236Nm, 78A, 350 V 1750rpm, 41kW, 224Nm, 76A, 400 V 2000rpm, 45kW, 215Nm, 75 A, 440 V forced ventilation; direction of air flow DE--> NDE; Degree of protection IP55 Incremental encoder 22-bit with commutation position (encoder IC22DQ) with DRIVE-CLiQ interface DESIGN IM B3 (IM V5, IM V6) SHAFT WITH FITTED KEY FULL-KEY BALANCING BEARING: STANDARD WITH FIXED BEARING, VIBRATION SEVERITY GRADE S/A; SHAFT AND FLANGE ACCURACY: R TERMINAL BOX (ABOVE) CABLE ENTRY ON THE ND-END SIGNAL CONNECTION LEFT | - | 0 | 0
1PH8165-1DF00-2BA1-Z | X05 | 1PH8165-1DF00-2BA1-ZX05 | 1 | UN | 1 | 20 | D | D | N | N | 85015290 | 1 |  | 230 | KG | 5394.11 | 5394.11 | MC05 | MC05 | SIMOTICS M Compact induction motor 1500rpm, 37kW, 236Nm, 78A, 350 V 1750rpm, 41kW, 224Nm, 76A, 400 V 2000rpm, 45kW, 215Nm, 75 A, 440 V forced ventilation; direction of air flow DE--> NDE; Degree of protection IP55 Incremental encoder 22-bit with commutation position (encoder IC22DQ) with DRIVE-CLiQ interface DESIGN IM B3 (IM V5, IM V6) SHAFT WITH FITTED KEY HALF-KEY BALANCING BEARING: STANDARD WITH FIXED BEARING, VIBRATION SEVERITY GRADE R/A; SHAFT AND FLANGE ACCURACY: R TERMINAL BOX (ABOVE) CABLE ENTRY ON THE RIGHT SIGNAL CONNECTION D-END X05: PAINT FINISH RAL 5015 (SKY BLUE) | - | 0 | 0
1PH8165-1DF03-0CB1-Z | W92 | 1PH8165-1DF03-0CB1-ZW92 | 1 | UN | 1 | 20 | D | D | N | N | 85015290 | 1 |  | 230 | KG | 5831.94 | 5831.94 | MC05 | MC05 | SIMOTICS M Compact induction motor 1500rpm, 37kW, 236Nm, 78A, 350 V 1750rpm, 41kW, 224Nm, 76A, 400 V 2000rpm, 45kW, 215Nm, 75 A, 440 V forced ventilation; direction of air flow DE--> NDE; Degree of protection IP55 Incremental encoder 22-bit with commutation position (encoder IC22DQ) with DRIVE-CLiQ interface Design IM B35 (IM V15, (IM V35) PLAIN SHAFT WITHOUT FITTED KEY; BEARING: STANDARD WITH FIXED BEARING, VIBRATION SEVERITY GRADE S/A; SHAFT AND FLANGE ACCURACY: R TERMINAL BOX (ABOVE) CABLE ENTRY ON THE LEFT SIGNAL CONNECTION D-END W92: Fan decoupled and mounted | - | 0 | 0
1PH8165-1DF03-0CC1-Z | W92 | 1PH8165-1DF03-0CC1-ZW92 | 1 | UN | 1 | 20 | D | D | N | N | 85015290 | 1 |  | 230 | KG | 5831.94 | 5831.94 | MC05 | MC05 | SIMOTICS M Compact induction motor 1500rpm, 37kW, 236Nm, 78A, 350 V 1750rpm, 41kW, 224Nm, 76A, 400 V 2000rpm, 45kW, 215Nm, 75 A, 440 V forced ventilation; direction of air flow DE--> NDE; Degree of protection IP55 Incremental encoder 22-bit with commutation position (encoder IC22DQ) with DRIVE-CLiQ interface Design IM B35 (IM V15, (IM V35) PLAIN SHAFT WITHOUT FITTED KEY; BEARING: STANDARD WITH FIXED BEARING, VIBRATION SEVERITY GRADE S/A; SHAFT AND FLANGE ACCURACY: R TERMINAL BOX (ABOVE) CABLE ENTRY ON THE ND-END SIGNAL CONNECTION LEFT W92: Fan decoupled and mounted | - | 0 | 0
1PH8165-1DF03-1CA1-Z | W92 | 1PH8165-1DF03-1CA1-ZW92 | 1 | UN | 1 | 20 | D | D | N | N | 85015290 | 1 |  | 230 | KG | 5961.99 | 5961.99 | MC05 | MC05 | SIMOTICS M Compact induction motor 1500rpm, 37kW, 236Nm, 78A, 350 V 1750rpm, 41kW, 224Nm, 76A, 400 V 2000rpm, 45kW, 215Nm, 75 A, 440 V forced ventilation; direction of air flow DE--> NDE; Degree of protection IP55 Incremental encoder 22-bit with commutation position (encoder IC22DQ) with DRIVE-CLiQ interface Design IM B35 (IM V15, (IM V35) SHAFT WITH FITTED KEY FULL-KEY BALANCING BEARING: STANDARD WITH FIXED BEARING, VIBRATION SEVERITY GRADE S/A; SHAFT AND FLANGE ACCURACY: R TERMINAL BOX (ABOVE) CABLE ENTRY ON THE RIGHT SIGNAL CONNECTION D-END W92: Fan decoupled and mounted | - | 0 | 0
1PH8165-1DF03-1GA1-Z | K23 | 1PH8165-1DF03-1GA1-ZK23 | 1 | UN | 1 | 20 | D | D | N | N | 85015290 | 1 |  | 230 | KG | 5695.49 | 5695.49 | MC05 | MC05 | SIMOTICS M Compact induction motor 1500rpm, 37kW, 236Nm, 78A, 350 V 1750rpm, 41kW, 224Nm, 76A, 400 V 2000rpm, 45kW, 215Nm, 75 A, 440 V forced ventilation; direction of air flow DE--> NDE; Degree of protection IP55 Incremental encoder 22-bit with commutation position (encoder IC22DQ) with DRIVE-CLiQ interface Design IM B35 (IM V15, (IM V35) SHAFT WITH FITTED KEY FULL-KEY BALANCING BEARING: STANDARD, VIBRATION SEVERITY GRADE R/A; SHAFT AND FLANGE ACCURACY: R TERMINAL BOX (ABOVE) CABLE ENTRY ON THE RIGHT SIGNAL CONNECTION D-END K23: SPECIAL PAINTING WORLDWIDE | - | 0 | 0
1PH8165-1DF03-2BC1 |  | 1PH8165-1DF03-2BC1 | 1 | UN | 1 | 20 | D | D | N | N | 85015290 | 1 |  | 230 | KG | 5697.56 | 5697.56 | MC05 | MC05 | SIMOTICS M Compact induction motor 1500rpm, 37kW, 236Nm, 78A, 350 V 1750rpm, 41kW, 224Nm, 76A, 400 V 2000rpm, 45kW, 215Nm, 75 A, 440 V forced ventilation; direction of air flow DE--> NDE; Degree of protection IP55 Incremental encoder 22-bit with commutation position (encoder IC22DQ) with DRIVE-CLiQ interface Design IM B35 (IM V15, (IM V35) SHAFT WITH FITTED KEY HALF-KEY BALANCING BEARING: STANDARD WITH FIXED BEARING, VIBRATION SEVERITY GRADE R/A; SHAFT AND FLANGE ACCURACY: R TERMINAL BOX (ABOVE) CABLE ENTRY ON THE ND-END SIGNAL CONNECTION LEFT | - | 0 | 0
1PH8165-1DF03-2HC1 |  | 1PH8165-1DF03-2HC1 | 1 | UN | 1 | 20 | D | D | N | N | 85015290 | 1 |  | 230 | KG | 5637.7 | 5637.7 | MC05 | MC05 | SIMOTICS M Compact induction motor 1500rpm, 37kW, 236Nm, 78A, 350 V 1750rpm, 41kW, 224Nm, 76A, 400 V 2000rpm, 45kW, 215Nm, 75 A, 440 V forced ventilation; direction of air flow DE--> NDE; Degree of protection IP55 Incremental encoder 22-bit with commutation position (encoder IC22DQ) with DRIVE-CLiQ interface Design IM B35 (IM V15, (IM V35) SHAFT WITH FITTED KEY HALF-KEY BALANCING BEARING: STANDARD, VIBRATION SEVERITY GRADE S/A; SHAFT AND FLANGE ACCURACY: R TERMINAL BOX (ABOVE) CABLE ENTRY ON THE ND-END SIGNAL CONNECTION LEFT | - | 0 | 0
1PH8165-1DF10-1GA1 |  | 1PH8165-1DF10-1GA1 | 1 | UN | 1 | 20 | D | D | N | N | 85015290 | 1 |  | 230 | KG | 5074.15 | 5074.15 | MC05 | MC05 | SIMOTICS M Compact induction motor 1500rpm, 37kW, 236Nm, 78A, 350 V 1750rpm, 41kW, 224Nm, 76A, 400 V 2000rpm, 45kW, 215Nm, 75 A, 440 V forced ventilation; direction of air flow NDE--> DE; Degree of protection IP55 Incremental encoder 22-bit with commutation position (encoder IC22DQ) with DRIVE-CLiQ interface DESIGN IM B3 (IM V5, IM V6) SHAFT WITH FITTED KEY FULL-KEY BALANCING BEARING: STANDARD, VIBRATION SEVERITY GRADE R/A; SHAFT AND FLANGE ACCURACY: R TERMINAL BOX (ABOVE) CABLE ENTRY ON THE RIGHT SIGNAL CONNECTION D-END | - | 0 | 0
1PH8165-1DF10-2DA1-Z | B02G14 | 1PH8165-1DF10-2DA1-ZB02G14 | 1 | UN | 1 | 20 | D | D | N | N | 85015290 | 1 |  | 230 | KG | 5848.59 | 5848.59 | MC05 | MC05 | SIMOTICS M Compact induction motor 1500rpm, 37kW, 236Nm, 78A, 350 V 1750rpm, 41kW, 224Nm, 76A, 400 V 2000rpm, 45kW, 215Nm, 75 A, 440 V forced ventilation; direction of air flow NDE--> DE; Degree of protection IP55 Incremental encoder 22-bit with commutation position (encoder IC22DQ) with DRIVE-CLiQ interface DESIGN IM B3 (IM V5, IM V6) SHAFT WITH FITTED KEY HALF-KEY BALANCING BEARING: STANDARD WITH FIXED BEARING, VIBRATION SEVERITY GRADE SR/A; SHAFT AND FLANGE ACCURACY: R TERMINAL BOX (ABOVE) CABLE ENTRY ON THE RIGHT SIGNAL CONNECTION D-END B02: TEST CERTIFICATE EN 10 204-3.1 FOR ORDERED MOTOR G14: FAN ASSEMBLY WITH AIR FILTER | - | 0 | 0
1PH8165-1DF10-2GB1 |  | 1PH8165-1DF10-2GB1 | 1 | UN | 1 | 20 | D | D | N | N | 85015290 | 1 |  | 230 | KG | 5074.15 | 5074.15 | MC05 | MC05 | SIMOTICS M Compact induction motor 1500rpm, 37kW, 236Nm, 78A, 350 V 1750rpm, 41kW, 224Nm, 76A, 400 V 2000rpm, 45kW, 215Nm, 75 A, 440 V forced ventilation; direction of air flow NDE--> DE; Degree of protection IP55 Incremental encoder 22-bit with commutation position (encoder IC22DQ) with DRIVE-CLiQ interface DESIGN IM B3 (IM V5, IM V6) SHAFT WITH FITTED KEY HALF-KEY BALANCING BEARING: STANDARD, VIBRATION SEVERITY GRADE R/A; SHAFT AND FLANGE ACCURACY: R TERMINAL BOX (ABOVE) CABLE ENTRY ON THE LEFT SIGNAL CONNECTION D-END | - | 0 | 0
1PH8165-1EF00-2BA1 |  | 1PH8165-1EF00-2BA1 | 1 | UN | 1 | 20 | D | D | N | N | 85015290 | 1 |  | 230 | KG | 5432.36 | 5432.36 | MC05 | MC05 | SIMOTICS M Compact induction motor 1500rpm, 37kW, 236Nm, 78A, 350 V 1750rpm, 41kW, 224Nm, 76A, 400 V 2000rpm, 45kW, 215Nm, 75 A, 440 V forced ventilation; direction of air flow DE--> NDE; Degree of protection IP55 ABSOLUTE ENCODER ENDAT 2048 S/R (ENCODER AM2048S/R) with TEMPERAT. SENSOR KTY84-130 DESIGN IM B3 (IM V5, IM V6) SHAFT WITH FITTED KEY HALF-KEY BALANCING BEARING: STANDARD WITH FIXED BEARING, VIBRATION SEVERITY GRADE R/A; SHAFT AND FLANGE ACCURACY: R TERMINAL BOX (ABOVE) CABLE ENTRY ON THE RIGHT SIGNAL CONNECTION D-END | - | 0 | 0
1PH8165-1FB00-0LA1 |  | 1PH8165-1FB00-0LA1 | 1 | UN | 1 | 20 | D | D | N | N | 85015230 | 1 |  | 230 | KG | 6179.58 | 6179.58 | MC05 | MC05 | SIMOTICS M Compact induction motor 400rpm, 13kW, 310Nm, 36A, 300V 500rpm, 16kW, 306Nm, 36A, 365V 600rpm, 19kW, 302Nm, 35 A, 420V forced ventilation; direction of air flow DE--> NDE; Degree of protection IP55 Absolute encoder 22-bit Single-turn and 12-bit multi-turn (encoder AM22DQ) with DRIVE-CLiQ interface DESIGN IM B3 (IM V5, IM V6) PLAIN SHAFT WITHOUT FITTED KEY; BEARING: PERFORMANCE, VIBRATION SEVERITY GRADE SPECIAL/B; SHAFT A. FLANGE ACCURACY GR. SPECIAL TERMINAL BOX (ABOVE) CABLE ENTRY ON THE RIGHT SIGNAL CONNECTION D-END | - | 0 | 0
1PH8165-1FD00-1BA1 |  | 1PH8165-1FD00-1BA1 | 1 | UN | 1 | 20 | D | D | N | N | 85015230 | 1 |  | 230 | KG | 5870.96 | 5870.96 | MC05 | MC05 | SIMOTICS M Compact induction motor 1000rpm, 28kW, 267Nm, 71A, 292V 1150rpm, 31kW, 257Nm, 69A, 333V 1350rpm, 34kW, 241Nm, 66A, 387V forced ventilation; direction of air flow DE--> NDE; Degree of protection IP55 Absolute encoder 22-bit Single-turn and 12-bit multi-turn (encoder AM22DQ) with DRIVE-CLiQ interface DESIGN IM B3 (IM V5, IM V6) SHAFT WITH FITTED KEY FULL-KEY BALANCING BEARING: STANDARD WITH FIXED BEARING, VIBRATION SEVERITY GRADE R/A; SHAFT AND FLANGE ACCURACY: R TERMINAL BOX (ABOVE) CABLE ENTRY ON THE RIGHT SIGNAL CONNECTION D-END | - | 0 | 0
1PH8165-1FD10-1BA1-Z | A25 | 1PH8165-1FD10-1BA1-ZA25 | 1 | UN | 1 | 20 | D | D | N | N | 85015230 | 1 |  | 230 | KG | 5986.56 | 5986.56 | MC05 | MC05 | SIMOTICS M Compact induction motor 1000rpm, 28kW, 267Nm, 71A, 292V 1150rpm, 31kW, 257Nm, 69A, 333V 1350rpm, 34kW, 241Nm, 66A, 387V forced ventilation; direction of air flow NDE--> DE; Degree of protection IP55 Absolute encoder 22-bit Single-turn and 12-bit multi-turn (encoder AM22DQ) with DRIVE-CLiQ interface DESIGN IM B3 (IM V5, IM V6) SHAFT WITH FITTED KEY FULL-KEY BALANCING BEARING: STANDARD WITH FIXED BEARING, VIBRATION SEVERITY GRADE R/A; SHAFT AND FLANGE ACCURACY: R TERMINAL BOX (ABOVE) CABLE ENTRY ON THE RIGHT SIGNAL CONNECTION D-END A25: Additional temperature sensor on signal terminal block | - | 0 | 0
1PH8165-1FD10-1BA1-Z | A25G14K10 | 1PH8165-1FD10-1BA1-ZA25G14K10 | 1 | UN | 1 | 20 | D | D | N | N | 85015230 | 1 |  | 230 | KG | 6553.41 | 6553.41 | MC05 | MC05 | SIMOTICS M Compact induction motor 1000rpm, 28kW, 267Nm, 71A, 292V 1150rpm, 31kW, 257Nm, 69A, 333V 1350rpm, 34kW, 241Nm, 66A, 387V forced ventilation; direction of air flow NDE--> DE; Degree of protection IP55 Absolute encoder 22-bit Single-turn and 12-bit multi-turn (encoder AM22DQ) with DRIVE-CLiQ interface DESIGN IM B3 (IM V5, IM V6) SHAFT WITH FITTED KEY FULL-KEY BALANCING BEARING: STANDARD WITH FIXED BEARING, VIBRATION SEVERITY GRADE R/A; SHAFT AND FLANGE ACCURACY: R TERMINAL BOX (ABOVE) CABLE ENTRY ON THE RIGHT SIGNAL CONNECTION D-END A25: Additional temperature sensor on signal terminal block G14: FAN ASSEMBLY WITH AIR FILTER K10: TERMINAL BOX ND-END CABLE ROUTING ABOVE SIGNAL CONNECTION D-END | - | 0 | 0
1PH8165-1FD12-0GA1 |  | 1PH8165-1FD12-0GA1 | 1 | UN | 1 | 20 | D | D | N | N | 85015230 | 1 |  | 230 | KG | 5984.5 | 5984.5 | MC05 | MC05 | SIMOTICS M Compact induction motor 1000rpm, 28kW, 267Nm, 71A, 292V 1150rpm, 31kW, 257Nm, 69A, 333V 1350rpm, 34kW, 241Nm, 66A, 387V forced ventilation; direction of air flow NDE--> DE; Degree of protection IP55 Absolute encoder 22-bit Single-turn and 12-bit multi-turn (encoder AM22DQ) with DRIVE-CLiQ interface DESIGN IM B5 (IMV 1,IM V3) PLAIN SHAFT WITHOUT FITTED KEY; BEARING: STANDARD, VIBRATION SEVERITY GRADE R/A; SHAFT AND FLANGE ACCURACY: R TERMINAL BOX (ABOVE) CABLE ENTRY ON THE RIGHT SIGNAL CONNECTION D-END | - | 0 | 0
1PH8165-1FF00-0BC1 |  | 1PH8165-1FF00-0BC1 | 1 | UN | 1 | 20 | D | D | N | N | 85015290 | 1 |  | 230 | KG | 5740.91 | 5740.91 | MC05 | MC05 | SIMOTICS M Compact induction motor 1500rpm, 37kW, 236Nm, 78A, 350 V 1750rpm, 41kW, 224Nm, 76A, 400 V 2000rpm, 45kW, 215Nm, 75 A, 440 V forced ventilation; direction of air flow DE--> NDE; Degree of protection IP55 Absolute encoder 22-bit Single-turn and 12-bit multi-turn (encoder AM22DQ) with DRIVE-CLiQ interface DESIGN IM B3 (IM V5, IM V6) PLAIN SHAFT WITHOUT FITTED KEY; BEARING: STANDARD WITH FIXED BEARING, VIBRATION SEVERITY GRADE R/A; SHAFT AND FLANGE ACCURACY: R TERMINAL BOX (ABOVE) CABLE ENTRY ON THE ND-END SIGNAL CONNECTION LEFT | - | 0 | 0
1PH8165-1FF00-0GA1 |  | 1PH8165-1FF00-0GA1 | 1 | UN | 1 | 20 | D | D | N | N | 85015290 | 1 |  | 230 | KG | 5551 | 5551 | MC05 | MC05 | SIMOTICS M Compact induction motor 1500rpm, 37kW, 236Nm, 78A, 350 V 1750rpm, 41kW, 224Nm, 76A, 400 V 2000rpm, 45kW, 215Nm, 75 A, 440 V forced ventilation; direction of air flow DE--> NDE; Degree of protection IP55 Absolute encoder 22-bit Single-turn and 12-bit multi-turn (encoder AM22DQ) with DRIVE-CLiQ interface DESIGN IM B3 (IM V5, IM V6) PLAIN SHAFT WITHOUT FITTED KEY; BEARING: STANDARD, VIBRATION SEVERITY GRADE R/A; SHAFT AND FLANGE ACCURACY: R TERMINAL BOX (ABOVE) CABLE ENTRY ON THE RIGHT SIGNAL CONNECTION D-END | - | 0 | 0
1PH8165-1FF00-1LA1 |  | 1PH8165-1FF00-1LA1 | 1 | UN | 1 | 20 | D | D | N | N | 85015290 | 1 |  | 230 | KG | 6309.63 | 6309.63 | MC05 | MC05 | SIMOTICS M Compact induction motor 1500rpm, 37kW, 236Nm, 78A, 350 V 1750rpm, 41kW, 224Nm, 76A, 400 V 2000rpm, 45kW, 215Nm, 75 A, 440 V forced ventilation; direction of air flow DE--> NDE; Degree of protection IP55 Absolute encoder 22-bit Single-turn and 12-bit multi-turn (encoder AM22DQ) with DRIVE-CLiQ interface DESIGN IM B3 (IM V5, IM V6) SHAFT WITH FITTED KEY FULL-KEY BALANCING BEARING: PERFORMANCE, VIBRATION SEVERITY GRADE SPECIAL/B; SHAFT A. FLANGE ACCURACY GR. SPECIAL TERMINAL BOX (ABOVE) CABLE ENTRY ON THE RIGHT SIGNAL CONNECTION D-END | - | 0 | 0
1PH8165-1FF03-0GA1 |  | 1PH8165-1FF03-0GA1 | 1 | UN | 1 | 20 | D | D | N | N | 85015290 | 1 |  | 230 | KG | 5984.5 | 5984.5 | MC05 | MC05 | SIMOTICS M Compact induction motor 1500rpm, 37kW, 236Nm, 78A, 350 V 1750rpm, 41kW, 224Nm, 76A, 400 V 2000rpm, 45kW, 215Nm, 75 A, 440 V forced ventilation; direction of air flow DE--> NDE; Degree of protection IP55 Absolute encoder 22-bit Single-turn and 12-bit multi-turn (encoder AM22DQ) with DRIVE-CLiQ interface Design IM B35 (IM V15, (IM V35) PLAIN SHAFT WITHOUT FITTED KEY; BEARING: STANDARD, VIBRATION SEVERITY GRADE R/A; SHAFT AND FLANGE ACCURACY: R TERMINAL BOX (ABOVE) CABLE ENTRY ON THE RIGHT SIGNAL CONNECTION D-END | - | 0 | 0
1PH8165-1FF03-1BA1 |  | 1PH8165-1FF03-1BA1 | 1 | UN | 1 | 20 | D | D | N | N | 85015290 | 1 |  | 230 | KG | 6304.46 | 6304.46 | MC05 | MC05 | SIMOTICS M Compact induction motor 1500rpm, 37kW, 236Nm, 78A, 350 V 1750rpm, 41kW, 224Nm, 76A, 400 V 2000rpm, 45kW, 215Nm, 75 A, 440 V forced ventilation; direction of air flow DE--> NDE; Degree of protection IP55 Absolute encoder 22-bit Single-turn and 12-bit multi-turn (encoder AM22DQ) with DRIVE-CLiQ interface Design IM B35 (IM V15, (IM V35) SHAFT WITH FITTED KEY FULL-KEY BALANCING BEARING: STANDARD WITH FIXED BEARING, VIBRATION SEVERITY GRADE R/A; SHAFT AND FLANGE ACCURACY: R TERMINAL BOX (ABOVE) CABLE ENTRY ON THE RIGHT SIGNAL CONNECTION D-END | - | 0 | 0
1PH8165-1FG00-1BB1 |  | 1PH8165-1FG00-1BB1 | 1 | UN | 1 | 20 | D | D | N | N | 85015290 | 1 |  | 230 | KG | 5870.96 | 5870.96 | MC05 | MC05 | SIMOTICS M Compact induction motor 2000rpm, 41kW, 196Nm, 88A, 350 V 2300rpm, 44 kW, 183Nm, 85A, 394V 2650rpm, 50 kW, 180Nm, 85A, 440 V forced ventilation; direction of air flow DE--> NDE; Degree of protection IP55 Absolute encoder 22-bit Single-turn and 12-bit multi-turn (encoder AM22DQ) with DRIVE-CLiQ interface DESIGN IM B3 (IM V5, IM V6) SHAFT WITH FITTED KEY FULL-KEY BALANCING BEARING: STANDARD WITH FIXED BEARING, VIBRATION SEVERITY GRADE R/A; SHAFT AND FLANGE ACCURACY: R TERMINAL BOX (ABOVE) CABLE ENTRY ON THE LEFT SIGNAL CONNECTION D-END | - | 0 | 0
1PH8165-1FG03-2BA1 |  | 1PH8165-1FG03-2BA1 | 1 | UN | 1 | 20 | D | D | N | N | 85015290 | 1 |  | 230 | KG | 6304.46 | 6304.46 | MC05 | MC05 | SIMOTICS M Compact induction motor 2000rpm, 41kW, 196Nm, 88A, 350 V 2300rpm, 44 kW, 183Nm, 85A, 394V 2650rpm, 50 kW, 180Nm, 85A, 440 V forced ventilation; direction of air flow DE--> NDE; Degree of protection IP55 Absolute encoder 22-bit Single-turn and 12-bit multi-turn (encoder AM22DQ) with DRIVE-CLiQ interface Design IM B35 (IM V15, (IM V35) SHAFT WITH FITTED KEY HALF-KEY BALANCING BEARING: STANDARD WITH FIXED BEARING, VIBRATION SEVERITY GRADE R/A; SHAFT AND FLANGE ACCURACY: R TERMINAL BOX (ABOVE) CABLE ENTRY ON THE RIGHT SIGNAL CONNECTION D-END | - | 0 | 0
1PH8165-1FG13-0BA1-Z | G14K18 | 1PH8165-1FG13-0BA1-ZG14K18 | 1 | UN | 1 | 20 | D | D | N | N | 85015290 | 1 |  | 230 | KG | 6697.92 | 6697.92 | MC05 | MC05 | SIMOTICS M Compact induction motor 2000rpm, 41kW, 196Nm, 88A, 350 V 2300rpm, 44 kW, 183Nm, 85A, 394V 2650rpm, 50 kW, 180Nm, 85A, 440 V forced ventilation; direction of air flow NDE--> DE; Degree of protection IP55 Absolute encoder 22-bit Single-turn and 12-bit multi-turn (encoder AM22DQ) with DRIVE-CLiQ interface Design IM B35 (IM V15, (IM V35) PLAIN SHAFT WITHOUT FITTED KEY; BEARING: STANDARD WITH FIXED BEARING, VIBRATION SEVERITY GRADE R/A; SHAFT AND FLANGE ACCURACY: R TERMINAL BOX (ABOVE) CABLE ENTRY ON THE RIGHT SIGNAL CONNECTION D-END G14: FAN ASSEMBLY WITH AIR FILTER K18: RADIAL SHAFT SEAL RING DRIVE END | - | 0 | 0
1PH8165-1FG13-1BB1-Z | G14K18 | 1PH8165-1FG13-1BB1-ZG14K18 | 1 | UN | 1 | 20 | D | D | N | N | 85015290 | 1 |  | 230 | KG | 6827.97 | 6827.97 | MC05 | MC05 | SIMOTICS M Compact induction motor 2000rpm, 41kW, 196Nm, 88A, 350 V 2300rpm, 44 kW, 183Nm, 85A, 394V 2650rpm, 50 kW, 180Nm, 85A, 440 V forced ventilation; direction of air flow NDE--> DE; Degree of protection IP55 Absolute encoder 22-bit Single-turn and 12-bit multi-turn (encoder AM22DQ) with DRIVE-CLiQ interface Design IM B35 (IM V15, (IM V35) SHAFT WITH FITTED KEY FULL-KEY BALANCING BEARING: STANDARD WITH FIXED BEARING, VIBRATION SEVERITY GRADE R/A; SHAFT AND FLANGE ACCURACY: R TERMINAL BOX (ABOVE) CABLE ENTRY ON THE LEFT SIGNAL CONNECTION D-END G14: FAN ASSEMBLY WITH AIR FILTER K18: RADIAL SHAFT SEAL RING DRIVE END | - | 0 | 0
1PH8165-1FG22-0ZA1-Z | P1AQ19Q59Y84 | 1PH8165-1FG22-0ZA1-ZP1AQ19Q59Y84 | 1 | UN | 1 | 20 | D | D | N | N | 85015290 | 1 |  | 264 | KG | 9622.52 | 9622.52 | MC05 | MC05 | SIMOTICS M Compact induction motor 2000rpm, 53kW 253Nm, 110 A, 352V 2300rpm, 60kW 249Nm, 107A, 410V 2650rpm, 65kW 234Nm, 100 A, 460 V water cooling Degree of protection IP65 Motor customer-spec. EWN: 7023756 P1A: Special bearings Q19: Special spray protection Q59: interface lifting equipment BS Y84: Customer text | - | 0 | 0
1PH8165-1FG22-0ZA1-Z | P1AQ59V19Y84 | 1PH8165-1FG22-0ZA1-ZP1AQ59V19Y84 | 1 | UN | 1 | 20 | D | D | N | N | 85015290 | 1 |  | 264 | KG | 9791.02 | 9791.02 | MC05 | MC05 | SIMOTICS M Compact induction motor 2000rpm, 53kW 253Nm, 110 A, 352V 2300rpm, 60kW 249Nm, 107A, 410V 2650rpm, 65kW 234Nm, 100 A, 460 V water cooling Degree of protection IP65 Motor customer-spec. EWN: 7023756 P1A: Special bearings V19: Special shaft extension Q59: interface lifting equipment BS Y84: Customer text | - | 0 | 0
1PH8165-1HB10-0BA1 |  | 1PH8165-1HB10-0BA1 | 1 | UN | 1 | 20 | D | D | N | N | 85015230 | 1 |  | 230 | KG | 4462.52 | 4462.52 | MC05 | MC05 | SIMOTICS M Compact induction motor 400rpm, 13kW, 310Nm, 36A, 300V 500rpm, 16kW, 306Nm, 36A, 365V 600rpm, 19kW, 302Nm, 35 A, 420V forced ventilation; direction of air flow NDE--> DE; Degree of protection IP55 INCREMENT. ENCODER HTL 1024 S/R (ENCODER HTL1024S/R) with TEMPERAT. SENSOR KTY84-130 DESIGN IM B3 (IM V5, IM V6) PLAIN SHAFT WITHOUT FITTED KEY; BEARING: STANDARD WITH FIXED BEARING, VIBRATION SEVERITY GRADE R/A; SHAFT AND FLANGE ACCURACY: R TERMINAL BOX (ABOVE) CABLE ENTRY ON THE RIGHT SIGNAL CONNECTION D-END | - | 0 | 0
1PH8165-1HB10-0BB1 |  | 1PH8165-1HB10-0BB1 | 1 | UN | 1 | 20 | D | D | N | N | 85015230 | 1 |  | 230 | KG | 4462.52 | 4462.52 | MC05 | MC05 | SIMOTICS M Compact induction motor 400rpm, 13kW, 310Nm, 36A, 300V 500rpm, 16kW, 306Nm, 36A, 365V 600rpm, 19kW, 302Nm, 35 A, 420V forced ventilation; direction of air flow NDE--> DE; Degree of protection IP55 INCREMENT. ENCODER HTL 1024 S/R (ENCODER HTL1024S/R) with TEMPERAT. SENSOR KTY84-130 DESIGN IM B3 (IM V5, IM V6) PLAIN SHAFT WITHOUT FITTED KEY; BEARING: STANDARD WITH FIXED BEARING, VIBRATION SEVERITY GRADE R/A; SHAFT AND FLANGE ACCURACY: R TERMINAL BOX (ABOVE) CABLE ENTRY ON THE LEFT SIGNAL CONNECTION D-END | - | 0 | 0
1PH8165-1HB10-0BC1 |  | 1PH8165-1HB10-0BC1 | 1 | UN | 1 | 20 | D | D | N | N | 85015230 | 1 |  | 230 | KG | 4462.52 | 4462.52 | MC05 | MC05 | SIMOTICS M Compact induction motor 400rpm, 13kW, 310Nm, 36A, 300V 500rpm, 16kW, 306Nm, 36A, 365V 600rpm, 19kW, 302Nm, 35 A, 420V forced ventilation; direction of air flow NDE--> DE; Degree of protection IP55 INCREMENT. ENCODER HTL 1024 S/R (ENCODER HTL1024S/R) with TEMPERAT. SENSOR KTY84-130 DESIGN IM B3 (IM V5, IM V6) PLAIN SHAFT WITHOUT FITTED KEY; BEARING: STANDARD WITH FIXED BEARING, VIBRATION SEVERITY GRADE R/A; SHAFT AND FLANGE ACCURACY: R TERMINAL BOX (ABOVE) CABLE ENTRY ON THE ND-END SIGNAL CONNECTION LEFT | - | 0 | 0
1PH8165-1HB10-0CA1 |  | 1PH8165-1HB10-0CA1 | 1 | UN | 1 | 20 | D | D | N | N | 85015230 | 1 |  | 230 | KG | 4592.54 | 4592.54 | MC05 | MC05 | SIMOTICS M Compact induction motor 400rpm, 13kW, 310Nm, 36A, 300V 500rpm, 16kW, 306Nm, 36A, 365V 600rpm, 19kW, 302Nm, 35 A, 420V forced ventilation; direction of air flow NDE--> DE; Degree of protection IP55 INCREMENT. ENCODER HTL 1024 S/R (ENCODER HTL1024S/R) with TEMPERAT. SENSOR KTY84-130 DESIGN IM B3 (IM V5, IM V6) PLAIN SHAFT WITHOUT FITTED KEY; BEARING: STANDARD WITH FIXED BEARING, VIBRATION SEVERITY GRADE S/A; SHAFT AND FLANGE ACCURACY: R TERMINAL BOX (ABOVE) CABLE ENTRY ON THE RIGHT SIGNAL CONNECTION D-END | - | 0 | 0
1PH8165-1HB10-0CB1 |  | 1PH8165-1HB10-0CB1 | 1 | UN | 1 | 20 | D | D | N | N | 85015230 | 1 |  | 230 | KG | 4592.54 | 4592.54 | MC05 | MC05 | SIMOTICS M Compact induction motor 400rpm, 13kW, 310Nm, 36A, 300V 500rpm, 16kW, 306Nm, 36A, 365V 600rpm, 19kW, 302Nm, 35 A, 420V forced ventilation; direction of air flow NDE--> DE; Degree of protection IP55 INCREMENT. ENCODER HTL 1024 S/R (ENCODER HTL1024S/R) with TEMPERAT. SENSOR KTY84-130 DESIGN IM B3 (IM V5, IM V6) PLAIN SHAFT WITHOUT FITTED KEY; BEARING: STANDARD WITH FIXED BEARING, VIBRATION SEVERITY GRADE S/A; SHAFT AND FLANGE ACCURACY: R TERMINAL BOX (ABOVE) CABLE ENTRY ON THE LEFT SIGNAL CONNECTION D-END | - | 0 | 0
1PH8165-1HB10-0CC1 |  | 1PH8165-1HB10-0CC1 | 1 | UN | 1 | 20 | D | D | N | N | 85015230 | 1 |  | 230 | KG | 4592.54 | 4592.54 | MC05 | MC05 | SIMOTICS M Compact induction motor 400rpm, 13kW, 310Nm, 36A, 300V 500rpm, 16kW, 306Nm, 36A, 365V 600rpm, 19kW, 302Nm, 35 A, 420V forced ventilation; direction of air flow NDE--> DE; Degree of protection IP55 INCREMENT. ENCODER HTL 1024 S/R (ENCODER HTL1024S/R) with TEMPERAT. SENSOR KTY84-130 DESIGN IM B3 (IM V5, IM V6) PLAIN SHAFT WITHOUT FITTED KEY; BEARING: STANDARD WITH FIXED BEARING, VIBRATION SEVERITY GRADE S/A; SHAFT AND FLANGE ACCURACY: R TERMINAL BOX (ABOVE) CABLE ENTRY ON THE ND-END SIGNAL CONNECTION LEFT | - | 0 | 0
1PH8165-1HB10-2BA1 |  | 1PH8165-1HB10-2BA1 | 1 | UN | 1 | 20 | D | D | N | N | 85015230 | 1 |  | 230 | KG | 4592.57 | 4592.57 | MC05 | MC05 | SIMOTICS M Compact induction motor 400rpm, 13kW, 310Nm, 36A, 300V 500rpm, 16kW, 306Nm, 36A, 365V 600rpm, 19kW, 302Nm, 35 A, 420V forced ventilation; direction of air flow NDE--> DE; Degree of protection IP55 INCREMENT. ENCODER HTL 1024 S/R (ENCODER HTL1024S/R) with TEMPERAT. SENSOR KTY84-130 DESIGN IM B3 (IM V5, IM V6) SHAFT WITH FITTED KEY HALF-KEY BALANCING BEARING: STANDARD WITH FIXED BEARING, VIBRATION SEVERITY GRADE R/A; SHAFT AND FLANGE ACCURACY: R TERMINAL BOX (ABOVE) CABLE ENTRY ON THE RIGHT SIGNAL CONNECTION D-END | - | 0 | 0
1PH8165-1HB10-2BB1 |  | 1PH8165-1HB10-2BB1 | 1 | UN | 1 | 20 | D | D | N | N | 85015230 | 1 |  | 230 | KG | 4592.57 | 4592.57 | MC05 | MC05 | SIMOTICS M Compact induction motor 400rpm, 13kW, 310Nm, 36A, 300V 500rpm, 16kW, 306Nm, 36A, 365V 600rpm, 19kW, 302Nm, 35 A, 420V forced ventilation; direction of air flow NDE--> DE; Degree of protection IP55 INCREMENT. ENCODER HTL 1024 S/R (ENCODER HTL1024S/R) with TEMPERAT. SENSOR KTY84-130 DESIGN IM B3 (IM V5, IM V6) SHAFT WITH FITTED KEY HALF-KEY BALANCING BEARING: STANDARD WITH FIXED BEARING, VIBRATION SEVERITY GRADE R/A; SHAFT AND FLANGE ACCURACY: R TERMINAL BOX (ABOVE) CABLE ENTRY ON THE LEFT SIGNAL CONNECTION D-END | - | 0 | 0
1PH8165-1HB10-2BC1 |  | 1PH8165-1HB10-2BC1 | 1 | UN | 1 | 20 | D | D | N | N | 85015230 | 1 |  | 230 | KG | 4592.57 | 4592.57 | MC05 | MC05 | SIMOTICS M Compact induction motor 400rpm, 13kW, 310Nm, 36A, 300V 500rpm, 16kW, 306Nm, 36A, 365V 600rpm, 19kW, 302Nm, 35 A, 420V forced ventilation; direction of air flow NDE--> DE; Degree of protection IP55 INCREMENT. ENCODER HTL 1024 S/R (ENCODER HTL1024S/R) with TEMPERAT. SENSOR KTY84-130 DESIGN IM B3 (IM V5, IM V6) SHAFT WITH FITTED KEY HALF-KEY BALANCING BEARING: STANDARD WITH FIXED BEARING, VIBRATION SEVERITY GRADE R/A; SHAFT AND FLANGE ACCURACY: R TERMINAL BOX (ABOVE) CABLE ENTRY ON THE ND-END SIGNAL CONNECTION LEFT | - | 0 | 0
1PH8165-1HB10-2CA1 |  | 1PH8165-1HB10-2CA1 | 1 | UN | 1 | 20 | D | D | N | N | 85015230 | 1 |  | 230 | KG | 4722.59 | 4722.59 | MC05 | MC05 | SIMOTICS M Compact induction motor 400rpm, 13kW, 310Nm, 36A, 300V 500rpm, 16kW, 306Nm, 36A, 365V 600rpm, 19kW, 302Nm, 35 A, 420V forced ventilation; direction of air flow NDE--> DE; Degree of protection IP55 INCREMENT. ENCODER HTL 1024 S/R (ENCODER HTL1024S/R) with TEMPERAT. SENSOR KTY84-130 DESIGN IM B3 (IM V5, IM V6) SHAFT WITH FITTED KEY HALF-KEY BALANCING BEARING: STANDARD WITH FIXED BEARING, VIBRATION SEVERITY GRADE S/A; SHAFT AND FLANGE ACCURACY: R TERMINAL BOX (ABOVE) CABLE ENTRY ON THE RIGHT SIGNAL CONNECTION D-END | - | 0 | 0
1PH8165-1HB10-2CB1 |  | 1PH8165-1HB10-2CB1 | 1 | UN | 1 | 20 | D | D | N | N | 85015230 | 1 |  | 230 | KG | 4722.59 | 4722.59 | MC05 | MC05 | SIMOTICS M Compact induction motor 400rpm, 13kW, 310Nm, 36A, 300V 500rpm, 16kW, 306Nm, 36A, 365V 600rpm, 19kW, 302Nm, 35 A, 420V forced ventilation; direction of air flow NDE--> DE; Degree of protection IP55 INCREMENT. ENCODER HTL 1024 S/R (ENCODER HTL1024S/R) with TEMPERAT. SENSOR KTY84-130 DESIGN IM B3 (IM V5, IM V6) SHAFT WITH FITTED KEY HALF-KEY BALANCING BEARING: STANDARD WITH FIXED BEARING, VIBRATION SEVERITY GRADE S/A; SHAFT AND FLANGE ACCURACY: R TERMINAL BOX (ABOVE) CABLE ENTRY ON THE LEFT SIGNAL CONNECTION D-END | - | 0 | 0
1PH8165-1HB10-2CC1 |  | 1PH8165-1HB10-2CC1 | 1 | UN | 1 | 20 | D | D | N | N | 85015230 | 1 |  | 230 | KG | 4722.59 | 4722.59 | MC05 | MC05 | SIMOTICS M Compact induction motor 400rpm, 13kW, 310Nm, 36A, 300V 500rpm, 16kW, 306Nm, 36A, 365V 600rpm, 19kW, 302Nm, 35 A, 420V forced ventilation; direction of air flow NDE--> DE; Degree of protection IP55 INCREMENT. ENCODER HTL 1024 S/R (ENCODER HTL1024S/R) with TEMPERAT. SENSOR KTY84-130 DESIGN IM B3 (IM V5, IM V6) SHAFT WITH FITTED KEY HALF-KEY BALANCING BEARING: STANDARD WITH FIXED BEARING, VIBRATION SEVERITY GRADE S/A; SHAFT AND FLANGE ACCURACY: R TERMINAL BOX (ABOVE) CABLE ENTRY ON THE ND-END SIGNAL CONNECTION LEFT | - | 0 | 0
1PH8165-1HB12-0BA1 |  | 1PH8165-1HB12-0BA1 | 1 | UN | 1 | 20 | D | D | N | N | 85015230 | 1 |  | 230 | KG | 4896.02 | 4896.02 | MC05 | MC05 | SIMOTICS M Compact induction motor 400rpm, 13kW, 310Nm, 36A, 300V 500rpm, 16kW, 306Nm, 36A, 365V 600rpm, 19kW, 302Nm, 35 A, 420V forced ventilation; direction of air flow NDE--> DE; Degree of protection IP55 INCREMENT. ENCODER HTL 1024 S/R (ENCODER HTL1024S/R) with TEMPERAT. SENSOR KTY84-130 DESIGN IM B5 (IMV 1,IM V3) PLAIN SHAFT WITHOUT FITTED KEY; BEARING: STANDARD WITH FIXED BEARING, VIBRATION SEVERITY GRADE R/A; SHAFT AND FLANGE ACCURACY: R TERMINAL BOX (ABOVE) CABLE ENTRY ON THE RIGHT SIGNAL CONNECTION D-END | - | 0 | 0
1PH8165-1HB12-0BB1 |  | 1PH8165-1HB12-0BB1 | 1 | UN | 1 | 20 | D | D | N | N | 85015230 | 1 |  | 230 | KG | 4896.02 | 4896.02 | MC05 | MC05 | SIMOTICS M Compact induction motor 400rpm, 13kW, 310Nm, 36A, 300V 500rpm, 16kW, 306Nm, 36A, 365V 600rpm, 19kW, 302Nm, 35 A, 420V forced ventilation; direction of air flow NDE--> DE; Degree of protection IP55 INCREMENT. ENCODER HTL 1024 S/R (ENCODER HTL1024S/R) with TEMPERAT. SENSOR KTY84-130 DESIGN IM B5 (IMV 1,IM V3) PLAIN SHAFT WITHOUT FITTED KEY; BEARING: STANDARD WITH FIXED BEARING, VIBRATION SEVERITY GRADE R/A; SHAFT AND FLANGE ACCURACY: R TERMINAL BOX (ABOVE) CABLE ENTRY ON THE LEFT SIGNAL CONNECTION D-END | - | 0 | 0
1PH8165-1HB12-0BC1 |  | 1PH8165-1HB12-0BC1 | 1 | UN | 1 | 20 | D | D | N | N | 85015230 | 1 |  | 230 | KG | 4896.02 | 4896.02 | MC05 | MC05 | SIMOTICS M Compact induction motor 400rpm, 13kW, 310Nm, 36A, 300V 500rpm, 16kW, 306Nm, 36A, 365V 600rpm, 19kW, 302Nm, 35 A, 420V forced ventilation; direction of air flow NDE--> DE; Degree of protection IP55 INCREMENT. ENCODER HTL 1024 S/R (ENCODER HTL1024S/R) with TEMPERAT. SENSOR KTY84-130 DESIGN IM B5 (IMV 1,IM V3) PLAIN SHAFT WITHOUT FITTED KEY; BEARING: STANDARD WITH FIXED BEARING, VIBRATION SEVERITY GRADE R/A; SHAFT AND FLANGE ACCURACY: R TERMINAL BOX (ABOVE) CABLE ENTRY ON THE ND-END SIGNAL CONNECTION LEFT | - | 0 | 0
1PH8165-1HB12-0CA1 |  | 1PH8165-1HB12-0CA1 | 1 | UN | 1 | 20 | D | D | N | N | 85015230 | 1 |  | 230 | KG | 5026.04 | 5026.04 | MC05 | MC05 | SIMOTICS M Compact induction motor 400rpm, 13kW, 310Nm, 36A, 300V 500rpm, 16kW, 306Nm, 36A, 365V 600rpm, 19kW, 302Nm, 35 A, 420V forced ventilation; direction of air flow NDE--> DE; Degree of protection IP55 INCREMENT. ENCODER HTL 1024 S/R (ENCODER HTL1024S/R) with TEMPERAT. SENSOR KTY84-130 DESIGN IM B5 (IMV 1,IM V3) PLAIN SHAFT WITHOUT FITTED KEY; BEARING: STANDARD WITH FIXED BEARING, VIBRATION SEVERITY GRADE S/A; SHAFT AND FLANGE ACCURACY: R TERMINAL BOX (ABOVE) CABLE ENTRY ON THE RIGHT SIGNAL CONNECTION D-END | - | 0 | 0
1PH8165-1HB12-0CB1 |  | 1PH8165-1HB12-0CB1 | 1 | UN | 1 | 20 | D | D | N | N | 85015230 | 1 |  | 230 | KG | 5026.04 | 5026.04 | MC05 | MC05 | SIMOTICS M Compact induction motor 400rpm, 13kW, 310Nm, 36A, 300V 500rpm, 16kW, 306Nm, 36A, 365V 600rpm, 19kW, 302Nm, 35 A, 420V forced ventilation; direction of air flow NDE--> DE; Degree of protection IP55 INCREMENT. ENCODER HTL 1024 S/R (ENCODER HTL1024S/R) with TEMPERAT. SENSOR KTY84-130 DESIGN IM B5 (IMV 1,IM V3) PLAIN SHAFT WITHOUT FITTED KEY; BEARING: STANDARD WITH FIXED BEARING, VIBRATION SEVERITY GRADE S/A; SHAFT AND FLANGE ACCURACY: R TERMINAL BOX (ABOVE) CABLE ENTRY ON THE LEFT SIGNAL CONNECTION D-END | - | 0 | 0
1PH8165-1HB12-0CC1 |  | 1PH8165-1HB12-0CC1 | 1 | UN | 1 | 20 | D | D | N | N | 85015230 | 1 |  | 230 | KG | 5026.04 | 5026.04 | MC05 | MC05 | SIMOTICS M Compact induction motor 400rpm, 13kW, 310Nm, 36A, 300V 500rpm, 16kW, 306Nm, 36A, 365V 600rpm, 19kW, 302Nm, 35 A, 420V forced ventilation; direction of air flow NDE--> DE; Degree of protection IP55 INCREMENT. ENCODER HTL 1024 S/R (ENCODER HTL1024S/R) with TEMPERAT. SENSOR KTY84-130 DESIGN IM B5 (IMV 1,IM V3) PLAIN SHAFT WITHOUT FITTED KEY; BEARING: STANDARD WITH FIXED BEARING, VIBRATION SEVERITY GRADE S/A; SHAFT AND FLANGE ACCURACY: R TERMINAL BOX (ABOVE) CABLE ENTRY ON THE ND-END SIGNAL CONNECTION LEFT | - | 0 | 0
1PH8165-1HB12-2BA1 |  | 1PH8165-1HB12-2BA1 | 1 | UN | 1 | 20 | D | D | N | N | 85015230 | 1 |  | 230 | KG | 5026.07 | 5026.07 | MC05 | MC05 | SIMOTICS M Compact induction motor 400rpm, 13kW, 310Nm, 36A, 300V 500rpm, 16kW, 306Nm, 36A, 365V 600rpm, 19kW, 302Nm, 35 A, 420V forced ventilation; direction of air flow NDE--> DE; Degree of protection IP55 INCREMENT. ENCODER HTL 1024 S/R (ENCODER HTL1024S/R) with TEMPERAT. SENSOR KTY84-130 DESIGN IM B5 (IMV 1,IM V3) SHAFT WITH FITTED KEY HALF-KEY BALANCING BEARING: STANDARD WITH FIXED BEARING, VIBRATION SEVERITY GRADE R/A; SHAFT AND FLANGE ACCURACY: R TERMINAL BOX (ABOVE) CABLE ENTRY ON THE RIGHT SIGNAL CONNECTION D-END | - | 0 | 0
1PH8165-1HB12-2BB1 |  | 1PH8165-1HB12-2BB1 | 1 | UN | 1 | 20 | D | D | N | N | 85015230 | 1 |  | 230 | KG | 5026.07 | 5026.07 | MC05 | MC05 | SIMOTICS M Compact induction motor 400rpm, 13kW, 310Nm, 36A, 300V 500rpm, 16kW, 306Nm, 36A, 365V 600rpm, 19kW, 302Nm, 35 A, 420V forced ventilation; direction of air flow NDE--> DE; Degree of protection IP55 INCREMENT. ENCODER HTL 1024 S/R (ENCODER HTL1024S/R) with TEMPERAT. SENSOR KTY84-130 DESIGN IM B5 (IMV 1,IM V3) SHAFT WITH FITTED KEY HALF-KEY BALANCING BEARING: STANDARD WITH FIXED BEARING, VIBRATION SEVERITY GRADE R/A; SHAFT AND FLANGE ACCURACY: R TERMINAL BOX (ABOVE) CABLE ENTRY ON THE LEFT SIGNAL CONNECTION D-END | - | 0 | 0
1PH8165-1HB12-2BC1 |  | 1PH8165-1HB12-2BC1 | 1 | UN | 1 | 20 | D | D | N | N | 85015230 | 1 |  | 230 | KG | 5026.07 | 5026.07 | MC05 | MC05 | SIMOTICS M Compact induction motor 400rpm, 13kW, 310Nm, 36A, 300V 500rpm, 16kW, 306Nm, 36A, 365V 600rpm, 19kW, 302Nm, 35 A, 420V forced ventilation; direction of air flow NDE--> DE; Degree of protection IP55 INCREMENT. ENCODER HTL 1024 S/R (ENCODER HTL1024S/R) with TEMPERAT. SENSOR KTY84-130 DESIGN IM B5 (IMV 1,IM V3) SHAFT WITH FITTED KEY HALF-KEY BALANCING BEARING: STANDARD WITH FIXED BEARING, VIBRATION SEVERITY GRADE R/A; SHAFT AND FLANGE ACCURACY: R TERMINAL BOX (ABOVE) CABLE ENTRY ON THE ND-END SIGNAL CONNECTION LEFT | - | 0 | 0
1PH8165-1HB12-2CA1 |  | 1PH8165-1HB12-2CA1 | 1 | UN | 1 | 20 | D | D | N | N | 85015230 | 1 |  | 230 | KG | 5156.09 | 5156.09 | MC05 | MC05 | SIMOTICS M Compact induction motor 400rpm, 13kW, 310Nm, 36A, 300V 500rpm, 16kW, 306Nm, 36A, 365V 600rpm, 19kW, 302Nm, 35 A, 420V forced ventilation; direction of air flow NDE--> DE; Degree of protection IP55 INCREMENT. ENCODER HTL 1024 S/R (ENCODER HTL1024S/R) with TEMPERAT. SENSOR KTY84-130 DESIGN IM B5 (IMV 1,IM V3) SHAFT WITH FITTED KEY HALF-KEY BALANCING BEARING: STANDARD WITH FIXED BEARING, VIBRATION SEVERITY GRADE S/A; SHAFT AND FLANGE ACCURACY: R TERMINAL BOX (ABOVE) CABLE ENTRY ON THE RIGHT SIGNAL CONNECTION D-END | - | 0 | 0
1PH8165-1HB12-2CB1 |  | 1PH8165-1HB12-2CB1 | 1 | UN | 1 | 20 | D | D | N | N | 85015230 | 1 |  | 230 | KG | 5156.09 | 5156.09 | MC05 | MC05 | SIMOTICS M Compact induction motor 400rpm, 13kW, 310Nm, 36A, 300V 500rpm, 16kW, 306Nm, 36A, 365V 600rpm, 19kW, 302Nm, 35 A, 420V forced ventilation; direction of air flow NDE--> DE; Degree of protection IP55 INCREMENT. ENCODER HTL 1024 S/R (ENCODER HTL1024S/R) with TEMPERAT. SENSOR KTY84-130 DESIGN IM B5 (IMV 1,IM V3) SHAFT WITH FITTED KEY HALF-KEY BALANCING BEARING: STANDARD WITH FIXED BEARING, VIBRATION SEVERITY GRADE S/A; SHAFT AND FLANGE ACCURACY: R TERMINAL BOX (ABOVE) CABLE ENTRY ON THE LEFT SIGNAL CONNECTION D-END | - | 0 | 0
1PH8165-1HB12-2CC1 |  | 1PH8165-1HB12-2CC1 | 1 | UN | 1 | 20 | D | D | N | N | 85015230 | 1 |  | 230 | KG | 5156.09 | 5156.09 | MC05 | MC05 | SIMOTICS M Compact induction motor 400rpm, 13kW, 310Nm, 36A, 300V 500rpm, 16kW, 306Nm, 36A, 365V 600rpm, 19kW, 302Nm, 35 A, 420V forced ventilation; direction of air flow NDE--> DE; Degree of protection IP55 INCREMENT. ENCODER HTL 1024 S/R (ENCODER HTL1024S/R) with TEMPERAT. SENSOR KTY84-130 DESIGN IM B5 (IMV 1,IM V3) SHAFT WITH FITTED KEY HALF-KEY BALANCING BEARING: STANDARD WITH FIXED BEARING, VIBRATION SEVERITY GRADE S/A; SHAFT AND FLANGE ACCURACY: R TERMINAL BOX (ABOVE) CABLE ENTRY ON THE ND-END SIGNAL CONNECTION LEFT | - | 0 | 0
1PH8165-1HB13-0BA1 |  | 1PH8165-1HB13-0BA1 | 1 | UN | 1 | 20 | D | D | N | N | 85015230 | 1 |  | 230 | KG | 4896.02 | 4896.02 | MC05 | MC05 | SIMOTICS M Compact induction motor 400rpm, 13kW, 310Nm, 36A, 300V 500rpm, 16kW, 306Nm, 36A, 365V 600rpm, 19kW, 302Nm, 35 A, 420V forced ventilation; direction of air flow NDE--> DE; Degree of protection IP55 INCREMENT. ENCODER HTL 1024 S/R (ENCODER HTL1024S/R) with TEMPERAT. SENSOR KTY84-130 Design IM B35 (IM V15, (IM V35) PLAIN SHAFT WITHOUT FITTED KEY; BEARING: STANDARD WITH FIXED BEARING, VIBRATION SEVERITY GRADE R/A; SHAFT AND FLANGE ACCURACY: R TERMINAL BOX (ABOVE) CABLE ENTRY ON THE RIGHT SIGNAL CONNECTION D-END | - | 0 | 0
1PH8165-1HB13-0BB1 |  | 1PH8165-1HB13-0BB1 | 1 | UN | 1 | 20 | D | D | N | N | 85015230 | 1 |  | 230 | KG | 4896.02 | 4896.02 | MC05 | MC05 | SIMOTICS M Compact induction motor 400rpm, 13kW, 310Nm, 36A, 300V 500rpm, 16kW, 306Nm, 36A, 365V 600rpm, 19kW, 302Nm, 35 A, 420V forced ventilation; direction of air flow NDE--> DE; Degree of protection IP55 INCREMENT. ENCODER HTL 1024 S/R (ENCODER HTL1024S/R) with TEMPERAT. SENSOR KTY84-130 Design IM B35 (IM V15, (IM V35) PLAIN SHAFT WITHOUT FITTED KEY; BEARING: STANDARD WITH FIXED BEARING, VIBRATION SEVERITY GRADE R/A; SHAFT AND FLANGE ACCURACY: R TERMINAL BOX (ABOVE) CABLE ENTRY ON THE LEFT SIGNAL CONNECTION D-END | - | 0 | 0
1PH8165-1HB13-0BC1 |  | 1PH8165-1HB13-0BC1 | 1 | UN | 1 | 20 | D | D | N | N | 85015230 | 1 |  | 230 | KG | 4896.02 | 4896.02 | MC05 | MC05 | SIMOTICS M Compact induction motor 400rpm, 13kW, 310Nm, 36A, 300V 500rpm, 16kW, 306Nm, 36A, 365V 600rpm, 19kW, 302Nm, 35 A, 420V forced ventilation; direction of air flow NDE--> DE; Degree of protection IP55 INCREMENT. ENCODER HTL 1024 S/R (ENCODER HTL1024S/R) with TEMPERAT. SENSOR KTY84-130 Design IM B35 (IM V15, (IM V35) PLAIN SHAFT WITHOUT FITTED KEY; BEARING: STANDARD WITH FIXED BEARING, VIBRATION SEVERITY GRADE R/A; SHAFT AND FLANGE ACCURACY: R TERMINAL BOX (ABOVE) CABLE ENTRY ON THE ND-END SIGNAL CONNECTION LEFT | - | 0 | 0
1PH8165-1HB13-0CA1 |  | 1PH8165-1HB13-0CA1 | 1 | UN | 1 | 20 | D | D | N | N | 85015230 | 1 |  | 230 | KG | 5026.04 | 5026.04 | MC05 | MC05 | SIMOTICS M Compact induction motor 400rpm, 13kW, 310Nm, 36A, 300V 500rpm, 16kW, 306Nm, 36A, 365V 600rpm, 19kW, 302Nm, 35 A, 420V forced ventilation; direction of air flow NDE--> DE; Degree of protection IP55 INCREMENT. ENCODER HTL 1024 S/R (ENCODER HTL1024S/R) with TEMPERAT. SENSOR KTY84-130 Design IM B35 (IM V15, (IM V35) PLAIN SHAFT WITHOUT FITTED KEY; BEARING: STANDARD WITH FIXED BEARING, VIBRATION SEVERITY GRADE S/A; SHAFT AND FLANGE ACCURACY: R TERMINAL BOX (ABOVE) CABLE ENTRY ON THE RIGHT SIGNAL CONNECTION D-END | - | 0 | 0
1PH8165-1HB13-0CB1 |  | 1PH8165-1HB13-0CB1 | 1 | UN | 1 | 20 | D | D | N | N | 85015230 | 1 |  | 230 | KG | 5026.04 | 5026.04 | MC05 | MC05 | SIMOTICS M Compact induction motor 400rpm, 13kW, 310Nm, 36A, 300V 500rpm, 16kW, 306Nm, 36A, 365V 600rpm, 19kW, 302Nm, 35 A, 420V forced ventilation; direction of air flow NDE--> DE; Degree of protection IP55 INCREMENT. ENCODER HTL 1024 S/R (ENCODER HTL1024S/R) with TEMPERAT. SENSOR KTY84-130 Design IM B35 (IM V15, (IM V35) PLAIN SHAFT WITHOUT FITTED KEY; BEARING: STANDARD WITH FIXED BEARING, VIBRATION SEVERITY GRADE S/A; SHAFT AND FLANGE ACCURACY: R TERMINAL BOX (ABOVE) CABLE ENTRY ON THE LEFT SIGNAL CONNECTION D-END | - | 0 | 0
1PH8165-1HB13-0CC1 |  | 1PH8165-1HB13-0CC1 | 1 | UN | 1 | 20 | D | D | N | N | 85015230 | 1 |  | 230 | KG | 5026.04 | 5026.04 | MC05 | MC05 | SIMOTICS M Compact induction motor 400rpm, 13kW, 310Nm, 36A, 300V 500rpm, 16kW, 306Nm, 36A, 365V 600rpm, 19kW, 302Nm, 35 A, 420V forced ventilation; direction of air flow NDE--> DE; Degree of protection IP55 INCREMENT. ENCODER HTL 1024 S/R (ENCODER HTL1024S/R) with TEMPERAT. SENSOR KTY84-130 Design IM B35 (IM V15, (IM V35) PLAIN SHAFT WITHOUT FITTED KEY; BEARING: STANDARD WITH FIXED BEARING, VIBRATION SEVERITY GRADE S/A; SHAFT AND FLANGE ACCURACY: R TERMINAL BOX (ABOVE) CABLE ENTRY ON THE ND-END SIGNAL CONNECTION LEFT | - | 0 | 0
1PH8165-1HB13-2BA1 |  | 1PH8165-1HB13-2BA1 | 1 | UN | 1 | 20 | D | D | N | N | 85015230 | 1 |  | 230 | KG | 5026.07 | 5026.07 | MC05 | MC05 | SIMOTICS M Compact induction motor 400rpm, 13kW, 310Nm, 36A, 300V 500rpm, 16kW, 306Nm, 36A, 365V 600rpm, 19kW, 302Nm, 35 A, 420V forced ventilation; direction of air flow NDE--> DE; Degree of protection IP55 INCREMENT. ENCODER HTL 1024 S/R (ENCODER HTL1024S/R) with TEMPERAT. SENSOR KTY84-130 Design IM B35 (IM V15, (IM V35) SHAFT WITH FITTED KEY HALF-KEY BALANCING BEARING: STANDARD WITH FIXED BEARING, VIBRATION SEVERITY GRADE R/A; SHAFT AND FLANGE ACCURACY: R TERMINAL BOX (ABOVE) CABLE ENTRY ON THE RIGHT SIGNAL CONNECTION D-END | - | 0 | 0
1PH8165-1HB13-2BB1 |  | 1PH8165-1HB13-2BB1 | 1 | UN | 1 | 20 | D | D | N | N | 85015230 | 1 |  | 230 | KG | 5026.07 | 5026.07 | MC05 | MC05 | SIMOTICS M Compact induction motor 400rpm, 13kW, 310Nm, 36A, 300V 500rpm, 16kW, 306Nm, 36A, 365V 600rpm, 19kW, 302Nm, 35 A, 420V forced ventilation; direction of air flow NDE--> DE; Degree of protection IP55 INCREMENT. ENCODER HTL 1024 S/R (ENCODER HTL1024S/R) with TEMPERAT. SENSOR KTY84-130 Design IM B35 (IM V15, (IM V35) SHAFT WITH FITTED KEY HALF-KEY BALANCING BEARING: STANDARD WITH FIXED BEARING, VIBRATION SEVERITY GRADE R/A; SHAFT AND FLANGE ACCURACY: R TERMINAL BOX (ABOVE) CABLE ENTRY ON THE LEFT SIGNAL CONNECTION D-END | - | 0 | 0
1PH8165-1HB13-2BC1 |  | 1PH8165-1HB13-2BC1 | 1 | UN | 1 | 20 | D | D | N | N | 85015230 | 1 |  | 230 | KG | 5026.07 | 5026.07 | MC05 | MC05 | SIMOTICS M Compact induction motor 400rpm, 13kW, 310Nm, 36A, 300V 500rpm, 16kW, 306Nm, 36A, 365V 600rpm, 19kW, 302Nm, 35 A, 420V forced ventilation; direction of air flow NDE--> DE; Degree of protection IP55 INCREMENT. ENCODER HTL 1024 S/R (ENCODER HTL1024S/R) with TEMPERAT. SENSOR KTY84-130 Design IM B35 (IM V15, (IM V35) SHAFT WITH FITTED KEY HALF-KEY BALANCING BEARING: STANDARD WITH FIXED BEARING, VIBRATION SEVERITY GRADE R/A; SHAFT AND FLANGE ACCURACY: R TERMINAL BOX (ABOVE) CABLE ENTRY ON THE ND-END SIGNAL CONNECTION LEFT | - | 0 | 0
1PH8165-1HB13-2CA1 |  | 1PH8165-1HB13-2CA1 | 1 | UN | 1 | 20 | D | D | N | N | 85015230 | 1 |  | 230 | KG | 5156.09 | 5156.09 | MC05 | MC05 | SIMOTICS M Compact induction motor 400rpm, 13kW, 310Nm, 36A, 300V 500rpm, 16kW, 306Nm, 36A, 365V 600rpm, 19kW, 302Nm, 35 A, 420V forced ventilation; direction of air flow NDE--> DE; Degree of protection IP55 INCREMENT. ENCODER HTL 1024 S/R (ENCODER HTL1024S/R) with TEMPERAT. SENSOR KTY84-130 Design IM B35 (IM V15, (IM V35) SHAFT WITH FITTED KEY HALF-KEY BALANCING BEARING: STANDARD WITH FIXED BEARING, VIBRATION SEVERITY GRADE S/A; SHAFT AND FLANGE ACCURACY: R TERMINAL BOX (ABOVE) CABLE ENTRY ON THE RIGHT SIGNAL CONNECTION D-END | - | 0 | 0
1PH8165-1HB13-2CB1 |  | 1PH8165-1HB13-2CB1 | 1 | UN | 1 | 20 | D | D | N | N | 85015230 | 1 |  | 230 | KG | 5156.09 | 5156.09 | MC05 | MC05 | SIMOTICS M Compact induction motor 400rpm, 13kW, 310Nm, 36A, 300V 500rpm, 16kW, 306Nm, 36A, 365V 600rpm, 19kW, 302Nm, 35 A, 420V forced ventilation; direction of air flow NDE--> DE; Degree of protection IP55 INCREMENT. ENCODER HTL 1024 S/R (ENCODER HTL1024S/R) with TEMPERAT. SENSOR KTY84-130 Design IM B35 (IM V15, (IM V35) SHAFT WITH FITTED KEY HALF-KEY BALANCING BEARING: STANDARD WITH FIXED BEARING, VIBRATION SEVERITY GRADE S/A; SHAFT AND FLANGE ACCURACY: R TERMINAL BOX (ABOVE) CABLE ENTRY ON THE LEFT SIGNAL CONNECTION D-END | - | 0 | 0
1PH8165-1HB13-2CC1 |  | 1PH8165-1HB13-2CC1 | 1 | UN | 1 | 20 | D | D | N | N | 85015230 | 1 |  | 230 | KG | 5156.09 | 5156.09 | MC05 | MC05 | SIMOTICS M Compact induction motor 400rpm, 13kW, 310Nm, 36A, 300V 500rpm, 16kW, 306Nm, 36A, 365V 600rpm, 19kW, 302Nm, 35 A, 420V forced ventilation; direction of air flow NDE--> DE; Degree of protection IP55 INCREMENT. ENCODER HTL 1024 S/R (ENCODER HTL1024S/R) with TEMPERAT. SENSOR KTY84-130 Design IM B35 (IM V15, (IM V35) SHAFT WITH FITTED KEY HALF-KEY BALANCING BEARING: STANDARD WITH FIXED BEARING, VIBRATION SEVERITY GRADE S/A; SHAFT AND FLANGE ACCURACY: R TERMINAL BOX (ABOVE) CABLE ENTRY ON THE ND-END SIGNAL CONNECTION LEFT | - | 0 | 0
1PH8165-1HB13-2GA1 |  | 1PH8165-1HB13-2GA1 | 1 | UN | 1 | 20 | D | D | N | N | 85015230 | 1 |  | 230 | KG | 4836.16 | 4836.16 | MC05 | MC05 | SIMOTICS M Compact induction motor 400rpm, 13kW, 310Nm, 36A, 300V 500rpm, 16kW, 306Nm, 36A, 365V 600rpm, 19kW, 302Nm, 35 A, 420V forced ventilation; direction of air flow NDE--> DE; Degree of protection IP55 INCREMENT. ENCODER HTL 1024 S/R (ENCODER HTL1024S/R) with TEMPERAT. SENSOR KTY84-130 Design IM B35 (IM V15, (IM V35) SHAFT WITH FITTED KEY HALF-KEY BALANCING BEARING: STANDARD, VIBRATION SEVERITY GRADE R/A; SHAFT AND FLANGE ACCURACY: R TERMINAL BOX (ABOVE) CABLE ENTRY ON THE RIGHT SIGNAL CONNECTION D-END | - | 0 | 0
1PH8165-1HD00-1FA1 |  | 1PH8165-1HD00-1FA1 | 1 | UN | 1 | 20 | D | D | N | N | 85015230 | 1 |  | 230 | KG | 4712.32 | 4712.32 | MC05 | MC05 | SIMOTICS M Compact induction motor 1000rpm, 28kW, 267Nm, 71A, 292V 1150rpm, 31kW, 257Nm, 69A, 333V 1350rpm, 34kW, 241Nm, 66A, 387V forced ventilation; direction of air flow DE--> NDE; Degree of protection IP55 INCREMENT. ENCODER HTL 1024 S/R (ENCODER HTL1024S/R) with TEMPERAT. SENSOR KTY84-130 DESIGN IM B3 (IM V5, IM V6) SHAFT WITH FITTED KEY FULL-KEY BALANCING BEARING: INCREASED RADIAL FORCES, VIBRATION SEVERITY GRADE R/A; SHAFT AND FLANGE ACCURACY: R TERMINAL BOX (ABOVE) CABLE ENTRY ON THE RIGHT SIGNAL CONNECTION D-END | - | 0 | 0
1PH8165-1HD00-2BA1-Z | A25 | 1PH8165-1HD00-2BA1-ZA25 | 1 | UN | 1 | 20 | D | D | N | N | 85015230 | 1 |  | 230 | KG | 4708.17 | 4708.17 | MC05 | MC05 | SIMOTICS M Compact induction motor 1000rpm, 28kW, 267Nm, 71A, 292V 1150rpm, 31kW, 257Nm, 69A, 333V 1350rpm, 34kW, 241Nm, 66A, 387V forced ventilation; direction of air flow DE--> NDE; Degree of protection IP55 INCREMENT. ENCODER HTL 1024 S/R (ENCODER HTL1024S/R) with TEMPERAT. SENSOR KTY84-130 DESIGN IM B3 (IM V5, IM V6) SHAFT WITH FITTED KEY HALF-KEY BALANCING BEARING: STANDARD WITH FIXED BEARING, VIBRATION SEVERITY GRADE R/A; SHAFT AND FLANGE ACCURACY: R TERMINAL BOX (ABOVE) CABLE ENTRY ON THE RIGHT SIGNAL CONNECTION D-END A25: Additional temperature sensor on signal terminal block | - | 0 | 0
1PH8165-1HD03-1BA1 |  | 1PH8165-1HD03-1BA1 | 1 | UN | 1 | 20 | D | D | N | N | 85015230 | 1 |  | 230 | KG | 5026.07 | 5026.07 | MC05 | MC05 | SIMOTICS M Compact induction motor 1000rpm, 28kW, 267Nm, 71A, 292V 1150rpm, 31kW, 257Nm, 69A, 333V 1350rpm, 34kW, 241Nm, 66A, 387V forced ventilation; direction of air flow DE--> NDE; Degree of protection IP55 INCREMENT. ENCODER HTL 1024 S/R (ENCODER HTL1024S/R) with TEMPERAT. SENSOR KTY84-130 Design IM B35 (IM V15, (IM V35) SHAFT WITH FITTED KEY FULL-KEY BALANCING BEARING: STANDARD WITH FIXED BEARING, VIBRATION SEVERITY GRADE R/A; SHAFT AND FLANGE ACCURACY: R TERMINAL BOX (ABOVE) CABLE ENTRY ON THE RIGHT SIGNAL CONNECTION D-END | - | 0 | 0
1PH8165-1HD10-0BA1 |  | 1PH8165-1HD10-0BA1 | 1 | UN | 1 | 20 | D | D | N | N | 85015230 | 1 |  | 230 | KG | 4462.52 | 4462.52 | MC05 | MC05 | SIMOTICS M Compact induction motor 1000rpm, 28kW, 267Nm, 71A, 292V 1150rpm, 31kW, 257Nm, 69A, 333V 1350rpm, 34kW, 241Nm, 66A, 387V forced ventilation; direction of air flow NDE--> DE; Degree of protection IP55 INCREMENT. ENCODER HTL 1024 S/R (ENCODER HTL1024S/R) with TEMPERAT. SENSOR KTY84-130 DESIGN IM B3 (IM V5, IM V6) PLAIN SHAFT WITHOUT FITTED KEY; BEARING: STANDARD WITH FIXED BEARING, VIBRATION SEVERITY GRADE R/A; SHAFT AND FLANGE ACCURACY: R TERMINAL BOX (ABOVE) CABLE ENTRY ON THE RIGHT SIGNAL CONNECTION D-END | - | 0 | 0
1PH8165-1HD10-0BB1 |  | 1PH8165-1HD10-0BB1 | 1 | UN | 1 | 20 | D | D | N | N | 85015230 | 1 |  | 230 | KG | 4462.52 | 4462.52 | MC05 | MC05 | SIMOTICS M Compact induction motor 1000rpm, 28kW, 267Nm, 71A, 292V 1150rpm, 31kW, 257Nm, 69A, 333V 1350rpm, 34kW, 241Nm, 66A, 387V forced ventilation; direction of air flow NDE--> DE; Degree of protection IP55 INCREMENT. ENCODER HTL 1024 S/R (ENCODER HTL1024S/R) with TEMPERAT. SENSOR KTY84-130 DESIGN IM B3 (IM V5, IM V6) PLAIN SHAFT WITHOUT FITTED KEY; BEARING: STANDARD WITH FIXED BEARING, VIBRATION SEVERITY GRADE R/A; SHAFT AND FLANGE ACCURACY: R TERMINAL BOX (ABOVE) CABLE ENTRY ON THE LEFT SIGNAL CONNECTION D-END | - | 0 | 0
1PH8165-1HD10-0BC1 |  | 1PH8165-1HD10-0BC1 | 1 | UN | 1 | 20 | D | D | N | N | 85015230 | 1 |  | 230 | KG | 4462.52 | 4462.52 | MC05 | MC05 | SIMOTICS M Compact induction motor 1000rpm, 28kW, 267Nm, 71A, 292V 1150rpm, 31kW, 257Nm, 69A, 333V 1350rpm, 34kW, 241Nm, 66A, 387V forced ventilation; direction of air flow NDE--> DE; Degree of protection IP55 INCREMENT. ENCODER HTL 1024 S/R (ENCODER HTL1024S/R) with TEMPERAT. SENSOR KTY84-130 DESIGN IM B3 (IM V5, IM V6) PLAIN SHAFT WITHOUT FITTED KEY; BEARING: STANDARD WITH FIXED BEARING, VIBRATION SEVERITY GRADE R/A; SHAFT AND FLANGE ACCURACY: R TERMINAL BOX (ABOVE) CABLE ENTRY ON THE ND-END SIGNAL CONNECTION LEFT | - | 0 | 0
1PH8165-1HD10-0CA1 |  | 1PH8165-1HD10-0CA1 | 1 | UN | 1 | 20 | D | D | N | N | 85015230 | 1 |  | 230 | KG | 4592.54 | 4592.54 | MC05 | MC05 | SIMOTICS M Compact induction motor 1000rpm, 28kW, 267Nm, 71A, 292V 1150rpm, 31kW, 257Nm, 69A, 333V 1350rpm, 34kW, 241Nm, 66A, 387V forced ventilation; direction of air flow NDE--> DE; Degree of protection IP55 INCREMENT. ENCODER HTL 1024 S/R (ENCODER HTL1024S/R) with TEMPERAT. SENSOR KTY84-130 DESIGN IM B3 (IM V5, IM V6) PLAIN SHAFT WITHOUT FITTED KEY; BEARING: STANDARD WITH FIXED BEARING, VIBRATION SEVERITY GRADE S/A; SHAFT AND FLANGE ACCURACY: R TERMINAL BOX (ABOVE) CABLE ENTRY ON THE RIGHT SIGNAL CONNECTION D-END | - | 0 | 0
1PH8165-1HD10-0CB1 |  | 1PH8165-1HD10-0CB1 | 1 | UN | 1 | 20 | D | D | N | N | 85015230 | 1 |  | 230 | KG | 4592.54 | 4592.54 | MC05 | MC05 | SIMOTICS M Compact induction motor 1000rpm, 28kW, 267Nm, 71A, 292V 1150rpm, 31kW, 257Nm, 69A, 333V 1350rpm, 34kW, 241Nm, 66A, 387V forced ventilation; direction of air flow NDE--> DE; Degree of protection IP55 INCREMENT. ENCODER HTL 1024 S/R (ENCODER HTL1024S/R) with TEMPERAT. SENSOR KTY84-130 DESIGN IM B3 (IM V5, IM V6) PLAIN SHAFT WITHOUT FITTED KEY; BEARING: STANDARD WITH FIXED BEARING, VIBRATION SEVERITY GRADE S/A; SHAFT AND FLANGE ACCURACY: R TERMINAL BOX (ABOVE) CABLE ENTRY ON THE LEFT SIGNAL CONNECTION D-END | - | 0 | 0
1PH8165-1HD10-0CC1 |  | 1PH8165-1HD10-0CC1 | 1 | UN | 1 | 20 | D | D | N | N | 85015230 | 1 |  | 230 | KG | 4592.54 | 4592.54 | MC05 | MC05 | SIMOTICS M Compact induction motor 1000rpm, 28kW, 267Nm, 71A, 292V 1150rpm, 31kW, 257Nm, 69A, 333V 1350rpm, 34kW, 241Nm, 66A, 387V forced ventilation; direction of air flow NDE--> DE; Degree of protection IP55 INCREMENT. ENCODER HTL 1024 S/R (ENCODER HTL1024S/R) with TEMPERAT. SENSOR KTY84-130 DESIGN IM B3 (IM V5, IM V6) PLAIN SHAFT WITHOUT FITTED KEY; BEARING: STANDARD WITH FIXED BEARING, VIBRATION SEVERITY GRADE S/A; SHAFT AND FLANGE ACCURACY: R TERMINAL BOX (ABOVE) CABLE ENTRY ON THE ND-END SIGNAL CONNECTION LEFT | - | 0 | 0
1PH8165-1HD10-2BA1 |  | 1PH8165-1HD10-2BA1 | 1 | UN | 1 | 20 | D | D | N | N | 85015230 | 1 |  | 230 | KG | 4592.57 | 4592.57 | MC05 | MC05 | SIMOTICS M Compact induction motor 1000rpm, 28kW, 267Nm, 71A, 292V 1150rpm, 31kW, 257Nm, 69A, 333V 1350rpm, 34kW, 241Nm, 66A, 387V forced ventilation; direction of air flow NDE--> DE; Degree of protection IP55 INCREMENT. ENCODER HTL 1024 S/R (ENCODER HTL1024S/R) with TEMPERAT. SENSOR KTY84-130 DESIGN IM B3 (IM V5, IM V6) SHAFT WITH FITTED KEY HALF-KEY BALANCING BEARING: STANDARD WITH FIXED BEARING, VIBRATION SEVERITY GRADE R/A; SHAFT AND FLANGE ACCURACY: R TERMINAL BOX (ABOVE) CABLE ENTRY ON THE RIGHT SIGNAL CONNECTION D-END | - | 0 | 0
1PH8165-1HD10-2BB1 |  | 1PH8165-1HD10-2BB1 | 1 | UN | 1 | 20 | D | D | N | N | 85015230 | 1 |  | 230 | KG | 4592.57 | 4592.57 | MC05 | MC05 | SIMOTICS M Compact induction motor 1000rpm, 28kW, 267Nm, 71A, 292V 1150rpm, 31kW, 257Nm, 69A, 333V 1350rpm, 34kW, 241Nm, 66A, 387V forced ventilation; direction of air flow NDE--> DE; Degree of protection IP55 INCREMENT. ENCODER HTL 1024 S/R (ENCODER HTL1024S/R) with TEMPERAT. SENSOR KTY84-130 DESIGN IM B3 (IM V5, IM V6) SHAFT WITH FITTED KEY HALF-KEY BALANCING BEARING: STANDARD WITH FIXED BEARING, VIBRATION SEVERITY GRADE R/A; SHAFT AND FLANGE ACCURACY: R TERMINAL BOX (ABOVE) CABLE ENTRY ON THE LEFT SIGNAL CONNECTION D-END | - | 0 | 0
1PH8165-1HD10-2BC1 |  | 1PH8165-1HD10-2BC1 | 1 | UN | 1 | 20 | D | D | N | N | 85015230 | 1 |  | 230 | KG | 4592.57 | 4592.57 | MC05 | MC05 | SIMOTICS M Compact induction motor 1000rpm, 28kW, 267Nm, 71A, 292V 1150rpm, 31kW, 257Nm, 69A, 333V 1350rpm, 34kW, 241Nm, 66A, 387V forced ventilation; direction of air flow NDE--> DE; Degree of protection IP55 INCREMENT. ENCODER HTL 1024 S/R (ENCODER HTL1024S/R) with TEMPERAT. SENSOR KTY84-130 DESIGN IM B3 (IM V5, IM V6) SHAFT WITH FITTED KEY HALF-KEY BALANCING BEARING: STANDARD WITH FIXED BEARING, VIBRATION SEVERITY GRADE R/A; SHAFT AND FLANGE ACCURACY: R TERMINAL BOX (ABOVE) CABLE ENTRY ON THE ND-END SIGNAL CONNECTION LEFT | - | 0 | 0
1PH8165-1HD10-2CA1 |  | 1PH8165-1HD10-2CA1 | 1 | UN | 1 | 20 | D | D | N | N | 85015230 | 1 |  | 230 | KG | 4722.59 | 4722.59 | MC05 | MC05 | SIMOTICS M Compact induction motor 1000rpm, 28kW, 267Nm, 71A, 292V 1150rpm, 31kW, 257Nm, 69A, 333V 1350rpm, 34kW, 241Nm, 66A, 387V forced ventilation; direction of air flow NDE--> DE; Degree of protection IP55 INCREMENT. ENCODER HTL 1024 S/R (ENCODER HTL1024S/R) with TEMPERAT. SENSOR KTY84-130 DESIGN IM B3 (IM V5, IM V6) SHAFT WITH FITTED KEY HALF-KEY BALANCING BEARING: STANDARD WITH FIXED BEARING, VIBRATION SEVERITY GRADE S/A; SHAFT AND FLANGE ACCURACY: R TERMINAL BOX (ABOVE) CABLE ENTRY ON THE RIGHT SIGNAL CONNECTION D-END | - | 0 | 0
1PH8165-1HD10-2CB1 |  | 1PH8165-1HD10-2CB1 | 1 | UN | 1 | 20 | D | D | N | N | 85015230 | 1 |  | 230 | KG | 4722.59 | 4722.59 | MC05 | MC05 | SIMOTICS M Compact induction motor 1000rpm, 28kW, 267Nm, 71A, 292V 1150rpm, 31kW, 257Nm, 69A, 333V 1350rpm, 34kW, 241Nm, 66A, 387V forced ventilation; direction of air flow NDE--> DE; Degree of protection IP55 INCREMENT. ENCODER HTL 1024 S/R (ENCODER HTL1024S/R) with TEMPERAT. SENSOR KTY84-130 DESIGN IM B3 (IM V5, IM V6) SHAFT WITH FITTED KEY HALF-KEY BALANCING BEARING: STANDARD WITH FIXED BEARING, VIBRATION SEVERITY GRADE S/A; SHAFT AND FLANGE ACCURACY: R TERMINAL BOX (ABOVE) CABLE ENTRY ON THE LEFT SIGNAL CONNECTION D-END | - | 0 | 0
1PH8165-1HD10-2CC1 |  | 1PH8165-1HD10-2CC1 | 1 | UN | 1 | 20 | D | D | N | N | 85015230 | 1 |  | 230 | KG | 4722.59 | 4722.59 | MC05 | MC05 | SIMOTICS M Compact induction motor 1000rpm, 28kW, 267Nm, 71A, 292V 1150rpm, 31kW, 257Nm, 69A, 333V 1350rpm, 34kW, 241Nm, 66A, 387V forced ventilation; direction of air flow NDE--> DE; Degree of protection IP55 INCREMENT. ENCODER HTL 1024 S/R (ENCODER HTL1024S/R) with TEMPERAT. SENSOR KTY84-130 DESIGN IM B3 (IM V5, IM V6) SHAFT WITH FITTED KEY HALF-KEY BALANCING BEARING: STANDARD WITH FIXED BEARING, VIBRATION SEVERITY GRADE S/A; SHAFT AND FLANGE ACCURACY: R TERMINAL BOX (ABOVE) CABLE ENTRY ON THE ND-END SIGNAL CONNECTION LEFT | - | 0 | 0
1PH8165-1HD10-2GA1-Z | K24 | 1PH8165-1HD10-2GA1-ZK24 | 1 | UN | 1 | 20 | D | D | N | N | 85015230 | 1 |  | 230 | KG | 4532.71 | 4532.71 | MC05 | MC05 | SIMOTICS M Compact induction motor 1000rpm, 28kW, 267Nm, 71A, 292V 1150rpm, 31kW, 257Nm, 69A, 333V 1350rpm, 34kW, 241Nm, 66A, 387V forced ventilation; direction of air flow NDE--> DE; Degree of protection IP55 INCREMENT. ENCODER HTL 1024 S/R (ENCODER HTL1024S/R) with TEMPERAT. SENSOR KTY84-130 DESIGN IM B3 (IM V5, IM V6) SHAFT WITH FITTED KEY HALF-KEY BALANCING BEARING: STANDARD, VIBRATION SEVERITY GRADE R/A; SHAFT AND FLANGE ACCURACY: R TERMINAL BOX (ABOVE) CABLE ENTRY ON THE RIGHT SIGNAL CONNECTION D-END K24: PRIMING (PALE GREEN) | - | 0 | 0
1PH8165-1HD12-0BA1 |  | 1PH8165-1HD12-0BA1 | 1 | UN | 1 | 20 | D | D | N | N | 85015230 | 1 |  | 230 | KG | 4896.02 | 4896.02 | MC05 | MC05 | SIMOTICS M Compact induction motor 1000rpm, 28kW, 267Nm, 71A, 292V 1150rpm, 31kW, 257Nm, 69A, 333V 1350rpm, 34kW, 241Nm, 66A, 387V forced ventilation; direction of air flow NDE--> DE; Degree of protection IP55 INCREMENT. ENCODER HTL 1024 S/R (ENCODER HTL1024S/R) with TEMPERAT. SENSOR KTY84-130 DESIGN IM B5 (IMV 1,IM V3) PLAIN SHAFT WITHOUT FITTED KEY; BEARING: STANDARD WITH FIXED BEARING, VIBRATION SEVERITY GRADE R/A; SHAFT AND FLANGE ACCURACY: R TERMINAL BOX (ABOVE) CABLE ENTRY ON THE RIGHT SIGNAL CONNECTION D-END | - | 0 | 0
1PH8165-1HD12-0BB1 |  | 1PH8165-1HD12-0BB1 | 1 | UN | 1 | 20 | D | D | N | N | 85015230 | 1 |  | 230 | KG | 4896.02 | 4896.02 | MC05 | MC05 | SIMOTICS M Compact induction motor 1000rpm, 28kW, 267Nm, 71A, 292V 1150rpm, 31kW, 257Nm, 69A, 333V 1350rpm, 34kW, 241Nm, 66A, 387V forced ventilation; direction of air flow NDE--> DE; Degree of protection IP55 INCREMENT. ENCODER HTL 1024 S/R (ENCODER HTL1024S/R) with TEMPERAT. SENSOR KTY84-130 DESIGN IM B5 (IMV 1,IM V3) PLAIN SHAFT WITHOUT FITTED KEY; BEARING: STANDARD WITH FIXED BEARING, VIBRATION SEVERITY GRADE R/A; SHAFT AND FLANGE ACCURACY: R TERMINAL BOX (ABOVE) CABLE ENTRY ON THE LEFT SIGNAL CONNECTION D-END | - | 0 | 0
1PH8165-1HD12-0BC1 |  | 1PH8165-1HD12-0BC1 | 1 | UN | 1 | 20 | D | D | N | N | 85015230 | 1 |  | 230 | KG | 4896.02 | 4896.02 | MC05 | MC05 | SIMOTICS M Compact induction motor 1000rpm, 28kW, 267Nm, 71A, 292V 1150rpm, 31kW, 257Nm, 69A, 333V 1350rpm, 34kW, 241Nm, 66A, 387V forced ventilation; direction of air flow NDE--> DE; Degree of protection IP55 INCREMENT. ENCODER HTL 1024 S/R (ENCODER HTL1024S/R) with TEMPERAT. SENSOR KTY84-130 DESIGN IM B5 (IMV 1,IM V3) PLAIN SHAFT WITHOUT FITTED KEY; BEARING: STANDARD WITH FIXED BEARING, VIBRATION SEVERITY GRADE R/A; SHAFT AND FLANGE ACCURACY: R TERMINAL BOX (ABOVE) CABLE ENTRY ON THE ND-END SIGNAL CONNECTION LEFT | - | 0 | 0
1PH8165-1HD12-0CA1 |  | 1PH8165-1HD12-0CA1 | 1 | UN | 1 | 20 | D | D | N | N | 85015230 | 1 |  | 230 | KG | 5026.04 | 5026.04 | MC05 | MC05 | SIMOTICS M Compact induction motor 1000rpm, 28kW, 267Nm, 71A, 292V 1150rpm, 31kW, 257Nm, 69A, 333V 1350rpm, 34kW, 241Nm, 66A, 387V forced ventilation; direction of air flow NDE--> DE; Degree of protection IP55 INCREMENT. ENCODER HTL 1024 S/R (ENCODER HTL1024S/R) with TEMPERAT. SENSOR KTY84-130 DESIGN IM B5 (IMV 1,IM V3) PLAIN SHAFT WITHOUT FITTED KEY; BEARING: STANDARD WITH FIXED BEARING, VIBRATION SEVERITY GRADE S/A; SHAFT AND FLANGE ACCURACY: R TERMINAL BOX (ABOVE) CABLE ENTRY ON THE RIGHT SIGNAL CONNECTION D-END | - | 0 | 0
1PH8165-1HD12-0CB1 |  | 1PH8165-1HD12-0CB1 | 1 | UN | 1 | 20 | D | D | N | N | 85015230 | 1 |  | 230 | KG | 5026.04 | 5026.04 | MC05 | MC05 | SIMOTICS M Compact induction motor 1000rpm, 28kW, 267Nm, 71A, 292V 1150rpm, 31kW, 257Nm, 69A, 333V 1350rpm, 34kW, 241Nm, 66A, 387V forced ventilation; direction of air flow NDE--> DE; Degree of protection IP55 INCREMENT. ENCODER HTL 1024 S/R (ENCODER HTL1024S/R) with TEMPERAT. SENSOR KTY84-130 DESIGN IM B5 (IMV 1,IM V3) PLAIN SHAFT WITHOUT FITTED KEY; BEARING: STANDARD WITH FIXED BEARING, VIBRATION SEVERITY GRADE S/A; SHAFT AND FLANGE ACCURACY: R TERMINAL BOX (ABOVE) CABLE ENTRY ON THE LEFT SIGNAL CONNECTION D-END | - | 0 | 0
1PH8165-1HD12-0CC1 |  | 1PH8165-1HD12-0CC1 | 1 | UN | 1 | 20 | D | D | N | N | 85015230 | 1 |  | 230 | KG | 5026.04 | 5026.04 | MC05 | MC05 | SIMOTICS M Compact induction motor 1000rpm, 28kW, 267Nm, 71A, 292V 1150rpm, 31kW, 257Nm, 69A, 333V 1350rpm, 34kW, 241Nm, 66A, 387V forced ventilation; direction of air flow NDE--> DE; Degree of protection IP55 INCREMENT. ENCODER HTL 1024 S/R (ENCODER HTL1024S/R) with TEMPERAT. SENSOR KTY84-130 DESIGN IM B5 (IMV 1,IM V3) PLAIN SHAFT WITHOUT FITTED KEY; BEARING: STANDARD WITH FIXED BEARING, VIBRATION SEVERITY GRADE S/A; SHAFT AND FLANGE ACCURACY: R TERMINAL BOX (ABOVE) CABLE ENTRY ON THE ND-END SIGNAL CONNECTION LEFT | - | 0 | 0
1PH8165-1HD12-2BA1 |  | 1PH8165-1HD12-2BA1 | 1 | UN | 1 | 20 | D | D | N | N | 85015230 | 1 |  | 230 | KG | 5026.07 | 5026.07 | MC05 | MC05 | SIMOTICS M Compact induction motor 1000rpm, 28kW, 267Nm, 71A, 292V 1150rpm, 31kW, 257Nm, 69A, 333V 1350rpm, 34kW, 241Nm, 66A, 387V forced ventilation; direction of air flow NDE--> DE; Degree of protection IP55 INCREMENT. ENCODER HTL 1024 S/R (ENCODER HTL1024S/R) with TEMPERAT. SENSOR KTY84-130 DESIGN IM B5 (IMV 1,IM V3) SHAFT WITH FITTED KEY HALF-KEY BALANCING BEARING: STANDARD WITH FIXED BEARING, VIBRATION SEVERITY GRADE R/A; SHAFT AND FLANGE ACCURACY: R TERMINAL BOX (ABOVE) CABLE ENTRY ON THE RIGHT SIGNAL CONNECTION D-END | - | 0 | 0
1PH8165-1HD12-2BB1 |  | 1PH8165-1HD12-2BB1 | 1 | UN | 1 | 20 | D | D | N | N | 85015230 | 1 |  | 230 | KG | 5026.07 | 5026.07 | MC05 | MC05 | SIMOTICS M Compact induction motor 1000rpm, 28kW, 267Nm, 71A, 292V 1150rpm, 31kW, 257Nm, 69A, 333V 1350rpm, 34kW, 241Nm, 66A, 387V forced ventilation; direction of air flow NDE--> DE; Degree of protection IP55 INCREMENT. ENCODER HTL 1024 S/R (ENCODER HTL1024S/R) with TEMPERAT. SENSOR KTY84-130 DESIGN IM B5 (IMV 1,IM V3) SHAFT WITH FITTED KEY HALF-KEY BALANCING BEARING: STANDARD WITH FIXED BEARING, VIBRATION SEVERITY GRADE R/A; SHAFT AND FLANGE ACCURACY: R TERMINAL BOX (ABOVE) CABLE ENTRY ON THE LEFT SIGNAL CONNECTION D-END | - | 0 | 0
1PH8165-1HD12-2BC1 |  | 1PH8165-1HD12-2BC1 | 1 | UN | 1 | 20 | D | D | N | N | 85015230 | 1 |  | 230 | KG | 5026.07 | 5026.07 | MC05 | MC05 | SIMOTICS M Compact induction motor 1000rpm, 28kW, 267Nm, 71A, 292V 1150rpm, 31kW, 257Nm, 69A, 333V 1350rpm, 34kW, 241Nm, 66A, 387V forced ventilation; direction of air flow NDE--> DE; Degree of protection IP55 INCREMENT. ENCODER HTL 1024 S/R (ENCODER HTL1024S/R) with TEMPERAT. SENSOR KTY84-130 DESIGN IM B5 (IMV 1,IM V3) SHAFT WITH FITTED KEY HALF-KEY BALANCING BEARING: STANDARD WITH FIXED BEARING, VIBRATION SEVERITY GRADE R/A; SHAFT AND FLANGE ACCURACY: R TERMINAL BOX (ABOVE) CABLE ENTRY ON THE ND-END SIGNAL CONNECTION LEFT | - | 0 | 0
1PH8165-1HD12-2CA1 |  | 1PH8165-1HD12-2CA1 | 1 | UN | 1 | 20 | D | D | N | N | 85015230 | 1 |  | 230 | KG | 5156.09 | 5156.09 | MC05 | MC05 | SIMOTICS M Compact induction motor 1000rpm, 28kW, 267Nm, 71A, 292V 1150rpm, 31kW, 257Nm, 69A, 333V 1350rpm, 34kW, 241Nm, 66A, 387V forced ventilation; direction of air flow NDE--> DE; Degree of protection IP55 INCREMENT. ENCODER HTL 1024 S/R (ENCODER HTL1024S/R) with TEMPERAT. SENSOR KTY84-130 DESIGN IM B5 (IMV 1,IM V3) SHAFT WITH FITTED KEY HALF-KEY BALANCING BEARING: STANDARD WITH FIXED BEARING, VIBRATION SEVERITY GRADE S/A; SHAFT AND FLANGE ACCURACY: R TERMINAL BOX (ABOVE) CABLE ENTRY ON THE RIGHT SIGNAL CONNECTION D-END | - | 0 | 0
1PH8165-1HD12-2CB1 |  | 1PH8165-1HD12-2CB1 | 1 | UN | 1 | 20 | D | D | N | N | 85015230 | 1 |  | 230 | KG | 5156.09 | 5156.09 | MC05 | MC05 | SIMOTICS M Compact induction motor 1000rpm, 28kW, 267Nm, 71A, 292V 1150rpm, 31kW, 257Nm, 69A, 333V 1350rpm, 34kW, 241Nm, 66A, 387V forced ventilation; direction of air flow NDE--> DE; Degree of protection IP55 INCREMENT. ENCODER HTL 1024 S/R (ENCODER HTL1024S/R) with TEMPERAT. SENSOR KTY84-130 DESIGN IM B5 (IMV 1,IM V3) SHAFT WITH FITTED KEY HALF-KEY BALANCING BEARING: STANDARD WITH FIXED BEARING, VIBRATION SEVERITY GRADE S/A; SHAFT AND FLANGE ACCURACY: R TERMINAL BOX (ABOVE) CABLE ENTRY ON THE LEFT SIGNAL CONNECTION D-END | - | 0 | 0
1PH8165-1HD12-2CC1 |  | 1PH8165-1HD12-2CC1 | 1 | UN | 1 | 20 | D | D | N | N | 85015230 | 1 |  | 230 | KG | 5156.09 | 5156.09 | MC05 | MC05 | SIMOTICS M Compact induction motor 1000rpm, 28kW, 267Nm, 71A, 292V 1150rpm, 31kW, 257Nm, 69A, 333V 1350rpm, 34kW, 241Nm, 66A, 387V forced ventilation; direction of air flow NDE--> DE; Degree of protection IP55 INCREMENT. ENCODER HTL 1024 S/R (ENCODER HTL1024S/R) with TEMPERAT. SENSOR KTY84-130 DESIGN IM B5 (IMV 1,IM V3) SHAFT WITH FITTED KEY HALF-KEY BALANCING BEARING: STANDARD WITH FIXED BEARING, VIBRATION SEVERITY GRADE S/A; SHAFT AND FLANGE ACCURACY: R TERMINAL BOX (ABOVE) CABLE ENTRY ON THE ND-END SIGNAL CONNECTION LEFT | - | 0 | 0
1PH8165-1HD13-0BA1 |  | 1PH8165-1HD13-0BA1 | 1 | UN | 1 | 20 | D | D | N | N | 85015230 | 1 |  | 230 | KG | 4896.02 | 4896.02 | MC05 | MC05 | SIMOTICS M Compact induction motor 1000rpm, 28kW, 267Nm, 71A, 292V 1150rpm, 31kW, 257Nm, 69A, 333V 1350rpm, 34kW, 241Nm, 66A, 387V forced ventilation; direction of air flow NDE--> DE; Degree of protection IP55 INCREMENT. ENCODER HTL 1024 S/R (ENCODER HTL1024S/R) with TEMPERAT. SENSOR KTY84-130 Design IM B35 (IM V15, (IM V35) PLAIN SHAFT WITHOUT FITTED KEY; BEARING: STANDARD WITH FIXED BEARING, VIBRATION SEVERITY GRADE R/A; SHAFT AND FLANGE ACCURACY: R TERMINAL BOX (ABOVE) CABLE ENTRY ON THE RIGHT SIGNAL CONNECTION D-END | - | 0 | 0
1PH8165-1HD13-0BB1 |  | 1PH8165-1HD13-0BB1 | 1 | UN | 1 | 20 | D | D | N | N | 85015230 | 1 |  | 230 | KG | 4896.02 | 4896.02 | MC05 | MC05 | SIMOTICS M Compact induction motor 1000rpm, 28kW, 267Nm, 71A, 292V 1150rpm, 31kW, 257Nm, 69A, 333V 1350rpm, 34kW, 241Nm, 66A, 387V forced ventilation; direction of air flow NDE--> DE; Degree of protection IP55 INCREMENT. ENCODER HTL 1024 S/R (ENCODER HTL1024S/R) with TEMPERAT. SENSOR KTY84-130 Design IM B35 (IM V15, (IM V35) PLAIN SHAFT WITHOUT FITTED KEY; BEARING: STANDARD WITH FIXED BEARING, VIBRATION SEVERITY GRADE R/A; SHAFT AND FLANGE ACCURACY: R TERMINAL BOX (ABOVE) CABLE ENTRY ON THE LEFT SIGNAL CONNECTION D-END | - | 0 | 0
1PH8165-1HD13-0BC1 |  | 1PH8165-1HD13-0BC1 | 1 | UN | 1 | 20 | D | D | N | N | 85015230 | 1 |  | 230 | KG | 4896.02 | 4896.02 | MC05 | MC05 | SIMOTICS M Compact induction motor 1000rpm, 28kW, 267Nm, 71A, 292V 1150rpm, 31kW, 257Nm, 69A, 333V 1350rpm, 34kW, 241Nm, 66A, 387V forced ventilation; direction of air flow NDE--> DE; Degree of protection IP55 INCREMENT. ENCODER HTL 1024 S/R (ENCODER HTL1024S/R) with TEMPERAT. SENSOR KTY84-130 Design IM B35 (IM V15, (IM V35) PLAIN SHAFT WITHOUT FITTED KEY; BEARING: STANDARD WITH FIXED BEARING, VIBRATION SEVERITY GRADE R/A; SHAFT AND FLANGE ACCURACY: R TERMINAL BOX (ABOVE) CABLE ENTRY ON THE ND-END SIGNAL CONNECTION LEFT | - | 0 | 0
1PH8165-1HD13-0CA1 |  | 1PH8165-1HD13-0CA1 | 1 | UN | 1 | 20 | D | D | N | N | 85015230 | 1 |  | 230 | KG | 5026.04 | 5026.04 | MC05 | MC05 | SIMOTICS M Compact induction motor 1000rpm, 28kW, 267Nm, 71A, 292V 1150rpm, 31kW, 257Nm, 69A, 333V 1350rpm, 34kW, 241Nm, 66A, 387V forced ventilation; direction of air flow NDE--> DE; Degree of protection IP55 INCREMENT. ENCODER HTL 1024 S/R (ENCODER HTL1024S/R) with TEMPERAT. SENSOR KTY84-130 Design IM B35 (IM V15, (IM V35) PLAIN SHAFT WITHOUT FITTED KEY; BEARING: STANDARD WITH FIXED BEARING, VIBRATION SEVERITY GRADE S/A; SHAFT AND FLANGE ACCURACY: R TERMINAL BOX (ABOVE) CABLE ENTRY ON THE RIGHT SIGNAL CONNECTION D-END | - | 0 | 0
1PH8165-1HD13-0CB1 |  | 1PH8165-1HD13-0CB1 | 1 | UN | 1 | 20 | D | D | N | N | 85015230 | 1 |  | 230 | KG | 5026.04 | 5026.04 | MC05 | MC05 | SIMOTICS M Compact induction motor 1000rpm, 28kW, 267Nm, 71A, 292V 1150rpm, 31kW, 257Nm, 69A, 333V 1350rpm, 34kW, 241Nm, 66A, 387V forced ventilation; direction of air flow NDE--> DE; Degree of protection IP55 INCREMENT. ENCODER HTL 1024 S/R (ENCODER HTL1024S/R) with TEMPERAT. SENSOR KTY84-130 Design IM B35 (IM V15, (IM V35) PLAIN SHAFT WITHOUT FITTED KEY; BEARING: STANDARD WITH FIXED BEARING, VIBRATION SEVERITY GRADE S/A; SHAFT AND FLANGE ACCURACY: R TERMINAL BOX (ABOVE) CABLE ENTRY ON THE LEFT SIGNAL CONNECTION D-END | - | 0 | 0
1PH8165-1HD13-0CC1 |  | 1PH8165-1HD13-0CC1 | 1 | UN | 1 | 20 | D | D | N | N | 85015230 | 1 |  | 230 | KG | 5026.04 | 5026.04 | MC05 | MC05 | SIMOTICS M Compact induction motor 1000rpm, 28kW, 267Nm, 71A, 292V 1150rpm, 31kW, 257Nm, 69A, 333V 1350rpm, 34kW, 241Nm, 66A, 387V forced ventilation; direction of air flow NDE--> DE; Degree of protection IP55 INCREMENT. ENCODER HTL 1024 S/R (ENCODER HTL1024S/R) with TEMPERAT. SENSOR KTY84-130 Design IM B35 (IM V15, (IM V35) PLAIN SHAFT WITHOUT FITTED KEY; BEARING: STANDARD WITH FIXED BEARING, VIBRATION SEVERITY GRADE S/A; SHAFT AND FLANGE ACCURACY: R TERMINAL BOX (ABOVE) CABLE ENTRY ON THE ND-END SIGNAL CONNECTION LEFT | - | 0 | 0
1PH8165-1HD13-2BA1 |  | 1PH8165-1HD13-2BA1 | 1 | UN | 1 | 20 | D | D | N | N | 85015230 | 1 |  | 230 | KG | 5026.07 | 5026.07 | MC05 | MC05 | SIMOTICS M Compact induction motor 1000rpm, 28kW, 267Nm, 71A, 292V 1150rpm, 31kW, 257Nm, 69A, 333V 1350rpm, 34kW, 241Nm, 66A, 387V forced ventilation; direction of air flow NDE--> DE; Degree of protection IP55 INCREMENT. ENCODER HTL 1024 S/R (ENCODER HTL1024S/R) with TEMPERAT. SENSOR KTY84-130 Design IM B35 (IM V15, (IM V35) SHAFT WITH FITTED KEY HALF-KEY BALANCING BEARING: STANDARD WITH FIXED BEARING, VIBRATION SEVERITY GRADE R/A; SHAFT AND FLANGE ACCURACY: R TERMINAL BOX (ABOVE) CABLE ENTRY ON THE RIGHT SIGNAL CONNECTION D-END | - | 0 | 0
1PH8165-1HD13-2BB1 |  | 1PH8165-1HD13-2BB1 | 1 | UN | 1 | 20 | D | D | N | N | 85015230 | 1 |  | 230 | KG | 5026.07 | 5026.07 | MC05 | MC05 | SIMOTICS M Compact induction motor 1000rpm, 28kW, 267Nm, 71A, 292V 1150rpm, 31kW, 257Nm, 69A, 333V 1350rpm, 34kW, 241Nm, 66A, 387V forced ventilation; direction of air flow NDE--> DE; Degree of protection IP55 INCREMENT. ENCODER HTL 1024 S/R (ENCODER HTL1024S/R) with TEMPERAT. SENSOR KTY84-130 Design IM B35 (IM V15, (IM V35) SHAFT WITH FITTED KEY HALF-KEY BALANCING BEARING: STANDARD WITH FIXED BEARING, VIBRATION SEVERITY GRADE R/A; SHAFT AND FLANGE ACCURACY: R TERMINAL BOX (ABOVE) CABLE ENTRY ON THE LEFT SIGNAL CONNECTION D-END | - | 0 | 0
1PH8165-1HD13-2BC1 |  | 1PH8165-1HD13-2BC1 | 1 | UN | 1 | 20 | D | D | N | N | 85015230 | 1 |  | 230 | KG | 5026.07 | 5026.07 | MC05 | MC05 | SIMOTICS M Compact induction motor 1000rpm, 28kW, 267Nm, 71A, 292V 1150rpm, 31kW, 257Nm, 69A, 333V 1350rpm, 34kW, 241Nm, 66A, 387V forced ventilation; direction of air flow NDE--> DE; Degree of protection IP55 INCREMENT. ENCODER HTL 1024 S/R (ENCODER HTL1024S/R) with TEMPERAT. SENSOR KTY84-130 Design IM B35 (IM V15, (IM V35) SHAFT WITH FITTED KEY HALF-KEY BALANCING BEARING: STANDARD WITH FIXED BEARING, VIBRATION SEVERITY GRADE R/A; SHAFT AND FLANGE ACCURACY: R TERMINAL BOX (ABOVE) CABLE ENTRY ON THE ND-END SIGNAL CONNECTION LEFT | - | 0 | 0
1PH8165-1HD13-2CA1 |  | 1PH8165-1HD13-2CA1 | 1 | UN | 1 | 20 | D | D | N | N | 85015230 | 1 |  | 230 | KG | 5156.09 | 5156.09 | MC05 | MC05 | SIMOTICS M Compact induction motor 1000rpm, 28kW, 267Nm, 71A, 292V 1150rpm, 31kW, 257Nm, 69A, 333V 1350rpm, 34kW, 241Nm, 66A, 387V forced ventilation; direction of air flow NDE--> DE; Degree of protection IP55 INCREMENT. ENCODER HTL 1024 S/R (ENCODER HTL1024S/R) with TEMPERAT. SENSOR KTY84-130 Design IM B35 (IM V15, (IM V35) SHAFT WITH FITTED KEY HALF-KEY BALANCING BEARING: STANDARD WITH FIXED BEARING, VIBRATION SEVERITY GRADE S/A; SHAFT AND FLANGE ACCURACY: R TERMINAL BOX (ABOVE) CABLE ENTRY ON THE RIGHT SIGNAL CONNECTION D-END | - | 0 | 0
1PH8165-1HD13-2CB1 |  | 1PH8165-1HD13-2CB1 | 1 | UN | 1 | 20 | D | D | N | N | 85015230 | 1 |  | 230 | KG | 5156.09 | 5156.09 | MC05 | MC05 | SIMOTICS M Compact induction motor 1000rpm, 28kW, 267Nm, 71A, 292V 1150rpm, 31kW, 257Nm, 69A, 333V 1350rpm, 34kW, 241Nm, 66A, 387V forced ventilation; direction of air flow NDE--> DE; Degree of protection IP55 INCREMENT. ENCODER HTL 1024 S/R (ENCODER HTL1024S/R) with TEMPERAT. SENSOR KTY84-130 Design IM B35 (IM V15, (IM V35) SHAFT WITH FITTED KEY HALF-KEY BALANCING BEARING: STANDARD WITH FIXED BEARING, VIBRATION SEVERITY GRADE S/A; SHAFT AND FLANGE ACCURACY: R TERMINAL BOX (ABOVE) CABLE ENTRY ON THE LEFT SIGNAL CONNECTION D-END | - | 0 | 0
1PH8165-1HD13-2CC1 |  | 1PH8165-1HD13-2CC1 | 1 | UN | 1 | 20 | D | D | N | N | 85015230 | 1 |  | 230 | KG | 5156.09 | 5156.09 | MC05 | MC05 | SIMOTICS M Compact induction motor 1000rpm, 28kW, 267Nm, 71A, 292V 1150rpm, 31kW, 257Nm, 69A, 333V 1350rpm, 34kW, 241Nm, 66A, 387V forced ventilation; direction of air flow NDE--> DE; Degree of protection IP55 INCREMENT. ENCODER HTL 1024 S/R (ENCODER HTL1024S/R) with TEMPERAT. SENSOR KTY84-130 Design IM B35 (IM V15, (IM V35) SHAFT WITH FITTED KEY HALF-KEY BALANCING BEARING: STANDARD WITH FIXED BEARING, VIBRATION SEVERITY GRADE S/A; SHAFT AND FLANGE ACCURACY: R TERMINAL BOX (ABOVE) CABLE ENTRY ON THE ND-END SIGNAL CONNECTION LEFT | - | 0 | 0
1PH8165-1HF10-0BA1 |  | 1PH8165-1HF10-0BA1 | 1 | UN | 1 | 20 | D | D | N | N | 85015290 | 1 |  | 230 | KG | 4462.52 | 4462.52 | MC05 | MC05 | SIMOTICS M Compact induction motor 1500rpm, 37kW, 236Nm, 78A, 350 V 1750rpm, 41kW, 224Nm, 76A, 400 V 2000rpm, 45kW, 215Nm, 75 A, 440 V forced ventilation; direction of air flow NDE--> DE; Degree of protection IP55 INCREMENT. ENCODER HTL 1024 S/R (ENCODER HTL1024S/R) with TEMPERAT. SENSOR KTY84-130 DESIGN IM B3 (IM V5, IM V6) PLAIN SHAFT WITHOUT FITTED KEY; BEARING: STANDARD WITH FIXED BEARING, VIBRATION SEVERITY GRADE R/A; SHAFT AND FLANGE ACCURACY: R TERMINAL BOX (ABOVE) CABLE ENTRY ON THE RIGHT SIGNAL CONNECTION D-END | - | 0 | 0
1PH8165-1HF10-0BB1 |  | 1PH8165-1HF10-0BB1 | 1 | UN | 1 | 20 | D | D | N | N | 85015290 | 1 |  | 230 | KG | 4462.52 | 4462.52 | MC05 | MC05 | SIMOTICS M Compact induction motor 1500rpm, 37kW, 236Nm, 78A, 350 V 1750rpm, 41kW, 224Nm, 76A, 400 V 2000rpm, 45kW, 215Nm, 75 A, 440 V forced ventilation; direction of air flow NDE--> DE; Degree of protection IP55 INCREMENT. ENCODER HTL 1024 S/R (ENCODER HTL1024S/R) with TEMPERAT. SENSOR KTY84-130 DESIGN IM B3 (IM V5, IM V6) PLAIN SHAFT WITHOUT FITTED KEY; BEARING: STANDARD WITH FIXED BEARING, VIBRATION SEVERITY GRADE R/A; SHAFT AND FLANGE ACCURACY: R TERMINAL BOX (ABOVE) CABLE ENTRY ON THE LEFT SIGNAL CONNECTION D-END | - | 0 | 0
1PH8165-1HF10-0BC1 |  | 1PH8165-1HF10-0BC1 | 1 | UN | 1 | 20 | D | D | N | N | 85015290 | 1 |  | 230 | KG | 4462.52 | 4462.52 | MC05 | MC05 | SIMOTICS M Compact induction motor 1500rpm, 37kW, 236Nm, 78A, 350 V 1750rpm, 41kW, 224Nm, 76A, 400 V 2000rpm, 45kW, 215Nm, 75 A, 440 V forced ventilation; direction of air flow NDE--> DE; Degree of protection IP55 INCREMENT. ENCODER HTL 1024 S/R (ENCODER HTL1024S/R) with TEMPERAT. SENSOR KTY84-130 DESIGN IM B3 (IM V5, IM V6) PLAIN SHAFT WITHOUT FITTED KEY; BEARING: STANDARD WITH FIXED BEARING, VIBRATION SEVERITY GRADE R/A; SHAFT AND FLANGE ACCURACY: R TERMINAL BOX (ABOVE) CABLE ENTRY ON THE ND-END SIGNAL CONNECTION LEFT | - | 0 | 0
1PH8165-1HF10-0CA1 |  | 1PH8165-1HF10-0CA1 | 1 | UN | 1 | 20 | D | D | N | N | 85015290 | 1 |  | 230 | KG | 4592.54 | 4592.54 | MC05 | MC05 | SIMOTICS M Compact induction motor 1500rpm, 37kW, 236Nm, 78A, 350 V 1750rpm, 41kW, 224Nm, 76A, 400 V 2000rpm, 45kW, 215Nm, 75 A, 440 V forced ventilation; direction of air flow NDE--> DE; Degree of protection IP55 INCREMENT. ENCODER HTL 1024 S/R (ENCODER HTL1024S/R) with TEMPERAT. SENSOR KTY84-130 DESIGN IM B3 (IM V5, IM V6) PLAIN SHAFT WITHOUT FITTED KEY; BEARING: STANDARD WITH FIXED BEARING, VIBRATION SEVERITY GRADE S/A; SHAFT AND FLANGE ACCURACY: R TERMINAL BOX (ABOVE) CABLE ENTRY ON THE RIGHT SIGNAL CONNECTION D-END | - | 0 | 0
1PH8165-1HF10-0CB1 |  | 1PH8165-1HF10-0CB1 | 1 | UN | 1 | 20 | D | D | N | N | 85015290 | 1 |  | 230 | KG | 4592.54 | 4592.54 | MC05 | MC05 | SIMOTICS M Compact induction motor 1500rpm, 37kW, 236Nm, 78A, 350 V 1750rpm, 41kW, 224Nm, 76A, 400 V 2000rpm, 45kW, 215Nm, 75 A, 440 V forced ventilation; direction of air flow NDE--> DE; Degree of protection IP55 INCREMENT. ENCODER HTL 1024 S/R (ENCODER HTL1024S/R) with TEMPERAT. SENSOR KTY84-130 DESIGN IM B3 (IM V5, IM V6) PLAIN SHAFT WITHOUT FITTED KEY; BEARING: STANDARD WITH FIXED BEARING, VIBRATION SEVERITY GRADE S/A; SHAFT AND FLANGE ACCURACY: R TERMINAL BOX (ABOVE) CABLE ENTRY ON THE LEFT SIGNAL CONNECTION D-END | - | 0 | 0
1PH8165-1HF10-0CC1 |  | 1PH8165-1HF10-0CC1 | 1 | UN | 1 | 20 | D | D | N | N | 85015290 | 1 |  | 230 | KG | 4592.54 | 4592.54 | MC05 | MC05 | SIMOTICS M Compact induction motor 1500rpm, 37kW, 236Nm, 78A, 350 V 1750rpm, 41kW, 224Nm, 76A, 400 V 2000rpm, 45kW, 215Nm, 75 A, 440 V forced ventilation; direction of air flow NDE--> DE; Degree of protection IP55 INCREMENT. ENCODER HTL 1024 S/R (ENCODER HTL1024S/R) with TEMPERAT. SENSOR KTY84-130 DESIGN IM B3 (IM V5, IM V6) PLAIN SHAFT WITHOUT FITTED KEY; BEARING: STANDARD WITH FIXED BEARING, VIBRATION SEVERITY GRADE S/A; SHAFT AND FLANGE ACCURACY: R TERMINAL BOX (ABOVE) CABLE ENTRY ON THE ND-END SIGNAL CONNECTION LEFT | - | 0 | 0
1PH8165-1HF10-1GA1 |  | 1PH8165-1HF10-1GA1 | 1 | UN | 1 | 20 | D | D | N | N | 85015290 | 1 |  | 230 | KG | 4402.66 | 4402.66 | MC05 | MC05 | SIMOTICS M Compact induction motor 1500rpm, 37kW, 236Nm, 78A, 350 V 1750rpm, 41kW, 224Nm, 76A, 400 V 2000rpm, 45kW, 215Nm, 75 A, 440 V forced ventilation; direction of air flow NDE--> DE; Degree of protection IP55 INCREMENT. ENCODER HTL 1024 S/R (ENCODER HTL1024S/R) with TEMPERAT. SENSOR KTY84-130 DESIGN IM B3 (IM V5, IM V6) SHAFT WITH FITTED KEY FULL-KEY BALANCING BEARING: STANDARD, VIBRATION SEVERITY GRADE R/A; SHAFT AND FLANGE ACCURACY: R TERMINAL BOX (ABOVE) CABLE ENTRY ON THE RIGHT SIGNAL CONNECTION D-END | - | 0 | 0
1PH8165-1HF10-1QA1-Z | G14 | 1PH8165-1HF10-1QA1-ZG14 | 1 | UN | 1 | 20 | D | D | N | N | 85015290 | 1 |  | 230 | KG | 5292.73 | 5292.73 | MC05 | MC05 | SIMOTICS M Compact induction motor 1500rpm, 37kW, 236Nm, 78A, 350 V 1750rpm, 41kW, 224Nm, 76A, 400 V 2000rpm, 45kW, 215Nm, 75 A, 440 V forced ventilation; direction of air flow NDE--> DE; Degree of protection IP55 INCREMENT. ENCODER HTL 1024 S/R (ENCODER HTL1024S/R) with TEMPERAT. SENSOR KTY84-130 DESIGN IM B3 (IM V5, IM V6) SHAFT WITH FITTED KEY FULL-KEY BALANCING BEARING: ADVANCED LIFETIME VIBRATION SEVERITY S/A SHAFT A. FLANGE ACCURACY GR. R TERMINAL BOX (ABOVE) CABLE ENTRY ON THE RIGHT SIGNAL CONNECTION D-END G14: FAN ASSEMBLY WITH AIR FILTER | - | 0 | 0
1PH8165-1HF10-2BA1 |  | 1PH8165-1HF10-2BA1 | 1 | UN | 1 | 20 | D | D | N | N | 85015290 | 1 |  | 230 | KG | 4592.57 | 4592.57 | MC05 | MC05 | SIMOTICS M Compact induction motor 1500rpm, 37kW, 236Nm, 78A, 350 V 1750rpm, 41kW, 224Nm, 76A, 400 V 2000rpm, 45kW, 215Nm, 75 A, 440 V forced ventilation; direction of air flow NDE--> DE; Degree of protection IP55 INCREMENT. ENCODER HTL 1024 S/R (ENCODER HTL1024S/R) with TEMPERAT. SENSOR KTY84-130 DESIGN IM B3 (IM V5, IM V6) SHAFT WITH FITTED KEY HALF-KEY BALANCING BEARING: STANDARD WITH FIXED BEARING, VIBRATION SEVERITY GRADE R/A; SHAFT AND FLANGE ACCURACY: R TERMINAL BOX (ABOVE) CABLE ENTRY ON THE RIGHT SIGNAL CONNECTION D-END | - | 0 | 0
1PH8165-1HF10-2BB1 |  | 1PH8165-1HF10-2BB1 | 1 | UN | 1 | 20 | D | D | N | N | 85015290 | 1 |  | 230 | KG | 4592.57 | 4592.57 | MC05 | MC05 | SIMOTICS M Compact induction motor 1500rpm, 37kW, 236Nm, 78A, 350 V 1750rpm, 41kW, 224Nm, 76A, 400 V 2000rpm, 45kW, 215Nm, 75 A, 440 V forced ventilation; direction of air flow NDE--> DE; Degree of protection IP55 INCREMENT. ENCODER HTL 1024 S/R (ENCODER HTL1024S/R) with TEMPERAT. SENSOR KTY84-130 DESIGN IM B3 (IM V5, IM V6) SHAFT WITH FITTED KEY HALF-KEY BALANCING BEARING: STANDARD WITH FIXED BEARING, VIBRATION SEVERITY GRADE R/A; SHAFT AND FLANGE ACCURACY: R TERMINAL BOX (ABOVE) CABLE ENTRY ON THE LEFT SIGNAL CONNECTION D-END | - | 0 | 0
1PH8165-1HF10-2BC1 |  | 1PH8165-1HF10-2BC1 | 1 | UN | 1 | 20 | D | D | N | N | 85015290 | 1 |  | 230 | KG | 4592.57 | 4592.57 | MC05 | MC05 | SIMOTICS M Compact induction motor 1500rpm, 37kW, 236Nm, 78A, 350 V 1750rpm, 41kW, 224Nm, 76A, 400 V 2000rpm, 45kW, 215Nm, 75 A, 440 V forced ventilation; direction of air flow NDE--> DE; Degree of protection IP55 INCREMENT. ENCODER HTL 1024 S/R (ENCODER HTL1024S/R) with TEMPERAT. SENSOR KTY84-130 DESIGN IM B3 (IM V5, IM V6) SHAFT WITH FITTED KEY HALF-KEY BALANCING BEARING: STANDARD WITH FIXED BEARING, VIBRATION SEVERITY GRADE R/A; SHAFT AND FLANGE ACCURACY: R TERMINAL BOX (ABOVE) CABLE ENTRY ON THE ND-END SIGNAL CONNECTION LEFT | - | 0 | 0
1PH8165-1HF10-2CA1 |  | 1PH8165-1HF10-2CA1 | 1 | UN | 1 | 20 | D | D | N | N | 85015290 | 1 |  | 230 | KG | 4722.59 | 4722.59 | MC05 | MC05 | SIMOTICS M Compact induction motor 1500rpm, 37kW, 236Nm, 78A, 350 V 1750rpm, 41kW, 224Nm, 76A, 400 V 2000rpm, 45kW, 215Nm, 75 A, 440 V forced ventilation; direction of air flow NDE--> DE; Degree of protection IP55 INCREMENT. ENCODER HTL 1024 S/R (ENCODER HTL1024S/R) with TEMPERAT. SENSOR KTY84-130 DESIGN IM B3 (IM V5, IM V6) SHAFT WITH FITTED KEY HALF-KEY BALANCING BEARING: STANDARD WITH FIXED BEARING, VIBRATION SEVERITY GRADE S/A; SHAFT AND FLANGE ACCURACY: R TERMINAL BOX (ABOVE) CABLE ENTRY ON THE RIGHT SIGNAL CONNECTION D-END | - | 0 | 0
1PH8165-1HF10-2CB1 |  | 1PH8165-1HF10-2CB1 | 1 | UN | 1 | 20 | D | D | N | N | 85015290 | 1 |  | 230 | KG | 4722.59 | 4722.59 | MC05 | MC05 | SIMOTICS M Compact induction motor 1500rpm, 37kW, 236Nm, 78A, 350 V 1750rpm, 41kW, 224Nm, 76A, 400 V 2000rpm, 45kW, 215Nm, 75 A, 440 V forced ventilation; direction of air flow NDE--> DE; Degree of protection IP55 INCREMENT. ENCODER HTL 1024 S/R (ENCODER HTL1024S/R) with TEMPERAT. SENSOR KTY84-130 DESIGN IM B3 (IM V5, IM V6) SHAFT WITH FITTED KEY HALF-KEY BALANCING BEARING: STANDARD WITH FIXED BEARING, VIBRATION SEVERITY GRADE S/A; SHAFT AND FLANGE ACCURACY: R TERMINAL BOX (ABOVE) CABLE ENTRY ON THE LEFT SIGNAL CONNECTION D-END | - | 0 | 0
1PH8165-1HF10-2CC1 |  | 1PH8165-1HF10-2CC1 | 1 | UN | 1 | 20 | D | D | N | N | 85015290 | 1 |  | 230 | KG | 4722.59 | 4722.59 | MC05 | MC05 | SIMOTICS M Compact induction motor 1500rpm, 37kW, 236Nm, 78A, 350 V 1750rpm, 41kW, 224Nm, 76A, 400 V 2000rpm, 45kW, 215Nm, 75 A, 440 V forced ventilation; direction of air flow NDE--> DE; Degree of protection IP55 INCREMENT. ENCODER HTL 1024 S/R (ENCODER HTL1024S/R) with TEMPERAT. SENSOR KTY84-130 DESIGN IM B3 (IM V5, IM V6) SHAFT WITH FITTED KEY HALF-KEY BALANCING BEARING: STANDARD WITH FIXED BEARING, VIBRATION SEVERITY GRADE S/A; SHAFT AND FLANGE ACCURACY: R TERMINAL BOX (ABOVE) CABLE ENTRY ON THE ND-END SIGNAL CONNECTION LEFT | - | 0 | 0
1PH8165-1HF10-2GA1 |  | 1PH8165-1HF10-2GA1 | 1 | UN | 1 | 20 | D | D | N | N | 85015290 | 1 |  | 230 | KG | 4402.66 | 4402.66 | MC05 | MC05 | SIMOTICS M Compact induction motor 1500rpm, 37kW, 236Nm, 78A, 350 V 1750rpm, 41kW, 224Nm, 76A, 400 V 2000rpm, 45kW, 215Nm, 75 A, 440 V forced ventilation; direction of air flow NDE--> DE; Degree of protection IP55 INCREMENT. ENCODER HTL 1024 S/R (ENCODER HTL1024S/R) with TEMPERAT. SENSOR KTY84-130 DESIGN IM B3 (IM V5, IM V6) SHAFT WITH FITTED KEY HALF-KEY BALANCING BEARING: STANDARD, VIBRATION SEVERITY GRADE R/A; SHAFT AND FLANGE ACCURACY: R TERMINAL BOX (ABOVE) CABLE ENTRY ON THE RIGHT SIGNAL CONNECTION D-END | - | 0 | 0
1PH8165-1HF12-0BA1 |  | 1PH8165-1HF12-0BA1 | 1 | UN | 1 | 20 | D | D | N | N | 85015290 | 1 |  | 230 | KG | 4896.02 | 4896.02 | MC05 | MC05 | SIMOTICS M Compact induction motor 1500rpm, 37kW, 236Nm, 78A, 350 V 1750rpm, 41kW, 224Nm, 76A, 400 V 2000rpm, 45kW, 215Nm, 75 A, 440 V forced ventilation; direction of air flow NDE--> DE; Degree of protection IP55 INCREMENT. ENCODER HTL 1024 S/R (ENCODER HTL1024S/R) with TEMPERAT. SENSOR KTY84-130 DESIGN IM B5 (IMV 1,IM V3) PLAIN SHAFT WITHOUT FITTED KEY; BEARING: STANDARD WITH FIXED BEARING, VIBRATION SEVERITY GRADE R/A; SHAFT AND FLANGE ACCURACY: R TERMINAL BOX (ABOVE) CABLE ENTRY ON THE RIGHT SIGNAL CONNECTION D-END | - | 0 | 0
1PH8165-1HF12-0BB1 |  | 1PH8165-1HF12-0BB1 | 1 | UN | 1 | 20 | D | D | N | N | 85015290 | 1 |  | 230 | KG | 4896.02 | 4896.02 | MC05 | MC05 | SIMOTICS M Compact induction motor 1500rpm, 37kW, 236Nm, 78A, 350 V 1750rpm, 41kW, 224Nm, 76A, 400 V 2000rpm, 45kW, 215Nm, 75 A, 440 V forced ventilation; direction of air flow NDE--> DE; Degree of protection IP55 INCREMENT. ENCODER HTL 1024 S/R (ENCODER HTL1024S/R) with TEMPERAT. SENSOR KTY84-130 DESIGN IM B5 (IMV 1,IM V3) PLAIN SHAFT WITHOUT FITTED KEY; BEARING: STANDARD WITH FIXED BEARING, VIBRATION SEVERITY GRADE R/A; SHAFT AND FLANGE ACCURACY: R TERMINAL BOX (ABOVE) CABLE ENTRY ON THE LEFT SIGNAL CONNECTION D-END | - | 0 | 0
1PH8165-1HF12-0BC1 |  | 1PH8165-1HF12-0BC1 | 1 | UN | 1 | 20 | D | D | N | N | 85015290 | 1 |  | 230 | KG | 4896.02 | 4896.02 | MC05 | MC05 | SIMOTICS M Compact induction motor 1500rpm, 37kW, 236Nm, 78A, 350 V 1750rpm, 41kW, 224Nm, 76A, 400 V 2000rpm, 45kW, 215Nm, 75 A, 440 V forced ventilation; direction of air flow NDE--> DE; Degree of protection IP55 INCREMENT. ENCODER HTL 1024 S/R (ENCODER HTL1024S/R) with TEMPERAT. SENSOR KTY84-130 DESIGN IM B5 (IMV 1,IM V3) PLAIN SHAFT WITHOUT FITTED KEY; BEARING: STANDARD WITH FIXED BEARING, VIBRATION SEVERITY GRADE R/A; SHAFT AND FLANGE ACCURACY: R TERMINAL BOX (ABOVE) CABLE ENTRY ON THE ND-END SIGNAL CONNECTION LEFT | - | 0 | 0
1PH8165-1HF12-0CA1 |  | 1PH8165-1HF12-0CA1 | 1 | UN | 1 | 20 | D | D | N | N | 85015290 | 1 |  | 230 | KG | 5026.04 | 5026.04 | MC05 | MC05 | SIMOTICS M Compact induction motor 1500rpm, 37kW, 236Nm, 78A, 350 V 1750rpm, 41kW, 224Nm, 76A, 400 V 2000rpm, 45kW, 215Nm, 75 A, 440 V forced ventilation; direction of air flow NDE--> DE; Degree of protection IP55 INCREMENT. ENCODER HTL 1024 S/R (ENCODER HTL1024S/R) with TEMPERAT. SENSOR KTY84-130 DESIGN IM B5 (IMV 1,IM V3) PLAIN SHAFT WITHOUT FITTED KEY; BEARING: STANDARD WITH FIXED BEARING, VIBRATION SEVERITY GRADE S/A; SHAFT AND FLANGE ACCURACY: R TERMINAL BOX (ABOVE) CABLE ENTRY ON THE RIGHT SIGNAL CONNECTION D-END | - | 0 | 0
1PH8165-1HF12-0CB1 |  | 1PH8165-1HF12-0CB1 | 1 | UN | 1 | 20 | D | D | N | N | 85015290 | 1 |  | 230 | KG | 5026.04 | 5026.04 | MC05 | MC05 | SIMOTICS M Compact induction motor 1500rpm, 37kW, 236Nm, 78A, 350 V 1750rpm, 41kW, 224Nm, 76A, 400 V 2000rpm, 45kW, 215Nm, 75 A, 440 V forced ventilation; direction of air flow NDE--> DE; Degree of protection IP55 INCREMENT. ENCODER HTL 1024 S/R (ENCODER HTL1024S/R) with TEMPERAT. SENSOR KTY84-130 DESIGN IM B5 (IMV 1,IM V3) PLAIN SHAFT WITHOUT FITTED KEY; BEARING: STANDARD WITH FIXED BEARING, VIBRATION SEVERITY GRADE S/A; SHAFT AND FLANGE ACCURACY: R TERMINAL BOX (ABOVE) CABLE ENTRY ON THE LEFT SIGNAL CONNECTION D-END | - | 0 | 0
1PH8165-1HF12-0CC1 |  | 1PH8165-1HF12-0CC1 | 1 | UN | 1 | 20 | D | D | N | N | 85015290 | 1 |  | 230 | KG | 5026.04 | 5026.04 | MC05 | MC05 | SIMOTICS M Compact induction motor 1500rpm, 37kW, 236Nm, 78A, 350 V 1750rpm, 41kW, 224Nm, 76A, 400 V 2000rpm, 45kW, 215Nm, 75 A, 440 V forced ventilation; direction of air flow NDE--> DE; Degree of protection IP55 INCREMENT. ENCODER HTL 1024 S/R (ENCODER HTL1024S/R) with TEMPERAT. SENSOR KTY84-130 DESIGN IM B5 (IMV 1,IM V3) PLAIN SHAFT WITHOUT FITTED KEY; BEARING: STANDARD WITH FIXED BEARING, VIBRATION SEVERITY GRADE S/A; SHAFT AND FLANGE ACCURACY: R TERMINAL BOX (ABOVE) CABLE ENTRY ON THE ND-END SIGNAL CONNECTION LEFT | - | 0 | 0
1PH8165-1HF12-2BA1 |  | 1PH8165-1HF12-2BA1 | 1 | UN | 1 | 20 | D | D | N | N | 85015290 | 1 |  | 230 | KG | 5026.07 | 5026.07 | MC05 | MC05 | SIMOTICS M Compact induction motor 1500rpm, 37kW, 236Nm, 78A, 350 V 1750rpm, 41kW, 224Nm, 76A, 400 V 2000rpm, 45kW, 215Nm, 75 A, 440 V forced ventilation; direction of air flow NDE--> DE; Degree of protection IP55 INCREMENT. ENCODER HTL 1024 S/R (ENCODER HTL1024S/R) with TEMPERAT. SENSOR KTY84-130 DESIGN IM B5 (IMV 1,IM V3) SHAFT WITH FITTED KEY HALF-KEY BALANCING BEARING: STANDARD WITH FIXED BEARING, VIBRATION SEVERITY GRADE R/A; SHAFT AND FLANGE ACCURACY: R TERMINAL BOX (ABOVE) CABLE ENTRY ON THE RIGHT SIGNAL CONNECTION D-END | - | 0 | 0
1PH8165-1HF12-2BB1 |  | 1PH8165-1HF12-2BB1 | 1 | UN | 1 | 20 | D | D | N | N | 85015290 | 1 |  | 230 | KG | 5026.07 | 5026.07 | MC05 | MC05 | SIMOTICS M Compact induction motor 1500rpm, 37kW, 236Nm, 78A, 350 V 1750rpm, 41kW, 224Nm, 76A, 400 V 2000rpm, 45kW, 215Nm, 75 A, 440 V forced ventilation; direction of air flow NDE--> DE; Degree of protection IP55 INCREMENT. ENCODER HTL 1024 S/R (ENCODER HTL1024S/R) with TEMPERAT. SENSOR KTY84-130 DESIGN IM B5 (IMV 1,IM V3) SHAFT WITH FITTED KEY HALF-KEY BALANCING BEARING: STANDARD WITH FIXED BEARING, VIBRATION SEVERITY GRADE R/A; SHAFT AND FLANGE ACCURACY: R TERMINAL BOX (ABOVE) CABLE ENTRY ON THE LEFT SIGNAL CONNECTION D-END | - | 0 | 0
1PH8165-1HF12-2BC1 |  | 1PH8165-1HF12-2BC1 | 1 | UN | 1 | 20 | D | D | N | N | 85015290 | 1 |  | 230 | KG | 5026.07 | 5026.07 | MC05 | MC05 | SIMOTICS M Compact induction motor 1500rpm, 37kW, 236Nm, 78A, 350 V 1750rpm, 41kW, 224Nm, 76A, 400 V 2000rpm, 45kW, 215Nm, 75 A, 440 V forced ventilation; direction of air flow NDE--> DE; Degree of protection IP55 INCREMENT. ENCODER HTL 1024 S/R (ENCODER HTL1024S/R) with TEMPERAT. SENSOR KTY84-130 DESIGN IM B5 (IMV 1,IM V3) SHAFT WITH FITTED KEY HALF-KEY BALANCING BEARING: STANDARD WITH FIXED BEARING, VIBRATION SEVERITY GRADE R/A; SHAFT AND FLANGE ACCURACY: R TERMINAL BOX (ABOVE) CABLE ENTRY ON THE ND-END SIGNAL CONNECTION LEFT | - | 0 | 0
1PH8165-1HF12-2CA1 |  | 1PH8165-1HF12-2CA1 | 1 | UN | 1 | 20 | D | D | N | N | 85015290 | 1 |  | 230 | KG | 5156.09 | 5156.09 | MC05 | MC05 | SIMOTICS M Compact induction motor 1500rpm, 37kW, 236Nm, 78A, 350 V 1750rpm, 41kW, 224Nm, 76A, 400 V 2000rpm, 45kW, 215Nm, 75 A, 440 V forced ventilation; direction of air flow NDE--> DE; Degree of protection IP55 INCREMENT. ENCODER HTL 1024 S/R (ENCODER HTL1024S/R) with TEMPERAT. SENSOR KTY84-130 DESIGN IM B5 (IMV 1,IM V3) SHAFT WITH FITTED KEY HALF-KEY BALANCING BEARING: STANDARD WITH FIXED BEARING, VIBRATION SEVERITY GRADE S/A; SHAFT AND FLANGE ACCURACY: R TERMINAL BOX (ABOVE) CABLE ENTRY ON THE RIGHT SIGNAL CONNECTION D-END | - | 0 | 0
1PH8165-1HF12-2CB1 |  | 1PH8165-1HF12-2CB1 | 1 | UN | 1 | 20 | D | D | N | N | 85015290 | 1 |  | 230 | KG | 5156.09 | 5156.09 | MC05 | MC05 | SIMOTICS M Compact induction motor 1500rpm, 37kW, 236Nm, 78A, 350 V 1750rpm, 41kW, 224Nm, 76A, 400 V 2000rpm, 45kW, 215Nm, 75 A, 440 V forced ventilation; direction of air flow NDE--> DE; Degree of protection IP55 INCREMENT. ENCODER HTL 1024 S/R (ENCODER HTL1024S/R) with TEMPERAT. SENSOR KTY84-130 DESIGN IM B5 (IMV 1,IM V3) SHAFT WITH FITTED KEY HALF-KEY BALANCING BEARING: STANDARD WITH FIXED BEARING, VIBRATION SEVERITY GRADE S/A; SHAFT AND FLANGE ACCURACY: R TERMINAL BOX (ABOVE) CABLE ENTRY ON THE LEFT SIGNAL CONNECTION D-END | - | 0 | 0
1PH8165-1HF12-2CC1 |  | 1PH8165-1HF12-2CC1 | 1 | UN | 1 | 20 | D | D | N | N | 85015290 | 1 |  | 230 | KG | 5156.09 | 5156.09 | MC05 | MC05 | SIMOTICS M Compact induction motor 1500rpm, 37kW, 236Nm, 78A, 350 V 1750rpm, 41kW, 224Nm, 76A, 400 V 2000rpm, 45kW, 215Nm, 75 A, 440 V forced ventilation; direction of air flow NDE--> DE; Degree of protection IP55 INCREMENT. ENCODER HTL 1024 S/R (ENCODER HTL1024S/R) with TEMPERAT. SENSOR KTY84-130 DESIGN IM B5 (IMV 1,IM V3) SHAFT WITH FITTED KEY HALF-KEY BALANCING BEARING: STANDARD WITH FIXED BEARING, VIBRATION SEVERITY GRADE S/A; SHAFT AND FLANGE ACCURACY: R TERMINAL BOX (ABOVE) CABLE ENTRY ON THE ND-END SIGNAL CONNECTION LEFT | - | 0 | 0
1PH8165-1HF13-0BA1 |  | 1PH8165-1HF13-0BA1 | 1 | UN | 1 | 20 | D | D | N | N | 85015290 | 1 |  | 230 | KG | 4896.02 | 4896.02 | MC05 | MC05 | SIMOTICS M Compact induction motor 1500rpm, 37kW, 236Nm, 78A, 350 V 1750rpm, 41kW, 224Nm, 76A, 400 V 2000rpm, 45kW, 215Nm, 75 A, 440 V forced ventilation; direction of air flow NDE--> DE; Degree of protection IP55 INCREMENT. ENCODER HTL 1024 S/R (ENCODER HTL1024S/R) with TEMPERAT. SENSOR KTY84-130 Design IM B35 (IM V15, (IM V35) PLAIN SHAFT WITHOUT FITTED KEY; BEARING: STANDARD WITH FIXED BEARING, VIBRATION SEVERITY GRADE R/A; SHAFT AND FLANGE ACCURACY: R TERMINAL BOX (ABOVE) CABLE ENTRY ON THE RIGHT SIGNAL CONNECTION D-END | - | 0 | 0
1PH8165-1HF13-0BB1 |  | 1PH8165-1HF13-0BB1 | 1 | UN | 1 | 20 | D | D | N | N | 85015290 | 1 |  | 230 | KG | 4896.02 | 4896.02 | MC05 | MC05 | SIMOTICS M Compact induction motor 1500rpm, 37kW, 236Nm, 78A, 350 V 1750rpm, 41kW, 224Nm, 76A, 400 V 2000rpm, 45kW, 215Nm, 75 A, 440 V forced ventilation; direction of air flow NDE--> DE; Degree of protection IP55 INCREMENT. ENCODER HTL 1024 S/R (ENCODER HTL1024S/R) with TEMPERAT. SENSOR KTY84-130 Design IM B35 (IM V15, (IM V35) PLAIN SHAFT WITHOUT FITTED KEY; BEARING: STANDARD WITH FIXED BEARING, VIBRATION SEVERITY GRADE R/A; SHAFT AND FLANGE ACCURACY: R TERMINAL BOX (ABOVE) CABLE ENTRY ON THE LEFT SIGNAL CONNECTION D-END | - | 0 | 0
1PH8165-1HF13-0BC1 |  | 1PH8165-1HF13-0BC1 | 1 | UN | 1 | 20 | D | D | N | N | 85015290 | 1 |  | 230 | KG | 4896.02 | 4896.02 | MC05 | MC05 | SIMOTICS M Compact induction motor 1500rpm, 37kW, 236Nm, 78A, 350 V 1750rpm, 41kW, 224Nm, 76A, 400 V 2000rpm, 45kW, 215Nm, 75 A, 440 V forced ventilation; direction of air flow NDE--> DE; Degree of protection IP55 INCREMENT. ENCODER HTL 1024 S/R (ENCODER HTL1024S/R) with TEMPERAT. SENSOR KTY84-130 Design IM B35 (IM V15, (IM V35) PLAIN SHAFT WITHOUT FITTED KEY; BEARING: STANDARD WITH FIXED BEARING, VIBRATION SEVERITY GRADE R/A; SHAFT AND FLANGE ACCURACY: R TERMINAL BOX (ABOVE) CABLE ENTRY ON THE ND-END SIGNAL CONNECTION LEFT | - | 0 | 0
1PH8165-1HF13-0CA1 |  | 1PH8165-1HF13-0CA1 | 1 | UN | 1 | 20 | D | D | N | N | 85015290 | 1 |  | 230 | KG | 5026.04 | 5026.04 | MC05 | MC05 | SIMOTICS M Compact induction motor 1500rpm, 37kW, 236Nm, 78A, 350 V 1750rpm, 41kW, 224Nm, 76A, 400 V 2000rpm, 45kW, 215Nm, 75 A, 440 V forced ventilation; direction of air flow NDE--> DE; Degree of protection IP55 INCREMENT. ENCODER HTL 1024 S/R (ENCODER HTL1024S/R) with TEMPERAT. SENSOR KTY84-130 Design IM B35 (IM V15, (IM V35) PLAIN SHAFT WITHOUT FITTED KEY; BEARING: STANDARD WITH FIXED BEARING, VIBRATION SEVERITY GRADE S/A; SHAFT AND FLANGE ACCURACY: R TERMINAL BOX (ABOVE) CABLE ENTRY ON THE RIGHT SIGNAL CONNECTION D-END | - | 0 | 0
1PH8165-1HF13-0CB1 |  | 1PH8165-1HF13-0CB1 | 1 | UN | 1 | 20 | D | D | N | N | 85015290 | 1 |  | 230 | KG | 5026.04 | 5026.04 | MC05 | MC05 | SIMOTICS M Compact induction motor 1500rpm, 37kW, 236Nm, 78A, 350 V 1750rpm, 41kW, 224Nm, 76A, 400 V 2000rpm, 45kW, 215Nm, 75 A, 440 V forced ventilation; direction of air flow NDE--> DE; Degree of protection IP55 INCREMENT. ENCODER HTL 1024 S/R (ENCODER HTL1024S/R) with TEMPERAT. SENSOR KTY84-130 Design IM B35 (IM V15, (IM V35) PLAIN SHAFT WITHOUT FITTED KEY; BEARING: STANDARD WITH FIXED BEARING, VIBRATION SEVERITY GRADE S/A; SHAFT AND FLANGE ACCURACY: R TERMINAL BOX (ABOVE) CABLE ENTRY ON THE LEFT SIGNAL CONNECTION D-END | - | 0 | 0
1PH8165-1HF13-0CC1 |  | 1PH8165-1HF13-0CC1 | 1 | UN | 1 | 20 | D | D | N | N | 85015290 | 1 |  | 230 | KG | 5026.04 | 5026.04 | MC05 | MC05 | SIMOTICS M Compact induction motor 1500rpm, 37kW, 236Nm, 78A, 350 V 1750rpm, 41kW, 224Nm, 76A, 400 V 2000rpm, 45kW, 215Nm, 75 A, 440 V forced ventilation; direction of air flow NDE--> DE; Degree of protection IP55 INCREMENT. ENCODER HTL 1024 S/R (ENCODER HTL1024S/R) with TEMPERAT. SENSOR KTY84-130 Design IM B35 (IM V15, (IM V35) PLAIN SHAFT WITHOUT FITTED KEY; BEARING: STANDARD WITH FIXED BEARING, VIBRATION SEVERITY GRADE S/A; SHAFT AND FLANGE ACCURACY: R TERMINAL BOX (ABOVE) CABLE ENTRY ON THE ND-END SIGNAL CONNECTION LEFT | - | 0 | 0
1PH8165-1HF13-2BA1 |  | 1PH8165-1HF13-2BA1 | 1 | UN | 1 | 20 | D | D | N | N | 85015290 | 1 |  | 230 | KG | 5026.07 | 5026.07 | MC05 | MC05 | SIMOTICS M Compact induction motor 1500rpm, 37kW, 236Nm, 78A, 350 V 1750rpm, 41kW, 224Nm, 76A, 400 V 2000rpm, 45kW, 215Nm, 75 A, 440 V forced ventilation; direction of air flow NDE--> DE; Degree of protection IP55 INCREMENT. ENCODER HTL 1024 S/R (ENCODER HTL1024S/R) with TEMPERAT. SENSOR KTY84-130 Design IM B35 (IM V15, (IM V35) SHAFT WITH FITTED KEY HALF-KEY BALANCING BEARING: STANDARD WITH FIXED BEARING, VIBRATION SEVERITY GRADE R/A; SHAFT AND FLANGE ACCURACY: R TERMINAL BOX (ABOVE) CABLE ENTRY ON THE RIGHT SIGNAL CONNECTION D-END | - | 0 | 0
1PH8165-1HF13-2BB1 |  | 1PH8165-1HF13-2BB1 | 1 | UN | 1 | 20 | D | D | N | N | 85015290 | 1 |  | 230 | KG | 5026.07 | 5026.07 | MC05 | MC05 | SIMOTICS M Compact induction motor 1500rpm, 37kW, 236Nm, 78A, 350 V 1750rpm, 41kW, 224Nm, 76A, 400 V 2000rpm, 45kW, 215Nm, 75 A, 440 V forced ventilation; direction of air flow NDE--> DE; Degree of protection IP55 INCREMENT. ENCODER HTL 1024 S/R (ENCODER HTL1024S/R) with TEMPERAT. SENSOR KTY84-130 Design IM B35 (IM V15, (IM V35) SHAFT WITH FITTED KEY HALF-KEY BALANCING BEARING: STANDARD WITH FIXED BEARING, VIBRATION SEVERITY GRADE R/A; SHAFT AND FLANGE ACCURACY: R TERMINAL BOX (ABOVE) CABLE ENTRY ON THE LEFT SIGNAL CONNECTION D-END | - | 0 | 0
1PH8165-1HF13-2BB1-Z | G14 | 1PH8165-1HF13-2BB1-ZG14 | 1 | UN | 1 | 20 | D | D | N | N | 85015290 | 1 |  | 230 | KG | 5376.17 | 5376.17 | MC05 | MC05 | SIMOTICS M Compact induction motor 1500rpm, 37kW, 236Nm, 78A, 350 V 1750rpm, 41kW, 224Nm, 76A, 400 V 2000rpm, 45kW, 215Nm, 75 A, 440 V forced ventilation; direction of air flow NDE--> DE; Degree of protection IP55 INCREMENT. ENCODER HTL 1024 S/R (ENCODER HTL1024S/R) with TEMPERAT. SENSOR KTY84-130 Design IM B35 (IM V15, (IM V35) SHAFT WITH FITTED KEY HALF-KEY BALANCING BEARING: STANDARD WITH FIXED BEARING, VIBRATION SEVERITY GRADE R/A; SHAFT AND FLANGE ACCURACY: R TERMINAL BOX (ABOVE) CABLE ENTRY ON THE LEFT SIGNAL CONNECTION D-END G14: FAN ASSEMBLY WITH AIR FILTER | - | 0 | 0
1PH8165-1HF13-2BC1 |  | 1PH8165-1HF13-2BC1 | 1 | UN | 1 | 20 | D | D | N | N | 85015290 | 1 |  | 230 | KG | 5026.07 | 5026.07 | MC05 | MC05 | SIMOTICS M Compact induction motor 1500rpm, 37kW, 236Nm, 78A, 350 V 1750rpm, 41kW, 224Nm, 76A, 400 V 2000rpm, 45kW, 215Nm, 75 A, 440 V forced ventilation; direction of air flow NDE--> DE; Degree of protection IP55 INCREMENT. ENCODER HTL 1024 S/R (ENCODER HTL1024S/R) with TEMPERAT. SENSOR KTY84-130 Design IM B35 (IM V15, (IM V35) SHAFT WITH FITTED KEY HALF-KEY BALANCING BEARING: STANDARD WITH FIXED BEARING, VIBRATION SEVERITY GRADE R/A; SHAFT AND FLANGE ACCURACY: R TERMINAL BOX (ABOVE) CABLE ENTRY ON THE ND-END SIGNAL CONNECTION LEFT | - | 0 | 0
1PH8165-1HF13-2CA1 |  | 1PH8165-1HF13-2CA1 | 1 | UN | 1 | 20 | D | D | N | N | 85015290 | 1 |  | 230 | KG | 5156.09 | 5156.09 | MC05 | MC05 | SIMOTICS M Compact induction motor 1500rpm, 37kW, 236Nm, 78A, 350 V 1750rpm, 41kW, 224Nm, 76A, 400 V 2000rpm, 45kW, 215Nm, 75 A, 440 V forced ventilation; direction of air flow NDE--> DE; Degree of protection IP55 INCREMENT. ENCODER HTL 1024 S/R (ENCODER HTL1024S/R) with TEMPERAT. SENSOR KTY84-130 Design IM B35 (IM V15, (IM V35) SHAFT WITH FITTED KEY HALF-KEY BALANCING BEARING: STANDARD WITH FIXED BEARING, VIBRATION SEVERITY GRADE S/A; SHAFT AND FLANGE ACCURACY: R TERMINAL BOX (ABOVE) CABLE ENTRY ON THE RIGHT SIGNAL CONNECTION D-END | - | 0 | 0
1PH8165-1HF13-2CB1 |  | 1PH8165-1HF13-2CB1 | 1 | UN | 1 | 20 | D | D | N | N | 85015290 | 1 |  | 230 | KG | 5156.09 | 5156.09 | MC05 | MC05 | SIMOTICS M Compact induction motor 1500rpm, 37kW, 236Nm, 78A, 350 V 1750rpm, 41kW, 224Nm, 76A, 400 V 2000rpm, 45kW, 215Nm, 75 A, 440 V forced ventilation; direction of air flow NDE--> DE; Degree of protection IP55 INCREMENT. ENCODER HTL 1024 S/R (ENCODER HTL1024S/R) with TEMPERAT. SENSOR KTY84-130 Design IM B35 (IM V15, (IM V35) SHAFT WITH FITTED KEY HALF-KEY BALANCING BEARING: STANDARD WITH FIXED BEARING, VIBRATION SEVERITY GRADE S/A; SHAFT AND FLANGE ACCURACY: R TERMINAL BOX (ABOVE) CABLE ENTRY ON THE LEFT SIGNAL CONNECTION D-END | - | 0 | 0
1PH8165-1HF13-2CC1 |  | 1PH8165-1HF13-2CC1 | 1 | UN | 1 | 20 | D | D | N | N | 85015290 | 1 |  | 230 | KG | 5156.09 | 5156.09 | MC05 | MC05 | SIMOTICS M Compact induction motor 1500rpm, 37kW, 236Nm, 78A, 350 V 1750rpm, 41kW, 224Nm, 76A, 400 V 2000rpm, 45kW, 215Nm, 75 A, 440 V forced ventilation; direction of air flow NDE--> DE; Degree of protection IP55 INCREMENT. ENCODER HTL 1024 S/R (ENCODER HTL1024S/R) with TEMPERAT. SENSOR KTY84-130 Design IM B35 (IM V15, (IM V35) SHAFT WITH FITTED KEY HALF-KEY BALANCING BEARING: STANDARD WITH FIXED BEARING, VIBRATION SEVERITY GRADE S/A; SHAFT AND FLANGE ACCURACY: R TERMINAL BOX (ABOVE) CABLE ENTRY ON THE ND-END SIGNAL CONNECTION LEFT | - | 0 | 0
1PH8165-1HF20-0BA1 |  | 1PH8165-1HF20-0BA1 | 1 | UN | 1 | 20 | D | D | N | N | 85015290 | 1 |  | 264 | KG | 6049.72 | 6049.72 | MC05 | MC05 | SIMOTICS M Compact induction motor 1500rpm, 46 kW 293Nm, 104A, 330V 1750rpm, 53kW 289Nm, 104A, 374V 2000rpm, 60kW 287Nm, 103A, 426V water cooling Degree of protection IP65 INCREMENT. ENCODER HTL 1024 S/R (ENCODER HTL1024S/R) with TEMPERAT. SENSOR KTY84-130 DESIGN IM B3 (IM V5, IM V6) PLAIN SHAFT WITHOUT FITTED KEY; BEARING: STANDARD WITH FIXED BEARING, VIBRATION SEVERITY GRADE R/A; SHAFT AND FLANGE ACCURACY: R TERMINAL BOX (ABOVE) CABLE ENTRY ON THE RIGHT SIGNAL CONNECTION D-END | - | 0 | 0
1PH8165-1HF20-0BB1 |  | 1PH8165-1HF20-0BB1 | 1 | UN | 1 | 20 | D | D | N | N | 85015290 | 1 |  | 264 | KG | 6049.72 | 6049.72 | MC05 | MC05 | SIMOTICS M Compact induction motor 1500rpm, 46 kW 293Nm, 104A, 330V 1750rpm, 53kW 289Nm, 104A, 374V 2000rpm, 60kW 287Nm, 103A, 426V water cooling Degree of protection IP65 INCREMENT. ENCODER HTL 1024 S/R (ENCODER HTL1024S/R) with TEMPERAT. SENSOR KTY84-130 DESIGN IM B3 (IM V5, IM V6) PLAIN SHAFT WITHOUT FITTED KEY; BEARING: STANDARD WITH FIXED BEARING, VIBRATION SEVERITY GRADE R/A; SHAFT AND FLANGE ACCURACY: R TERMINAL BOX (ABOVE) CABLE ENTRY ON THE LEFT SIGNAL CONNECTION D-END | - | 0 | 0
1PH8165-1HF20-0BC1 |  | 1PH8165-1HF20-0BC1 | 1 | UN | 1 | 20 | D | D | N | N | 85015290 | 1 |  | 264 | KG | 6049.72 | 6049.72 | MC05 | MC05 | SIMOTICS M Compact induction motor 1500rpm, 46 kW 293Nm, 104A, 330V 1750rpm, 53kW 289Nm, 104A, 374V 2000rpm, 60kW 287Nm, 103A, 426V water cooling Degree of protection IP65 INCREMENT. ENCODER HTL 1024 S/R (ENCODER HTL1024S/R) with TEMPERAT. SENSOR KTY84-130 DESIGN IM B3 (IM V5, IM V6) PLAIN SHAFT WITHOUT FITTED KEY; BEARING: STANDARD WITH FIXED BEARING, VIBRATION SEVERITY GRADE R/A; SHAFT AND FLANGE ACCURACY: R TERMINAL BOX (ABOVE) CABLE ENTRY ON THE ND-END SIGNAL CONNECTION LEFT | - | 0 | 0
1PH8165-1HF20-0CA1 |  | 1PH8165-1HF20-0CA1 | 1 | UN | 1 | 20 | D | D | N | N | 85015290 | 1 |  | 264 | KG | 6179.74 | 6179.74 | MC05 | MC05 | SIMOTICS M Compact induction motor 1500rpm, 46 kW 293Nm, 104A, 330V 1750rpm, 53kW 289Nm, 104A, 374V 2000rpm, 60kW 287Nm, 103A, 426V water cooling Degree of protection IP65 INCREMENT. ENCODER HTL 1024 S/R (ENCODER HTL1024S/R) with TEMPERAT. SENSOR KTY84-130 DESIGN IM B3 (IM V5, IM V6) PLAIN SHAFT WITHOUT FITTED KEY; BEARING: STANDARD WITH FIXED BEARING, VIBRATION SEVERITY GRADE S/A; SHAFT AND FLANGE ACCURACY: R TERMINAL BOX (ABOVE) CABLE ENTRY ON THE RIGHT SIGNAL CONNECTION D-END | - | 0 | 0
1PH8165-1HF20-0CB1 |  | 1PH8165-1HF20-0CB1 | 1 | UN | 1 | 20 | D | D | N | N | 85015290 | 1 |  | 264 | KG | 6179.74 | 6179.74 | MC05 | MC05 | SIMOTICS M Compact induction motor 1500rpm, 46 kW 293Nm, 104A, 330V 1750rpm, 53kW 289Nm, 104A, 374V 2000rpm, 60kW 287Nm, 103A, 426V water cooling Degree of protection IP65 INCREMENT. ENCODER HTL 1024 S/R (ENCODER HTL1024S/R) with TEMPERAT. SENSOR KTY84-130 DESIGN IM B3 (IM V5, IM V6) PLAIN SHAFT WITHOUT FITTED KEY; BEARING: STANDARD WITH FIXED BEARING, VIBRATION SEVERITY GRADE S/A; SHAFT AND FLANGE ACCURACY: R TERMINAL BOX (ABOVE) CABLE ENTRY ON THE LEFT SIGNAL CONNECTION D-END | - | 0 | 0
1PH8165-1HF20-0CC1 |  | 1PH8165-1HF20-0CC1 | 1 | UN | 1 | 20 | D | D | N | N | 85015290 | 1 |  | 264 | KG | 6179.74 | 6179.74 | MC05 | MC05 | SIMOTICS M Compact induction motor 1500rpm, 46 kW 293Nm, 104A, 330V 1750rpm, 53kW 289Nm, 104A, 374V 2000rpm, 60kW 287Nm, 103A, 426V water cooling Degree of protection IP65 INCREMENT. ENCODER HTL 1024 S/R (ENCODER HTL1024S/R) with TEMPERAT. SENSOR KTY84-130 DESIGN IM B3 (IM V5, IM V6) PLAIN SHAFT WITHOUT FITTED KEY; BEARING: STANDARD WITH FIXED BEARING, VIBRATION SEVERITY GRADE S/A; SHAFT AND FLANGE ACCURACY: R TERMINAL BOX (ABOVE) CABLE ENTRY ON THE ND-END SIGNAL CONNECTION LEFT | - | 0 | 0
1PH8165-1HF20-2BA1 |  | 1PH8165-1HF20-2BA1 | 1 | UN | 1 | 20 | D | D | N | N | 85015290 | 1 |  | 264 | KG | 6179.77 | 6179.77 | MC05 | MC05 | SIMOTICS M Compact induction motor 1500rpm, 46 kW 293Nm, 104A, 330V 1750rpm, 53kW 289Nm, 104A, 374V 2000rpm, 60kW 287Nm, 103A, 426V water cooling Degree of protection IP65 INCREMENT. ENCODER HTL 1024 S/R (ENCODER HTL1024S/R) with TEMPERAT. SENSOR KTY84-130 DESIGN IM B3 (IM V5, IM V6) SHAFT WITH FITTED KEY HALF-KEY BALANCING BEARING: STANDARD WITH FIXED BEARING, VIBRATION SEVERITY GRADE R/A; SHAFT AND FLANGE ACCURACY: R TERMINAL BOX (ABOVE) CABLE ENTRY ON THE RIGHT SIGNAL CONNECTION D-END | - | 0 | 0
1PH8165-1HF20-2BB1 |  | 1PH8165-1HF20-2BB1 | 1 | UN | 1 | 20 | D | D | N | N | 85015290 | 1 |  | 264 | KG | 6179.77 | 6179.77 | MC05 | MC05 | SIMOTICS M Compact induction motor 1500rpm, 46 kW 293Nm, 104A, 330V 1750rpm, 53kW 289Nm, 104A, 374V 2000rpm, 60kW 287Nm, 103A, 426V water cooling Degree of protection IP65 INCREMENT. ENCODER HTL 1024 S/R (ENCODER HTL1024S/R) with TEMPERAT. SENSOR KTY84-130 DESIGN IM B3 (IM V5, IM V6) SHAFT WITH FITTED KEY HALF-KEY BALANCING BEARING: STANDARD WITH FIXED BEARING, VIBRATION SEVERITY GRADE R/A; SHAFT AND FLANGE ACCURACY: R TERMINAL BOX (ABOVE) CABLE ENTRY ON THE LEFT SIGNAL CONNECTION D-END | - | 0 | 0
1PH8165-1HF20-2BC1 |  | 1PH8165-1HF20-2BC1 | 1 | UN | 1 | 20 | D | D | N | N | 85015290 | 1 |  | 264 | KG | 6179.77 | 6179.77 | MC05 | MC05 | SIMOTICS M Compact induction motor 1500rpm, 46 kW 293Nm, 104A, 330V 1750rpm, 53kW 289Nm, 104A, 374V 2000rpm, 60kW 287Nm, 103A, 426V water cooling Degree of protection IP65 INCREMENT. ENCODER HTL 1024 S/R (ENCODER HTL1024S/R) with TEMPERAT. SENSOR KTY84-130 DESIGN IM B3 (IM V5, IM V6) SHAFT WITH FITTED KEY HALF-KEY BALANCING BEARING: STANDARD WITH FIXED BEARING, VIBRATION SEVERITY GRADE R/A; SHAFT AND FLANGE ACCURACY: R TERMINAL BOX (ABOVE) CABLE ENTRY ON THE ND-END SIGNAL CONNECTION LEFT | - | 0 | 0
1PH8165-1HF20-2CA1 |  | 1PH8165-1HF20-2CA1 | 1 | UN | 1 | 20 | D | D | N | N | 85015290 | 1 |  | 264 | KG | 6309.79 | 6309.79 | MC05 | MC05 | SIMOTICS M Compact induction motor 1500rpm, 46 kW 293Nm, 104A, 330V 1750rpm, 53kW 289Nm, 104A, 374V 2000rpm, 60kW 287Nm, 103A, 426V water cooling Degree of protection IP65 INCREMENT. ENCODER HTL 1024 S/R (ENCODER HTL1024S/R) with TEMPERAT. SENSOR KTY84-130 DESIGN IM B3 (IM V5, IM V6) SHAFT WITH FITTED KEY HALF-KEY BALANCING BEARING: STANDARD WITH FIXED BEARING, VIBRATION SEVERITY GRADE S/A; SHAFT AND FLANGE ACCURACY: R TERMINAL BOX (ABOVE) CABLE ENTRY ON THE RIGHT SIGNAL CONNECTION D-END | - | 0 | 0
1PH8165-1HF20-2CB1 |  | 1PH8165-1HF20-2CB1 | 1 | UN | 1 | 20 | D | D | N | N | 85015290 | 1 |  | 264 | KG | 6309.79 | 6309.79 | MC05 | MC05 | SIMOTICS M Compact induction motor 1500rpm, 46 kW 293Nm, 104A, 330V 1750rpm, 53kW 289Nm, 104A, 374V 2000rpm, 60kW 287Nm, 103A, 426V water cooling Degree of protection IP65 INCREMENT. ENCODER HTL 1024 S/R (ENCODER HTL1024S/R) with TEMPERAT. SENSOR KTY84-130 DESIGN IM B3 (IM V5, IM V6) SHAFT WITH FITTED KEY HALF-KEY BALANCING BEARING: STANDARD WITH FIXED BEARING, VIBRATION SEVERITY GRADE S/A; SHAFT AND FLANGE ACCURACY: R TERMINAL BOX (ABOVE) CABLE ENTRY ON THE LEFT SIGNAL CONNECTION D-END | - | 0 | 0
1PH8165-1HF20-2CC1 |  | 1PH8165-1HF20-2CC1 | 1 | UN | 1 | 20 | D | D | N | N | 85015290 | 1 |  | 264 | KG | 6309.79 | 6309.79 | MC05 | MC05 | SIMOTICS M Compact induction motor 1500rpm, 46 kW 293Nm, 104A, 330V 1750rpm, 53kW 289Nm, 104A, 374V 2000rpm, 60kW 287Nm, 103A, 426V water cooling Degree of protection IP65 INCREMENT. ENCODER HTL 1024 S/R (ENCODER HTL1024S/R) with TEMPERAT. SENSOR KTY84-130 DESIGN IM B3 (IM V5, IM V6) SHAFT WITH FITTED KEY HALF-KEY BALANCING BEARING: STANDARD WITH FIXED BEARING, VIBRATION SEVERITY GRADE S/A; SHAFT AND FLANGE ACCURACY: R TERMINAL BOX (ABOVE) CABLE ENTRY ON THE ND-END SIGNAL CONNECTION LEFT | - | 0 | 0
1PH8165-1HF22-0BA1 |  | 1PH8165-1HF22-0BA1 | 1 | UN | 1 | 20 | D | D | N | N | 85015290 | 1 |  | 264 | KG | 6483.22 | 6483.22 | MC05 | MC05 | SIMOTICS M Compact induction motor 1500rpm, 46 kW 293Nm, 104A, 330V 1750rpm, 53kW 289Nm, 104A, 374V 2000rpm, 60kW 287Nm, 103A, 426V water cooling Degree of protection IP65 INCREMENT. ENCODER HTL 1024 S/R (ENCODER HTL1024S/R) with TEMPERAT. SENSOR KTY84-130 DESIGN IM B5 (IMV 1,IM V3) PLAIN SHAFT WITHOUT FITTED KEY; BEARING: STANDARD WITH FIXED BEARING, VIBRATION SEVERITY GRADE R/A; SHAFT AND FLANGE ACCURACY: R TERMINAL BOX (ABOVE) CABLE ENTRY ON THE RIGHT SIGNAL CONNECTION D-END | - | 0 | 0
1PH8165-1HF22-0BB1 |  | 1PH8165-1HF22-0BB1 | 1 | UN | 1 | 20 | D | D | N | N | 85015290 | 1 |  | 264 | KG | 6483.22 | 6483.22 | MC05 | MC05 | SIMOTICS M Compact induction motor 1500rpm, 46 kW 293Nm, 104A, 330V 1750rpm, 53kW 289Nm, 104A, 374V 2000rpm, 60kW 287Nm, 103A, 426V water cooling Degree of protection IP65 INCREMENT. ENCODER HTL 1024 S/R (ENCODER HTL1024S/R) with TEMPERAT. SENSOR KTY84-130 DESIGN IM B5 (IMV 1,IM V3) PLAIN SHAFT WITHOUT FITTED KEY; BEARING: STANDARD WITH FIXED BEARING, VIBRATION SEVERITY GRADE R/A; SHAFT AND FLANGE ACCURACY: R TERMINAL BOX (ABOVE) CABLE ENTRY ON THE LEFT SIGNAL CONNECTION D-END | - | 0 | 0
1PH8165-1HF22-0BC1 |  | 1PH8165-1HF22-0BC1 | 1 | UN | 1 | 20 | D | D | N | N | 85015290 | 1 |  | 264 | KG | 6483.22 | 6483.22 | MC05 | MC05 | SIMOTICS M Compact induction motor 1500rpm, 46 kW 293Nm, 104A, 330V 1750rpm, 53kW 289Nm, 104A, 374V 2000rpm, 60kW 287Nm, 103A, 426V water cooling Degree of protection IP65 INCREMENT. ENCODER HTL 1024 S/R (ENCODER HTL1024S/R) with TEMPERAT. SENSOR KTY84-130 DESIGN IM B5 (IMV 1,IM V3) PLAIN SHAFT WITHOUT FITTED KEY; BEARING: STANDARD WITH FIXED BEARING, VIBRATION SEVERITY GRADE R/A; SHAFT AND FLANGE ACCURACY: R TERMINAL BOX (ABOVE) CABLE ENTRY ON THE ND-END SIGNAL CONNECTION LEFT | - | 0 | 0
1PH8165-1HF22-0CA1 |  | 1PH8165-1HF22-0CA1 | 1 | UN | 1 | 20 | D | D | N | N | 85015290 | 1 |  | 264 | KG | 6613.24 | 6613.24 | MC05 | MC05 | SIMOTICS M Compact induction motor 1500rpm, 46 kW 293Nm, 104A, 330V 1750rpm, 53kW 289Nm, 104A, 374V 2000rpm, 60kW 287Nm, 103A, 426V water cooling Degree of protection IP65 INCREMENT. ENCODER HTL 1024 S/R (ENCODER HTL1024S/R) with TEMPERAT. SENSOR KTY84-130 DESIGN IM B5 (IMV 1,IM V3) PLAIN SHAFT WITHOUT FITTED KEY; BEARING: STANDARD WITH FIXED BEARING, VIBRATION SEVERITY GRADE S/A; SHAFT AND FLANGE ACCURACY: R TERMINAL BOX (ABOVE) CABLE ENTRY ON THE RIGHT SIGNAL CONNECTION D-END | - | 0 | 0
1PH8165-1HF22-0CB1 |  | 1PH8165-1HF22-0CB1 | 1 | UN | 1 | 20 | D | D | N | N | 85015290 | 1 |  | 264 | KG | 6613.24 | 6613.24 | MC05 | MC05 | SIMOTICS M Compact induction motor 1500rpm, 46 kW 293Nm, 104A, 330V 1750rpm, 53kW 289Nm, 104A, 374V 2000rpm, 60kW 287Nm, 103A, 426V water cooling Degree of protection IP65 INCREMENT. ENCODER HTL 1024 S/R (ENCODER HTL1024S/R) with TEMPERAT. SENSOR KTY84-130 DESIGN IM B5 (IMV 1,IM V3) PLAIN SHAFT WITHOUT FITTED KEY; BEARING: STANDARD WITH FIXED BEARING, VIBRATION SEVERITY GRADE S/A; SHAFT AND FLANGE ACCURACY: R TERMINAL BOX (ABOVE) CABLE ENTRY ON THE LEFT SIGNAL CONNECTION D-END | - | 0 | 0
1PH8165-1HF22-0CC1 |  | 1PH8165-1HF22-0CC1 | 1 | UN | 1 | 20 | D | D | N | N | 85015290 | 1 |  | 264 | KG | 6613.24 | 6613.24 | MC05 | MC05 | SIMOTICS M Compact induction motor 1500rpm, 46 kW 293Nm, 104A, 330V 1750rpm, 53kW 289Nm, 104A, 374V 2000rpm, 60kW 287Nm, 103A, 426V water cooling Degree of protection IP65 INCREMENT. ENCODER HTL 1024 S/R (ENCODER HTL1024S/R) with TEMPERAT. SENSOR KTY84-130 DESIGN IM B5 (IMV 1,IM V3) PLAIN SHAFT WITHOUT FITTED KEY; BEARING: STANDARD WITH FIXED BEARING, VIBRATION SEVERITY GRADE S/A; SHAFT AND FLANGE ACCURACY: R TERMINAL BOX (ABOVE) CABLE ENTRY ON THE ND-END SIGNAL CONNECTION LEFT | - | 0 | 0
1PH8165-1HF22-2BA1 |  | 1PH8165-1HF22-2BA1 | 1 | UN | 1 | 20 | D | D | N | N | 85015290 | 1 |  | 264 | KG | 6613.27 | 6613.27 | MC05 | MC05 | SIMOTICS M Compact induction motor 1500rpm, 46 kW 293Nm, 104A, 330V 1750rpm, 53kW 289Nm, 104A, 374V 2000rpm, 60kW 287Nm, 103A, 426V water cooling Degree of protection IP65 INCREMENT. ENCODER HTL 1024 S/R (ENCODER HTL1024S/R) with TEMPERAT. SENSOR KTY84-130 DESIGN IM B5 (IMV 1,IM V3) SHAFT WITH FITTED KEY HALF-KEY BALANCING BEARING: STANDARD WITH FIXED BEARING, VIBRATION SEVERITY GRADE R/A; SHAFT AND FLANGE ACCURACY: R TERMINAL BOX (ABOVE) CABLE ENTRY ON THE RIGHT SIGNAL CONNECTION D-END | - | 0 | 0
1PH8165-1HF22-2BB1 |  | 1PH8165-1HF22-2BB1 | 1 | UN | 1 | 20 | D | D | N | N | 85015290 | 1 |  | 264 | KG | 6613.27 | 6613.27 | MC05 | MC05 | SIMOTICS M Compact induction motor 1500rpm, 46 kW 293Nm, 104A, 330V 1750rpm, 53kW 289Nm, 104A, 374V 2000rpm, 60kW 287Nm, 103A, 426V water cooling Degree of protection IP65 INCREMENT. ENCODER HTL 1024 S/R (ENCODER HTL1024S/R) with TEMPERAT. SENSOR KTY84-130 DESIGN IM B5 (IMV 1,IM V3) SHAFT WITH FITTED KEY HALF-KEY BALANCING BEARING: STANDARD WITH FIXED BEARING, VIBRATION SEVERITY GRADE R/A; SHAFT AND FLANGE ACCURACY: R TERMINAL BOX (ABOVE) CABLE ENTRY ON THE LEFT SIGNAL CONNECTION D-END | - | 0 | 0
1PH8165-1HF22-2BC1 |  | 1PH8165-1HF22-2BC1 | 1 | UN | 1 | 20 | D | D | N | N | 85015290 | 1 |  | 264 | KG | 6613.27 | 6613.27 | MC05 | MC05 | SIMOTICS M Compact induction motor 1500rpm, 46 kW 293Nm, 104A, 330V 1750rpm, 53kW 289Nm, 104A, 374V 2000rpm, 60kW 287Nm, 103A, 426V water cooling Degree of protection IP65 INCREMENT. ENCODER HTL 1024 S/R (ENCODER HTL1024S/R) with TEMPERAT. SENSOR KTY84-130 DESIGN IM B5 (IMV 1,IM V3) SHAFT WITH FITTED KEY HALF-KEY BALANCING BEARING: STANDARD WITH FIXED BEARING, VIBRATION SEVERITY GRADE R/A; SHAFT AND FLANGE ACCURACY: R TERMINAL BOX (ABOVE) CABLE ENTRY ON THE ND-END SIGNAL CONNECTION LEFT | - | 0 | 0
1PH8165-1HF22-2CA1 |  | 1PH8165-1HF22-2CA1 | 1 | UN | 1 | 20 | D | D | N | N | 85015290 | 1 |  | 264 | KG | 6743.29 | 6743.29 | MC05 | MC05 | SIMOTICS M Compact induction motor 1500rpm, 46 kW 293Nm, 104A, 330V 1750rpm, 53kW 289Nm, 104A, 374V 2000rpm, 60kW 287Nm, 103A, 426V water cooling Degree of protection IP65 INCREMENT. ENCODER HTL 1024 S/R (ENCODER HTL1024S/R) with TEMPERAT. SENSOR KTY84-130 DESIGN IM B5 (IMV 1,IM V3) SHAFT WITH FITTED KEY HALF-KEY BALANCING BEARING: STANDARD WITH FIXED BEARING, VIBRATION SEVERITY GRADE S/A; SHAFT AND FLANGE ACCURACY: R TERMINAL BOX (ABOVE) CABLE ENTRY ON THE RIGHT SIGNAL CONNECTION D-END | - | 0 | 0
1PH8165-1HF22-2CB1 |  | 1PH8165-1HF22-2CB1 | 1 | UN | 1 | 20 | D | D | N | N | 85015290 | 1 |  | 264 | KG | 6743.29 | 6743.29 | MC05 | MC05 | SIMOTICS M Compact induction motor 1500rpm, 46 kW 293Nm, 104A, 330V 1750rpm, 53kW 289Nm, 104A, 374V 2000rpm, 60kW 287Nm, 103A, 426V water cooling Degree of protection IP65 INCREMENT. ENCODER HTL 1024 S/R (ENCODER HTL1024S/R) with TEMPERAT. SENSOR KTY84-130 DESIGN IM B5 (IMV 1,IM V3) SHAFT WITH FITTED KEY HALF-KEY BALANCING BEARING: STANDARD WITH FIXED BEARING, VIBRATION SEVERITY GRADE S/A; SHAFT AND FLANGE ACCURACY: R TERMINAL BOX (ABOVE) CABLE ENTRY ON THE LEFT SIGNAL CONNECTION D-END | - | 0 | 0
1PH8165-1HF22-2CC1 |  | 1PH8165-1HF22-2CC1 | 1 | UN | 1 | 20 | D | D | N | N | 85015290 | 1 |  | 264 | KG | 6743.29 | 6743.29 | MC05 | MC05 | SIMOTICS M Compact induction motor 1500rpm, 46 kW 293Nm, 104A, 330V 1750rpm, 53kW 289Nm, 104A, 374V 2000rpm, 60kW 287Nm, 103A, 426V water cooling Degree of protection IP65 INCREMENT. ENCODER HTL 1024 S/R (ENCODER HTL1024S/R) with TEMPERAT. SENSOR KTY84-130 DESIGN IM B5 (IMV 1,IM V3) SHAFT WITH FITTED KEY HALF-KEY BALANCING BEARING: STANDARD WITH FIXED BEARING, VIBRATION SEVERITY GRADE S/A; SHAFT AND FLANGE ACCURACY: R TERMINAL BOX (ABOVE) CABLE ENTRY ON THE ND-END SIGNAL CONNECTION LEFT | - | 0 | 0
1PH8165-1HF23-0BA1 |  | 1PH8165-1HF23-0BA1 | 1 | UN | 1 | 20 | D | D | N | N | 85015290 | 1 |  | 264 | KG | 6483.22 | 6483.22 | MC05 | MC05 | SIMOTICS M Compact induction motor 1500rpm, 46 kW 293Nm, 104A, 330V 1750rpm, 53kW 289Nm, 104A, 374V 2000rpm, 60kW 287Nm, 103A, 426V water cooling Degree of protection IP65 INCREMENT. ENCODER HTL 1024 S/R (ENCODER HTL1024S/R) with TEMPERAT. SENSOR KTY84-130 Design IM B35 (IM V15, (IM V35) PLAIN SHAFT WITHOUT FITTED KEY; BEARING: STANDARD WITH FIXED BEARING, VIBRATION SEVERITY GRADE R/A; SHAFT AND FLANGE ACCURACY: R TERMINAL BOX (ABOVE) CABLE ENTRY ON THE RIGHT SIGNAL CONNECTION D-END | - | 0 | 0
1PH8165-1HF23-0BB1 |  | 1PH8165-1HF23-0BB1 | 1 | UN | 1 | 20 | D | D | N | N | 85015290 | 1 |  | 264 | KG | 6483.22 | 6483.22 | MC05 | MC05 | SIMOTICS M Compact induction motor 1500rpm, 46 kW 293Nm, 104A, 330V 1750rpm, 53kW 289Nm, 104A, 374V 2000rpm, 60kW 287Nm, 103A, 426V water cooling Degree of protection IP65 INCREMENT. ENCODER HTL 1024 S/R (ENCODER HTL1024S/R) with TEMPERAT. SENSOR KTY84-130 Design IM B35 (IM V15, (IM V35) PLAIN SHAFT WITHOUT FITTED KEY; BEARING: STANDARD WITH FIXED BEARING, VIBRATION SEVERITY GRADE R/A; SHAFT AND FLANGE ACCURACY: R TERMINAL BOX (ABOVE) CABLE ENTRY ON THE LEFT SIGNAL CONNECTION D-END | - | 0 | 0
1PH8165-1HF23-0BC1 |  | 1PH8165-1HF23-0BC1 | 1 | UN | 1 | 20 | D | D | N | N | 85015290 | 1 |  | 264 | KG | 6483.22 | 6483.22 | MC05 | MC05 | SIMOTICS M Compact induction motor 1500rpm, 46 kW 293Nm, 104A, 330V 1750rpm, 53kW 289Nm, 104A, 374V 2000rpm, 60kW 287Nm, 103A, 426V water cooling Degree of protection IP65 INCREMENT. ENCODER HTL 1024 S/R (ENCODER HTL1024S/R) with TEMPERAT. SENSOR KTY84-130 Design IM B35 (IM V15, (IM V35) PLAIN SHAFT WITHOUT FITTED KEY; BEARING: STANDARD WITH FIXED BEARING, VIBRATION SEVERITY GRADE R/A; SHAFT AND FLANGE ACCURACY: R TERMINAL BOX (ABOVE) CABLE ENTRY ON THE ND-END SIGNAL CONNECTION LEFT | - | 0 | 0
1PH8165-1HF23-0CA1 |  | 1PH8165-1HF23-0CA1 | 1 | UN | 1 | 20 | D | D | N | N | 85015290 | 1 |  | 264 | KG | 6613.24 | 6613.24 | MC05 | MC05 | SIMOTICS M Compact induction motor 1500rpm, 46 kW 293Nm, 104A, 330V 1750rpm, 53kW 289Nm, 104A, 374V 2000rpm, 60kW 287Nm, 103A, 426V water cooling Degree of protection IP65 INCREMENT. ENCODER HTL 1024 S/R (ENCODER HTL1024S/R) with TEMPERAT. SENSOR KTY84-130 Design IM B35 (IM V15, (IM V35) PLAIN SHAFT WITHOUT FITTED KEY; BEARING: STANDARD WITH FIXED BEARING, VIBRATION SEVERITY GRADE S/A; SHAFT AND FLANGE ACCURACY: R TERMINAL BOX (ABOVE) CABLE ENTRY ON THE RIGHT SIGNAL CONNECTION D-END | - | 0 | 0
1PH8165-1HF23-0CB1 |  | 1PH8165-1HF23-0CB1 | 1 | UN | 1 | 20 | D | D | N | N | 85015290 | 1 |  | 264 | KG | 6613.24 | 6613.24 | MC05 | MC05 | SIMOTICS M Compact induction motor 1500rpm, 46 kW 293Nm, 104A, 330V 1750rpm, 53kW 289Nm, 104A, 374V 2000rpm, 60kW 287Nm, 103A, 426V water cooling Degree of protection IP65 INCREMENT. ENCODER HTL 1024 S/R (ENCODER HTL1024S/R) with TEMPERAT. SENSOR KTY84-130 Design IM B35 (IM V15, (IM V35) PLAIN SHAFT WITHOUT FITTED KEY; BEARING: STANDARD WITH FIXED BEARING, VIBRATION SEVERITY GRADE S/A; SHAFT AND FLANGE ACCURACY: R TERMINAL BOX (ABOVE) CABLE ENTRY ON THE LEFT SIGNAL CONNECTION D-END | - | 0 | 0
1PH8165-1HF23-0CC1 |  | 1PH8165-1HF23-0CC1 | 1 | UN | 1 | 20 | D | D | N | N | 85015290 | 1 |  | 264 | KG | 6613.24 | 6613.24 | MC05 | MC05 | SIMOTICS M Compact induction motor 1500rpm, 46 kW 293Nm, 104A, 330V 1750rpm, 53kW 289Nm, 104A, 374V 2000rpm, 60kW 287Nm, 103A, 426V water cooling Degree of protection IP65 INCREMENT. ENCODER HTL 1024 S/R (ENCODER HTL1024S/R) with TEMPERAT. SENSOR KTY84-130 Design IM B35 (IM V15, (IM V35) PLAIN SHAFT WITHOUT FITTED KEY; BEARING: STANDARD WITH FIXED BEARING, VIBRATION SEVERITY GRADE S/A; SHAFT AND FLANGE ACCURACY: R TERMINAL BOX (ABOVE) CABLE ENTRY ON THE ND-END SIGNAL CONNECTION LEFT | - | 0 | 0
1PH8165-1HF23-2BA1 |  | 1PH8165-1HF23-2BA1 | 1 | UN | 1 | 20 | D | D | N | N | 85015290 | 1 |  | 264 | KG | 6613.27 | 6613.27 | MC05 | MC05 | SIMOTICS M Compact induction motor 1500rpm, 46 kW 293Nm, 104A, 330V 1750rpm, 53kW 289Nm, 104A, 374V 2000rpm, 60kW 287Nm, 103A, 426V water cooling Degree of protection IP65 INCREMENT. ENCODER HTL 1024 S/R (ENCODER HTL1024S/R) with TEMPERAT. SENSOR KTY84-130 Design IM B35 (IM V15, (IM V35) SHAFT WITH FITTED KEY HALF-KEY BALANCING BEARING: STANDARD WITH FIXED BEARING, VIBRATION SEVERITY GRADE R/A; SHAFT AND FLANGE ACCURACY: R TERMINAL BOX (ABOVE) CABLE ENTRY ON THE RIGHT SIGNAL CONNECTION D-END | - | 0 | 0
1PH8165-1HF23-2BB1 |  | 1PH8165-1HF23-2BB1 | 1 | UN | 1 | 20 | D | D | N | N | 85015290 | 1 |  | 264 | KG | 6613.27 | 6613.27 | MC05 | MC05 | SIMOTICS M Compact induction motor 1500rpm, 46 kW 293Nm, 104A, 330V 1750rpm, 53kW 289Nm, 104A, 374V 2000rpm, 60kW 287Nm, 103A, 426V water cooling Degree of protection IP65 INCREMENT. ENCODER HTL 1024 S/R (ENCODER HTL1024S/R) with TEMPERAT. SENSOR KTY84-130 Design IM B35 (IM V15, (IM V35) SHAFT WITH FITTED KEY HALF-KEY BALANCING BEARING: STANDARD WITH FIXED BEARING, VIBRATION SEVERITY GRADE R/A; SHAFT AND FLANGE ACCURACY: R TERMINAL BOX (ABOVE) CABLE ENTRY ON THE LEFT SIGNAL CONNECTION D-END | - | 0 | 0
1PH8165-1HF23-2BC1 |  | 1PH8165-1HF23-2BC1 | 1 | UN | 1 | 20 | D | D | N | N | 85015290 | 1 |  | 264 | KG | 6613.27 | 6613.27 | MC05 | MC05 | SIMOTICS M Compact induction motor 1500rpm, 46 kW 293Nm, 104A, 330V 1750rpm, 53kW 289Nm, 104A, 374V 2000rpm, 60kW 287Nm, 103A, 426V water cooling Degree of protection IP65 INCREMENT. ENCODER HTL 1024 S/R (ENCODER HTL1024S/R) with TEMPERAT. SENSOR KTY84-130 Design IM B35 (IM V15, (IM V35) SHAFT WITH FITTED KEY HALF-KEY BALANCING BEARING: STANDARD WITH FIXED BEARING, VIBRATION SEVERITY GRADE R/A; SHAFT AND FLANGE ACCURACY: R TERMINAL BOX (ABOVE) CABLE ENTRY ON THE ND-END SIGNAL CONNECTION LEFT | - | 0 | 0
1PH8165-1HF23-2CA1 |  | 1PH8165-1HF23-2CA1 | 1 | UN | 1 | 20 | D | D | N | N | 85015290 | 1 |  | 264 | KG | 6743.29 | 6743.29 | MC05 | MC05 | SIMOTICS M Compact induction motor 1500rpm, 46 kW 293Nm, 104A, 330V 1750rpm, 53kW 289Nm, 104A, 374V 2000rpm, 60kW 287Nm, 103A, 426V water cooling Degree of protection IP65 INCREMENT. ENCODER HTL 1024 S/R (ENCODER HTL1024S/R) with TEMPERAT. SENSOR KTY84-130 Design IM B35 (IM V15, (IM V35) SHAFT WITH FITTED KEY HALF-KEY BALANCING BEARING: STANDARD WITH FIXED BEARING, VIBRATION SEVERITY GRADE S/A; SHAFT AND FLANGE ACCURACY: R TERMINAL BOX (ABOVE) CABLE ENTRY ON THE RIGHT SIGNAL CONNECTION D-END | - | 0 | 0
1PH8165-1HF23-2CB1 |  | 1PH8165-1HF23-2CB1 | 1 | UN | 1 | 20 | D | D | N | N | 85015290 | 1 |  | 264 | KG | 6743.29 | 6743.29 | MC05 | MC05 | SIMOTICS M Compact induction motor 1500rpm, 46 kW 293Nm, 104A, 330V 1750rpm, 53kW 289Nm, 104A, 374V 2000rpm, 60kW 287Nm, 103A, 426V water cooling Degree of protection IP65 INCREMENT. ENCODER HTL 1024 S/R (ENCODER HTL1024S/R) with TEMPERAT. SENSOR KTY84-130 Design IM B35 (IM V15, (IM V35) SHAFT WITH FITTED KEY HALF-KEY BALANCING BEARING: STANDARD WITH FIXED BEARING, VIBRATION SEVERITY GRADE S/A; SHAFT AND FLANGE ACCURACY: R TERMINAL BOX (ABOVE) CABLE ENTRY ON THE LEFT SIGNAL CONNECTION D-END | - | 0 | 0
1PH8165-1HF23-2CC1 |  | 1PH8165-1HF23-2CC1 | 1 | UN | 1 | 20 | D | D | N | N | 85015290 | 1 |  | 264 | KG | 6743.29 | 6743.29 | MC05 | MC05 | SIMOTICS M Compact induction motor 1500rpm, 46 kW 293Nm, 104A, 330V 1750rpm, 53kW 289Nm, 104A, 374V 2000rpm, 60kW 287Nm, 103A, 426V water cooling Degree of protection IP65 INCREMENT. ENCODER HTL 1024 S/R (ENCODER HTL1024S/R) with TEMPERAT. SENSOR KTY84-130 Design IM B35 (IM V15, (IM V35) SHAFT WITH FITTED KEY HALF-KEY BALANCING BEARING: STANDARD WITH FIXED BEARING, VIBRATION SEVERITY GRADE S/A; SHAFT AND FLANGE ACCURACY: R TERMINAL BOX (ABOVE) CABLE ENTRY ON THE ND-END SIGNAL CONNECTION LEFT | - | 0 | 0
1PH8165-1JB10-0BA1 |  | 1PH8165-1JB10-0BA1 | 1 | UN | 1 | 20 | D | D | N | N | 85015230 | 1 |  | 230 | KG | 4742.45 | 4742.45 | MC05 | MC05 | SIMOTICS M Compact induction motor 400rpm, 13kW, 310Nm, 36A, 300V 500rpm, 16kW, 306Nm, 36A, 365V 600rpm, 19kW, 302Nm, 35 A, 420V forced ventilation; direction of air flow NDE--> DE; Degree of protection IP55 INCREMENT. ENCODER HTL 2048 S/R (ENCODER HTL2048S/R) with TEMPERAT. SENSOR KTY84-130 DESIGN IM B3 (IM V5, IM V6) PLAIN SHAFT WITHOUT FITTED KEY; BEARING: STANDARD WITH FIXED BEARING, VIBRATION SEVERITY GRADE R/A; SHAFT AND FLANGE ACCURACY: R TERMINAL BOX (ABOVE) CABLE ENTRY ON THE RIGHT SIGNAL CONNECTION D-END | - | 0 | 0
1PH8165-1JB10-0BB1 |  | 1PH8165-1JB10-0BB1 | 1 | UN | 1 | 20 | D | D | N | N | 85015230 | 1 |  | 230 | KG | 4742.45 | 4742.45 | MC05 | MC05 | SIMOTICS M Compact induction motor 400rpm, 13kW, 310Nm, 36A, 300V 500rpm, 16kW, 306Nm, 36A, 365V 600rpm, 19kW, 302Nm, 35 A, 420V forced ventilation; direction of air flow NDE--> DE; Degree of protection IP55 INCREMENT. ENCODER HTL 2048 S/R (ENCODER HTL2048S/R) with TEMPERAT. SENSOR KTY84-130 DESIGN IM B3 (IM V5, IM V6) PLAIN SHAFT WITHOUT FITTED KEY; BEARING: STANDARD WITH FIXED BEARING, VIBRATION SEVERITY GRADE R/A; SHAFT AND FLANGE ACCURACY: R TERMINAL BOX (ABOVE) CABLE ENTRY ON THE LEFT SIGNAL CONNECTION D-END | - | 0 | 0
1PH8165-1JB10-0BC1 |  | 1PH8165-1JB10-0BC1 | 1 | UN | 1 | 20 | D | D | N | N | 85015230 | 1 |  | 230 | KG | 4742.45 | 4742.45 | MC05 | MC05 | SIMOTICS M Compact induction motor 400rpm, 13kW, 310Nm, 36A, 300V 500rpm, 16kW, 306Nm, 36A, 365V 600rpm, 19kW, 302Nm, 35 A, 420V forced ventilation; direction of air flow NDE--> DE; Degree of protection IP55 INCREMENT. ENCODER HTL 2048 S/R (ENCODER HTL2048S/R) with TEMPERAT. SENSOR KTY84-130 DESIGN IM B3 (IM V5, IM V6) PLAIN SHAFT WITHOUT FITTED KEY; BEARING: STANDARD WITH FIXED BEARING, VIBRATION SEVERITY GRADE R/A; SHAFT AND FLANGE ACCURACY: R TERMINAL BOX (ABOVE) CABLE ENTRY ON THE ND-END SIGNAL CONNECTION LEFT | - | 0 | 0
1PH8165-1JB10-0CA1 |  | 1PH8165-1JB10-0CA1 | 1 | UN | 1 | 20 | D | D | N | N | 85015230 | 1 |  | 230 | KG | 4872.47 | 4872.47 | MC05 | MC05 | SIMOTICS M Compact induction motor 400rpm, 13kW, 310Nm, 36A, 300V 500rpm, 16kW, 306Nm, 36A, 365V 600rpm, 19kW, 302Nm, 35 A, 420V forced ventilation; direction of air flow NDE--> DE; Degree of protection IP55 INCREMENT. ENCODER HTL 2048 S/R (ENCODER HTL2048S/R) with TEMPERAT. SENSOR KTY84-130 DESIGN IM B3 (IM V5, IM V6) PLAIN SHAFT WITHOUT FITTED KEY; BEARING: STANDARD WITH FIXED BEARING, VIBRATION SEVERITY GRADE S/A; SHAFT AND FLANGE ACCURACY: R TERMINAL BOX (ABOVE) CABLE ENTRY ON THE RIGHT SIGNAL CONNECTION D-END | - | 0 | 0
1PH8165-1JB10-0CB1 |  | 1PH8165-1JB10-0CB1 | 1 | UN | 1 | 20 | D | D | N | N | 85015230 | 1 |  | 230 | KG | 4872.47 | 4872.47 | MC05 | MC05 | SIMOTICS M Compact induction motor 400rpm, 13kW, 310Nm, 36A, 300V 500rpm, 16kW, 306Nm, 36A, 365V 600rpm, 19kW, 302Nm, 35 A, 420V forced ventilation; direction of air flow NDE--> DE; Degree of protection IP55 INCREMENT. ENCODER HTL 2048 S/R (ENCODER HTL2048S/R) with TEMPERAT. SENSOR KTY84-130 DESIGN IM B3 (IM V5, IM V6) PLAIN SHAFT WITHOUT FITTED KEY; BEARING: STANDARD WITH FIXED BEARING, VIBRATION SEVERITY GRADE S/A; SHAFT AND FLANGE ACCURACY: R TERMINAL BOX (ABOVE) CABLE ENTRY ON THE LEFT SIGNAL CONNECTION D-END | - | 0 | 0
1PH8165-1JB10-0CC1 |  | 1PH8165-1JB10-0CC1 | 1 | UN | 1 | 20 | D | D | N | N | 85015230 | 1 |  | 230 | KG | 4872.47 | 4872.47 | MC05 | MC05 | SIMOTICS M Compact induction motor 400rpm, 13kW, 310Nm, 36A, 300V 500rpm, 16kW, 306Nm, 36A, 365V 600rpm, 19kW, 302Nm, 35 A, 420V forced ventilation; direction of air flow NDE--> DE; Degree of protection IP55 INCREMENT. ENCODER HTL 2048 S/R (ENCODER HTL2048S/R) with TEMPERAT. SENSOR KTY84-130 DESIGN IM B3 (IM V5, IM V6) PLAIN SHAFT WITHOUT FITTED KEY; BEARING: STANDARD WITH FIXED BEARING, VIBRATION SEVERITY GRADE S/A; SHAFT AND FLANGE ACCURACY: R TERMINAL BOX (ABOVE) CABLE ENTRY ON THE ND-END SIGNAL CONNECTION LEFT | - | 0 | 0
1PH8165-1JB10-2BA1 |  | 1PH8165-1JB10-2BA1 | 1 | UN | 1 | 20 | D | D | N | N | 85015230 | 1 |  | 230 | KG | 4872.5 | 4872.5 | MC05 | MC05 | SIMOTICS M Compact induction motor 400rpm, 13kW, 310Nm, 36A, 300V 500rpm, 16kW, 306Nm, 36A, 365V 600rpm, 19kW, 302Nm, 35 A, 420V forced ventilation; direction of air flow NDE--> DE; Degree of protection IP55 INCREMENT. ENCODER HTL 2048 S/R (ENCODER HTL2048S/R) with TEMPERAT. SENSOR KTY84-130 DESIGN IM B3 (IM V5, IM V6) SHAFT WITH FITTED KEY HALF-KEY BALANCING BEARING: STANDARD WITH FIXED BEARING, VIBRATION SEVERITY GRADE R/A; SHAFT AND FLANGE ACCURACY: R TERMINAL BOX (ABOVE) CABLE ENTRY ON THE RIGHT SIGNAL CONNECTION D-END | - | 0 | 0
1PH8165-1JB10-2BB1 |  | 1PH8165-1JB10-2BB1 | 1 | UN | 1 | 20 | D | D | N | N | 85015230 | 1 |  | 230 | KG | 4872.5 | 4872.5 | MC05 | MC05 | SIMOTICS M Compact induction motor 400rpm, 13kW, 310Nm, 36A, 300V 500rpm, 16kW, 306Nm, 36A, 365V 600rpm, 19kW, 302Nm, 35 A, 420V forced ventilation; direction of air flow NDE--> DE; Degree of protection IP55 INCREMENT. ENCODER HTL 2048 S/R (ENCODER HTL2048S/R) with TEMPERAT. SENSOR KTY84-130 DESIGN IM B3 (IM V5, IM V6) SHAFT WITH FITTED KEY HALF-KEY BALANCING BEARING: STANDARD WITH FIXED BEARING, VIBRATION SEVERITY GRADE R/A; SHAFT AND FLANGE ACCURACY: R TERMINAL BOX (ABOVE) CABLE ENTRY ON THE LEFT SIGNAL CONNECTION D-END | - | 0 | 0
1PH8165-1JB10-2BC1 |  | 1PH8165-1JB10-2BC1 | 1 | UN | 1 | 20 | D | D | N | N | 85015230 | 1 |  | 230 | KG | 4872.5 | 4872.5 | MC05 | MC05 | SIMOTICS M Compact induction motor 400rpm, 13kW, 310Nm, 36A, 300V 500rpm, 16kW, 306Nm, 36A, 365V 600rpm, 19kW, 302Nm, 35 A, 420V forced ventilation; direction of air flow NDE--> DE; Degree of protection IP55 INCREMENT. ENCODER HTL 2048 S/R (ENCODER HTL2048S/R) with TEMPERAT. SENSOR KTY84-130 DESIGN IM B3 (IM V5, IM V6) SHAFT WITH FITTED KEY HALF-KEY BALANCING BEARING: STANDARD WITH FIXED BEARING, VIBRATION SEVERITY GRADE R/A; SHAFT AND FLANGE ACCURACY: R TERMINAL BOX (ABOVE) CABLE ENTRY ON THE ND-END SIGNAL CONNECTION LEFT | - | 0 | 0
1PH8165-1JB10-2CA1 |  | 1PH8165-1JB10-2CA1 | 1 | UN | 1 | 20 | D | D | N | N | 85015230 | 1 |  | 230 | KG | 5002.52 | 5002.52 | MC05 | MC05 | SIMOTICS M Compact induction motor 400rpm, 13kW, 310Nm, 36A, 300V 500rpm, 16kW, 306Nm, 36A, 365V 600rpm, 19kW, 302Nm, 35 A, 420V forced ventilation; direction of air flow NDE--> DE; Degree of protection IP55 INCREMENT. ENCODER HTL 2048 S/R (ENCODER HTL2048S/R) with TEMPERAT. SENSOR KTY84-130 DESIGN IM B3 (IM V5, IM V6) SHAFT WITH FITTED KEY HALF-KEY BALANCING BEARING: STANDARD WITH FIXED BEARING, VIBRATION SEVERITY GRADE S/A; SHAFT AND FLANGE ACCURACY: R TERMINAL BOX (ABOVE) CABLE ENTRY ON THE RIGHT SIGNAL CONNECTION D-END | - | 0 | 0
1PH8165-1JB10-2CB1 |  | 1PH8165-1JB10-2CB1 | 1 | UN | 1 | 20 | D | D | N | N | 85015230 | 1 |  | 230 | KG | 5002.52 | 5002.52 | MC05 | MC05 | SIMOTICS M Compact induction motor 400rpm, 13kW, 310Nm, 36A, 300V 500rpm, 16kW, 306Nm, 36A, 365V 600rpm, 19kW, 302Nm, 35 A, 420V forced ventilation; direction of air flow NDE--> DE; Degree of protection IP55 INCREMENT. ENCODER HTL 2048 S/R (ENCODER HTL2048S/R) with TEMPERAT. SENSOR KTY84-130 DESIGN IM B3 (IM V5, IM V6) SHAFT WITH FITTED KEY HALF-KEY BALANCING BEARING: STANDARD WITH FIXED BEARING, VIBRATION SEVERITY GRADE S/A; SHAFT AND FLANGE ACCURACY: R TERMINAL BOX (ABOVE) CABLE ENTRY ON THE LEFT SIGNAL CONNECTION D-END | - | 0 | 0
1PH8165-1JB10-2CC1 |  | 1PH8165-1JB10-2CC1 | 1 | UN | 1 | 20 | D | D | N | N | 85015230 | 1 |  | 230 | KG | 5002.52 | 5002.52 | MC05 | MC05 | SIMOTICS M Compact induction motor 400rpm, 13kW, 310Nm, 36A, 300V 500rpm, 16kW, 306Nm, 36A, 365V 600rpm, 19kW, 302Nm, 35 A, 420V forced ventilation; direction of air flow NDE--> DE; Degree of protection IP55 INCREMENT. ENCODER HTL 2048 S/R (ENCODER HTL2048S/R) with TEMPERAT. SENSOR KTY84-130 DESIGN IM B3 (IM V5, IM V6) SHAFT WITH FITTED KEY HALF-KEY BALANCING BEARING: STANDARD WITH FIXED BEARING, VIBRATION SEVERITY GRADE S/A; SHAFT AND FLANGE ACCURACY: R TERMINAL BOX (ABOVE) CABLE ENTRY ON THE ND-END SIGNAL CONNECTION LEFT | - | 0 | 0
1PH8165-1JB12-0BA1 |  | 1PH8165-1JB12-0BA1 | 1 | UN | 1 | 20 | D | D | N | N | 85015230 | 1 |  | 230 | KG | 5175.95 | 5175.95 | MC05 | MC05 | SIMOTICS M Compact induction motor 400rpm, 13kW, 310Nm, 36A, 300V 500rpm, 16kW, 306Nm, 36A, 365V 600rpm, 19kW, 302Nm, 35 A, 420V forced ventilation; direction of air flow NDE--> DE; Degree of protection IP55 INCREMENT. ENCODER HTL 2048 S/R (ENCODER HTL2048S/R) with TEMPERAT. SENSOR KTY84-130 DESIGN IM B5 (IMV 1,IM V3) PLAIN SHAFT WITHOUT FITTED KEY; BEARING: STANDARD WITH FIXED BEARING, VIBRATION SEVERITY GRADE R/A; SHAFT AND FLANGE ACCURACY: R TERMINAL BOX (ABOVE) CABLE ENTRY ON THE RIGHT SIGNAL CONNECTION D-END | - | 0 | 0
1PH8165-1JB12-0BB1 |  | 1PH8165-1JB12-0BB1 | 1 | UN | 1 | 20 | D | D | N | N | 85015230 | 1 |  | 230 | KG | 5175.95 | 5175.95 | MC05 | MC05 | SIMOTICS M Compact induction motor 400rpm, 13kW, 310Nm, 36A, 300V 500rpm, 16kW, 306Nm, 36A, 365V 600rpm, 19kW, 302Nm, 35 A, 420V forced ventilation; direction of air flow NDE--> DE; Degree of protection IP55 INCREMENT. ENCODER HTL 2048 S/R (ENCODER HTL2048S/R) with TEMPERAT. SENSOR KTY84-130 DESIGN IM B5 (IMV 1,IM V3) PLAIN SHAFT WITHOUT FITTED KEY; BEARING: STANDARD WITH FIXED BEARING, VIBRATION SEVERITY GRADE R/A; SHAFT AND FLANGE ACCURACY: R TERMINAL BOX (ABOVE) CABLE ENTRY ON THE LEFT SIGNAL CONNECTION D-END | - | 0 | 0
1PH8165-1JB12-0BC1 |  | 1PH8165-1JB12-0BC1 | 1 | UN | 1 | 20 | D | D | N | N | 85015230 | 1 |  | 230 | KG | 5175.95 | 5175.95 | MC05 | MC05 | SIMOTICS M Compact induction motor 400rpm, 13kW, 310Nm, 36A, 300V 500rpm, 16kW, 306Nm, 36A, 365V 600rpm, 19kW, 302Nm, 35 A, 420V forced ventilation; direction of air flow NDE--> DE; Degree of protection IP55 INCREMENT. ENCODER HTL 2048 S/R (ENCODER HTL2048S/R) with TEMPERAT. SENSOR KTY84-130 DESIGN IM B5 (IMV 1,IM V3) PLAIN SHAFT WITHOUT FITTED KEY; BEARING: STANDARD WITH FIXED BEARING, VIBRATION SEVERITY GRADE R/A; SHAFT AND FLANGE ACCURACY: R TERMINAL BOX (ABOVE) CABLE ENTRY ON THE ND-END SIGNAL CONNECTION LEFT | - | 0 | 0
1PH8165-1JB12-0CA1 |  | 1PH8165-1JB12-0CA1 | 1 | UN | 1 | 20 | D | D | N | N | 85015230 | 1 |  | 230 | KG | 5305.97 | 5305.97 | MC05 | MC05 | SIMOTICS M Compact induction motor 400rpm, 13kW, 310Nm, 36A, 300V 500rpm, 16kW, 306Nm, 36A, 365V 600rpm, 19kW, 302Nm, 35 A, 420V forced ventilation; direction of air flow NDE--> DE; Degree of protection IP55 INCREMENT. ENCODER HTL 2048 S/R (ENCODER HTL2048S/R) with TEMPERAT. SENSOR KTY84-130 DESIGN IM B5 (IMV 1,IM V3) PLAIN SHAFT WITHOUT FITTED KEY; BEARING: STANDARD WITH FIXED BEARING, VIBRATION SEVERITY GRADE S/A; SHAFT AND FLANGE ACCURACY: R TERMINAL BOX (ABOVE) CABLE ENTRY ON THE RIGHT SIGNAL CONNECTION D-END | - | 0 | 0
1PH8165-1JB12-0CB1 |  | 1PH8165-1JB12-0CB1 | 1 | UN | 1 | 20 | D | D | N | N | 85015230 | 1 |  | 230 | KG | 5305.97 | 5305.97 | MC05 | MC05 | SIMOTICS M Compact induction motor 400rpm, 13kW, 310Nm, 36A, 300V 500rpm, 16kW, 306Nm, 36A, 365V 600rpm, 19kW, 302Nm, 35 A, 420V forced ventilation; direction of air flow NDE--> DE; Degree of protection IP55 INCREMENT. ENCODER HTL 2048 S/R (ENCODER HTL2048S/R) with TEMPERAT. SENSOR KTY84-130 DESIGN IM B5 (IMV 1,IM V3) PLAIN SHAFT WITHOUT FITTED KEY; BEARING: STANDARD WITH FIXED BEARING, VIBRATION SEVERITY GRADE S/A; SHAFT AND FLANGE ACCURACY: R TERMINAL BOX (ABOVE) CABLE ENTRY ON THE LEFT SIGNAL CONNECTION D-END | - | 0 | 0
1PH8165-1JB12-0CC1 |  | 1PH8165-1JB12-0CC1 | 1 | UN | 1 | 20 | D | D | N | N | 85015230 | 1 |  | 230 | KG | 5305.97 | 5305.97 | MC05 | MC05 | SIMOTICS M Compact induction motor 400rpm, 13kW, 310Nm, 36A, 300V 500rpm, 16kW, 306Nm, 36A, 365V 600rpm, 19kW, 302Nm, 35 A, 420V forced ventilation; direction of air flow NDE--> DE; Degree of protection IP55 INCREMENT. ENCODER HTL 2048 S/R (ENCODER HTL2048S/R) with TEMPERAT. SENSOR KTY84-130 DESIGN IM B5 (IMV 1,IM V3) PLAIN SHAFT WITHOUT FITTED KEY; BEARING: STANDARD WITH FIXED BEARING, VIBRATION SEVERITY GRADE S/A; SHAFT AND FLANGE ACCURACY: R TERMINAL BOX (ABOVE) CABLE ENTRY ON THE ND-END SIGNAL CONNECTION LEFT | - | 0 | 0
1PH8165-1JB12-2BA1 |  | 1PH8165-1JB12-2BA1 | 1 | UN | 1 | 20 | D | D | N | N | 85015230 | 1 |  | 230 | KG | 5306 | 5306 | MC05 | MC05 | SIMOTICS M Compact induction motor 400rpm, 13kW, 310Nm, 36A, 300V 500rpm, 16kW, 306Nm, 36A, 365V 600rpm, 19kW, 302Nm, 35 A, 420V forced ventilation; direction of air flow NDE--> DE; Degree of protection IP55 INCREMENT. ENCODER HTL 2048 S/R (ENCODER HTL2048S/R) with TEMPERAT. SENSOR KTY84-130 DESIGN IM B5 (IMV 1,IM V3) SHAFT WITH FITTED KEY HALF-KEY BALANCING BEARING: STANDARD WITH FIXED BEARING, VIBRATION SEVERITY GRADE R/A; SHAFT AND FLANGE ACCURACY: R TERMINAL BOX (ABOVE) CABLE ENTRY ON THE RIGHT SIGNAL CONNECTION D-END | - | 0 | 0
1PH8165-1JB12-2BB1 |  | 1PH8165-1JB12-2BB1 | 1 | UN | 1 | 20 | D | D | N | N | 85015230 | 1 |  | 230 | KG | 5306 | 5306 | MC05 | MC05 | SIMOTICS M Compact induction motor 400rpm, 13kW, 310Nm, 36A, 300V 500rpm, 16kW, 306Nm, 36A, 365V 600rpm, 19kW, 302Nm, 35 A, 420V forced ventilation; direction of air flow NDE--> DE; Degree of protection IP55 INCREMENT. ENCODER HTL 2048 S/R (ENCODER HTL2048S/R) with TEMPERAT. SENSOR KTY84-130 DESIGN IM B5 (IMV 1,IM V3) SHAFT WITH FITTED KEY HALF-KEY BALANCING BEARING: STANDARD WITH FIXED BEARING, VIBRATION SEVERITY GRADE R/A; SHAFT AND FLANGE ACCURACY: R TERMINAL BOX (ABOVE) CABLE ENTRY ON THE LEFT SIGNAL CONNECTION D-END | - | 0 | 0
1PH8165-1JB12-2BC1 |  | 1PH8165-1JB12-2BC1 | 1 | UN | 1 | 20 | D | D | N | N | 85015230 | 1 |  | 230 | KG | 5306 | 5306 | MC05 | MC05 | SIMOTICS M Compact induction motor 400rpm, 13kW, 310Nm, 36A, 300V 500rpm, 16kW, 306Nm, 36A, 365V 600rpm, 19kW, 302Nm, 35 A, 420V forced ventilation; direction of air flow NDE--> DE; Degree of protection IP55 INCREMENT. ENCODER HTL 2048 S/R (ENCODER HTL2048S/R) with TEMPERAT. SENSOR KTY84-130 DESIGN IM B5 (IMV 1,IM V3) SHAFT WITH FITTED KEY HALF-KEY BALANCING BEARING: STANDARD WITH FIXED BEARING, VIBRATION SEVERITY GRADE R/A; SHAFT AND FLANGE ACCURACY: R TERMINAL BOX (ABOVE) CABLE ENTRY ON THE ND-END SIGNAL CONNECTION LEFT | - | 0 | 0
1PH8165-1JB12-2CA1 |  | 1PH8165-1JB12-2CA1 | 1 | UN | 1 | 20 | D | D | N | N | 85015230 | 1 |  | 230 | KG | 5436.02 | 5436.02 | MC05 | MC05 | SIMOTICS M Compact induction motor 400rpm, 13kW, 310Nm, 36A, 300V 500rpm, 16kW, 306Nm, 36A, 365V 600rpm, 19kW, 302Nm, 35 A, 420V forced ventilation; direction of air flow NDE--> DE; Degree of protection IP55 INCREMENT. ENCODER HTL 2048 S/R (ENCODER HTL2048S/R) with TEMPERAT. SENSOR KTY84-130 DESIGN IM B5 (IMV 1,IM V3) SHAFT WITH FITTED KEY HALF-KEY BALANCING BEARING: STANDARD WITH FIXED BEARING, VIBRATION SEVERITY GRADE S/A; SHAFT AND FLANGE ACCURACY: R TERMINAL BOX (ABOVE) CABLE ENTRY ON THE RIGHT SIGNAL CONNECTION D-END | - | 0 | 0
1PH8165-1JB12-2CB1 |  | 1PH8165-1JB12-2CB1 | 1 | UN | 1 | 20 | D | D | N | N | 85015230 | 1 |  | 230 | KG | 5436.02 | 5436.02 | MC05 | MC05 | SIMOTICS M Compact induction motor 400rpm, 13kW, 310Nm, 36A, 300V 500rpm, 16kW, 306Nm, 36A, 365V 600rpm, 19kW, 302Nm, 35 A, 420V forced ventilation; direction of air flow NDE--> DE; Degree of protection IP55 INCREMENT. ENCODER HTL 2048 S/R (ENCODER HTL2048S/R) with TEMPERAT. SENSOR KTY84-130 DESIGN IM B5 (IMV 1,IM V3) SHAFT WITH FITTED KEY HALF-KEY BALANCING BEARING: STANDARD WITH FIXED BEARING, VIBRATION SEVERITY GRADE S/A; SHAFT AND FLANGE ACCURACY: R TERMINAL BOX (ABOVE) CABLE ENTRY ON THE LEFT SIGNAL CONNECTION D-END | - | 0 | 0
1PH8165-1JB12-2CC1 |  | 1PH8165-1JB12-2CC1 | 1 | UN | 1 | 20 | D | D | N | N | 85015230 | 1 |  | 230 | KG | 5436.02 | 5436.02 | MC05 | MC05 | SIMOTICS M Compact induction motor 400rpm, 13kW, 310Nm, 36A, 300V 500rpm, 16kW, 306Nm, 36A, 365V 600rpm, 19kW, 302Nm, 35 A, 420V forced ventilation; direction of air flow NDE--> DE; Degree of protection IP55 INCREMENT. ENCODER HTL 2048 S/R (ENCODER HTL2048S/R) with TEMPERAT. SENSOR KTY84-130 DESIGN IM B5 (IMV 1,IM V3) SHAFT WITH FITTED KEY HALF-KEY BALANCING BEARING: STANDARD WITH FIXED BEARING, VIBRATION SEVERITY GRADE S/A; SHAFT AND FLANGE ACCURACY: R TERMINAL BOX (ABOVE) CABLE ENTRY ON THE ND-END SIGNAL CONNECTION LEFT | - | 0 | 0
1PH8165-1JB13-0BA1 |  | 1PH8165-1JB13-0BA1 | 1 | UN | 1 | 20 | D | D | N | N | 85015230 | 1 |  | 230 | KG | 5175.95 | 5175.95 | MC05 | MC05 | SIMOTICS M Compact induction motor 400rpm, 13kW, 310Nm, 36A, 300V 500rpm, 16kW, 306Nm, 36A, 365V 600rpm, 19kW, 302Nm, 35 A, 420V forced ventilation; direction of air flow NDE--> DE; Degree of protection IP55 INCREMENT. ENCODER HTL 2048 S/R (ENCODER HTL2048S/R) with TEMPERAT. SENSOR KTY84-130 Design IM B35 (IM V15, (IM V35) PLAIN SHAFT WITHOUT FITTED KEY; BEARING: STANDARD WITH FIXED BEARING, VIBRATION SEVERITY GRADE R/A; SHAFT AND FLANGE ACCURACY: R TERMINAL BOX (ABOVE) CABLE ENTRY ON THE RIGHT SIGNAL CONNECTION D-END | - | 0 | 0
1PH8165-1JB13-0BB1 |  | 1PH8165-1JB13-0BB1 | 1 | UN | 1 | 20 | D | D | N | N | 85015230 | 1 |  | 230 | KG | 5175.95 | 5175.95 | MC05 | MC05 | SIMOTICS M Compact induction motor 400rpm, 13kW, 310Nm, 36A, 300V 500rpm, 16kW, 306Nm, 36A, 365V 600rpm, 19kW, 302Nm, 35 A, 420V forced ventilation; direction of air flow NDE--> DE; Degree of protection IP55 INCREMENT. ENCODER HTL 2048 S/R (ENCODER HTL2048S/R) with TEMPERAT. SENSOR KTY84-130 Design IM B35 (IM V15, (IM V35) PLAIN SHAFT WITHOUT FITTED KEY; BEARING: STANDARD WITH FIXED BEARING, VIBRATION SEVERITY GRADE R/A; SHAFT AND FLANGE ACCURACY: R TERMINAL BOX (ABOVE) CABLE ENTRY ON THE LEFT SIGNAL CONNECTION D-END | - | 0 | 0
1PH8165-1JB13-0BC1 |  | 1PH8165-1JB13-0BC1 | 1 | UN | 1 | 20 | D | D | N | N | 85015230 | 1 |  | 230 | KG | 5175.95 | 5175.95 | MC05 | MC05 | SIMOTICS M Compact induction motor 400rpm, 13kW, 310Nm, 36A, 300V 500rpm, 16kW, 306Nm, 36A, 365V 600rpm, 19kW, 302Nm, 35 A, 420V forced ventilation; direction of air flow NDE--> DE; Degree of protection IP55 INCREMENT. ENCODER HTL 2048 S/R (ENCODER HTL2048S/R) with TEMPERAT. SENSOR KTY84-130 Design IM B35 (IM V15, (IM V35) PLAIN SHAFT WITHOUT FITTED KEY; BEARING: STANDARD WITH FIXED BEARING, VIBRATION SEVERITY GRADE R/A; SHAFT AND FLANGE ACCURACY: R TERMINAL BOX (ABOVE) CABLE ENTRY ON THE ND-END SIGNAL CONNECTION LEFT | - | 0 | 0
1PH8165-1JB13-0CA1 |  | 1PH8165-1JB13-0CA1 | 1 | UN | 1 | 20 | D | D | N | N | 85015230 | 1 |  | 230 | KG | 5305.97 | 5305.97 | MC05 | MC05 | SIMOTICS M Compact induction motor 400rpm, 13kW, 310Nm, 36A, 300V 500rpm, 16kW, 306Nm, 36A, 365V 600rpm, 19kW, 302Nm, 35 A, 420V forced ventilation; direction of air flow NDE--> DE; Degree of protection IP55 INCREMENT. ENCODER HTL 2048 S/R (ENCODER HTL2048S/R) with TEMPERAT. SENSOR KTY84-130 Design IM B35 (IM V15, (IM V35) PLAIN SHAFT WITHOUT FITTED KEY; BEARING: STANDARD WITH FIXED BEARING, VIBRATION SEVERITY GRADE S/A; SHAFT AND FLANGE ACCURACY: R TERMINAL BOX (ABOVE) CABLE ENTRY ON THE RIGHT SIGNAL CONNECTION D-END | - | 0 | 0
1PH8165-1JB13-0CB1 |  | 1PH8165-1JB13-0CB1 | 1 | UN | 1 | 20 | D | D | N | N | 85015230 | 1 |  | 230 | KG | 5305.97 | 5305.97 | MC05 | MC05 | SIMOTICS M Compact induction motor 400rpm, 13kW, 310Nm, 36A, 300V 500rpm, 16kW, 306Nm, 36A, 365V 600rpm, 19kW, 302Nm, 35 A, 420V forced ventilation; direction of air flow NDE--> DE; Degree of protection IP55 INCREMENT. ENCODER HTL 2048 S/R (ENCODER HTL2048S/R) with TEMPERAT. SENSOR KTY84-130 Design IM B35 (IM V15, (IM V35) PLAIN SHAFT WITHOUT FITTED KEY; BEARING: STANDARD WITH FIXED BEARING, VIBRATION SEVERITY GRADE S/A; SHAFT AND FLANGE ACCURACY: R TERMINAL BOX (ABOVE) CABLE ENTRY ON THE LEFT SIGNAL CONNECTION D-END | - | 0 | 0
1PH8165-1JB13-0CC1 |  | 1PH8165-1JB13-0CC1 | 1 | UN | 1 | 20 | D | D | N | N | 85015230 | 1 |  | 230 | KG | 5305.97 | 5305.97 | MC05 | MC05 | SIMOTICS M Compact induction motor 400rpm, 13kW, 310Nm, 36A, 300V 500rpm, 16kW, 306Nm, 36A, 365V 600rpm, 19kW, 302Nm, 35 A, 420V forced ventilation; direction of air flow NDE--> DE; Degree of protection IP55 INCREMENT. ENCODER HTL 2048 S/R (ENCODER HTL2048S/R) with TEMPERAT. SENSOR KTY84-130 Design IM B35 (IM V15, (IM V35) PLAIN SHAFT WITHOUT FITTED KEY; BEARING: STANDARD WITH FIXED BEARING, VIBRATION SEVERITY GRADE S/A; SHAFT AND FLANGE ACCURACY: R TERMINAL BOX (ABOVE) CABLE ENTRY ON THE ND-END SIGNAL CONNECTION LEFT | - | 0 | 0
1PH8165-1JB13-2BA1 |  | 1PH8165-1JB13-2BA1 | 1 | UN | 1 | 20 | D | D | N | N | 85015230 | 1 |  | 230 | KG | 5306 | 5306 | MC05 | MC05 | SIMOTICS M Compact induction motor 400rpm, 13kW, 310Nm, 36A, 300V 500rpm, 16kW, 306Nm, 36A, 365V 600rpm, 19kW, 302Nm, 35 A, 420V forced ventilation; direction of air flow NDE--> DE; Degree of protection IP55 INCREMENT. ENCODER HTL 2048 S/R (ENCODER HTL2048S/R) with TEMPERAT. SENSOR KTY84-130 Design IM B35 (IM V15, (IM V35) SHAFT WITH FITTED KEY HALF-KEY BALANCING BEARING: STANDARD WITH FIXED BEARING, VIBRATION SEVERITY GRADE R/A; SHAFT AND FLANGE ACCURACY: R TERMINAL BOX (ABOVE) CABLE ENTRY ON THE RIGHT SIGNAL CONNECTION D-END | - | 0 | 0
1PH8165-1JB13-2BB1 |  | 1PH8165-1JB13-2BB1 | 1 | UN | 1 | 20 | D | D | N | N | 85015230 | 1 |  | 230 | KG | 5306 | 5306 | MC05 | MC05 | SIMOTICS M Compact induction motor 400rpm, 13kW, 310Nm, 36A, 300V 500rpm, 16kW, 306Nm, 36A, 365V 600rpm, 19kW, 302Nm, 35 A, 420V forced ventilation; direction of air flow NDE--> DE; Degree of protection IP55 INCREMENT. ENCODER HTL 2048 S/R (ENCODER HTL2048S/R) with TEMPERAT. SENSOR KTY84-130 Design IM B35 (IM V15, (IM V35) SHAFT WITH FITTED KEY HALF-KEY BALANCING BEARING: STANDARD WITH FIXED BEARING, VIBRATION SEVERITY GRADE R/A; SHAFT AND FLANGE ACCURACY: R TERMINAL BOX (ABOVE) CABLE ENTRY ON THE LEFT SIGNAL CONNECTION D-END | - | 0 | 0
1PH8165-1JB13-2BC1 |  | 1PH8165-1JB13-2BC1 | 1 | UN | 1 | 20 | D | D | N | N | 85015230 | 1 |  | 230 | KG | 5306 | 5306 | MC05 | MC05 | SIMOTICS M Compact induction motor 400rpm, 13kW, 310Nm, 36A, 300V 500rpm, 16kW, 306Nm, 36A, 365V 600rpm, 19kW, 302Nm, 35 A, 420V forced ventilation; direction of air flow NDE--> DE; Degree of protection IP55 INCREMENT. ENCODER HTL 2048 S/R (ENCODER HTL2048S/R) with TEMPERAT. SENSOR KTY84-130 Design IM B35 (IM V15, (IM V35) SHAFT WITH FITTED KEY HALF-KEY BALANCING BEARING: STANDARD WITH FIXED BEARING, VIBRATION SEVERITY GRADE R/A; SHAFT AND FLANGE ACCURACY: R TERMINAL BOX (ABOVE) CABLE ENTRY ON THE ND-END SIGNAL CONNECTION LEFT | - | 0 | 0
1PH8165-1JB13-2CA1 |  | 1PH8165-1JB13-2CA1 | 1 | UN | 1 | 20 | D | D | N | N | 85015230 | 1 |  | 230 | KG | 5436.02 | 5436.02 | MC05 | MC05 | SIMOTICS M Compact induction motor 400rpm, 13kW, 310Nm, 36A, 300V 500rpm, 16kW, 306Nm, 36A, 365V 600rpm, 19kW, 302Nm, 35 A, 420V forced ventilation; direction of air flow NDE--> DE; Degree of protection IP55 INCREMENT. ENCODER HTL 2048 S/R (ENCODER HTL2048S/R) with TEMPERAT. SENSOR KTY84-130 Design IM B35 (IM V15, (IM V35) SHAFT WITH FITTED KEY HALF-KEY BALANCING BEARING: STANDARD WITH FIXED BEARING, VIBRATION SEVERITY GRADE S/A; SHAFT AND FLANGE ACCURACY: R TERMINAL BOX (ABOVE) CABLE ENTRY ON THE RIGHT SIGNAL CONNECTION D-END | - | 0 | 0
1PH8165-1JB13-2CB1 |  | 1PH8165-1JB13-2CB1 | 1 | UN | 1 | 20 | D | D | N | N | 85015230 | 1 |  | 230 | KG | 5436.02 | 5436.02 | MC05 | MC05 | SIMOTICS M Compact induction motor 400rpm, 13kW, 310Nm, 36A, 300V 500rpm, 16kW, 306Nm, 36A, 365V 600rpm, 19kW, 302Nm, 35 A, 420V forced ventilation; direction of air flow NDE--> DE; Degree of protection IP55 INCREMENT. ENCODER HTL 2048 S/R (ENCODER HTL2048S/R) with TEMPERAT. SENSOR KTY84-130 Design IM B35 (IM V15, (IM V35) SHAFT WITH FITTED KEY HALF-KEY BALANCING BEARING: STANDARD WITH FIXED BEARING, VIBRATION SEVERITY GRADE S/A; SHAFT AND FLANGE ACCURACY: R TERMINAL BOX (ABOVE) CABLE ENTRY ON THE LEFT SIGNAL CONNECTION D-END | - | 0 | 0
1PH8165-1JB13-2CC1 |  | 1PH8165-1JB13-2CC1 | 1 | UN | 1 | 20 | D | D | N | N | 85015230 | 1 |  | 230 | KG | 5436.02 | 5436.02 | MC05 | MC05 | SIMOTICS M Compact induction motor 400rpm, 13kW, 310Nm, 36A, 300V 500rpm, 16kW, 306Nm, 36A, 365V 600rpm, 19kW, 302Nm, 35 A, 420V forced ventilation; direction of air flow NDE--> DE; Degree of protection IP55 INCREMENT. ENCODER HTL 2048 S/R (ENCODER HTL2048S/R) with TEMPERAT. SENSOR KTY84-130 Design IM B35 (IM V15, (IM V35) SHAFT WITH FITTED KEY HALF-KEY BALANCING BEARING: STANDARD WITH FIXED BEARING, VIBRATION SEVERITY GRADE S/A; SHAFT AND FLANGE ACCURACY: R TERMINAL BOX (ABOVE) CABLE ENTRY ON THE ND-END SIGNAL CONNECTION LEFT | - | 0 | 0
1PH8165-1JD10-0BA1 |  | 1PH8165-1JD10-0BA1 | 1 | UN | 1 | 20 | D | D | N | N | 85015230 | 1 |  | 230 | KG | 4742.45 | 4742.45 | MC05 | MC05 | SIMOTICS M Compact induction motor 1000rpm, 28kW, 267Nm, 71A, 292V 1150rpm, 31kW, 257Nm, 69A, 333V 1350rpm, 34kW, 241Nm, 66A, 387V forced ventilation; direction of air flow NDE--> DE; Degree of protection IP55 INCREMENT. ENCODER HTL 2048 S/R (ENCODER HTL2048S/R) with TEMPERAT. SENSOR KTY84-130 DESIGN IM B3 (IM V5, IM V6) PLAIN SHAFT WITHOUT FITTED KEY; BEARING: STANDARD WITH FIXED BEARING, VIBRATION SEVERITY GRADE R/A; SHAFT AND FLANGE ACCURACY: R TERMINAL BOX (ABOVE) CABLE ENTRY ON THE RIGHT SIGNAL CONNECTION D-END | - | 0 | 0
1PH8165-1JD10-0BB1 |  | 1PH8165-1JD10-0BB1 | 1 | UN | 1 | 20 | D | D | N | N | 85015230 | 1 |  | 230 | KG | 4742.45 | 4742.45 | MC05 | MC05 | SIMOTICS M Compact induction motor 1000rpm, 28kW, 267Nm, 71A, 292V 1150rpm, 31kW, 257Nm, 69A, 333V 1350rpm, 34kW, 241Nm, 66A, 387V forced ventilation; direction of air flow NDE--> DE; Degree of protection IP55 INCREMENT. ENCODER HTL 2048 S/R (ENCODER HTL2048S/R) with TEMPERAT. SENSOR KTY84-130 DESIGN IM B3 (IM V5, IM V6) PLAIN SHAFT WITHOUT FITTED KEY; BEARING: STANDARD WITH FIXED BEARING, VIBRATION SEVERITY GRADE R/A; SHAFT AND FLANGE ACCURACY: R TERMINAL BOX (ABOVE) CABLE ENTRY ON THE LEFT SIGNAL CONNECTION D-END | - | 0 | 0
1PH8165-1JD10-0BC1 |  | 1PH8165-1JD10-0BC1 | 1 | UN | 1 | 20 | D | D | N | N | 85015230 | 1 |  | 230 | KG | 4742.45 | 4742.45 | MC05 | MC05 | SIMOTICS M Compact induction motor 1000rpm, 28kW, 267Nm, 71A, 292V 1150rpm, 31kW, 257Nm, 69A, 333V 1350rpm, 34kW, 241Nm, 66A, 387V forced ventilation; direction of air flow NDE--> DE; Degree of protection IP55 INCREMENT. ENCODER HTL 2048 S/R (ENCODER HTL2048S/R) with TEMPERAT. SENSOR KTY84-130 DESIGN IM B3 (IM V5, IM V6) PLAIN SHAFT WITHOUT FITTED KEY; BEARING: STANDARD WITH FIXED BEARING, VIBRATION SEVERITY GRADE R/A; SHAFT AND FLANGE ACCURACY: R TERMINAL BOX (ABOVE) CABLE ENTRY ON THE ND-END SIGNAL CONNECTION LEFT | - | 0 | 0
1PH8165-1JD10-0CA1 |  | 1PH8165-1JD10-0CA1 | 1 | UN | 1 | 20 | D | D | N | N | 85015230 | 1 |  | 230 | KG | 4872.47 | 4872.47 | MC05 | MC05 | SIMOTICS M Compact induction motor 1000rpm, 28kW, 267Nm, 71A, 292V 1150rpm, 31kW, 257Nm, 69A, 333V 1350rpm, 34kW, 241Nm, 66A, 387V forced ventilation; direction of air flow NDE--> DE; Degree of protection IP55 INCREMENT. ENCODER HTL 2048 S/R (ENCODER HTL2048S/R) with TEMPERAT. SENSOR KTY84-130 DESIGN IM B3 (IM V5, IM V6) PLAIN SHAFT WITHOUT FITTED KEY; BEARING: STANDARD WITH FIXED BEARING, VIBRATION SEVERITY GRADE S/A; SHAFT AND FLANGE ACCURACY: R TERMINAL BOX (ABOVE) CABLE ENTRY ON THE RIGHT SIGNAL CONNECTION D-END | - | 0 | 0
1PH8165-1JD10-0CB1 |  | 1PH8165-1JD10-0CB1 | 1 | UN | 1 | 20 | D | D | N | N | 85015230 | 1 |  | 230 | KG | 4872.47 | 4872.47 | MC05 | MC05 | SIMOTICS M Compact induction motor 1000rpm, 28kW, 267Nm, 71A, 292V 1150rpm, 31kW, 257Nm, 69A, 333V 1350rpm, 34kW, 241Nm, 66A, 387V forced ventilation; direction of air flow NDE--> DE; Degree of protection IP55 INCREMENT. ENCODER HTL 2048 S/R (ENCODER HTL2048S/R) with TEMPERAT. SENSOR KTY84-130 DESIGN IM B3 (IM V5, IM V6) PLAIN SHAFT WITHOUT FITTED KEY; BEARING: STANDARD WITH FIXED BEARING, VIBRATION SEVERITY GRADE S/A; SHAFT AND FLANGE ACCURACY: R TERMINAL BOX (ABOVE) CABLE ENTRY ON THE LEFT SIGNAL CONNECTION D-END | - | 0 | 0
1PH8165-1JD10-0CC1 |  | 1PH8165-1JD10-0CC1 | 1 | UN | 1 | 20 | D | D | N | N | 85015230 | 1 |  | 230 | KG | 4872.47 | 4872.47 | MC05 | MC05 | SIMOTICS M Compact induction motor 1000rpm, 28kW, 267Nm, 71A, 292V 1150rpm, 31kW, 257Nm, 69A, 333V 1350rpm, 34kW, 241Nm, 66A, 387V forced ventilation; direction of air flow NDE--> DE; Degree of protection IP55 INCREMENT. ENCODER HTL 2048 S/R (ENCODER HTL2048S/R) with TEMPERAT. SENSOR KTY84-130 DESIGN IM B3 (IM V5, IM V6) PLAIN SHAFT WITHOUT FITTED KEY; BEARING: STANDARD WITH FIXED BEARING, VIBRATION SEVERITY GRADE S/A; SHAFT AND FLANGE ACCURACY: R TERMINAL BOX (ABOVE) CABLE ENTRY ON THE ND-END SIGNAL CONNECTION LEFT | - | 0 | 0
1PH8165-1JD10-2BA1 |  | 1PH8165-1JD10-2BA1 | 1 | UN | 1 | 20 | D | D | N | N | 85015230 | 1 |  | 230 | KG | 4872.5 | 4872.5 | MC05 | MC05 | SIMOTICS M Compact induction motor 1000rpm, 28kW, 267Nm, 71A, 292V 1150rpm, 31kW, 257Nm, 69A, 333V 1350rpm, 34kW, 241Nm, 66A, 387V forced ventilation; direction of air flow NDE--> DE; Degree of protection IP55 INCREMENT. ENCODER HTL 2048 S/R (ENCODER HTL2048S/R) with TEMPERAT. SENSOR KTY84-130 DESIGN IM B3 (IM V5, IM V6) SHAFT WITH FITTED KEY HALF-KEY BALANCING BEARING: STANDARD WITH FIXED BEARING, VIBRATION SEVERITY GRADE R/A; SHAFT AND FLANGE ACCURACY: R TERMINAL BOX (ABOVE) CABLE ENTRY ON THE RIGHT SIGNAL CONNECTION D-END | - | 0 | 0
1PH8165-1JD10-2BB1 |  | 1PH8165-1JD10-2BB1 | 1 | UN | 1 | 20 | D | D | N | N | 85015230 | 1 |  | 230 | KG | 4872.5 | 4872.5 | MC05 | MC05 | SIMOTICS M Compact induction motor 1000rpm, 28kW, 267Nm, 71A, 292V 1150rpm, 31kW, 257Nm, 69A, 333V 1350rpm, 34kW, 241Nm, 66A, 387V forced ventilation; direction of air flow NDE--> DE; Degree of protection IP55 INCREMENT. ENCODER HTL 2048 S/R (ENCODER HTL2048S/R) with TEMPERAT. SENSOR KTY84-130 DESIGN IM B3 (IM V5, IM V6) SHAFT WITH FITTED KEY HALF-KEY BALANCING BEARING: STANDARD WITH FIXED BEARING, VIBRATION SEVERITY GRADE R/A; SHAFT AND FLANGE ACCURACY: R TERMINAL BOX (ABOVE) CABLE ENTRY ON THE LEFT SIGNAL CONNECTION D-END | - | 0 | 0
1PH8165-1JD10-2BC1 |  | 1PH8165-1JD10-2BC1 | 1 | UN | 1 | 20 | D | D | N | N | 85015230 | 1 |  | 230 | KG | 4872.5 | 4872.5 | MC05 | MC05 | SIMOTICS M Compact induction motor 1000rpm, 28kW, 267Nm, 71A, 292V 1150rpm, 31kW, 257Nm, 69A, 333V 1350rpm, 34kW, 241Nm, 66A, 387V forced ventilation; direction of air flow NDE--> DE; Degree of protection IP55 INCREMENT. ENCODER HTL 2048 S/R (ENCODER HTL2048S/R) with TEMPERAT. SENSOR KTY84-130 DESIGN IM B3 (IM V5, IM V6) SHAFT WITH FITTED KEY HALF-KEY BALANCING BEARING: STANDARD WITH FIXED BEARING, VIBRATION SEVERITY GRADE R/A; SHAFT AND FLANGE ACCURACY: R TERMINAL BOX (ABOVE) CABLE ENTRY ON THE ND-END SIGNAL CONNECTION LEFT | - | 0 | 0
1PH8165-1JD10-2CA1 |  | 1PH8165-1JD10-2CA1 | 1 | UN | 1 | 20 | D | D | N | N | 85015230 | 1 |  | 230 | KG | 5002.52 | 5002.52 | MC05 | MC05 | SIMOTICS M Compact induction motor 1000rpm, 28kW, 267Nm, 71A, 292V 1150rpm, 31kW, 257Nm, 69A, 333V 1350rpm, 34kW, 241Nm, 66A, 387V forced ventilation; direction of air flow NDE--> DE; Degree of protection IP55 INCREMENT. ENCODER HTL 2048 S/R (ENCODER HTL2048S/R) with TEMPERAT. SENSOR KTY84-130 DESIGN IM B3 (IM V5, IM V6) SHAFT WITH FITTED KEY HALF-KEY BALANCING BEARING: STANDARD WITH FIXED BEARING, VIBRATION SEVERITY GRADE S/A; SHAFT AND FLANGE ACCURACY: R TERMINAL BOX (ABOVE) CABLE ENTRY ON THE RIGHT SIGNAL CONNECTION D-END | - | 0 | 0
1PH8165-1JD10-2CB1 |  | 1PH8165-1JD10-2CB1 | 1 | UN | 1 | 20 | D | D | N | N | 85015230 | 1 |  | 230 | KG | 5002.52 | 5002.52 | MC05 | MC05 | SIMOTICS M Compact induction motor 1000rpm, 28kW, 267Nm, 71A, 292V 1150rpm, 31kW, 257Nm, 69A, 333V 1350rpm, 34kW, 241Nm, 66A, 387V forced ventilation; direction of air flow NDE--> DE; Degree of protection IP55 INCREMENT. ENCODER HTL 2048 S/R (ENCODER HTL2048S/R) with TEMPERAT. SENSOR KTY84-130 DESIGN IM B3 (IM V5, IM V6) SHAFT WITH FITTED KEY HALF-KEY BALANCING BEARING: STANDARD WITH FIXED BEARING, VIBRATION SEVERITY GRADE S/A; SHAFT AND FLANGE ACCURACY: R TERMINAL BOX (ABOVE) CABLE ENTRY ON THE LEFT SIGNAL CONNECTION D-END | - | 0 | 0
1PH8165-1JD10-2CC1 |  | 1PH8165-1JD10-2CC1 | 1 | UN | 1 | 20 | D | D | N | N | 85015230 | 1 |  | 230 | KG | 5002.52 | 5002.52 | MC05 | MC05 | SIMOTICS M Compact induction motor 1000rpm, 28kW, 267Nm, 71A, 292V 1150rpm, 31kW, 257Nm, 69A, 333V 1350rpm, 34kW, 241Nm, 66A, 387V forced ventilation; direction of air flow NDE--> DE; Degree of protection IP55 INCREMENT. ENCODER HTL 2048 S/R (ENCODER HTL2048S/R) with TEMPERAT. SENSOR KTY84-130 DESIGN IM B3 (IM V5, IM V6) SHAFT WITH FITTED KEY HALF-KEY BALANCING BEARING: STANDARD WITH FIXED BEARING, VIBRATION SEVERITY GRADE S/A; SHAFT AND FLANGE ACCURACY: R TERMINAL BOX (ABOVE) CABLE ENTRY ON THE ND-END SIGNAL CONNECTION LEFT | - | 0 | 0
1PH8165-1JD12-0BA1 |  | 1PH8165-1JD12-0BA1 | 1 | UN | 1 | 20 | D | D | N | N | 85015230 | 1 |  | 230 | KG | 5175.95 | 5175.95 | MC05 | MC05 | SIMOTICS M Compact induction motor 1000rpm, 28kW, 267Nm, 71A, 292V 1150rpm, 31kW, 257Nm, 69A, 333V 1350rpm, 34kW, 241Nm, 66A, 387V forced ventilation; direction of air flow NDE--> DE; Degree of protection IP55 INCREMENT. ENCODER HTL 2048 S/R (ENCODER HTL2048S/R) with TEMPERAT. SENSOR KTY84-130 DESIGN IM B5 (IMV 1,IM V3) PLAIN SHAFT WITHOUT FITTED KEY; BEARING: STANDARD WITH FIXED BEARING, VIBRATION SEVERITY GRADE R/A; SHAFT AND FLANGE ACCURACY: R TERMINAL BOX (ABOVE) CABLE ENTRY ON THE RIGHT SIGNAL CONNECTION D-END | - | 0 | 0
1PH8165-1JD12-0BB1 |  | 1PH8165-1JD12-0BB1 | 1 | UN | 1 | 20 | D | D | N | N | 85015230 | 1 |  | 230 | KG | 5175.95 | 5175.95 | MC05 | MC05 | SIMOTICS M Compact induction motor 1000rpm, 28kW, 267Nm, 71A, 292V 1150rpm, 31kW, 257Nm, 69A, 333V 1350rpm, 34kW, 241Nm, 66A, 387V forced ventilation; direction of air flow NDE--> DE; Degree of protection IP55 INCREMENT. ENCODER HTL 2048 S/R (ENCODER HTL2048S/R) with TEMPERAT. SENSOR KTY84-130 DESIGN IM B5 (IMV 1,IM V3) PLAIN SHAFT WITHOUT FITTED KEY; BEARING: STANDARD WITH FIXED BEARING, VIBRATION SEVERITY GRADE R/A; SHAFT AND FLANGE ACCURACY: R TERMINAL BOX (ABOVE) CABLE ENTRY ON THE LEFT SIGNAL CONNECTION D-END | - | 0 | 0
1PH8165-1JD12-0BC1 |  | 1PH8165-1JD12-0BC1 | 1 | UN | 1 | 20 | D | D | N | N | 85015230 | 1 |  | 230 | KG | 5175.95 | 5175.95 | MC05 | MC05 | SIMOTICS M Compact induction motor 1000rpm, 28kW, 267Nm, 71A, 292V 1150rpm, 31kW, 257Nm, 69A, 333V 1350rpm, 34kW, 241Nm, 66A, 387V forced ventilation; direction of air flow NDE--> DE; Degree of protection IP55 INCREMENT. ENCODER HTL 2048 S/R (ENCODER HTL2048S/R) with TEMPERAT. SENSOR KTY84-130 DESIGN IM B5 (IMV 1,IM V3) PLAIN SHAFT WITHOUT FITTED KEY; BEARING: STANDARD WITH FIXED BEARING, VIBRATION SEVERITY GRADE R/A; SHAFT AND FLANGE ACCURACY: R TERMINAL BOX (ABOVE) CABLE ENTRY ON THE ND-END SIGNAL CONNECTION LEFT | - | 0 | 0
1PH8165-1JD12-0CA1 |  | 1PH8165-1JD12-0CA1 | 1 | UN | 1 | 20 | D | D | N | N | 85015230 | 1 |  | 230 | KG | 5305.97 | 5305.97 | MC05 | MC05 | SIMOTICS M Compact induction motor 1000rpm, 28kW, 267Nm, 71A, 292V 1150rpm, 31kW, 257Nm, 69A, 333V 1350rpm, 34kW, 241Nm, 66A, 387V forced ventilation; direction of air flow NDE--> DE; Degree of protection IP55 INCREMENT. ENCODER HTL 2048 S/R (ENCODER HTL2048S/R) with TEMPERAT. SENSOR KTY84-130 DESIGN IM B5 (IMV 1,IM V3) PLAIN SHAFT WITHOUT FITTED KEY; BEARING: STANDARD WITH FIXED BEARING, VIBRATION SEVERITY GRADE S/A; SHAFT AND FLANGE ACCURACY: R TERMINAL BOX (ABOVE) CABLE ENTRY ON THE RIGHT SIGNAL CONNECTION D-END | - | 0 | 0
1PH8165-1JD12-0CB1 |  | 1PH8165-1JD12-0CB1 | 1 | UN | 1 | 20 | D | D | N | N | 85015230 | 1 |  | 230 | KG | 5305.97 | 5305.97 | MC05 | MC05 | SIMOTICS M Compact induction motor 1000rpm, 28kW, 267Nm, 71A, 292V 1150rpm, 31kW, 257Nm, 69A, 333V 1350rpm, 34kW, 241Nm, 66A, 387V forced ventilation; direction of air flow NDE--> DE; Degree of protection IP55 INCREMENT. ENCODER HTL 2048 S/R (ENCODER HTL2048S/R) with TEMPERAT. SENSOR KTY84-130 DESIGN IM B5 (IMV 1,IM V3) PLAIN SHAFT WITHOUT FITTED KEY; BEARING: STANDARD WITH FIXED BEARING, VIBRATION SEVERITY GRADE S/A; SHAFT AND FLANGE ACCURACY: R TERMINAL BOX (ABOVE) CABLE ENTRY ON THE LEFT SIGNAL CONNECTION D-END | - | 0 | 0
1PH8165-1JD12-0CC1 |  | 1PH8165-1JD12-0CC1 | 1 | UN | 1 | 20 | D | D | N | N | 85015230 | 1 |  | 230 | KG | 5305.97 | 5305.97 | MC05 | MC05 | SIMOTICS M Compact induction motor 1000rpm, 28kW, 267Nm, 71A, 292V 1150rpm, 31kW, 257Nm, 69A, 333V 1350rpm, 34kW, 241Nm, 66A, 387V forced ventilation; direction of air flow NDE--> DE; Degree of protection IP55 INCREMENT. ENCODER HTL 2048 S/R (ENCODER HTL2048S/R) with TEMPERAT. SENSOR KTY84-130 DESIGN IM B5 (IMV 1,IM V3) PLAIN SHAFT WITHOUT FITTED KEY; BEARING: STANDARD WITH FIXED BEARING, VIBRATION SEVERITY GRADE S/A; SHAFT AND FLANGE ACCURACY: R TERMINAL BOX (ABOVE) CABLE ENTRY ON THE ND-END SIGNAL CONNECTION LEFT | - | 0 | 0
1PH8165-1JD12-2BA1 |  | 1PH8165-1JD12-2BA1 | 1 | UN | 1 | 20 | D | D | N | N | 85015230 | 1 |  | 230 | KG | 5306 | 5306 | MC05 | MC05 | SIMOTICS M Compact induction motor 1000rpm, 28kW, 267Nm, 71A, 292V 1150rpm, 31kW, 257Nm, 69A, 333V 1350rpm, 34kW, 241Nm, 66A, 387V forced ventilation; direction of air flow NDE--> DE; Degree of protection IP55 INCREMENT. ENCODER HTL 2048 S/R (ENCODER HTL2048S/R) with TEMPERAT. SENSOR KTY84-130 DESIGN IM B5 (IMV 1,IM V3) SHAFT WITH FITTED KEY HALF-KEY BALANCING BEARING: STANDARD WITH FIXED BEARING, VIBRATION SEVERITY GRADE R/A; SHAFT AND FLANGE ACCURACY: R TERMINAL BOX (ABOVE) CABLE ENTRY ON THE RIGHT SIGNAL CONNECTION D-END | - | 0 | 0
1PH8165-1JD12-2BB1 |  | 1PH8165-1JD12-2BB1 | 1 | UN | 1 | 20 | D | D | N | N | 85015230 | 1 |  | 230 | KG | 5306 | 5306 | MC05 | MC05 | SIMOTICS M Compact induction motor 1000rpm, 28kW, 267Nm, 71A, 292V 1150rpm, 31kW, 257Nm, 69A, 333V 1350rpm, 34kW, 241Nm, 66A, 387V forced ventilation; direction of air flow NDE--> DE; Degree of protection IP55 INCREMENT. ENCODER HTL 2048 S/R (ENCODER HTL2048S/R) with TEMPERAT. SENSOR KTY84-130 DESIGN IM B5 (IMV 1,IM V3) SHAFT WITH FITTED KEY HALF-KEY BALANCING BEARING: STANDARD WITH FIXED BEARING, VIBRATION SEVERITY GRADE R/A; SHAFT AND FLANGE ACCURACY: R TERMINAL BOX (ABOVE) CABLE ENTRY ON THE LEFT SIGNAL CONNECTION D-END | - | 0 | 0
1PH8165-1JD12-2BC1 |  | 1PH8165-1JD12-2BC1 | 1 | UN | 1 | 20 | D | D | N | N | 85015230 | 1 |  | 230 | KG | 5306 | 5306 | MC05 | MC05 | SIMOTICS M Compact induction motor 1000rpm, 28kW, 267Nm, 71A, 292V 1150rpm, 31kW, 257Nm, 69A, 333V 1350rpm, 34kW, 241Nm, 66A, 387V forced ventilation; direction of air flow NDE--> DE; Degree of protection IP55 INCREMENT. ENCODER HTL 2048 S/R (ENCODER HTL2048S/R) with TEMPERAT. SENSOR KTY84-130 DESIGN IM B5 (IMV 1,IM V3) SHAFT WITH FITTED KEY HALF-KEY BALANCING BEARING: STANDARD WITH FIXED BEARING, VIBRATION SEVERITY GRADE R/A; SHAFT AND FLANGE ACCURACY: R TERMINAL BOX (ABOVE) CABLE ENTRY ON THE ND-END SIGNAL CONNECTION LEFT | - | 0 | 0
1PH8165-1JD12-2CA1 |  | 1PH8165-1JD12-2CA1 | 1 | UN | 1 | 20 | D | D | N | N | 85015230 | 1 |  | 230 | KG | 5436.02 | 5436.02 | MC05 | MC05 | SIMOTICS M Compact induction motor 1000rpm, 28kW, 267Nm, 71A, 292V 1150rpm, 31kW, 257Nm, 69A, 333V 1350rpm, 34kW, 241Nm, 66A, 387V forced ventilation; direction of air flow NDE--> DE; Degree of protection IP55 INCREMENT. ENCODER HTL 2048 S/R (ENCODER HTL2048S/R) with TEMPERAT. SENSOR KTY84-130 DESIGN IM B5 (IMV 1,IM V3) SHAFT WITH FITTED KEY HALF-KEY BALANCING BEARING: STANDARD WITH FIXED BEARING, VIBRATION SEVERITY GRADE S/A; SHAFT AND FLANGE ACCURACY: R TERMINAL BOX (ABOVE) CABLE ENTRY ON THE RIGHT SIGNAL CONNECTION D-END | - | 0 | 0
1PH8165-1JD12-2CB1 |  | 1PH8165-1JD12-2CB1 | 1 | UN | 1 | 20 | D | D | N | N | 85015230 | 1 |  | 230 | KG | 5436.02 | 5436.02 | MC05 | MC05 | SIMOTICS M Compact induction motor 1000rpm, 28kW, 267Nm, 71A, 292V 1150rpm, 31kW, 257Nm, 69A, 333V 1350rpm, 34kW, 241Nm, 66A, 387V forced ventilation; direction of air flow NDE--> DE; Degree of protection IP55 INCREMENT. ENCODER HTL 2048 S/R (ENCODER HTL2048S/R) with TEMPERAT. SENSOR KTY84-130 DESIGN IM B5 (IMV 1,IM V3) SHAFT WITH FITTED KEY HALF-KEY BALANCING BEARING: STANDARD WITH FIXED BEARING, VIBRATION SEVERITY GRADE S/A; SHAFT AND FLANGE ACCURACY: R TERMINAL BOX (ABOVE) CABLE ENTRY ON THE LEFT SIGNAL CONNECTION D-END | - | 0 | 0
1PH8165-1JD12-2CC1 |  | 1PH8165-1JD12-2CC1 | 1 | UN | 1 | 20 | D | D | N | N | 85015230 | 1 |  | 230 | KG | 5436.02 | 5436.02 | MC05 | MC05 | SIMOTICS M Compact induction motor 1000rpm, 28kW, 267Nm, 71A, 292V 1150rpm, 31kW, 257Nm, 69A, 333V 1350rpm, 34kW, 241Nm, 66A, 387V forced ventilation; direction of air flow NDE--> DE; Degree of protection IP55 INCREMENT. ENCODER HTL 2048 S/R (ENCODER HTL2048S/R) with TEMPERAT. SENSOR KTY84-130 DESIGN IM B5 (IMV 1,IM V3) SHAFT WITH FITTED KEY HALF-KEY BALANCING BEARING: STANDARD WITH FIXED BEARING, VIBRATION SEVERITY GRADE S/A; SHAFT AND FLANGE ACCURACY: R TERMINAL BOX (ABOVE) CABLE ENTRY ON THE ND-END SIGNAL CONNECTION LEFT | - | 0 | 0
1PH8165-1JD13-0BA1 |  | 1PH8165-1JD13-0BA1 | 1 | UN | 1 | 20 | D | D | N | N | 85015230 | 1 |  | 230 | KG | 5175.95 | 5175.95 | MC05 | MC05 | SIMOTICS M Compact induction motor 1000rpm, 28kW, 267Nm, 71A, 292V 1150rpm, 31kW, 257Nm, 69A, 333V 1350rpm, 34kW, 241Nm, 66A, 387V forced ventilation; direction of air flow NDE--> DE; Degree of protection IP55 INCREMENT. ENCODER HTL 2048 S/R (ENCODER HTL2048S/R) with TEMPERAT. SENSOR KTY84-130 Design IM B35 (IM V15, (IM V35) PLAIN SHAFT WITHOUT FITTED KEY; BEARING: STANDARD WITH FIXED BEARING, VIBRATION SEVERITY GRADE R/A; SHAFT AND FLANGE ACCURACY: R TERMINAL BOX (ABOVE) CABLE ENTRY ON THE RIGHT SIGNAL CONNECTION D-END | - | 0 | 0
1PH8165-1JD13-0BB1 |  | 1PH8165-1JD13-0BB1 | 1 | UN | 1 | 20 | D | D | N | N | 85015230 | 1 |  | 230 | KG | 5175.95 | 5175.95 | MC05 | MC05 | SIMOTICS M Compact induction motor 1000rpm, 28kW, 267Nm, 71A, 292V 1150rpm, 31kW, 257Nm, 69A, 333V 1350rpm, 34kW, 241Nm, 66A, 387V forced ventilation; direction of air flow NDE--> DE; Degree of protection IP55 INCREMENT. ENCODER HTL 2048 S/R (ENCODER HTL2048S/R) with TEMPERAT. SENSOR KTY84-130 Design IM B35 (IM V15, (IM V35) PLAIN SHAFT WITHOUT FITTED KEY; BEARING: STANDARD WITH FIXED BEARING, VIBRATION SEVERITY GRADE R/A; SHAFT AND FLANGE ACCURACY: R TERMINAL BOX (ABOVE) CABLE ENTRY ON THE LEFT SIGNAL CONNECTION D-END | - | 0 | 0
1PH8165-1JD13-0BC1 |  | 1PH8165-1JD13-0BC1 | 1 | UN | 1 | 20 | D | D | N | N | 85015230 | 1 |  | 230 | KG | 5175.95 | 5175.95 | MC05 | MC05 | SIMOTICS M Compact induction motor 1000rpm, 28kW, 267Nm, 71A, 292V 1150rpm, 31kW, 257Nm, 69A, 333V 1350rpm, 34kW, 241Nm, 66A, 387V forced ventilation; direction of air flow NDE--> DE; Degree of protection IP55 INCREMENT. ENCODER HTL 2048 S/R (ENCODER HTL2048S/R) with TEMPERAT. SENSOR KTY84-130 Design IM B35 (IM V15, (IM V35) PLAIN SHAFT WITHOUT FITTED KEY; BEARING: STANDARD WITH FIXED BEARING, VIBRATION SEVERITY GRADE R/A; SHAFT AND FLANGE ACCURACY: R TERMINAL BOX (ABOVE) CABLE ENTRY ON THE ND-END SIGNAL CONNECTION LEFT | - | 0 | 0
1PH8165-1JD13-0CA1 |  | 1PH8165-1JD13-0CA1 | 1 | UN | 1 | 20 | D | D | N | N | 85015230 | 1 |  | 230 | KG | 5305.97 | 5305.97 | MC05 | MC05 | SIMOTICS M Compact induction motor 1000rpm, 28kW, 267Nm, 71A, 292V 1150rpm, 31kW, 257Nm, 69A, 333V 1350rpm, 34kW, 241Nm, 66A, 387V forced ventilation; direction of air flow NDE--> DE; Degree of protection IP55 INCREMENT. ENCODER HTL 2048 S/R (ENCODER HTL2048S/R) with TEMPERAT. SENSOR KTY84-130 Design IM B35 (IM V15, (IM V35) PLAIN SHAFT WITHOUT FITTED KEY; BEARING: STANDARD WITH FIXED BEARING, VIBRATION SEVERITY GRADE S/A; SHAFT AND FLANGE ACCURACY: R TERMINAL BOX (ABOVE) CABLE ENTRY ON THE RIGHT SIGNAL CONNECTION D-END | - | 0 | 0
1PH8165-1JD13-0CB1 |  | 1PH8165-1JD13-0CB1 | 1 | UN | 1 | 20 | D | D | N | N | 85015230 | 1 |  | 230 | KG | 5305.97 | 5305.97 | MC05 | MC05 | SIMOTICS M Compact induction motor 1000rpm, 28kW, 267Nm, 71A, 292V 1150rpm, 31kW, 257Nm, 69A, 333V 1350rpm, 34kW, 241Nm, 66A, 387V forced ventilation; direction of air flow NDE--> DE; Degree of protection IP55 INCREMENT. ENCODER HTL 2048 S/R (ENCODER HTL2048S/R) with TEMPERAT. SENSOR KTY84-130 Design IM B35 (IM V15, (IM V35) PLAIN SHAFT WITHOUT FITTED KEY; BEARING: STANDARD WITH FIXED BEARING, VIBRATION SEVERITY GRADE S/A; SHAFT AND FLANGE ACCURACY: R TERMINAL BOX (ABOVE) CABLE ENTRY ON THE LEFT SIGNAL CONNECTION D-END | - | 0 | 0
1PH8165-1JD13-0CC1 |  | 1PH8165-1JD13-0CC1 | 1 | UN | 1 | 20 | D | D | N | N | 85015230 | 1 |  | 230 | KG | 5305.97 | 5305.97 | MC05 | MC05 | SIMOTICS M Compact induction motor 1000rpm, 28kW, 267Nm, 71A, 292V 1150rpm, 31kW, 257Nm, 69A, 333V 1350rpm, 34kW, 241Nm, 66A, 387V forced ventilation; direction of air flow NDE--> DE; Degree of protection IP55 INCREMENT. ENCODER HTL 2048 S/R (ENCODER HTL2048S/R) with TEMPERAT. SENSOR KTY84-130 Design IM B35 (IM V15, (IM V35) PLAIN SHAFT WITHOUT FITTED KEY; BEARING: STANDARD WITH FIXED BEARING, VIBRATION SEVERITY GRADE S/A; SHAFT AND FLANGE ACCURACY: R TERMINAL BOX (ABOVE) CABLE ENTRY ON THE ND-END SIGNAL CONNECTION LEFT | - | 0 | 0
1PH8165-1JD13-2BA1 |  | 1PH8165-1JD13-2BA1 | 1 | UN | 1 | 20 | D | D | N | N | 85015230 | 1 |  | 230 | KG | 5306 | 5306 | MC05 | MC05 | SIMOTICS M Compact induction motor 1000rpm, 28kW, 267Nm, 71A, 292V 1150rpm, 31kW, 257Nm, 69A, 333V 1350rpm, 34kW, 241Nm, 66A, 387V forced ventilation; direction of air flow NDE--> DE; Degree of protection IP55 INCREMENT. ENCODER HTL 2048 S/R (ENCODER HTL2048S/R) with TEMPERAT. SENSOR KTY84-130 Design IM B35 (IM V15, (IM V35) SHAFT WITH FITTED KEY HALF-KEY BALANCING BEARING: STANDARD WITH FIXED BEARING, VIBRATION SEVERITY GRADE R/A; SHAFT AND FLANGE ACCURACY: R TERMINAL BOX (ABOVE) CABLE ENTRY ON THE RIGHT SIGNAL CONNECTION D-END | - | 0 | 0
1PH8165-1JD13-2BB1 |  | 1PH8165-1JD13-2BB1 | 1 | UN | 1 | 20 | D | D | N | N | 85015230 | 1 |  | 230 | KG | 5306 | 5306 | MC05 | MC05 | SIMOTICS M Compact induction motor 1000rpm, 28kW, 267Nm, 71A, 292V 1150rpm, 31kW, 257Nm, 69A, 333V 1350rpm, 34kW, 241Nm, 66A, 387V forced ventilation; direction of air flow NDE--> DE; Degree of protection IP55 INCREMENT. ENCODER HTL 2048 S/R (ENCODER HTL2048S/R) with TEMPERAT. SENSOR KTY84-130 Design IM B35 (IM V15, (IM V35) SHAFT WITH FITTED KEY HALF-KEY BALANCING BEARING: STANDARD WITH FIXED BEARING, VIBRATION SEVERITY GRADE R/A; SHAFT AND FLANGE ACCURACY: R TERMINAL BOX (ABOVE) CABLE ENTRY ON THE LEFT SIGNAL CONNECTION D-END | - | 0 | 0
1PH8165-1JD13-2BC1 |  | 1PH8165-1JD13-2BC1 | 1 | UN | 1 | 20 | D | D | N | N | 85015230 | 1 |  | 230 | KG | 5306 | 5306 | MC05 | MC05 | SIMOTICS M Compact induction motor 1000rpm, 28kW, 267Nm, 71A, 292V 1150rpm, 31kW, 257Nm, 69A, 333V 1350rpm, 34kW, 241Nm, 66A, 387V forced ventilation; direction of air flow NDE--> DE; Degree of protection IP55 INCREMENT. ENCODER HTL 2048 S/R (ENCODER HTL2048S/R) with TEMPERAT. SENSOR KTY84-130 Design IM B35 (IM V15, (IM V35) SHAFT WITH FITTED KEY HALF-KEY BALANCING BEARING: STANDARD WITH FIXED BEARING, VIBRATION SEVERITY GRADE R/A; SHAFT AND FLANGE ACCURACY: R TERMINAL BOX (ABOVE) CABLE ENTRY ON THE ND-END SIGNAL CONNECTION LEFT | - | 0 | 0
1PH8165-1JD13-2CA1 |  | 1PH8165-1JD13-2CA1 | 1 | UN | 1 | 20 | D | D | N | N | 85015230 | 1 |  | 230 | KG | 5436.02 | 5436.02 | MC05 | MC05 | SIMOTICS M Compact induction motor 1000rpm, 28kW, 267Nm, 71A, 292V 1150rpm, 31kW, 257Nm, 69A, 333V 1350rpm, 34kW, 241Nm, 66A, 387V forced ventilation; direction of air flow NDE--> DE; Degree of protection IP55 INCREMENT. ENCODER HTL 2048 S/R (ENCODER HTL2048S/R) with TEMPERAT. SENSOR KTY84-130 Design IM B35 (IM V15, (IM V35) SHAFT WITH FITTED KEY HALF-KEY BALANCING BEARING: STANDARD WITH FIXED BEARING, VIBRATION SEVERITY GRADE S/A; SHAFT AND FLANGE ACCURACY: R TERMINAL BOX (ABOVE) CABLE ENTRY ON THE RIGHT SIGNAL CONNECTION D-END | - | 0 | 0
1PH8165-1JD13-2CB1 |  | 1PH8165-1JD13-2CB1 | 1 | UN | 1 | 20 | D | D | N | N | 85015230 | 1 |  | 230 | KG | 5436.02 | 5436.02 | MC05 | MC05 | SIMOTICS M Compact induction motor 1000rpm, 28kW, 267Nm, 71A, 292V 1150rpm, 31kW, 257Nm, 69A, 333V 1350rpm, 34kW, 241Nm, 66A, 387V forced ventilation; direction of air flow NDE--> DE; Degree of protection IP55 INCREMENT. ENCODER HTL 2048 S/R (ENCODER HTL2048S/R) with TEMPERAT. SENSOR KTY84-130 Design IM B35 (IM V15, (IM V35) SHAFT WITH FITTED KEY HALF-KEY BALANCING BEARING: STANDARD WITH FIXED BEARING, VIBRATION SEVERITY GRADE S/A; SHAFT AND FLANGE ACCURACY: R TERMINAL BOX (ABOVE) CABLE ENTRY ON THE LEFT SIGNAL CONNECTION D-END | - | 0 | 0
1PH8165-1JD13-2CC1 |  | 1PH8165-1JD13-2CC1 | 1 | UN | 1 | 20 | D | D | N | N | 85015230 | 1 |  | 230 | KG | 5436.02 | 5436.02 | MC05 | MC05 | SIMOTICS M Compact induction motor 1000rpm, 28kW, 267Nm, 71A, 292V 1150rpm, 31kW, 257Nm, 69A, 333V 1350rpm, 34kW, 241Nm, 66A, 387V forced ventilation; direction of air flow NDE--> DE; Degree of protection IP55 INCREMENT. ENCODER HTL 2048 S/R (ENCODER HTL2048S/R) with TEMPERAT. SENSOR KTY84-130 Design IM B35 (IM V15, (IM V35) SHAFT WITH FITTED KEY HALF-KEY BALANCING BEARING: STANDARD WITH FIXED BEARING, VIBRATION SEVERITY GRADE S/A; SHAFT AND FLANGE ACCURACY: R TERMINAL BOX (ABOVE) CABLE ENTRY ON THE ND-END SIGNAL CONNECTION LEFT | - | 0 | 0
1PH8165-1JF10-0BA1 |  | 1PH8165-1JF10-0BA1 | 1 | UN | 1 | 20 | D | D | N | N | 85015290 | 1 |  | 230 | KG | 4742.45 | 4742.45 | MC05 | MC05 | SIMOTICS M Compact induction motor 1500rpm, 37kW, 236Nm, 78A, 350 V 1750rpm, 41kW, 224Nm, 76A, 400 V 2000rpm, 45kW, 215Nm, 75 A, 440 V forced ventilation; direction of air flow NDE--> DE; Degree of protection IP55 INCREMENT. ENCODER HTL 2048 S/R (ENCODER HTL2048S/R) with TEMPERAT. SENSOR KTY84-130 DESIGN IM B3 (IM V5, IM V6) PLAIN SHAFT WITHOUT FITTED KEY; BEARING: STANDARD WITH FIXED BEARING, VIBRATION SEVERITY GRADE R/A; SHAFT AND FLANGE ACCURACY: R TERMINAL BOX (ABOVE) CABLE ENTRY ON THE RIGHT SIGNAL CONNECTION D-END | - | 0 | 0
1PH8165-1JF10-0BB1 |  | 1PH8165-1JF10-0BB1 | 1 | UN | 1 | 20 | D | D | N | N | 85015290 | 1 |  | 230 | KG | 4742.45 | 4742.45 | MC05 | MC05 | SIMOTICS M Compact induction motor 1500rpm, 37kW, 236Nm, 78A, 350 V 1750rpm, 41kW, 224Nm, 76A, 400 V 2000rpm, 45kW, 215Nm, 75 A, 440 V forced ventilation; direction of air flow NDE--> DE; Degree of protection IP55 INCREMENT. ENCODER HTL 2048 S/R (ENCODER HTL2048S/R) with TEMPERAT. SENSOR KTY84-130 DESIGN IM B3 (IM V5, IM V6) PLAIN SHAFT WITHOUT FITTED KEY; BEARING: STANDARD WITH FIXED BEARING, VIBRATION SEVERITY GRADE R/A; SHAFT AND FLANGE ACCURACY: R TERMINAL BOX (ABOVE) CABLE ENTRY ON THE LEFT SIGNAL CONNECTION D-END | - | 0 | 0
1PH8165-1JF10-0BC1 |  | 1PH8165-1JF10-0BC1 | 1 | UN | 1 | 20 | D | D | N | N | 85015290 | 1 |  | 230 | KG | 4742.45 | 4742.45 | MC05 | MC05 | SIMOTICS M Compact induction motor 1500rpm, 37kW, 236Nm, 78A, 350 V 1750rpm, 41kW, 224Nm, 76A, 400 V 2000rpm, 45kW, 215Nm, 75 A, 440 V forced ventilation; direction of air flow NDE--> DE; Degree of protection IP55 INCREMENT. ENCODER HTL 2048 S/R (ENCODER HTL2048S/R) with TEMPERAT. SENSOR KTY84-130 DESIGN IM B3 (IM V5, IM V6) PLAIN SHAFT WITHOUT FITTED KEY; BEARING: STANDARD WITH FIXED BEARING, VIBRATION SEVERITY GRADE R/A; SHAFT AND FLANGE ACCURACY: R TERMINAL BOX (ABOVE) CABLE ENTRY ON THE ND-END SIGNAL CONNECTION LEFT | - | 0 | 0
1PH8165-1JF10-0CA1 |  | 1PH8165-1JF10-0CA1 | 1 | UN | 1 | 20 | D | D | N | N | 85015290 | 1 |  | 230 | KG | 4872.47 | 4872.47 | MC05 | MC05 | SIMOTICS M Compact induction motor 1500rpm, 37kW, 236Nm, 78A, 350 V 1750rpm, 41kW, 224Nm, 76A, 400 V 2000rpm, 45kW, 215Nm, 75 A, 440 V forced ventilation; direction of air flow NDE--> DE; Degree of protection IP55 INCREMENT. ENCODER HTL 2048 S/R (ENCODER HTL2048S/R) with TEMPERAT. SENSOR KTY84-130 DESIGN IM B3 (IM V5, IM V6) PLAIN SHAFT WITHOUT FITTED KEY; BEARING: STANDARD WITH FIXED BEARING, VIBRATION SEVERITY GRADE S/A; SHAFT AND FLANGE ACCURACY: R TERMINAL BOX (ABOVE) CABLE ENTRY ON THE RIGHT SIGNAL CONNECTION D-END | - | 0 | 0
1PH8165-1JF10-0CB1 |  | 1PH8165-1JF10-0CB1 | 1 | UN | 1 | 20 | D | D | N | N | 85015290 | 1 |  | 230 | KG | 4872.47 | 4872.47 | MC05 | MC05 | SIMOTICS M Compact induction motor 1500rpm, 37kW, 236Nm, 78A, 350 V 1750rpm, 41kW, 224Nm, 76A, 400 V 2000rpm, 45kW, 215Nm, 75 A, 440 V forced ventilation; direction of air flow NDE--> DE; Degree of protection IP55 INCREMENT. ENCODER HTL 2048 S/R (ENCODER HTL2048S/R) with TEMPERAT. SENSOR KTY84-130 DESIGN IM B3 (IM V5, IM V6) PLAIN SHAFT WITHOUT FITTED KEY; BEARING: STANDARD WITH FIXED BEARING, VIBRATION SEVERITY GRADE S/A; SHAFT AND FLANGE ACCURACY: R TERMINAL BOX (ABOVE) CABLE ENTRY ON THE LEFT SIGNAL CONNECTION D-END | - | 0 | 0
1PH8165-1JF10-0CC1 |  | 1PH8165-1JF10-0CC1 | 1 | UN | 1 | 20 | D | D | N | N | 85015290 | 1 |  | 230 | KG | 4872.47 | 4872.47 | MC05 | MC05 | SIMOTICS M Compact induction motor 1500rpm, 37kW, 236Nm, 78A, 350 V 1750rpm, 41kW, 224Nm, 76A, 400 V 2000rpm, 45kW, 215Nm, 75 A, 440 V forced ventilation; direction of air flow NDE--> DE; Degree of protection IP55 INCREMENT. ENCODER HTL 2048 S/R (ENCODER HTL2048S/R) with TEMPERAT. SENSOR KTY84-130 DESIGN IM B3 (IM V5, IM V6) PLAIN SHAFT WITHOUT FITTED KEY; BEARING: STANDARD WITH FIXED BEARING, VIBRATION SEVERITY GRADE S/A; SHAFT AND FLANGE ACCURACY: R TERMINAL BOX (ABOVE) CABLE ENTRY ON THE ND-END SIGNAL CONNECTION LEFT | - | 0 | 0
1PH8165-1JF10-2BA1 |  | 1PH8165-1JF10-2BA1 | 1 | UN | 1 | 20 | D | D | N | N | 85015290 | 1 |  | 230 | KG | 4872.5 | 4872.5 | MC05 | MC05 | SIMOTICS M Compact induction motor 1500rpm, 37kW, 236Nm, 78A, 350 V 1750rpm, 41kW, 224Nm, 76A, 400 V 2000rpm, 45kW, 215Nm, 75 A, 440 V forced ventilation; direction of air flow NDE--> DE; Degree of protection IP55 INCREMENT. ENCODER HTL 2048 S/R (ENCODER HTL2048S/R) with TEMPERAT. SENSOR KTY84-130 DESIGN IM B3 (IM V5, IM V6) SHAFT WITH FITTED KEY HALF-KEY BALANCING BEARING: STANDARD WITH FIXED BEARING, VIBRATION SEVERITY GRADE R/A; SHAFT AND FLANGE ACCURACY: R TERMINAL BOX (ABOVE) CABLE ENTRY ON THE RIGHT SIGNAL CONNECTION D-END | - | 0 | 0
1PH8165-1JF10-2BB1 |  | 1PH8165-1JF10-2BB1 | 1 | UN | 1 | 20 | D | D | N | N | 85015290 | 1 |  | 230 | KG | 4872.5 | 4872.5 | MC05 | MC05 | SIMOTICS M Compact induction motor 1500rpm, 37kW, 236Nm, 78A, 350 V 1750rpm, 41kW, 224Nm, 76A, 400 V 2000rpm, 45kW, 215Nm, 75 A, 440 V forced ventilation; direction of air flow NDE--> DE; Degree of protection IP55 INCREMENT. ENCODER HTL 2048 S/R (ENCODER HTL2048S/R) with TEMPERAT. SENSOR KTY84-130 DESIGN IM B3 (IM V5, IM V6) SHAFT WITH FITTED KEY HALF-KEY BALANCING BEARING: STANDARD WITH FIXED BEARING, VIBRATION SEVERITY GRADE R/A; SHAFT AND FLANGE ACCURACY: R TERMINAL BOX (ABOVE) CABLE ENTRY ON THE LEFT SIGNAL CONNECTION D-END | - | 0 | 0
1PH8165-1JF10-2BC1 |  | 1PH8165-1JF10-2BC1 | 1 | UN | 1 | 20 | D | D | N | N | 85015290 | 1 |  | 230 | KG | 4872.5 | 4872.5 | MC05 | MC05 | SIMOTICS M Compact induction motor 1500rpm, 37kW, 236Nm, 78A, 350 V 1750rpm, 41kW, 224Nm, 76A, 400 V 2000rpm, 45kW, 215Nm, 75 A, 440 V forced ventilation; direction of air flow NDE--> DE; Degree of protection IP55 INCREMENT. ENCODER HTL 2048 S/R (ENCODER HTL2048S/R) with TEMPERAT. SENSOR KTY84-130 DESIGN IM B3 (IM V5, IM V6) SHAFT WITH FITTED KEY HALF-KEY BALANCING BEARING: STANDARD WITH FIXED BEARING, VIBRATION SEVERITY GRADE R/A; SHAFT AND FLANGE ACCURACY: R TERMINAL BOX (ABOVE) CABLE ENTRY ON THE ND-END SIGNAL CONNECTION LEFT | - | 0 | 0
1PH8165-1JF10-2CA1 |  | 1PH8165-1JF10-2CA1 | 1 | UN | 1 | 20 | D | D | N | N | 85015290 | 1 |  | 230 | KG | 5002.52 | 5002.52 | MC05 | MC05 | SIMOTICS M Compact induction motor 1500rpm, 37kW, 236Nm, 78A, 350 V 1750rpm, 41kW, 224Nm, 76A, 400 V 2000rpm, 45kW, 215Nm, 75 A, 440 V forced ventilation; direction of air flow NDE--> DE; Degree of protection IP55 INCREMENT. ENCODER HTL 2048 S/R (ENCODER HTL2048S/R) with TEMPERAT. SENSOR KTY84-130 DESIGN IM B3 (IM V5, IM V6) SHAFT WITH FITTED KEY HALF-KEY BALANCING BEARING: STANDARD WITH FIXED BEARING, VIBRATION SEVERITY GRADE S/A; SHAFT AND FLANGE ACCURACY: R TERMINAL BOX (ABOVE) CABLE ENTRY ON THE RIGHT SIGNAL CONNECTION D-END | - | 0 | 0
1PH8165-1JF10-2CB1 |  | 1PH8165-1JF10-2CB1 | 1 | UN | 1 | 20 | D | D | N | N | 85015290 | 1 |  | 230 | KG | 5002.52 | 5002.52 | MC05 | MC05 | SIMOTICS M Compact induction motor 1500rpm, 37kW, 236Nm, 78A, 350 V 1750rpm, 41kW, 224Nm, 76A, 400 V 2000rpm, 45kW, 215Nm, 75 A, 440 V forced ventilation; direction of air flow NDE--> DE; Degree of protection IP55 INCREMENT. ENCODER HTL 2048 S/R (ENCODER HTL2048S/R) with TEMPERAT. SENSOR KTY84-130 DESIGN IM B3 (IM V5, IM V6) SHAFT WITH FITTED KEY HALF-KEY BALANCING BEARING: STANDARD WITH FIXED BEARING, VIBRATION SEVERITY GRADE S/A; SHAFT AND FLANGE ACCURACY: R TERMINAL BOX (ABOVE) CABLE ENTRY ON THE LEFT SIGNAL CONNECTION D-END | - | 0 | 0
1PH8165-1JF10-2CC1 |  | 1PH8165-1JF10-2CC1 | 1 | UN | 1 | 20 | D | D | N | N | 85015290 | 1 |  | 230 | KG | 5002.52 | 5002.52 | MC05 | MC05 | SIMOTICS M Compact induction motor 1500rpm, 37kW, 236Nm, 78A, 350 V 1750rpm, 41kW, 224Nm, 76A, 400 V 2000rpm, 45kW, 215Nm, 75 A, 440 V forced ventilation; direction of air flow NDE--> DE; Degree of protection IP55 INCREMENT. ENCODER HTL 2048 S/R (ENCODER HTL2048S/R) with TEMPERAT. SENSOR KTY84-130 DESIGN IM B3 (IM V5, IM V6) SHAFT WITH FITTED KEY HALF-KEY BALANCING BEARING: STANDARD WITH FIXED BEARING, VIBRATION SEVERITY GRADE S/A; SHAFT AND FLANGE ACCURACY: R TERMINAL BOX (ABOVE) CABLE ENTRY ON THE ND-END SIGNAL CONNECTION LEFT | - | 0 | 0
1PH8165-1JF12-0BA1 |  | 1PH8165-1JF12-0BA1 | 1 | UN | 1 | 20 | D | D | N | N | 85015290 | 1 |  | 230 | KG | 5175.95 | 5175.95 | MC05 | MC05 | SIMOTICS M Compact induction motor 1500rpm, 37kW, 236Nm, 78A, 350 V 1750rpm, 41kW, 224Nm, 76A, 400 V 2000rpm, 45kW, 215Nm, 75 A, 440 V forced ventilation; direction of air flow NDE--> DE; Degree of protection IP55 INCREMENT. ENCODER HTL 2048 S/R (ENCODER HTL2048S/R) with TEMPERAT. SENSOR KTY84-130 DESIGN IM B5 (IMV 1,IM V3) PLAIN SHAFT WITHOUT FITTED KEY; BEARING: STANDARD WITH FIXED BEARING, VIBRATION SEVERITY GRADE R/A; SHAFT AND FLANGE ACCURACY: R TERMINAL BOX (ABOVE) CABLE ENTRY ON THE RIGHT SIGNAL CONNECTION D-END | - | 0 | 0
1PH8165-1JF12-0BB1 |  | 1PH8165-1JF12-0BB1 | 1 | UN | 1 | 20 | D | D | N | N | 85015290 | 1 |  | 230 | KG | 5175.95 | 5175.95 | MC05 | MC05 | SIMOTICS M Compact induction motor 1500rpm, 37kW, 236Nm, 78A, 350 V 1750rpm, 41kW, 224Nm, 76A, 400 V 2000rpm, 45kW, 215Nm, 75 A, 440 V forced ventilation; direction of air flow NDE--> DE; Degree of protection IP55 INCREMENT. ENCODER HTL 2048 S/R (ENCODER HTL2048S/R) with TEMPERAT. SENSOR KTY84-130 DESIGN IM B5 (IMV 1,IM V3) PLAIN SHAFT WITHOUT FITTED KEY; BEARING: STANDARD WITH FIXED BEARING, VIBRATION SEVERITY GRADE R/A; SHAFT AND FLANGE ACCURACY: R TERMINAL BOX (ABOVE) CABLE ENTRY ON THE LEFT SIGNAL CONNECTION D-END | - | 0 | 0
1PH8165-1JF12-0BC1 |  | 1PH8165-1JF12-0BC1 | 1 | UN | 1 | 20 | D | D | N | N | 85015290 | 1 |  | 230 | KG | 5175.95 | 5175.95 | MC05 | MC05 | SIMOTICS M Compact induction motor 1500rpm, 37kW, 236Nm, 78A, 350 V 1750rpm, 41kW, 224Nm, 76A, 400 V 2000rpm, 45kW, 215Nm, 75 A, 440 V forced ventilation; direction of air flow NDE--> DE; Degree of protection IP55 INCREMENT. ENCODER HTL 2048 S/R (ENCODER HTL2048S/R) with TEMPERAT. SENSOR KTY84-130 DESIGN IM B5 (IMV 1,IM V3) PLAIN SHAFT WITHOUT FITTED KEY; BEARING: STANDARD WITH FIXED BEARING, VIBRATION SEVERITY GRADE R/A; SHAFT AND FLANGE ACCURACY: R TERMINAL BOX (ABOVE) CABLE ENTRY ON THE ND-END SIGNAL CONNECTION LEFT | - | 0 | 0
1PH8165-1JF12-0CA1 |  | 1PH8165-1JF12-0CA1 | 1 | UN | 1 | 20 | D | D | N | N | 85015290 | 1 |  | 230 | KG | 5305.97 | 5305.97 | MC05 | MC05 | SIMOTICS M Compact induction motor 1500rpm, 37kW, 236Nm, 78A, 350 V 1750rpm, 41kW, 224Nm, 76A, 400 V 2000rpm, 45kW, 215Nm, 75 A, 440 V forced ventilation; direction of air flow NDE--> DE; Degree of protection IP55 INCREMENT. ENCODER HTL 2048 S/R (ENCODER HTL2048S/R) with TEMPERAT. SENSOR KTY84-130 DESIGN IM B5 (IMV 1,IM V3) PLAIN SHAFT WITHOUT FITTED KEY; BEARING: STANDARD WITH FIXED BEARING, VIBRATION SEVERITY GRADE S/A; SHAFT AND FLANGE ACCURACY: R TERMINAL BOX (ABOVE) CABLE ENTRY ON THE RIGHT SIGNAL CONNECTION D-END | - | 0 | 0
1PH8165-1JF12-0CB1 |  | 1PH8165-1JF12-0CB1 | 1 | UN | 1 | 20 | D | D | N | N | 85015290 | 1 |  | 230 | KG | 5305.97 | 5305.97 | MC05 | MC05 | SIMOTICS M Compact induction motor 1500rpm, 37kW, 236Nm, 78A, 350 V 1750rpm, 41kW, 224Nm, 76A, 400 V 2000rpm, 45kW, 215Nm, 75 A, 440 V forced ventilation; direction of air flow NDE--> DE; Degree of protection IP55 INCREMENT. ENCODER HTL 2048 S/R (ENCODER HTL2048S/R) with TEMPERAT. SENSOR KTY84-130 DESIGN IM B5 (IMV 1,IM V3) PLAIN SHAFT WITHOUT FITTED KEY; BEARING: STANDARD WITH FIXED BEARING, VIBRATION SEVERITY GRADE S/A; SHAFT AND FLANGE ACCURACY: R TERMINAL BOX (ABOVE) CABLE ENTRY ON THE LEFT SIGNAL CONNECTION D-END | - | 0 | 0
1PH8165-1JF12-0CC1 |  | 1PH8165-1JF12-0CC1 | 1 | UN | 1 | 20 | D | D | N | N | 85015290 | 1 |  | 230 | KG | 5305.97 | 5305.97 | MC05 | MC05 | SIMOTICS M Compact induction motor 1500rpm, 37kW, 236Nm, 78A, 350 V 1750rpm, 41kW, 224Nm, 76A, 400 V 2000rpm, 45kW, 215Nm, 75 A, 440 V forced ventilation; direction of air flow NDE--> DE; Degree of protection IP55 INCREMENT. ENCODER HTL 2048 S/R (ENCODER HTL2048S/R) with TEMPERAT. SENSOR KTY84-130 DESIGN IM B5 (IMV 1,IM V3) PLAIN SHAFT WITHOUT FITTED KEY; BEARING: STANDARD WITH FIXED BEARING, VIBRATION SEVERITY GRADE S/A; SHAFT AND FLANGE ACCURACY: R TERMINAL BOX (ABOVE) CABLE ENTRY ON THE ND-END SIGNAL CONNECTION LEFT | - | 0 | 0
1PH8165-1JF12-2BA1 |  | 1PH8165-1JF12-2BA1 | 1 | UN | 1 | 20 | D | D | N | N | 85015290 | 1 |  | 230 | KG | 5306 | 5306 | MC05 | MC05 | SIMOTICS M Compact induction motor 1500rpm, 37kW, 236Nm, 78A, 350 V 1750rpm, 41kW, 224Nm, 76A, 400 V 2000rpm, 45kW, 215Nm, 75 A, 440 V forced ventilation; direction of air flow NDE--> DE; Degree of protection IP55 INCREMENT. ENCODER HTL 2048 S/R (ENCODER HTL2048S/R) with TEMPERAT. SENSOR KTY84-130 DESIGN IM B5 (IMV 1,IM V3) SHAFT WITH FITTED KEY HALF-KEY BALANCING BEARING: STANDARD WITH FIXED BEARING, VIBRATION SEVERITY GRADE R/A; SHAFT AND FLANGE ACCURACY: R TERMINAL BOX (ABOVE) CABLE ENTRY ON THE RIGHT SIGNAL CONNECTION D-END | - | 0 | 0
1PH8165-1JF12-2BB1 |  | 1PH8165-1JF12-2BB1 | 1 | UN | 1 | 20 | D | D | N | N | 85015290 | 1 |  | 230 | KG | 5306 | 5306 | MC05 | MC05 | SIMOTICS M Compact induction motor 1500rpm, 37kW, 236Nm, 78A, 350 V 1750rpm, 41kW, 224Nm, 76A, 400 V 2000rpm, 45kW, 215Nm, 75 A, 440 V forced ventilation; direction of air flow NDE--> DE; Degree of protection IP55 INCREMENT. ENCODER HTL 2048 S/R (ENCODER HTL2048S/R) with TEMPERAT. SENSOR KTY84-130 DESIGN IM B5 (IMV 1,IM V3) SHAFT WITH FITTED KEY HALF-KEY BALANCING BEARING: STANDARD WITH FIXED BEARING, VIBRATION SEVERITY GRADE R/A; SHAFT AND FLANGE ACCURACY: R TERMINAL BOX (ABOVE) CABLE ENTRY ON THE LEFT SIGNAL CONNECTION D-END | - | 0 | 0
1PH8165-1JF12-2BC1 |  | 1PH8165-1JF12-2BC1 | 1 | UN | 1 | 20 | D | D | N | N | 85015290 | 1 |  | 230 | KG | 5306 | 5306 | MC05 | MC05 | SIMOTICS M Compact induction motor 1500rpm, 37kW, 236Nm, 78A, 350 V 1750rpm, 41kW, 224Nm, 76A, 400 V 2000rpm, 45kW, 215Nm, 75 A, 440 V forced ventilation; direction of air flow NDE--> DE; Degree of protection IP55 INCREMENT. ENCODER HTL 2048 S/R (ENCODER HTL2048S/R) with TEMPERAT. SENSOR KTY84-130 DESIGN IM B5 (IMV 1,IM V3) SHAFT WITH FITTED KEY HALF-KEY BALANCING BEARING: STANDARD WITH FIXED BEARING, VIBRATION SEVERITY GRADE R/A; SHAFT AND FLANGE ACCURACY: R TERMINAL BOX (ABOVE) CABLE ENTRY ON THE ND-END SIGNAL CONNECTION LEFT | - | 0 | 0
1PH8165-1JF12-2CA1 |  | 1PH8165-1JF12-2CA1 | 1 | UN | 1 | 20 | D | D | N | N | 85015290 | 1 |  | 230 | KG | 5436.02 | 5436.02 | MC05 | MC05 | SIMOTICS M Compact induction motor 1500rpm, 37kW, 236Nm, 78A, 350 V 1750rpm, 41kW, 224Nm, 76A, 400 V 2000rpm, 45kW, 215Nm, 75 A, 440 V forced ventilation; direction of air flow NDE--> DE; Degree of protection IP55 INCREMENT. ENCODER HTL 2048 S/R (ENCODER HTL2048S/R) with TEMPERAT. SENSOR KTY84-130 DESIGN IM B5 (IMV 1,IM V3) SHAFT WITH FITTED KEY HALF-KEY BALANCING BEARING: STANDARD WITH FIXED BEARING, VIBRATION SEVERITY GRADE S/A; SHAFT AND FLANGE ACCURACY: R TERMINAL BOX (ABOVE) CABLE ENTRY ON THE RIGHT SIGNAL CONNECTION D-END | - | 0 | 0
1PH8165-1JF12-2CB1 |  | 1PH8165-1JF12-2CB1 | 1 | UN | 1 | 20 | D | D | N | N | 85015290 | 1 |  | 230 | KG | 5436.02 | 5436.02 | MC05 | MC05 | SIMOTICS M Compact induction motor 1500rpm, 37kW, 236Nm, 78A, 350 V 1750rpm, 41kW, 224Nm, 76A, 400 V 2000rpm, 45kW, 215Nm, 75 A, 440 V forced ventilation; direction of air flow NDE--> DE; Degree of protection IP55 INCREMENT. ENCODER HTL 2048 S/R (ENCODER HTL2048S/R) with TEMPERAT. SENSOR KTY84-130 DESIGN IM B5 (IMV 1,IM V3) SHAFT WITH FITTED KEY HALF-KEY BALANCING BEARING: STANDARD WITH FIXED BEARING, VIBRATION SEVERITY GRADE S/A; SHAFT AND FLANGE ACCURACY: R TERMINAL BOX (ABOVE) CABLE ENTRY ON THE LEFT SIGNAL CONNECTION D-END | - | 0 | 0
1PH8165-1JF12-2CC1 |  | 1PH8165-1JF12-2CC1 | 1 | UN | 1 | 20 | D | D | N | N | 85015290 | 1 |  | 230 | KG | 5436.02 | 5436.02 | MC05 | MC05 | SIMOTICS M Compact induction motor 1500rpm, 37kW, 236Nm, 78A, 350 V 1750rpm, 41kW, 224Nm, 76A, 400 V 2000rpm, 45kW, 215Nm, 75 A, 440 V forced ventilation; direction of air flow NDE--> DE; Degree of protection IP55 INCREMENT. ENCODER HTL 2048 S/R (ENCODER HTL2048S/R) with TEMPERAT. SENSOR KTY84-130 DESIGN IM B5 (IMV 1,IM V3) SHAFT WITH FITTED KEY HALF-KEY BALANCING BEARING: STANDARD WITH FIXED BEARING, VIBRATION SEVERITY GRADE S/A; SHAFT AND FLANGE ACCURACY: R TERMINAL BOX (ABOVE) CABLE ENTRY ON THE ND-END SIGNAL CONNECTION LEFT | - | 0 | 0
1PH8165-1JF13-0BA1 |  | 1PH8165-1JF13-0BA1 | 1 | UN | 1 | 20 | D | D | N | N | 85015290 | 1 |  | 230 | KG | 5175.95 | 5175.95 | MC05 | MC05 | SIMOTICS M Compact induction motor 1500rpm, 37kW, 236Nm, 78A, 350 V 1750rpm, 41kW, 224Nm, 76A, 400 V 2000rpm, 45kW, 215Nm, 75 A, 440 V forced ventilation; direction of air flow NDE--> DE; Degree of protection IP55 INCREMENT. ENCODER HTL 2048 S/R (ENCODER HTL2048S/R) with TEMPERAT. SENSOR KTY84-130 Design IM B35 (IM V15, (IM V35) PLAIN SHAFT WITHOUT FITTED KEY; BEARING: STANDARD WITH FIXED BEARING, VIBRATION SEVERITY GRADE R/A; SHAFT AND FLANGE ACCURACY: R TERMINAL BOX (ABOVE) CABLE ENTRY ON THE RIGHT SIGNAL CONNECTION D-END | - | 0 | 0
1PH8165-1JF13-0BB1 |  | 1PH8165-1JF13-0BB1 | 1 | UN | 1 | 20 | D | D | N | N | 85015290 | 1 |  | 230 | KG | 5175.95 | 5175.95 | MC05 | MC05 | SIMOTICS M Compact induction motor 1500rpm, 37kW, 236Nm, 78A, 350 V 1750rpm, 41kW, 224Nm, 76A, 400 V 2000rpm, 45kW, 215Nm, 75 A, 440 V forced ventilation; direction of air flow NDE--> DE; Degree of protection IP55 INCREMENT. ENCODER HTL 2048 S/R (ENCODER HTL2048S/R) with TEMPERAT. SENSOR KTY84-130 Design IM B35 (IM V15, (IM V35) PLAIN SHAFT WITHOUT FITTED KEY; BEARING: STANDARD WITH FIXED BEARING, VIBRATION SEVERITY GRADE R/A; SHAFT AND FLANGE ACCURACY: R TERMINAL BOX (ABOVE) CABLE ENTRY ON THE LEFT SIGNAL CONNECTION D-END | - | 0 | 0
1PH8165-1JF13-0BC1 |  | 1PH8165-1JF13-0BC1 | 1 | UN | 1 | 20 | D | D | N | N | 85015290 | 1 |  | 230 | KG | 5175.95 | 5175.95 | MC05 | MC05 | SIMOTICS M Compact induction motor 1500rpm, 37kW, 236Nm, 78A, 350 V 1750rpm, 41kW, 224Nm, 76A, 400 V 2000rpm, 45kW, 215Nm, 75 A, 440 V forced ventilation; direction of air flow NDE--> DE; Degree of protection IP55 INCREMENT. ENCODER HTL 2048 S/R (ENCODER HTL2048S/R) with TEMPERAT. SENSOR KTY84-130 Design IM B35 (IM V15, (IM V35) PLAIN SHAFT WITHOUT FITTED KEY; BEARING: STANDARD WITH FIXED BEARING, VIBRATION SEVERITY GRADE R/A; SHAFT AND FLANGE ACCURACY: R TERMINAL BOX (ABOVE) CABLE ENTRY ON THE ND-END SIGNAL CONNECTION LEFT | - | 0 | 0
1PH8165-1JF13-0CA1 |  | 1PH8165-1JF13-0CA1 | 1 | UN | 1 | 20 | D | D | N | N | 85015290 | 1 |  | 230 | KG | 5305.97 | 5305.97 | MC05 | MC05 | SIMOTICS M Compact induction motor 1500rpm, 37kW, 236Nm, 78A, 350 V 1750rpm, 41kW, 224Nm, 76A, 400 V 2000rpm, 45kW, 215Nm, 75 A, 440 V forced ventilation; direction of air flow NDE--> DE; Degree of protection IP55 INCREMENT. ENCODER HTL 2048 S/R (ENCODER HTL2048S/R) with TEMPERAT. SENSOR KTY84-130 Design IM B35 (IM V15, (IM V35) PLAIN SHAFT WITHOUT FITTED KEY; BEARING: STANDARD WITH FIXED BEARING, VIBRATION SEVERITY GRADE S/A; SHAFT AND FLANGE ACCURACY: R TERMINAL BOX (ABOVE) CABLE ENTRY ON THE RIGHT SIGNAL CONNECTION D-END | - | 0 | 0
1PH8165-1JF13-0CB1 |  | 1PH8165-1JF13-0CB1 | 1 | UN | 1 | 20 | D | D | N | N | 85015290 | 1 |  | 230 | KG | 5305.97 | 5305.97 | MC05 | MC05 | SIMOTICS M Compact induction motor 1500rpm, 37kW, 236Nm, 78A, 350 V 1750rpm, 41kW, 224Nm, 76A, 400 V 2000rpm, 45kW, 215Nm, 75 A, 440 V forced ventilation; direction of air flow NDE--> DE; Degree of protection IP55 INCREMENT. ENCODER HTL 2048 S/R (ENCODER HTL2048S/R) with TEMPERAT. SENSOR KTY84-130 Design IM B35 (IM V15, (IM V35) PLAIN SHAFT WITHOUT FITTED KEY; BEARING: STANDARD WITH FIXED BEARING, VIBRATION SEVERITY GRADE S/A; SHAFT AND FLANGE ACCURACY: R TERMINAL BOX (ABOVE) CABLE ENTRY ON THE LEFT SIGNAL CONNECTION D-END | - | 0 | 0
1PH8165-1JF13-0CC1 |  | 1PH8165-1JF13-0CC1 | 1 | UN | 1 | 20 | D | D | N | N | 85015290 | 1 |  | 230 | KG | 5305.97 | 5305.97 | MC05 | MC05 | SIMOTICS M Compact induction motor 1500rpm, 37kW, 236Nm, 78A, 350 V 1750rpm, 41kW, 224Nm, 76A, 400 V 2000rpm, 45kW, 215Nm, 75 A, 440 V forced ventilation; direction of air flow NDE--> DE; Degree of protection IP55 INCREMENT. ENCODER HTL 2048 S/R (ENCODER HTL2048S/R) with TEMPERAT. SENSOR KTY84-130 Design IM B35 (IM V15, (IM V35) PLAIN SHAFT WITHOUT FITTED KEY; BEARING: STANDARD WITH FIXED BEARING, VIBRATION SEVERITY GRADE S/A; SHAFT AND FLANGE ACCURACY: R TERMINAL BOX (ABOVE) CABLE ENTRY ON THE ND-END SIGNAL CONNECTION LEFT | - | 0 | 0
1PH8165-1JF13-2BA1 |  | 1PH8165-1JF13-2BA1 | 1 | UN | 1 | 20 | D | D | N | N | 85015290 | 1 |  | 230 | KG | 5306 | 5306 | MC05 | MC05 | SIMOTICS M Compact induction motor 1500rpm, 37kW, 236Nm, 78A, 350 V 1750rpm, 41kW, 224Nm, 76A, 400 V 2000rpm, 45kW, 215Nm, 75 A, 440 V forced ventilation; direction of air flow NDE--> DE; Degree of protection IP55 INCREMENT. ENCODER HTL 2048 S/R (ENCODER HTL2048S/R) with TEMPERAT. SENSOR KTY84-130 Design IM B35 (IM V15, (IM V35) SHAFT WITH FITTED KEY HALF-KEY BALANCING BEARING: STANDARD WITH FIXED BEARING, VIBRATION SEVERITY GRADE R/A; SHAFT AND FLANGE ACCURACY: R TERMINAL BOX (ABOVE) CABLE ENTRY ON THE RIGHT SIGNAL CONNECTION D-END | - | 0 | 0
1PH8165-1JF13-2BB1 |  | 1PH8165-1JF13-2BB1 | 1 | UN | 1 | 20 | D | D | N | N | 85015290 | 1 |  | 230 | KG | 5306 | 5306 | MC05 | MC05 | SIMOTICS M Compact induction motor 1500rpm, 37kW, 236Nm, 78A, 350 V 1750rpm, 41kW, 224Nm, 76A, 400 V 2000rpm, 45kW, 215Nm, 75 A, 440 V forced ventilation; direction of air flow NDE--> DE; Degree of protection IP55 INCREMENT. ENCODER HTL 2048 S/R (ENCODER HTL2048S/R) with TEMPERAT. SENSOR KTY84-130 Design IM B35 (IM V15, (IM V35) SHAFT WITH FITTED KEY HALF-KEY BALANCING BEARING: STANDARD WITH FIXED BEARING, VIBRATION SEVERITY GRADE R/A; SHAFT AND FLANGE ACCURACY: R TERMINAL BOX (ABOVE) CABLE ENTRY ON THE LEFT SIGNAL CONNECTION D-END | - | 0 | 0
1PH8165-1JF13-2BC1 |  | 1PH8165-1JF13-2BC1 | 1 | UN | 1 | 20 | D | D | N | N | 85015290 | 1 |  | 230 | KG | 5306 | 5306 | MC05 | MC05 | SIMOTICS M Compact induction motor 1500rpm, 37kW, 236Nm, 78A, 350 V 1750rpm, 41kW, 224Nm, 76A, 400 V 2000rpm, 45kW, 215Nm, 75 A, 440 V forced ventilation; direction of air flow NDE--> DE; Degree of protection IP55 INCREMENT. ENCODER HTL 2048 S/R (ENCODER HTL2048S/R) with TEMPERAT. SENSOR KTY84-130 Design IM B35 (IM V15, (IM V35) SHAFT WITH FITTED KEY HALF-KEY BALANCING BEARING: STANDARD WITH FIXED BEARING, VIBRATION SEVERITY GRADE R/A; SHAFT AND FLANGE ACCURACY: R TERMINAL BOX (ABOVE) CABLE ENTRY ON THE ND-END SIGNAL CONNECTION LEFT | - | 0 | 0
1PH8165-1JF13-2CA1 |  | 1PH8165-1JF13-2CA1 | 1 | UN | 1 | 20 | D | D | N | N | 85015290 | 1 |  | 230 | KG | 5436.02 | 5436.02 | MC05 | MC05 | SIMOTICS M Compact induction motor 1500rpm, 37kW, 236Nm, 78A, 350 V 1750rpm, 41kW, 224Nm, 76A, 400 V 2000rpm, 45kW, 215Nm, 75 A, 440 V forced ventilation; direction of air flow NDE--> DE; Degree of protection IP55 INCREMENT. ENCODER HTL 2048 S/R (ENCODER HTL2048S/R) with TEMPERAT. SENSOR KTY84-130 Design IM B35 (IM V15, (IM V35) SHAFT WITH FITTED KEY HALF-KEY BALANCING BEARING: STANDARD WITH FIXED BEARING, VIBRATION SEVERITY GRADE S/A; SHAFT AND FLANGE ACCURACY: R TERMINAL BOX (ABOVE) CABLE ENTRY ON THE RIGHT SIGNAL CONNECTION D-END | - | 0 | 0
1PH8165-1JF13-2CB1 |  | 1PH8165-1JF13-2CB1 | 1 | UN | 1 | 20 | D | D | N | N | 85015290 | 1 |  | 230 | KG | 5436.02 | 5436.02 | MC05 | MC05 | SIMOTICS M Compact induction motor 1500rpm, 37kW, 236Nm, 78A, 350 V 1750rpm, 41kW, 224Nm, 76A, 400 V 2000rpm, 45kW, 215Nm, 75 A, 440 V forced ventilation; direction of air flow NDE--> DE; Degree of protection IP55 INCREMENT. ENCODER HTL 2048 S/R (ENCODER HTL2048S/R) with TEMPERAT. SENSOR KTY84-130 Design IM B35 (IM V15, (IM V35) SHAFT WITH FITTED KEY HALF-KEY BALANCING BEARING: STANDARD WITH FIXED BEARING, VIBRATION SEVERITY GRADE S/A; SHAFT AND FLANGE ACCURACY: R TERMINAL BOX (ABOVE) CABLE ENTRY ON THE LEFT SIGNAL CONNECTION D-END | - | 0 | 0
1PH8165-1JF13-2CC1 |  | 1PH8165-1JF13-2CC1 | 1 | UN | 1 | 20 | D | D | N | N | 85015290 | 1 |  | 230 | KG | 5436.02 | 5436.02 | MC05 | MC05 | SIMOTICS M Compact induction motor 1500rpm, 37kW, 236Nm, 78A, 350 V 1750rpm, 41kW, 224Nm, 76A, 400 V 2000rpm, 45kW, 215Nm, 75 A, 440 V forced ventilation; direction of air flow NDE--> DE; Degree of protection IP55 INCREMENT. ENCODER HTL 2048 S/R (ENCODER HTL2048S/R) with TEMPERAT. SENSOR KTY84-130 Design IM B35 (IM V15, (IM V35) SHAFT WITH FITTED KEY HALF-KEY BALANCING BEARING: STANDARD WITH FIXED BEARING, VIBRATION SEVERITY GRADE S/A; SHAFT AND FLANGE ACCURACY: R TERMINAL BOX (ABOVE) CABLE ENTRY ON THE ND-END SIGNAL CONNECTION LEFT | - | 0 | 0
1PH8165-1JF20-0BA1 |  | 1PH8165-1JF20-0BA1 | 1 | UN | 1 | 20 | D | D | N | N | 85015290 | 1 |  | 264 | KG | 6329.65 | 6329.65 | MC05 | MC05 | SIMOTICS M Compact induction motor 1500rpm, 46 kW 293Nm, 104A, 330V 1750rpm, 53kW 289Nm, 104A, 374V 2000rpm, 60kW 287Nm, 103A, 426V water cooling Degree of protection IP65 INCREMENT. ENCODER HTL 2048 S/R (ENCODER HTL2048S/R) with TEMPERAT. SENSOR KTY84-130 DESIGN IM B3 (IM V5, IM V6) PLAIN SHAFT WITHOUT FITTED KEY; BEARING: STANDARD WITH FIXED BEARING, VIBRATION SEVERITY GRADE R/A; SHAFT AND FLANGE ACCURACY: R TERMINAL BOX (ABOVE) CABLE ENTRY ON THE RIGHT SIGNAL CONNECTION D-END | - | 0 | 0
1PH8165-1JF20-0BB1 |  | 1PH8165-1JF20-0BB1 | 1 | UN | 1 | 20 | D | D | N | N | 85015290 | 1 |  | 264 | KG | 6329.65 | 6329.65 | MC05 | MC05 | SIMOTICS M Compact induction motor 1500rpm, 46 kW 293Nm, 104A, 330V 1750rpm, 53kW 289Nm, 104A, 374V 2000rpm, 60kW 287Nm, 103A, 426V water cooling Degree of protection IP65 INCREMENT. ENCODER HTL 2048 S/R (ENCODER HTL2048S/R) with TEMPERAT. SENSOR KTY84-130 DESIGN IM B3 (IM V5, IM V6) PLAIN SHAFT WITHOUT FITTED KEY; BEARING: STANDARD WITH FIXED BEARING, VIBRATION SEVERITY GRADE R/A; SHAFT AND FLANGE ACCURACY: R TERMINAL BOX (ABOVE) CABLE ENTRY ON THE LEFT SIGNAL CONNECTION D-END | - | 0 | 0
1PH8165-1JF20-0BC1 |  | 1PH8165-1JF20-0BC1 | 1 | UN | 1 | 20 | D | D | N | N | 85015290 | 1 |  | 264 | KG | 6329.65 | 6329.65 | MC05 | MC05 | SIMOTICS M Compact induction motor 1500rpm, 46 kW 293Nm, 104A, 330V 1750rpm, 53kW 289Nm, 104A, 374V 2000rpm, 60kW 287Nm, 103A, 426V water cooling Degree of protection IP65 INCREMENT. ENCODER HTL 2048 S/R (ENCODER HTL2048S/R) with TEMPERAT. SENSOR KTY84-130 DESIGN IM B3 (IM V5, IM V6) PLAIN SHAFT WITHOUT FITTED KEY; BEARING: STANDARD WITH FIXED BEARING, VIBRATION SEVERITY GRADE R/A; SHAFT AND FLANGE ACCURACY: R TERMINAL BOX (ABOVE) CABLE ENTRY ON THE ND-END SIGNAL CONNECTION LEFT | - | 0 | 0
1PH8165-1JF20-0CA1 |  | 1PH8165-1JF20-0CA1 | 1 | UN | 1 | 20 | D | D | N | N | 85015290 | 1 |  | 264 | KG | 6459.67 | 6459.67 | MC05 | MC05 | SIMOTICS M Compact induction motor 1500rpm, 46 kW 293Nm, 104A, 330V 1750rpm, 53kW 289Nm, 104A, 374V 2000rpm, 60kW 287Nm, 103A, 426V water cooling Degree of protection IP65 INCREMENT. ENCODER HTL 2048 S/R (ENCODER HTL2048S/R) with TEMPERAT. SENSOR KTY84-130 DESIGN IM B3 (IM V5, IM V6) PLAIN SHAFT WITHOUT FITTED KEY; BEARING: STANDARD WITH FIXED BEARING, VIBRATION SEVERITY GRADE S/A; SHAFT AND FLANGE ACCURACY: R TERMINAL BOX (ABOVE) CABLE ENTRY ON THE RIGHT SIGNAL CONNECTION D-END | - | 0 | 0
1PH8165-1JF20-0CB1 |  | 1PH8165-1JF20-0CB1 | 1 | UN | 1 | 20 | D | D | N | N | 85015290 | 1 |  | 264 | KG | 6459.67 | 6459.67 | MC05 | MC05 | SIMOTICS M Compact induction motor 1500rpm, 46 kW 293Nm, 104A, 330V 1750rpm, 53kW 289Nm, 104A, 374V 2000rpm, 60kW 287Nm, 103A, 426V water cooling Degree of protection IP65 INCREMENT. ENCODER HTL 2048 S/R (ENCODER HTL2048S/R) with TEMPERAT. SENSOR KTY84-130 DESIGN IM B3 (IM V5, IM V6) PLAIN SHAFT WITHOUT FITTED KEY; BEARING: STANDARD WITH FIXED BEARING, VIBRATION SEVERITY GRADE S/A; SHAFT AND FLANGE ACCURACY: R TERMINAL BOX (ABOVE) CABLE ENTRY ON THE LEFT SIGNAL CONNECTION D-END | - | 0 | 0
1PH8165-1JF20-0CC1 |  | 1PH8165-1JF20-0CC1 | 1 | UN | 1 | 20 | D | D | N | N | 85015290 | 1 |  | 264 | KG | 6459.67 | 6459.67 | MC05 | MC05 | SIMOTICS M Compact induction motor 1500rpm, 46 kW 293Nm, 104A, 330V 1750rpm, 53kW 289Nm, 104A, 374V 2000rpm, 60kW 287Nm, 103A, 426V water cooling Degree of protection IP65 INCREMENT. ENCODER HTL 2048 S/R (ENCODER HTL2048S/R) with TEMPERAT. SENSOR KTY84-130 DESIGN IM B3 (IM V5, IM V6) PLAIN SHAFT WITHOUT FITTED KEY; BEARING: STANDARD WITH FIXED BEARING, VIBRATION SEVERITY GRADE S/A; SHAFT AND FLANGE ACCURACY: R TERMINAL BOX (ABOVE) CABLE ENTRY ON THE ND-END SIGNAL CONNECTION LEFT | - | 0 | 0
1PH8165-1JF20-2BA1 |  | 1PH8165-1JF20-2BA1 | 1 | UN | 1 | 20 | D | D | N | N | 85015290 | 1 |  | 264 | KG | 6459.7 | 6459.7 | MC05 | MC05 | SIMOTICS M Compact induction motor 1500rpm, 46 kW 293Nm, 104A, 330V 1750rpm, 53kW 289Nm, 104A, 374V 2000rpm, 60kW 287Nm, 103A, 426V water cooling Degree of protection IP65 INCREMENT. ENCODER HTL 2048 S/R (ENCODER HTL2048S/R) with TEMPERAT. SENSOR KTY84-130 DESIGN IM B3 (IM V5, IM V6) SHAFT WITH FITTED KEY HALF-KEY BALANCING BEARING: STANDARD WITH FIXED BEARING, VIBRATION SEVERITY GRADE R/A; SHAFT AND FLANGE ACCURACY: R TERMINAL BOX (ABOVE) CABLE ENTRY ON THE RIGHT SIGNAL CONNECTION D-END | - | 0 | 0
1PH8165-1JF20-2BB1 |  | 1PH8165-1JF20-2BB1 | 1 | UN | 1 | 20 | D | D | N | N | 85015290 | 1 |  | 264 | KG | 6459.7 | 6459.7 | MC05 | MC05 | SIMOTICS M Compact induction motor 1500rpm, 46 kW 293Nm, 104A, 330V 1750rpm, 53kW 289Nm, 104A, 374V 2000rpm, 60kW 287Nm, 103A, 426V water cooling Degree of protection IP65 INCREMENT. ENCODER HTL 2048 S/R (ENCODER HTL2048S/R) with TEMPERAT. SENSOR KTY84-130 DESIGN IM B3 (IM V5, IM V6) SHAFT WITH FITTED KEY HALF-KEY BALANCING BEARING: STANDARD WITH FIXED BEARING, VIBRATION SEVERITY GRADE R/A; SHAFT AND FLANGE ACCURACY: R TERMINAL BOX (ABOVE) CABLE ENTRY ON THE LEFT SIGNAL CONNECTION D-END | - | 0 | 0
1PH8165-1JF20-2BC1 |  | 1PH8165-1JF20-2BC1 | 1 | UN | 1 | 20 | D | D | N | N | 85015290 | 1 |  | 264 | KG | 6459.7 | 6459.7 | MC05 | MC05 | SIMOTICS M Compact induction motor 1500rpm, 46 kW 293Nm, 104A, 330V 1750rpm, 53kW 289Nm, 104A, 374V 2000rpm, 60kW 287Nm, 103A, 426V water cooling Degree of protection IP65 INCREMENT. ENCODER HTL 2048 S/R (ENCODER HTL2048S/R) with TEMPERAT. SENSOR KTY84-130 DESIGN IM B3 (IM V5, IM V6) SHAFT WITH FITTED KEY HALF-KEY BALANCING BEARING: STANDARD WITH FIXED BEARING, VIBRATION SEVERITY GRADE R/A; SHAFT AND FLANGE ACCURACY: R TERMINAL BOX (ABOVE) CABLE ENTRY ON THE ND-END SIGNAL CONNECTION LEFT | - | 0 | 0
1PH8165-1JF20-2CA1 |  | 1PH8165-1JF20-2CA1 | 1 | UN | 1 | 20 | D | D | N | N | 85015290 | 1 |  | 264 | KG | 6589.72 | 6589.72 | MC05 | MC05 | SIMOTICS M Compact induction motor 1500rpm, 46 kW 293Nm, 104A, 330V 1750rpm, 53kW 289Nm, 104A, 374V 2000rpm, 60kW 287Nm, 103A, 426V water cooling Degree of protection IP65 INCREMENT. ENCODER HTL 2048 S/R (ENCODER HTL2048S/R) with TEMPERAT. SENSOR KTY84-130 DESIGN IM B3 (IM V5, IM V6) SHAFT WITH FITTED KEY HALF-KEY BALANCING BEARING: STANDARD WITH FIXED BEARING, VIBRATION SEVERITY GRADE S/A; SHAFT AND FLANGE ACCURACY: R TERMINAL BOX (ABOVE) CABLE ENTRY ON THE RIGHT SIGNAL CONNECTION D-END | - | 0 | 0
1PH8165-1JF20-2CB1 |  | 1PH8165-1JF20-2CB1 | 1 | UN | 1 | 20 | D | D | N | N | 85015290 | 1 |  | 264 | KG | 6589.72 | 6589.72 | MC05 | MC05 | SIMOTICS M Compact induction motor 1500rpm, 46 kW 293Nm, 104A, 330V 1750rpm, 53kW 289Nm, 104A, 374V 2000rpm, 60kW 287Nm, 103A, 426V water cooling Degree of protection IP65 INCREMENT. ENCODER HTL 2048 S/R (ENCODER HTL2048S/R) with TEMPERAT. SENSOR KTY84-130 DESIGN IM B3 (IM V5, IM V6) SHAFT WITH FITTED KEY HALF-KEY BALANCING BEARING: STANDARD WITH FIXED BEARING, VIBRATION SEVERITY GRADE S/A; SHAFT AND FLANGE ACCURACY: R TERMINAL BOX (ABOVE) CABLE ENTRY ON THE LEFT SIGNAL CONNECTION D-END | - | 0 | 0
1PH8165-1JF20-2CC1 |  | 1PH8165-1JF20-2CC1 | 1 | UN | 1 | 20 | D | D | N | N | 85015290 | 1 |  | 264 | KG | 6589.72 | 6589.72 | MC05 | MC05 | SIMOTICS M Compact induction motor 1500rpm, 46 kW 293Nm, 104A, 330V 1750rpm, 53kW 289Nm, 104A, 374V 2000rpm, 60kW 287Nm, 103A, 426V water cooling Degree of protection IP65 INCREMENT. ENCODER HTL 2048 S/R (ENCODER HTL2048S/R) with TEMPERAT. SENSOR KTY84-130 DESIGN IM B3 (IM V5, IM V6) SHAFT WITH FITTED KEY HALF-KEY BALANCING BEARING: STANDARD WITH FIXED BEARING, VIBRATION SEVERITY GRADE S/A; SHAFT AND FLANGE ACCURACY: R TERMINAL BOX (ABOVE) CABLE ENTRY ON THE ND-END SIGNAL CONNECTION LEFT | - | 0 | 0
1PH8165-1JF22-0BA1 |  | 1PH8165-1JF22-0BA1 | 1 | UN | 1 | 20 | D | D | N | N | 85015290 | 1 |  | 264 | KG | 6763.15 | 6763.15 | MC05 | MC05 | SIMOTICS M Compact induction motor 1500rpm, 46 kW 293Nm, 104A, 330V 1750rpm, 53kW 289Nm, 104A, 374V 2000rpm, 60kW 287Nm, 103A, 426V water cooling Degree of protection IP65 INCREMENT. ENCODER HTL 2048 S/R (ENCODER HTL2048S/R) with TEMPERAT. SENSOR KTY84-130 DESIGN IM B5 (IMV 1,IM V3) PLAIN SHAFT WITHOUT FITTED KEY; BEARING: STANDARD WITH FIXED BEARING, VIBRATION SEVERITY GRADE R/A; SHAFT AND FLANGE ACCURACY: R TERMINAL BOX (ABOVE) CABLE ENTRY ON THE RIGHT SIGNAL CONNECTION D-END | - | 0 | 0
1PH8165-1JF22-0BB1 |  | 1PH8165-1JF22-0BB1 | 1 | UN | 1 | 20 | D | D | N | N | 85015290 | 1 |  | 264 | KG | 6763.15 | 6763.15 | MC05 | MC05 | SIMOTICS M Compact induction motor 1500rpm, 46 kW 293Nm, 104A, 330V 1750rpm, 53kW 289Nm, 104A, 374V 2000rpm, 60kW 287Nm, 103A, 426V water cooling Degree of protection IP65 INCREMENT. ENCODER HTL 2048 S/R (ENCODER HTL2048S/R) with TEMPERAT. SENSOR KTY84-130 DESIGN IM B5 (IMV 1,IM V3) PLAIN SHAFT WITHOUT FITTED KEY; BEARING: STANDARD WITH FIXED BEARING, VIBRATION SEVERITY GRADE R/A; SHAFT AND FLANGE ACCURACY: R TERMINAL BOX (ABOVE) CABLE ENTRY ON THE LEFT SIGNAL CONNECTION D-END | - | 0 | 0
1PH8165-1JF22-0BC1 |  | 1PH8165-1JF22-0BC1 | 1 | UN | 1 | 20 | D | D | N | N | 85015290 | 1 |  | 264 | KG | 6763.15 | 6763.15 | MC05 | MC05 | SIMOTICS M Compact induction motor 1500rpm, 46 kW 293Nm, 104A, 330V 1750rpm, 53kW 289Nm, 104A, 374V 2000rpm, 60kW 287Nm, 103A, 426V water cooling Degree of protection IP65 INCREMENT. ENCODER HTL 2048 S/R (ENCODER HTL2048S/R) with TEMPERAT. SENSOR KTY84-130 DESIGN IM B5 (IMV 1,IM V3) PLAIN SHAFT WITHOUT FITTED KEY; BEARING: STANDARD WITH FIXED BEARING, VIBRATION SEVERITY GRADE R/A; SHAFT AND FLANGE ACCURACY: R TERMINAL BOX (ABOVE) CABLE ENTRY ON THE ND-END SIGNAL CONNECTION LEFT | - | 0 | 0
1PH8165-1JF22-0CA1 |  | 1PH8165-1JF22-0CA1 | 1 | UN | 1 | 20 | D | D | N | N | 85015290 | 1 |  | 264 | KG | 6893.17 | 6893.17 | MC05 | MC05 | SIMOTICS M Compact induction motor 1500rpm, 46 kW 293Nm, 104A, 330V 1750rpm, 53kW 289Nm, 104A, 374V 2000rpm, 60kW 287Nm, 103A, 426V water cooling Degree of protection IP65 INCREMENT. ENCODER HTL 2048 S/R (ENCODER HTL2048S/R) with TEMPERAT. SENSOR KTY84-130 DESIGN IM B5 (IMV 1,IM V3) PLAIN SHAFT WITHOUT FITTED KEY; BEARING: STANDARD WITH FIXED BEARING, VIBRATION SEVERITY GRADE S/A; SHAFT AND FLANGE ACCURACY: R TERMINAL BOX (ABOVE) CABLE ENTRY ON THE RIGHT SIGNAL CONNECTION D-END | - | 0 | 0
1PH8165-1JF22-0CB1 |  | 1PH8165-1JF22-0CB1 | 1 | UN | 1 | 20 | D | D | N | N | 85015290 | 1 |  | 264 | KG | 6893.17 | 6893.17 | MC05 | MC05 | SIMOTICS M Compact induction motor 1500rpm, 46 kW 293Nm, 104A, 330V 1750rpm, 53kW 289Nm, 104A, 374V 2000rpm, 60kW 287Nm, 103A, 426V water cooling Degree of protection IP65 INCREMENT. ENCODER HTL 2048 S/R (ENCODER HTL2048S/R) with TEMPERAT. SENSOR KTY84-130 DESIGN IM B5 (IMV 1,IM V3) PLAIN SHAFT WITHOUT FITTED KEY; BEARING: STANDARD WITH FIXED BEARING, VIBRATION SEVERITY GRADE S/A; SHAFT AND FLANGE ACCURACY: R TERMINAL BOX (ABOVE) CABLE ENTRY ON THE LEFT SIGNAL CONNECTION D-END | - | 0 | 0
1PH8165-1JF22-0CC1 |  | 1PH8165-1JF22-0CC1 | 1 | UN | 1 | 20 | D | D | N | N | 85015290 | 1 |  | 264 | KG | 6893.17 | 6893.17 | MC05 | MC05 | SIMOTICS M Compact induction motor 1500rpm, 46 kW 293Nm, 104A, 330V 1750rpm, 53kW 289Nm, 104A, 374V 2000rpm, 60kW 287Nm, 103A, 426V water cooling Degree of protection IP65 INCREMENT. ENCODER HTL 2048 S/R (ENCODER HTL2048S/R) with TEMPERAT. SENSOR KTY84-130 DESIGN IM B5 (IMV 1,IM V3) PLAIN SHAFT WITHOUT FITTED KEY; BEARING: STANDARD WITH FIXED BEARING, VIBRATION SEVERITY GRADE S/A; SHAFT AND FLANGE ACCURACY: R TERMINAL BOX (ABOVE) CABLE ENTRY ON THE ND-END SIGNAL CONNECTION LEFT | - | 0 | 0
1PH8165-1JF22-2BA1 |  | 1PH8165-1JF22-2BA1 | 1 | UN | 1 | 20 | D | D | N | N | 85015290 | 1 |  | 264 | KG | 6893.2 | 6893.2 | MC05 | MC05 | SIMOTICS M Compact induction motor 1500rpm, 46 kW 293Nm, 104A, 330V 1750rpm, 53kW 289Nm, 104A, 374V 2000rpm, 60kW 287Nm, 103A, 426V water cooling Degree of protection IP65 INCREMENT. ENCODER HTL 2048 S/R (ENCODER HTL2048S/R) with TEMPERAT. SENSOR KTY84-130 DESIGN IM B5 (IMV 1,IM V3) SHAFT WITH FITTED KEY HALF-KEY BALANCING BEARING: STANDARD WITH FIXED BEARING, VIBRATION SEVERITY GRADE R/A; SHAFT AND FLANGE ACCURACY: R TERMINAL BOX (ABOVE) CABLE ENTRY ON THE RIGHT SIGNAL CONNECTION D-END | - | 0 | 0
1PH8165-1JF22-2BB1 |  | 1PH8165-1JF22-2BB1 | 1 | UN | 1 | 20 | D | D | N | N | 85015290 | 1 |  | 264 | KG | 6893.2 | 6893.2 | MC05 | MC05 | SIMOTICS M Compact induction motor 1500rpm, 46 kW 293Nm, 104A, 330V 1750rpm, 53kW 289Nm, 104A, 374V 2000rpm, 60kW 287Nm, 103A, 426V water cooling Degree of protection IP65 INCREMENT. ENCODER HTL 2048 S/R (ENCODER HTL2048S/R) with TEMPERAT. SENSOR KTY84-130 DESIGN IM B5 (IMV 1,IM V3) SHAFT WITH FITTED KEY HALF-KEY BALANCING BEARING: STANDARD WITH FIXED BEARING, VIBRATION SEVERITY GRADE R/A; SHAFT AND FLANGE ACCURACY: R TERMINAL BOX (ABOVE) CABLE ENTRY ON THE LEFT SIGNAL CONNECTION D-END | - | 0 | 0
1PH8165-1JF22-2BC1 |  | 1PH8165-1JF22-2BC1 | 1 | UN | 1 | 20 | D | D | N | N | 85015290 | 1 |  | 264 | KG | 6893.2 | 6893.2 | MC05 | MC05 | SIMOTICS M Compact induction motor 1500rpm, 46 kW 293Nm, 104A, 330V 1750rpm, 53kW 289Nm, 104A, 374V 2000rpm, 60kW 287Nm, 103A, 426V water cooling Degree of protection IP65 INCREMENT. ENCODER HTL 2048 S/R (ENCODER HTL2048S/R) with TEMPERAT. SENSOR KTY84-130 DESIGN IM B5 (IMV 1,IM V3) SHAFT WITH FITTED KEY HALF-KEY BALANCING BEARING: STANDARD WITH FIXED BEARING, VIBRATION SEVERITY GRADE R/A; SHAFT AND FLANGE ACCURACY: R TERMINAL BOX (ABOVE) CABLE ENTRY ON THE ND-END SIGNAL CONNECTION LEFT | - | 0 | 0
1PH8165-1JF22-2CA1 |  | 1PH8165-1JF22-2CA1 | 1 | UN | 1 | 20 | D | D | N | N | 85015290 | 1 |  | 264 | KG | 7023.22 | 7023.22 | MC05 | MC05 | SIMOTICS M Compact induction motor 1500rpm, 46 kW 293Nm, 104A, 330V 1750rpm, 53kW 289Nm, 104A, 374V 2000rpm, 60kW 287Nm, 103A, 426V water cooling Degree of protection IP65 INCREMENT. ENCODER HTL 2048 S/R (ENCODER HTL2048S/R) with TEMPERAT. SENSOR KTY84-130 DESIGN IM B5 (IMV 1,IM V3) SHAFT WITH FITTED KEY HALF-KEY BALANCING BEARING: STANDARD WITH FIXED BEARING, VIBRATION SEVERITY GRADE S/A; SHAFT AND FLANGE ACCURACY: R TERMINAL BOX (ABOVE) CABLE ENTRY ON THE RIGHT SIGNAL CONNECTION D-END | - | 0 | 0
1PH8165-1JF22-2CB1 |  | 1PH8165-1JF22-2CB1 | 1 | UN | 1 | 20 | D | D | N | N | 85015290 | 1 |  | 264 | KG | 7023.22 | 7023.22 | MC05 | MC05 | SIMOTICS M Compact induction motor 1500rpm, 46 kW 293Nm, 104A, 330V 1750rpm, 53kW 289Nm, 104A, 374V 2000rpm, 60kW 287Nm, 103A, 426V water cooling Degree of protection IP65 INCREMENT. ENCODER HTL 2048 S/R (ENCODER HTL2048S/R) with TEMPERAT. SENSOR KTY84-130 DESIGN IM B5 (IMV 1,IM V3) SHAFT WITH FITTED KEY HALF-KEY BALANCING BEARING: STANDARD WITH FIXED BEARING, VIBRATION SEVERITY GRADE S/A; SHAFT AND FLANGE ACCURACY: R TERMINAL BOX (ABOVE) CABLE ENTRY ON THE LEFT SIGNAL CONNECTION D-END | - | 0 | 0
1PH8165-1JF22-2CC1 |  | 1PH8165-1JF22-2CC1 | 1 | UN | 1 | 20 | D | D | N | N | 85015290 | 1 |  | 264 | KG | 7023.22 | 7023.22 | MC05 | MC05 | SIMOTICS M Compact induction motor 1500rpm, 46 kW 293Nm, 104A, 330V 1750rpm, 53kW 289Nm, 104A, 374V 2000rpm, 60kW 287Nm, 103A, 426V water cooling Degree of protection IP65 INCREMENT. ENCODER HTL 2048 S/R (ENCODER HTL2048S/R) with TEMPERAT. SENSOR KTY84-130 DESIGN IM B5 (IMV 1,IM V3) SHAFT WITH FITTED KEY HALF-KEY BALANCING BEARING: STANDARD WITH FIXED BEARING, VIBRATION SEVERITY GRADE S/A; SHAFT AND FLANGE ACCURACY: R TERMINAL BOX (ABOVE) CABLE ENTRY ON THE ND-END SIGNAL CONNECTION LEFT | - | 0 | 0
1PH8165-1JF23-0BA1 |  | 1PH8165-1JF23-0BA1 | 1 | UN | 1 | 20 | D | D | N | N | 85015290 | 1 |  | 264 | KG | 6763.15 | 6763.15 | MC05 | MC05 | SIMOTICS M Compact induction motor 1500rpm, 46 kW 293Nm, 104A, 330V 1750rpm, 53kW 289Nm, 104A, 374V 2000rpm, 60kW 287Nm, 103A, 426V water cooling Degree of protection IP65 INCREMENT. ENCODER HTL 2048 S/R (ENCODER HTL2048S/R) with TEMPERAT. SENSOR KTY84-130 Design IM B35 (IM V15, (IM V35) PLAIN SHAFT WITHOUT FITTED KEY; BEARING: STANDARD WITH FIXED BEARING, VIBRATION SEVERITY GRADE R/A; SHAFT AND FLANGE ACCURACY: R TERMINAL BOX (ABOVE) CABLE ENTRY ON THE RIGHT SIGNAL CONNECTION D-END | - | 0 | 0
1PH8165-1JF23-0BB1 |  | 1PH8165-1JF23-0BB1 | 1 | UN | 1 | 20 | D | D | N | N | 85015290 | 1 |  | 264 | KG | 6763.15 | 6763.15 | MC05 | MC05 | SIMOTICS M Compact induction motor 1500rpm, 46 kW 293Nm, 104A, 330V 1750rpm, 53kW 289Nm, 104A, 374V 2000rpm, 60kW 287Nm, 103A, 426V water cooling Degree of protection IP65 INCREMENT. ENCODER HTL 2048 S/R (ENCODER HTL2048S/R) with TEMPERAT. SENSOR KTY84-130 Design IM B35 (IM V15, (IM V35) PLAIN SHAFT WITHOUT FITTED KEY; BEARING: STANDARD WITH FIXED BEARING, VIBRATION SEVERITY GRADE R/A; SHAFT AND FLANGE ACCURACY: R TERMINAL BOX (ABOVE) CABLE ENTRY ON THE LEFT SIGNAL CONNECTION D-END | - | 0 | 0
1PH8165-1JF23-0BC1 |  | 1PH8165-1JF23-0BC1 | 1 | UN | 1 | 20 | D | D | N | N | 85015290 | 1 |  | 264 | KG | 6763.15 | 6763.15 | MC05 | MC05 | SIMOTICS M Compact induction motor 1500rpm, 46 kW 293Nm, 104A, 330V 1750rpm, 53kW 289Nm, 104A, 374V 2000rpm, 60kW 287Nm, 103A, 426V water cooling Degree of protection IP65 INCREMENT. ENCODER HTL 2048 S/R (ENCODER HTL2048S/R) with TEMPERAT. SENSOR KTY84-130 Design IM B35 (IM V15, (IM V35) PLAIN SHAFT WITHOUT FITTED KEY; BEARING: STANDARD WITH FIXED BEARING, VIBRATION SEVERITY GRADE R/A; SHAFT AND FLANGE ACCURACY: R TERMINAL BOX (ABOVE) CABLE ENTRY ON THE ND-END SIGNAL CONNECTION LEFT | - | 0 | 0
1PH8165-1JF23-0CA1 |  | 1PH8165-1JF23-0CA1 | 1 | UN | 1 | 20 | D | D | N | N | 85015290 | 1 |  | 264 | KG | 6893.17 | 6893.17 | MC05 | MC05 | SIMOTICS M Compact induction motor 1500rpm, 46 kW 293Nm, 104A, 330V 1750rpm, 53kW 289Nm, 104A, 374V 2000rpm, 60kW 287Nm, 103A, 426V water cooling Degree of protection IP65 INCREMENT. ENCODER HTL 2048 S/R (ENCODER HTL2048S/R) with TEMPERAT. SENSOR KTY84-130 Design IM B35 (IM V15, (IM V35) PLAIN SHAFT WITHOUT FITTED KEY; BEARING: STANDARD WITH FIXED BEARING, VIBRATION SEVERITY GRADE S/A; SHAFT AND FLANGE ACCURACY: R TERMINAL BOX (ABOVE) CABLE ENTRY ON THE RIGHT SIGNAL CONNECTION D-END | - | 0 | 0
1PH8165-1JF23-0CB1 |  | 1PH8165-1JF23-0CB1 | 1 | UN | 1 | 20 | D | D | N | N | 85015290 | 1 |  | 264 | KG | 6893.17 | 6893.17 | MC05 | MC05 | SIMOTICS M Compact induction motor 1500rpm, 46 kW 293Nm, 104A, 330V 1750rpm, 53kW 289Nm, 104A, 374V 2000rpm, 60kW 287Nm, 103A, 426V water cooling Degree of protection IP65 INCREMENT. ENCODER HTL 2048 S/R (ENCODER HTL2048S/R) with TEMPERAT. SENSOR KTY84-130 Design IM B35 (IM V15, (IM V35) PLAIN SHAFT WITHOUT FITTED KEY; BEARING: STANDARD WITH FIXED BEARING, VIBRATION SEVERITY GRADE S/A; SHAFT AND FLANGE ACCURACY: R TERMINAL BOX (ABOVE) CABLE ENTRY ON THE LEFT SIGNAL CONNECTION D-END | - | 0 | 0
1PH8165-1JF23-0CC1 |  | 1PH8165-1JF23-0CC1 | 1 | UN | 1 | 20 | D | D | N | N | 85015290 | 1 |  | 264 | KG | 6893.17 | 6893.17 | MC05 | MC05 | SIMOTICS M Compact induction motor 1500rpm, 46 kW 293Nm, 104A, 330V 1750rpm, 53kW 289Nm, 104A, 374V 2000rpm, 60kW 287Nm, 103A, 426V water cooling Degree of protection IP65 INCREMENT. ENCODER HTL 2048 S/R (ENCODER HTL2048S/R) with TEMPERAT. SENSOR KTY84-130 Design IM B35 (IM V15, (IM V35) PLAIN SHAFT WITHOUT FITTED KEY; BEARING: STANDARD WITH FIXED BEARING, VIBRATION SEVERITY GRADE S/A; SHAFT AND FLANGE ACCURACY: R TERMINAL BOX (ABOVE) CABLE ENTRY ON THE ND-END SIGNAL CONNECTION LEFT | - | 0 | 0
1PH8165-1JF23-2BA1 |  | 1PH8165-1JF23-2BA1 | 1 | UN | 1 | 20 | D | D | N | N | 85015290 | 1 |  | 264 | KG | 6893.2 | 6893.2 | MC05 | MC05 | SIMOTICS M Compact induction motor 1500rpm, 46 kW 293Nm, 104A, 330V 1750rpm, 53kW 289Nm, 104A, 374V 2000rpm, 60kW 287Nm, 103A, 426V water cooling Degree of protection IP65 INCREMENT. ENCODER HTL 2048 S/R (ENCODER HTL2048S/R) with TEMPERAT. SENSOR KTY84-130 Design IM B35 (IM V15, (IM V35) SHAFT WITH FITTED KEY HALF-KEY BALANCING BEARING: STANDARD WITH FIXED BEARING, VIBRATION SEVERITY GRADE R/A; SHAFT AND FLANGE ACCURACY: R TERMINAL BOX (ABOVE) CABLE ENTRY ON THE RIGHT SIGNAL CONNECTION D-END | - | 0 | 0
1PH8165-1JF23-2BB1 |  | 1PH8165-1JF23-2BB1 | 1 | UN | 1 | 20 | D | D | N | N | 85015290 | 1 |  | 264 | KG | 6893.2 | 6893.2 | MC05 | MC05 | SIMOTICS M Compact induction motor 1500rpm, 46 kW 293Nm, 104A, 330V 1750rpm, 53kW 289Nm, 104A, 374V 2000rpm, 60kW 287Nm, 103A, 426V water cooling Degree of protection IP65 INCREMENT. ENCODER HTL 2048 S/R (ENCODER HTL2048S/R) with TEMPERAT. SENSOR KTY84-130 Design IM B35 (IM V15, (IM V35) SHAFT WITH FITTED KEY HALF-KEY BALANCING BEARING: STANDARD WITH FIXED BEARING, VIBRATION SEVERITY GRADE R/A; SHAFT AND FLANGE ACCURACY: R TERMINAL BOX (ABOVE) CABLE ENTRY ON THE LEFT SIGNAL CONNECTION D-END | - | 0 | 0
1PH8165-1JF23-2BC1 |  | 1PH8165-1JF23-2BC1 | 1 | UN | 1 | 20 | D | D | N | N | 85015290 | 1 |  | 264 | KG | 6893.2 | 6893.2 | MC05 | MC05 | SIMOTICS M Compact induction motor 1500rpm, 46 kW 293Nm, 104A, 330V 1750rpm, 53kW 289Nm, 104A, 374V 2000rpm, 60kW 287Nm, 103A, 426V water cooling Degree of protection IP65 INCREMENT. ENCODER HTL 2048 S/R (ENCODER HTL2048S/R) with TEMPERAT. SENSOR KTY84-130 Design IM B35 (IM V15, (IM V35) SHAFT WITH FITTED KEY HALF-KEY BALANCING BEARING: STANDARD WITH FIXED BEARING, VIBRATION SEVERITY GRADE R/A; SHAFT AND FLANGE ACCURACY: R TERMINAL BOX (ABOVE) CABLE ENTRY ON THE ND-END SIGNAL CONNECTION LEFT | - | 0 | 0
1PH8165-1JF23-2CA1 |  | 1PH8165-1JF23-2CA1 | 1 | UN | 1 | 20 | D | D | N | N | 85015290 | 1 |  | 264 | KG | 7023.22 | 7023.22 | MC05 | MC05 | SIMOTICS M Compact induction motor 1500rpm, 46 kW 293Nm, 104A, 330V 1750rpm, 53kW 289Nm, 104A, 374V 2000rpm, 60kW 287Nm, 103A, 426V water cooling Degree of protection IP65 INCREMENT. ENCODER HTL 2048 S/R (ENCODER HTL2048S/R) with TEMPERAT. SENSOR KTY84-130 Design IM B35 (IM V15, (IM V35) SHAFT WITH FITTED KEY HALF-KEY BALANCING BEARING: STANDARD WITH FIXED BEARING, VIBRATION SEVERITY GRADE S/A; SHAFT AND FLANGE ACCURACY: R TERMINAL BOX (ABOVE) CABLE ENTRY ON THE RIGHT SIGNAL CONNECTION D-END | - | 0 | 0
1PH8165-1JF23-2CB1 |  | 1PH8165-1JF23-2CB1 | 1 | UN | 1 | 20 | D | D | N | N | 85015290 | 1 |  | 264 | KG | 7023.22 | 7023.22 | MC05 | MC05 | SIMOTICS M Compact induction motor 1500rpm, 46 kW 293Nm, 104A, 330V 1750rpm, 53kW 289Nm, 104A, 374V 2000rpm, 60kW 287Nm, 103A, 426V water cooling Degree of protection IP65 INCREMENT. ENCODER HTL 2048 S/R (ENCODER HTL2048S/R) with TEMPERAT. SENSOR KTY84-130 Design IM B35 (IM V15, (IM V35) SHAFT WITH FITTED KEY HALF-KEY BALANCING BEARING: STANDARD WITH FIXED BEARING, VIBRATION SEVERITY GRADE S/A; SHAFT AND FLANGE ACCURACY: R TERMINAL BOX (ABOVE) CABLE ENTRY ON THE LEFT SIGNAL CONNECTION D-END | - | 0 | 0
1PH8165-1JF23-2CC1 |  | 1PH8165-1JF23-2CC1 | 1 | UN | 1 | 20 | D | D | N | N | 85015290 | 1 |  | 264 | KG | 7023.22 | 7023.22 | MC05 | MC05 | SIMOTICS M Compact induction motor 1500rpm, 46 kW 293Nm, 104A, 330V 1750rpm, 53kW 289Nm, 104A, 374V 2000rpm, 60kW 287Nm, 103A, 426V water cooling Degree of protection IP65 INCREMENT. ENCODER HTL 2048 S/R (ENCODER HTL2048S/R) with TEMPERAT. SENSOR KTY84-130 Design IM B35 (IM V15, (IM V35) SHAFT WITH FITTED KEY HALF-KEY BALANCING BEARING: STANDARD WITH FIXED BEARING, VIBRATION SEVERITY GRADE S/A; SHAFT AND FLANGE ACCURACY: R TERMINAL BOX (ABOVE) CABLE ENTRY ON THE ND-END SIGNAL CONNECTION LEFT | - | 0 | 0
1PH8165-1MF03-0DA1-Z | K24 | 1PH8165-1MF03-0DA1-ZK24 | 1 | UN | 1 | 20 | D | D | N | N | 85015290 | 1 |  | 230 | KG | 5438.33 | 5438.33 | MC05 | MC05 | SIMOTICS M Compact induction motor 1500rpm, 37kW, 236Nm, 78A, 350 V 1750rpm, 41kW, 224Nm, 76A, 400 V 2000rpm, 45kW, 215Nm, 75 A, 440 V forced ventilation; direction of air flow DE--> NDE; Degree of protection IP55 Incremental encoder SIN/COS 1 VPP 2048 S/R with C and D track (encoder IC2048S/R) with temperature sensor KTY 84-130 Design IM B35 (IM V15, (IM V35) PLAIN SHAFT WITHOUT FITTED KEY; BEARING: STANDARD WITH FIXED BEARING, VIBRATION SEVERITY GRADE SR/A; SHAFT AND FLANGE ACCURACY: R TERMINAL BOX (ABOVE) CABLE ENTRY ON THE RIGHT SIGNAL CONNECTION D-END K24: PRIMING (PALE GREEN) | - | 0 | 0
1PH8165-1MF03-0LA1-Z | K24 | 1PH8165-1MF03-0LA1-ZK24 | 1 | UN | 1 | 20 | D | D | N | N | 85015290 | 1 |  | 230 | KG | 5685.74 | 5685.74 | MC05 | MC05 | SIMOTICS M Compact induction motor 1500rpm, 37kW, 236Nm, 78A, 350 V 1750rpm, 41kW, 224Nm, 76A, 400 V 2000rpm, 45kW, 215Nm, 75 A, 440 V forced ventilation; direction of air flow DE--> NDE; Degree of protection IP55 Incremental encoder SIN/COS 1 VPP 2048 S/R with C and D track (encoder IC2048S/R) with temperature sensor KTY 84-130 Design IM B35 (IM V15, (IM V35) PLAIN SHAFT WITHOUT FITTED KEY; BEARING: PERFORMANCE, VIBRATION SEVERITY GRADE SPECIAL/B; SHAFT A. FLANGE ACCURACY GR. SPECIAL TERMINAL BOX (ABOVE) CABLE ENTRY ON THE RIGHT SIGNAL CONNECTION D-END K24: PRIMING (PALE GREEN) | - | 0 | 0
1PH8165-1MF03-1BA2 |  | 1PH8165-1MF03-1BA2 | 1 | UN | 1 | 20 | D | D | N | N | 85015290 | 1 |  | 230 | KG | 5235.17 | 5235.17 | MC05 | MC05 | SIMOTICS M Compact asynchronous motor 1500 rpm, 37 kW, 236 Nm, 78 A, 350 V 1750 rpm, 41 kW, 224 Nm, 76 A, 400 V 2000 rpm, 45 kW, 215 Nm, 75 A, 440 V Forced ventilation; Direction of air flow DE --> NDE; Degree of protection IP55 Incremental encoder SIN/COS 1 VPP 2048 S/R with C and D track (encoder IC2048S/R) with temperature sensor Pt1000 Design IM B35 (IM V15, (IM V35) SHAFT WITH FITTED KEY FULL-KEY BALANCING BEARING: STANDARD WITH FIXED BEARING, VIBRATION SEVERITY GRADE R/A; SHAFT AND FLANGE ACCURACY: R TERMINAL BOX (ABOVE) CABLE ENTRY ON THE RIGHT SIGNAL CONNECTION D-END | - | 0 | 0
1PH8165-1MF03-1DA1 |  | 1PH8165-1MF03-1DA1 | 1 | UN | 1 | 20 | D | D | N | N | 85015290 | 1 |  | 230 | KG | 5438.33 | 5438.33 | MC05 | MC05 | SIMOTICS M Compact induction motor 1500rpm, 37kW, 236Nm, 78A, 350 V 1750rpm, 41kW, 224Nm, 76A, 400 V 2000rpm, 45kW, 215Nm, 75 A, 440 V forced ventilation; direction of air flow DE--> NDE; Degree of protection IP55 Incremental encoder SIN/COS 1 VPP 2048 S/R with C and D track (encoder IC2048S/R) with temperature sensor KTY 84-130 Design IM B35 (IM V15, (IM V35) SHAFT WITH FITTED KEY FULL-KEY BALANCING BEARING: STANDARD WITH FIXED BEARING, VIBRATION SEVERITY GRADE SR/A; SHAFT AND FLANGE ACCURACY: R TERMINAL BOX (ABOVE) CABLE ENTRY ON THE RIGHT SIGNAL CONNECTION D-END | - | 0 | 0
1PH8165-1MF03-2HA1 |  | 1PH8165-1MF03-2HA1 | 1 | UN | 1 | 20 | D | D | N | N | 85015290 | 1 |  | 230 | KG | 5187.21 | 5187.21 | MC05 | MC05 | SIMOTICS M Compact induction motor 1500rpm, 37kW, 236Nm, 78A, 350 V 1750rpm, 41kW, 224Nm, 76A, 400 V 2000rpm, 45kW, 215Nm, 75 A, 440 V forced ventilation; direction of air flow DE--> NDE; Degree of protection IP55 Incremental encoder SIN/COS 1 VPP 2048 S/R with C and D track (encoder IC2048S/R) with temperature sensor KTY 84-130 Design IM B35 (IM V15, (IM V35) SHAFT WITH FITTED KEY HALF-KEY BALANCING BEARING: STANDARD, VIBRATION SEVERITY GRADE S/A; SHAFT AND FLANGE ACCURACY: R TERMINAL BOX (ABOVE) CABLE ENTRY ON THE RIGHT SIGNAL CONNECTION D-END | - | 0 | 0
1PH8165-1MF03-2QA1 |  | 1PH8165-1MF03-2QA1 | 1 | UN | 1 | 20 | D | D | N | N | 85015290 | 1 |  | 230 | KG | 5597.13 | 5597.13 | MC05 | MC05 | SIMOTICS M Compact induction motor 1500rpm, 37kW, 236Nm, 78A, 350 V 1750rpm, 41kW, 224Nm, 76A, 400 V 2000rpm, 45kW, 215Nm, 75 A, 440 V forced ventilation; direction of air flow DE--> NDE; Degree of protection IP55 Incremental encoder SIN/COS 1 VPP 2048 S/R with C and D track (encoder IC2048S/R) with temperature sensor KTY 84-130 Design IM B35 (IM V15, (IM V35) SHAFT WITH FITTED KEY HALF-KEY BALANCING BEARING: ADVANCED LIFETIME VIBRATION SEVERITY S/A SHAFT A. FLANGE ACCURACY GR. R TERMINAL BOX (ABOVE) CABLE ENTRY ON THE RIGHT SIGNAL CONNECTION D-END | - | 0 | 0
1PH8165-1MF20-0LC2-Z | X01 | 1PH8165-1MF20-0LC2-ZX01 | 1 | UN | 1 | 20 | D | D | N | N | 85015290 | 1 |  | 264 | KG | 6827.54 | 6827.54 | MC05 | MC05 | SIMOTICS M Compact asynchronous motor 1500 rpm, 46 kW, 293 Nm, 104 A, 330 V 1750 rpm, 53 kW, 289 Nm, 104 A, 374 V 2000 rpm, 60 kW, 287 Nm, 103 A, 426 V Water cooling Degree of protection IP65 Incremental encoder SIN/COS 1 VPP 2048 S/R with C and D track (encoder IC2048S/R) with temperature sensor Pt1000 DESIGN IM B3 (IM V5, IM V6) PLAIN SHAFT WITHOUT FITTED KEY; BEARING: PERFORMANCE, VIBRATION SEVERITY GRADE SPECIAL/B; SHAFT A. FLANGE ACCURACY GR. SPECIAL TERMINAL BOX (ABOVE) CABLE ENTRY ON THE ND-END SIGNAL CONNECTION LEFT X01: Paint finish in RAL 9005 (matte black) | - | 0 | 0
1PH8165-1MF90-1ZB1-Z | K10L1AP1CQ21Y84 | 1PH8165-1MF90-1ZB1-ZK10L1AP1CQ21Y84 | 1 | UN | 1 | 20 | D | D | N | N | 85015290 | 1 |  | 230 | KG | 8749.11 | 8749.11 | MC05 | MC05 | SIMOTICS M Compact induction motor 1500rpm, 30 kW, 191Nm, 71A, 319V 1750rpm, 34kW, 186Nm, 70A, 366V 2000rpm, 37 kW, 177Nm, 68A, 416V Forced ventilation; Degree of protection IP55 Motor customer-spec. Offer number SMR-26-2012 K10: Terminal box NDE left Q21: screw lock washer with Loctite L1A: special fan P1C: Special bearings DE Y84: 94.8024.230.0 | - | 0 | 0
1PH8165-1SD03-1LA1 |  | 1PH8165-1SD03-1LA1 | 1 | UN | 1 | 20 | D | D | N | N | 85015230 | 1 |  | 230 | KG | 7032.12 | 7032.12 | MC05 | MC05 | SIMOTICS M Compact induction motor 1000rpm, 28kW, 267Nm, 71A, 292V 1150rpm, 31kW, 257Nm, 69A, 333V 1350rpm, 34kW, 241Nm, 66A, 387V forced ventilation; direction of air flow DE--> NDE; Degree of protection IP55 Incremental encoder 19-bit (encoder IN19DQ) With DRIVE-CLiQ interface Design IM B35 (IM V15, (IM V35) SHAFT WITH FITTED KEY FULL-KEY BALANCING BEARING: PERFORMANCE, VIBRATION SEVERITY GRADE SPECIAL/B; SHAFT A. FLANGE ACCURACY GR. SPECIAL TERMINAL BOX (ABOVE) CABLE ENTRY ON THE RIGHT SIGNAL CONNECTION D-END | - | 0 | 0
1PH8165-1SF23-3LA1-Z | V15Y64 | 1PH8165-1SF23-3LA1-ZV15Y64 | 1 | UN | 1 | 20 | D | D | N | N | 85015290 | 1 |  | 267 | KG | 10341.71 | 10341.71 | MC05 | MC05 | SIMOTICS M Compact induction motor 1500rpm, 46 kW 293Nm, 104A, 330V 1750rpm, 53kW 289Nm, 104A, 374V 2000rpm, 60kW 287Nm, 103A, 426V water cooling Degree of protection IP65 Incremental encoder 19-bit (encoder IN19DQ) with Drive-CLiQ interface Customer-specific version according to SMR-23-2014 Y64: Prepared for rotary distributor flange dimension 114H6 V15: Special hollow shaft for SCHIESS | - | 0 | 7
1PH8165-2DF10-1BA1 |  | 1PH8165-2DF10-1BA1 | 1 | UN | 1 | 40 | X | D | N | N | 85015290 | 1 |  | 218 | KG | 10048.84 | 10048.84 | MC05 | MC05 | SIMOTICS M Compact synchronous motor 1500rpm, 61kW 390Nm, 119A, 340V 1750rpm, 69kW 375Nm, 115A, 395V 2000rpm, 74kW 355Nm, 110 A, 445V forced ventilation; direction of air flow NDE--> DE; Degree of protection IP55 Incremental encoder 22-bit with commutation position (encoder IC22DQ) with DRIVE-CLiQ interface DESIGN IM B3 (IM V5, IM V6) SHAFT WITH FITTED KEY FULL-KEY BALANCING BEARING: STANDARD WITH FIXED BEARING, VIBRATION SEVERITY GRADE R/A; SHAFT AND FLANGE ACCURACY: R TERMINAL BOX (ABOVE) CABLE ENTRY ON THE RIGHT SIGNAL CONNECTION D-END | - | 0 | 0
1PH8165-2DL00-1BA1 |  | 1PH8165-2DL00-1BA1 | 1 | UN | 1 | 40 | X | D | N | N | 85015381 | 1 |  | 218 | KG | 10048.84 | 10048.84 | MC05 | MC05 | SIMOTICS M Compact synchronous motor 2500rpm, 84kW 320Nm, 148A, 370V 2800rpm, 87kW 300 Nm, 138A, 410V 3000rpm, 89kW 285Nm, 131A, 440 V forced ventilation; direction of air flow DE--> NDE; Degree of protection IP55 Incremental encoder 22-bit with commutation position (encoder IC22DQ) with DRIVE-CLiQ interface DESIGN IM B3 (IM V5, IM V6) SHAFT WITH FITTED KEY FULL-KEY BALANCING BEARING: STANDARD WITH FIXED BEARING, VIBRATION SEVERITY GRADE R/A; SHAFT AND FLANGE ACCURACY: R TERMINAL BOX (ABOVE) CABLE ENTRY ON THE RIGHT SIGNAL CONNECTION D-END | - | 0 | 0
1PH8165-2FF03-2BA1-Z | L74 | 1PH8165-2FF03-2BA1-ZL74 | 1 | UN | 1 | 40 | X | D | N | N | 85015290 | 1 |  | 218 | KG | 11453.33 | 11453.33 | MC05 | MC05 | SIMOTICS M Compact synchronous motor 1500rpm, 61kW 390Nm, 119A, 340V 1750rpm, 69kW 375Nm, 115A, 395V 2000rpm, 74kW 355Nm, 110 A, 445V forced ventilation; direction of air flow DE--> NDE; Degree of protection IP55 Absolute encoder 22-bit Single-turn and 12-bit multi-turn (encoder AM22DQ) with DRIVE-CLiQ interface Design IM B35 (IM V15, (IM V35) SHAFT WITH FITTED KEY HALF-KEY BALANCING BEARING: STANDARD WITH FIXED BEARING, VIBRATION SEVERITY GRADE R/A; SHAFT AND FLANGE ACCURACY: R TERMINAL BOX (ABOVE) CABLE ENTRY ON THE RIGHT SIGNAL CONNECTION D-END L74: FAN DEGREE OF PROTECTION IP 65 | - | 0 | 0
1PH8165-2FZ02-0BA1-Z | K8AY84 | 1PH8165-2FZ02-0BA1-ZK8AY84 | 1 | UN | 1 | 40 | X | D | N | N | 85015290 | 1 |  | 218 | KG | 11118.11 | 11118.11 | MC05 | MC05 | SIMOTICS M Compact synchronous motor 1250RPM, 52kW, 400 Nm, 85A forced ventilation; Direction of air flow DE--> NDE; Degree of protection IP55 Absolute encoder 22-bit Single-turn and 12-bit Multi-turn (encoder AM22DQ) Design IM B5 (IMV 1, IM V3) Smooth shaft Without feather key; Bearing version: standard with fixed bearing K8A: Customer-specific winding Y84: Customer specification on the rating plate customer-specific motor | - | 0 | 7
1PH8165-3DB13-2AA1-Z | G14K09U65 | 1PH8165-3DB13-2AA1-ZG14K09U65 | 1 | UN | 1 | 20 | D | D | N | N | 85015230 | 1 |  | 296 | KG | 9681.37 | 9681.37 | MC05 | MC05 | SIMOTICS M Compact induction motor 400rpm, 13kW, 310Nm, 36A, 300V 500rpm, 16kW, 306Nm, 36A, 365V 600rpm, 19kW, 302Nm, 35 A, 420V forced ventilation; direction of air flow NDE--> DE; Degree of protection IP55 Incremental encoder 22-bit with commutation position (encoder IC22DQ) with DRIVE-CLiQ interface Design IM B35 (IM V15, (IM V35) SHAFT WITH FITTED KEY HALF-KEY BALANCING BEARING: STANDARD VIBRATION SEVERITY GRADE A; SHAFT A.FLANGE ACCURACY GR. N TERMINAL BOX (ABOVE) CABLE ENTRY ON THE RIGHT SIGNAL CONNECTION D-END G14: FAN ASSEMBLY WITH AIR FILTER K09: TERMINAL BOX NON DRIVE END RIGHT CABLE ROUTING BELOW SIGNAL CONNECTION D-END U65: HOLDING BRAKE DC 24 V | - | 0 | 0
1PH8165-3DF13-2AA1-Z | G14K09U65 | 1PH8165-3DF13-2AA1-ZG14K09U65 | 1 | UN | 1 | 20 | D | D | N | N | 85015290 | 1 |  | 296 | KG | 9681.37 | 9681.37 | MC05 | MC05 | SIMOTICS M Compact induction motor 1500rpm, 37kW, 236Nm, 78A, 350 V 1750rpm, 41kW, 224Nm, 76A, 400 V 2000rpm, 45kW, 215Nm, 75 A, 440 V forced ventilation; direction of air flow NDE--> DE; Degree of protection IP55 Incremental encoder 22-bit with commutation position (encoder IC22DQ) with DRIVE-CLiQ interface Design IM B35 (IM V15, (IM V35) SHAFT WITH FITTED KEY HALF-KEY BALANCING BEARING: STANDARD VIBRATION SEVERITY GRADE A; SHAFT A.FLANGE ACCURACY GR. N TERMINAL BOX (ABOVE) CABLE ENTRY ON THE RIGHT SIGNAL CONNECTION D-END G14: FAN ASSEMBLY WITH AIR FILTER K09: TERMINAL BOX NON DRIVE END RIGHT CABLE ROUTING BELOW SIGNAL CONNECTION D-END U65: HOLDING BRAKE DC 24 V | - | 0 | 0
1PH8165-3FF03-0AA1-Z | U65 | 1PH8165-3FF03-0AA1-ZU65 | 1 | UN | 1 | 20 | D | D | N | N | 85015290 | 1 |  | 296 | KG | 9591.37 | 9591.37 | MC05 | MC05 | SIMOTICS M Compact induction motor 1500rpm, 37kW, 236Nm, 78A, 350 V 1750rpm, 41kW, 224Nm, 76A, 400 V 2000rpm, 45kW, 215Nm, 75 A, 440 V forced ventilation; direction of air flow DE--> NDE; Degree of protection IP55 Absolute encoder 22-bit Single-turn and 12-bit multi-turn (encoder AM22DQ) with DRIVE-CLiQ interface Design IM B35 (IM V15, (IM V35) PLAIN SHAFT WITHOUT FITTED KEY; BEARING: STANDARD VIBRATION SEVERITY GRADE A; SHAFT A.FLANGE ACCURACY GR. N TERMINAL BOX (ABOVE) CABLE ENTRY ON THE RIGHT SIGNAL CONNECTION D-END U65: HOLDING BRAKE DC 24 V | - | 0 | 0
1PH8165-3HF03-2AA1 |  | 1PH8165-3HF03-2AA1 | 1 | UN | 1 | 20 | D | D | N | N | 85015290 | 1 |  | 230 | KG | 4753.27 | 4753.27 | MC05 | MC05 | SIMOTICS M Compact induction motor 1500rpm, 37kW, 236Nm, 78A, 350 V 1750rpm, 41kW, 224Nm, 76A, 400 V 2000rpm, 45kW, 215Nm, 75 A, 440 V forced ventilation; direction of air flow DE--> NDE; Degree of protection IP55 INCREM. ENCODER HTL 1024 S/R (ENCODER HTL1024S/R) with TEMPERAT. SENSOR KTY84-130 Design IM B35 (IM V15, (IM V35) SHAFT WITH FITTED KEY HALF-KEY BALANCING BEARING: STANDARD VIBRATION SEVERITY GRADE A; SHAFT A.FLANGE ACCURACY GR. N TERMINAL BOX (ABOVE) CABLE ENTRY ON THE RIGHT SIGNAL CONNECTION D-END | - | 0 | 0
1PH8165-3HF03-2AA1-Z | U65 | 1PH8165-3HF03-2AA1-ZU65 | 1 | UN | 1 | 20 | D | D | N | N | 85015290 | 1 |  | 296 | KG | 8436.13 | 8436.13 | MC05 | MC05 | SIMOTICS M Compact induction motor 1500rpm, 37kW, 236Nm, 78A, 350 V 1750rpm, 41kW, 224Nm, 76A, 400 V 2000rpm, 45kW, 215Nm, 75 A, 440 V forced ventilation; direction of air flow DE--> NDE; Degree of protection IP55 INCREM. ENCODER HTL 1024 S/R (ENCODER HTL1024S/R) with TEMPERAT. SENSOR KTY84-130 Design IM B35 (IM V15, (IM V35) SHAFT WITH FITTED KEY HALF-KEY BALANCING BEARING: STANDARD VIBRATION SEVERITY GRADE A; SHAFT A.FLANGE ACCURACY GR. N TERMINAL BOX (ABOVE) CABLE ENTRY ON THE RIGHT SIGNAL CONNECTION D-END U65: HOLDING BRAKE DC 24 V | - | 0 | 0
1PH8165-3HF13-2PC1-Z | U60 | 1PH8165-3HF13-2PC1-ZU60 | 1 | UN | 1 | 20 | D | D | N | N | 85015290 | 1 |  | 296 | KG | 8583.09 | 8583.09 | MC05 | MC05 | SIMOTICS M Compact induction motor 1500rpm, 37kW, 236Nm, 78A, 350 V 1750rpm, 41kW, 224Nm, 76A, 400 V 2000rpm, 45kW, 215Nm, 75 A, 440 V forced ventilation; direction of air flow NDE--> DE; Degree of protection IP55 INCREM. ENCODER HTL 1024 S/R (ENCODER HTL1024S/R) with TEMPERAT. SENSOR KTY84-130 Design IM B35 (IM V15, (IM V35) SHAFT WITH FITTED KEY HALF-KEY BALANCING BEARING: ADVANCED LIFETIME VIBRATION SEVERITY A SHAFT A. FLANGE ACCURACY GR. N TERMINAL BOX (ABOVE) CABLE ENTRY ON THE ND-END SIGNAL CONNECTION LEFT U60: HOLDING BRAKE 230 V | - | 0 | 0
1PH8165-4DF03-0AA1-Z | U60 | 1PH8165-4DF03-0AA1-ZU60 | 1 | UN | 1 | 40 | X | D | N | N | 85015290 | 1 |  | 284 | KG | 13582.1 | 13582.1 | MC05 | MC05 | SIMOTICS M Compact synchronous motor 1500rpm, 61kW 390Nm, 119A, 340V 1750rpm, 69kW 375Nm, 115A, 395V 2000rpm, 74kW 355Nm, 110 A, 445V forced ventilation; direction of air flow DE--> NDE; Degree of protection IP55 Incremental encoder 22-bit with commutation position (encoder IC22DQ) with DRIVE-CLiQ interface Design IM B35 (IM V15, (IM V35) PLAIN SHAFT WITHOUT FITTED KEY; BEARING: STANDARD VIBRATION SEVERITY GRADE A; SHAFT A.FLANGE ACCURACY GR. N TERMINAL BOX (ABOVE) CABLE ENTRY ON THE RIGHT SIGNAL CONNECTION D-END U60: HOLDING BRAKE 230 V | - | 0 | 0
1PH8165-4DF03-2AA1-Z | U63 | 1PH8165-4DF03-2AA1-ZU63 | 1 | UN | 1 | 40 | X | D | N | N | 85015290 | 1 |  | 284 | KG | 13908.52 | 13908.52 | MC05 | MC05 | SIMOTICS M Compact synchronous motor 1500rpm, 61kW 390Nm, 119A, 340V 1750rpm, 69kW 375Nm, 115A, 395V 2000rpm, 74kW 355Nm, 110 A, 445V forced ventilation; direction of air flow DE--> NDE; Degree of protection IP55 Incremental encoder 22-bit with commutation position (encoder IC22DQ) with DRIVE-CLiQ interface Design IM B35 (IM V15, (IM V35) SHAFT WITH FITTED KEY HALF-KEY BALANCING BEARING: STANDARD VIBRATION SEVERITY GRADE A; SHAFT A.FLANGE ACCURACY GR. N TERMINAL BOX (ABOVE) CABLE ENTRY ON THE RIGHT SIGNAL CONNECTION D-END U63: HOLDING BRAKE 230 V WITH MICROSWITCH AND MANUAL AIR LEVER | - | 0 | 0
1PH8165-4FF03-2PC1-Z | U65 | 1PH8165-4FF03-2PC1-ZU65 | 1 | UN | 1 | 40 | X | D | N | N | 85015290 | 1 |  | 284 | KG | 14992.29 | 14992.29 | MC05 | MC05 | SIMOTICS M Compact synchronous motor 1500rpm, 61kW 390Nm, 119A, 340V 1750rpm, 69kW 375Nm, 115A, 395V 2000rpm, 74kW 355Nm, 110 A, 445V forced ventilation; direction of air flow DE--> NDE; Degree of protection IP55 Absolute encoder 22-bit Single-turn and 12-bit multi-turn (encoder AM22DQ) with DRIVE-CLiQ interface Design IM B35 (IM V15, (IM V35) SHAFT WITH FITTED KEY HALF-KEY BALANCING BEARING: ADVANCED LIFETIME VIBRATION SEVERITY A SHAFT A. FLANGE ACCURACY GR. N TERMINAL BOX (ABOVE) CABLE ENTRY ON THE ND-END SIGNAL CONNECTION LEFT U65: HOLDING BRAKE DC 24 V | - | 0 | 0
1PH8166-1AF20-0BA1 |  | 1PH8166-1AF20-0BA1 | 1 | UN | 1 | 35 | X | D | N | N | 85015290 | 1 |  | 269 | KG | 6363.44 | 6363.44 | MC05 | MC05 | SIMOTICS M Compact induction motor 1500rpm, 52kW 331Nm, 116A, 332V 1750rpm, 61kW 333Nm, 116A, 381V 2000rpm, 68kW 325Nm, 116A, 426V water cooling Degree of protection IP65 W/O ENCODER with TEMPERAT. SENSOR KTY84-130 DESIGN IM B3 (IM V5, IM V6) PLAIN SHAFT WITHOUT FITTED KEY; BEARING: STANDARD WITH FIXED BEARING, VIBRATION SEVERITY GRADE R/A; SHAFT AND FLANGE ACCURACY: R TERMINAL BOX (ABOVE) CABLE ENTRY ON THE RIGHT SIGNAL CONNECTION D-END | - | 0 | 0
1PH8166-1AF20-0BB1 |  | 1PH8166-1AF20-0BB1 | 1 | UN | 1 | 35 | X | D | N | N | 85015290 | 1 |  | 269 | KG | 6363.44 | 6363.44 | MC05 | MC05 | SIMOTICS M Compact induction motor 1500rpm, 52kW 331Nm, 116A, 332V 1750rpm, 61kW 333Nm, 116A, 381V 2000rpm, 68kW 325Nm, 116A, 426V water cooling Degree of protection IP65 W/O ENCODER with TEMPERAT. SENSOR KTY84-130 DESIGN IM B3 (IM V5, IM V6) PLAIN SHAFT WITHOUT FITTED KEY; BEARING: STANDARD WITH FIXED BEARING, VIBRATION SEVERITY GRADE R/A; SHAFT AND FLANGE ACCURACY: R TERMINAL BOX (ABOVE) CABLE ENTRY ON THE LEFT SIGNAL CONNECTION D-END | - | 0 | 0
1PH8166-1AF20-0BC1 |  | 1PH8166-1AF20-0BC1 | 1 | UN | 1 | 35 | X | D | N | N | 85015290 | 1 |  | 269 | KG | 6363.44 | 6363.44 | MC05 | MC05 | SIMOTICS M Compact induction motor 1500rpm, 52kW 331Nm, 116A, 332V 1750rpm, 61kW 333Nm, 116A, 381V 2000rpm, 68kW 325Nm, 116A, 426V water cooling Degree of protection IP65 W/O ENCODER with TEMPERAT. SENSOR KTY84-130 DESIGN IM B3 (IM V5, IM V6) PLAIN SHAFT WITHOUT FITTED KEY; BEARING: STANDARD WITH FIXED BEARING, VIBRATION SEVERITY GRADE R/A; SHAFT AND FLANGE ACCURACY: R TERMINAL BOX (ABOVE) CABLE ENTRY ON THE ND-END SIGNAL CONNECTION LEFT | - | 0 | 0
1PH8166-1AF20-0CA1 |  | 1PH8166-1AF20-0CA1 | 1 | UN | 1 | 35 | X | D | N | N | 85015290 | 1 |  | 269 | KG | 6493.46 | 6493.46 | MC05 | MC05 | SIMOTICS M Compact induction motor 1500rpm, 52kW 331Nm, 116A, 332V 1750rpm, 61kW 333Nm, 116A, 381V 2000rpm, 68kW 325Nm, 116A, 426V water cooling Degree of protection IP65 W/O ENCODER with TEMPERAT. SENSOR KTY84-130 DESIGN IM B3 (IM V5, IM V6) PLAIN SHAFT WITHOUT FITTED KEY; BEARING: STANDARD WITH FIXED BEARING, VIBRATION SEVERITY GRADE S/A; SHAFT AND FLANGE ACCURACY: R TERMINAL BOX (ABOVE) CABLE ENTRY ON THE RIGHT SIGNAL CONNECTION D-END | - | 0 | 0
1PH8166-1AF20-0CB1 |  | 1PH8166-1AF20-0CB1 | 1 | UN | 1 | 35 | X | D | N | N | 85015290 | 1 |  | 269 | KG | 6493.46 | 6493.46 | MC05 | MC05 | SIMOTICS M Compact induction motor 1500rpm, 52kW 331Nm, 116A, 332V 1750rpm, 61kW 333Nm, 116A, 381V 2000rpm, 68kW 325Nm, 116A, 426V water cooling Degree of protection IP65 W/O ENCODER with TEMPERAT. SENSOR KTY84-130 DESIGN IM B3 (IM V5, IM V6) PLAIN SHAFT WITHOUT FITTED KEY; BEARING: STANDARD WITH FIXED BEARING, VIBRATION SEVERITY GRADE S/A; SHAFT AND FLANGE ACCURACY: R TERMINAL BOX (ABOVE) CABLE ENTRY ON THE LEFT SIGNAL CONNECTION D-END | - | 0 | 0
1PH8166-1AF20-0CC1 |  | 1PH8166-1AF20-0CC1 | 1 | UN | 1 | 35 | X | D | N | N | 85015290 | 1 |  | 269 | KG | 6493.46 | 6493.46 | MC05 | MC05 | SIMOTICS M Compact induction motor 1500rpm, 52kW 331Nm, 116A, 332V 1750rpm, 61kW 333Nm, 116A, 381V 2000rpm, 68kW 325Nm, 116A, 426V water cooling Degree of protection IP65 W/O ENCODER with TEMPERAT. SENSOR KTY84-130 DESIGN IM B3 (IM V5, IM V6) PLAIN SHAFT WITHOUT FITTED KEY; BEARING: STANDARD WITH FIXED BEARING, VIBRATION SEVERITY GRADE S/A; SHAFT AND FLANGE ACCURACY: R TERMINAL BOX (ABOVE) CABLE ENTRY ON THE ND-END SIGNAL CONNECTION LEFT | - | 0 | 0
1PH8166-1AF20-2BA1 |  | 1PH8166-1AF20-2BA1 | 1 | UN | 1 | 35 | X | D | N | N | 85015290 | 1 |  | 269 | KG | 6493.49 | 6493.49 | MC05 | MC05 | SIMOTICS M Compact induction motor 1500rpm, 52kW 331Nm, 116A, 332V 1750rpm, 61kW 333Nm, 116A, 381V 2000rpm, 68kW 325Nm, 116A, 426V water cooling Degree of protection IP65 W/O ENCODER with TEMPERAT. SENSOR KTY84-130 DESIGN IM B3 (IM V5, IM V6) SHAFT WITH FITTED KEY HALF-KEY BALANCING BEARING: STANDARD WITH FIXED BEARING, VIBRATION SEVERITY GRADE R/A; SHAFT AND FLANGE ACCURACY: R TERMINAL BOX (ABOVE) CABLE ENTRY ON THE RIGHT SIGNAL CONNECTION D-END | - | 0 | 0
1PH8166-1AF20-2BB1 |  | 1PH8166-1AF20-2BB1 | 1 | UN | 1 | 35 | X | D | N | N | 85015290 | 1 |  | 269 | KG | 6493.49 | 6493.49 | MC05 | MC05 | SIMOTICS M Compact induction motor 1500rpm, 52kW 331Nm, 116A, 332V 1750rpm, 61kW 333Nm, 116A, 381V 2000rpm, 68kW 325Nm, 116A, 426V water cooling Degree of protection IP65 W/O ENCODER with TEMPERAT. SENSOR KTY84-130 DESIGN IM B3 (IM V5, IM V6) SHAFT WITH FITTED KEY HALF-KEY BALANCING BEARING: STANDARD WITH FIXED BEARING, VIBRATION SEVERITY GRADE R/A; SHAFT AND FLANGE ACCURACY: R TERMINAL BOX (ABOVE) CABLE ENTRY ON THE LEFT SIGNAL CONNECTION D-END | - | 0 | 0
1PH8166-1AF20-2BC1 |  | 1PH8166-1AF20-2BC1 | 1 | UN | 1 | 35 | X | D | N | N | 85015290 | 1 |  | 269 | KG | 6493.49 | 6493.49 | MC05 | MC05 | SIMOTICS M Compact induction motor 1500rpm, 52kW 331Nm, 116A, 332V 1750rpm, 61kW 333Nm, 116A, 381V 2000rpm, 68kW 325Nm, 116A, 426V water cooling Degree of protection IP65 W/O ENCODER with TEMPERAT. SENSOR KTY84-130 DESIGN IM B3 (IM V5, IM V6) SHAFT WITH FITTED KEY HALF-KEY BALANCING BEARING: STANDARD WITH FIXED BEARING, VIBRATION SEVERITY GRADE R/A; SHAFT AND FLANGE ACCURACY: R TERMINAL BOX (ABOVE) CABLE ENTRY ON THE ND-END SIGNAL CONNECTION LEFT | - | 0 | 0
1PH8166-1AF20-2CA1 |  | 1PH8166-1AF20-2CA1 | 1 | UN | 1 | 35 | X | D | N | N | 85015290 | 1 |  | 269 | KG | 6623.51 | 6623.51 | MC05 | MC05 | SIMOTICS M Compact induction motor 1500rpm, 52kW 331Nm, 116A, 332V 1750rpm, 61kW 333Nm, 116A, 381V 2000rpm, 68kW 325Nm, 116A, 426V water cooling Degree of protection IP65 W/O ENCODER with TEMPERAT. SENSOR KTY84-130 DESIGN IM B3 (IM V5, IM V6) SHAFT WITH FITTED KEY HALF-KEY BALANCING BEARING: STANDARD WITH FIXED BEARING, VIBRATION SEVERITY GRADE S/A; SHAFT AND FLANGE ACCURACY: R TERMINAL BOX (ABOVE) CABLE ENTRY ON THE RIGHT SIGNAL CONNECTION D-END | - | 0 | 0
1PH8166-1AF20-2CB1 |  | 1PH8166-1AF20-2CB1 | 1 | UN | 1 | 35 | X | D | N | N | 85015290 | 1 |  | 269 | KG | 6623.51 | 6623.51 | MC05 | MC05 | SIMOTICS M Compact induction motor 1500rpm, 52kW 331Nm, 116A, 332V 1750rpm, 61kW 333Nm, 116A, 381V 2000rpm, 68kW 325Nm, 116A, 426V water cooling Degree of protection IP65 W/O ENCODER with TEMPERAT. SENSOR KTY84-130 DESIGN IM B3 (IM V5, IM V6) SHAFT WITH FITTED KEY HALF-KEY BALANCING BEARING: STANDARD WITH FIXED BEARING, VIBRATION SEVERITY GRADE S/A; SHAFT AND FLANGE ACCURACY: R TERMINAL BOX (ABOVE) CABLE ENTRY ON THE LEFT SIGNAL CONNECTION D-END | - | 0 | 0
1PH8166-1AF20-2CC1 |  | 1PH8166-1AF20-2CC1 | 1 | UN | 1 | 35 | X | D | N | N | 85015290 | 1 |  | 269 | KG | 6623.51 | 6623.51 | MC05 | MC05 | SIMOTICS M Compact induction motor 1500rpm, 52kW 331Nm, 116A, 332V 1750rpm, 61kW 333Nm, 116A, 381V 2000rpm, 68kW 325Nm, 116A, 426V water cooling Degree of protection IP65 W/O ENCODER with TEMPERAT. SENSOR KTY84-130 DESIGN IM B3 (IM V5, IM V6) SHAFT WITH FITTED KEY HALF-KEY BALANCING BEARING: STANDARD WITH FIXED BEARING, VIBRATION SEVERITY GRADE S/A; SHAFT AND FLANGE ACCURACY: R TERMINAL BOX (ABOVE) CABLE ENTRY ON THE ND-END SIGNAL CONNECTION LEFT | - | 0 | 0
1PH8166-1AF22-0BA1 |  | 1PH8166-1AF22-0BA1 | 1 | UN | 1 | 35 | X | D | N | N | 85015290 | 1 |  | 269 | KG | 6796.94 | 6796.94 | MC05 | MC05 | SIMOTICS M Compact induction motor 1500rpm, 52kW 331Nm, 116A, 332V 1750rpm, 61kW 333Nm, 116A, 381V 2000rpm, 68kW 325Nm, 116A, 426V water cooling Degree of protection IP65 W/O ENCODER with TEMPERAT. SENSOR KTY84-130 DESIGN IM B5 (IMV 1,IM V3) PLAIN SHAFT WITHOUT FITTED KEY; BEARING: STANDARD WITH FIXED BEARING, VIBRATION SEVERITY GRADE R/A; SHAFT AND FLANGE ACCURACY: R TERMINAL BOX (ABOVE) CABLE ENTRY ON THE RIGHT SIGNAL CONNECTION D-END | - | 0 | 0
1PH8166-1AF22-0BB1 |  | 1PH8166-1AF22-0BB1 | 1 | UN | 1 | 35 | X | D | N | N | 85015290 | 1 |  | 269 | KG | 6796.94 | 6796.94 | MC05 | MC05 | SIMOTICS M Compact induction motor 1500rpm, 52kW 331Nm, 116A, 332V 1750rpm, 61kW 333Nm, 116A, 381V 2000rpm, 68kW 325Nm, 116A, 426V water cooling Degree of protection IP65 W/O ENCODER with TEMPERAT. SENSOR KTY84-130 DESIGN IM B5 (IMV 1,IM V3) PLAIN SHAFT WITHOUT FITTED KEY; BEARING: STANDARD WITH FIXED BEARING, VIBRATION SEVERITY GRADE R/A; SHAFT AND FLANGE ACCURACY: R TERMINAL BOX (ABOVE) CABLE ENTRY ON THE LEFT SIGNAL CONNECTION D-END | - | 0 | 0
1PH8166-1AF22-0BC1 |  | 1PH8166-1AF22-0BC1 | 1 | UN | 1 | 35 | X | D | N | N | 85015290 | 1 |  | 269 | KG | 6796.94 | 6796.94 | MC05 | MC05 | SIMOTICS M Compact induction motor 1500rpm, 52kW 331Nm, 116A, 332V 1750rpm, 61kW 333Nm, 116A, 381V 2000rpm, 68kW 325Nm, 116A, 426V water cooling Degree of protection IP65 W/O ENCODER with TEMPERAT. SENSOR KTY84-130 DESIGN IM B5 (IMV 1,IM V3) PLAIN SHAFT WITHOUT FITTED KEY; BEARING: STANDARD WITH FIXED BEARING, VIBRATION SEVERITY GRADE R/A; SHAFT AND FLANGE ACCURACY: R TERMINAL BOX (ABOVE) CABLE ENTRY ON THE ND-END SIGNAL CONNECTION LEFT | - | 0 | 0
1PH8166-1AF22-0CA1 |  | 1PH8166-1AF22-0CA1 | 1 | UN | 1 | 35 | X | D | N | N | 85015290 | 1 |  | 269 | KG | 6926.96 | 6926.96 | MC05 | MC05 | SIMOTICS M Compact induction motor 1500rpm, 52kW 331Nm, 116A, 332V 1750rpm, 61kW 333Nm, 116A, 381V 2000rpm, 68kW 325Nm, 116A, 426V water cooling Degree of protection IP65 W/O ENCODER with TEMPERAT. SENSOR KTY84-130 DESIGN IM B5 (IMV 1,IM V3) PLAIN SHAFT WITHOUT FITTED KEY; BEARING: STANDARD WITH FIXED BEARING, VIBRATION SEVERITY GRADE S/A; SHAFT AND FLANGE ACCURACY: R TERMINAL BOX (ABOVE) CABLE ENTRY ON THE RIGHT SIGNAL CONNECTION D-END | - | 0 | 0
1PH8166-1AF22-0CB1 |  | 1PH8166-1AF22-0CB1 | 1 | UN | 1 | 35 | X | D | N | N | 85015290 | 1 |  | 269 | KG | 6926.96 | 6926.96 | MC05 | MC05 | SIMOTICS M Compact induction motor 1500rpm, 52kW 331Nm, 116A, 332V 1750rpm, 61kW 333Nm, 116A, 381V 2000rpm, 68kW 325Nm, 116A, 426V water cooling Degree of protection IP65 W/O ENCODER with TEMPERAT. SENSOR KTY84-130 DESIGN IM B5 (IMV 1,IM V3) PLAIN SHAFT WITHOUT FITTED KEY; BEARING: STANDARD WITH FIXED BEARING, VIBRATION SEVERITY GRADE S/A; SHAFT AND FLANGE ACCURACY: R TERMINAL BOX (ABOVE) CABLE ENTRY ON THE LEFT SIGNAL CONNECTION D-END | - | 0 | 0
1PH8166-1AF22-0CC1 |  | 1PH8166-1AF22-0CC1 | 1 | UN | 1 | 35 | X | D | N | N | 85015290 | 1 |  | 269 | KG | 6926.96 | 6926.96 | MC05 | MC05 | SIMOTICS M Compact induction motor 1500rpm, 52kW 331Nm, 116A, 332V 1750rpm, 61kW 333Nm, 116A, 381V 2000rpm, 68kW 325Nm, 116A, 426V water cooling Degree of protection IP65 W/O ENCODER with TEMPERAT. SENSOR KTY84-130 DESIGN IM B5 (IMV 1,IM V3) PLAIN SHAFT WITHOUT FITTED KEY; BEARING: STANDARD WITH FIXED BEARING, VIBRATION SEVERITY GRADE S/A; SHAFT AND FLANGE ACCURACY: R TERMINAL BOX (ABOVE) CABLE ENTRY ON THE ND-END SIGNAL CONNECTION LEFT | - | 0 | 0
1PH8166-1AF22-2BA1 |  | 1PH8166-1AF22-2BA1 | 1 | UN | 1 | 35 | X | D | N | N | 85015290 | 1 |  | 269 | KG | 6926.99 | 6926.99 | MC05 | MC05 | SIMOTICS M Compact induction motor 1500rpm, 52kW 331Nm, 116A, 332V 1750rpm, 61kW 333Nm, 116A, 381V 2000rpm, 68kW 325Nm, 116A, 426V water cooling Degree of protection IP65 W/O ENCODER with TEMPERAT. SENSOR KTY84-130 DESIGN IM B5 (IMV 1,IM V3) SHAFT WITH FITTED KEY HALF-KEY BALANCING BEARING: STANDARD WITH FIXED BEARING, VIBRATION SEVERITY GRADE R/A; SHAFT AND FLANGE ACCURACY: R TERMINAL BOX (ABOVE) CABLE ENTRY ON THE RIGHT SIGNAL CONNECTION D-END | - | 0 | 0
1PH8166-1AF22-2BB1 |  | 1PH8166-1AF22-2BB1 | 1 | UN | 1 | 35 | X | D | N | N | 85015290 | 1 |  | 269 | KG | 6926.99 | 6926.99 | MC05 | MC05 | SIMOTICS M Compact induction motor 1500rpm, 52kW 331Nm, 116A, 332V 1750rpm, 61kW 333Nm, 116A, 381V 2000rpm, 68kW 325Nm, 116A, 426V water cooling Degree of protection IP65 W/O ENCODER with TEMPERAT. SENSOR KTY84-130 DESIGN IM B5 (IMV 1,IM V3) SHAFT WITH FITTED KEY HALF-KEY BALANCING BEARING: STANDARD WITH FIXED BEARING, VIBRATION SEVERITY GRADE R/A; SHAFT AND FLANGE ACCURACY: R TERMINAL BOX (ABOVE) CABLE ENTRY ON THE LEFT SIGNAL CONNECTION D-END | - | 0 | 0
1PH8166-1AF22-2BC1 |  | 1PH8166-1AF22-2BC1 | 1 | UN | 1 | 35 | X | D | N | N | 85015290 | 1 |  | 269 | KG | 6926.99 | 6926.99 | MC05 | MC05 | SIMOTICS M Compact induction motor 1500rpm, 52kW 331Nm, 116A, 332V 1750rpm, 61kW 333Nm, 116A, 381V 2000rpm, 68kW 325Nm, 116A, 426V water cooling Degree of protection IP65 W/O ENCODER with TEMPERAT. SENSOR KTY84-130 DESIGN IM B5 (IMV 1,IM V3) SHAFT WITH FITTED KEY HALF-KEY BALANCING BEARING: STANDARD WITH FIXED BEARING, VIBRATION SEVERITY GRADE R/A; SHAFT AND FLANGE ACCURACY: R TERMINAL BOX (ABOVE) CABLE ENTRY ON THE ND-END SIGNAL CONNECTION LEFT | - | 0 | 0
1PH8166-1AF22-2CA1 |  | 1PH8166-1AF22-2CA1 | 1 | UN | 1 | 35 | X | D | N | N | 85015290 | 1 |  | 269 | KG | 7057.01 | 7057.01 | MC05 | MC05 | SIMOTICS M Compact induction motor 1500rpm, 52kW 331Nm, 116A, 332V 1750rpm, 61kW 333Nm, 116A, 381V 2000rpm, 68kW 325Nm, 116A, 426V water cooling Degree of protection IP65 W/O ENCODER with TEMPERAT. SENSOR KTY84-130 DESIGN IM B5 (IMV 1,IM V3) SHAFT WITH FITTED KEY HALF-KEY BALANCING BEARING: STANDARD WITH FIXED BEARING, VIBRATION SEVERITY GRADE S/A; SHAFT AND FLANGE ACCURACY: R TERMINAL BOX (ABOVE) CABLE ENTRY ON THE RIGHT SIGNAL CONNECTION D-END | - | 0 | 0
1PH8166-1AF22-2CB1 |  | 1PH8166-1AF22-2CB1 | 1 | UN | 1 | 35 | X | D | N | N | 85015290 | 1 |  | 269 | KG | 7057.01 | 7057.01 | MC05 | MC05 | SIMOTICS M Compact induction motor 1500rpm, 52kW 331Nm, 116A, 332V 1750rpm, 61kW 333Nm, 116A, 381V 2000rpm, 68kW 325Nm, 116A, 426V water cooling Degree of protection IP65 W/O ENCODER with TEMPERAT. SENSOR KTY84-130 DESIGN IM B5 (IMV 1,IM V3) SHAFT WITH FITTED KEY HALF-KEY BALANCING BEARING: STANDARD WITH FIXED BEARING, VIBRATION SEVERITY GRADE S/A; SHAFT AND FLANGE ACCURACY: R TERMINAL BOX (ABOVE) CABLE ENTRY ON THE LEFT SIGNAL CONNECTION D-END | - | 0 | 0
1PH8166-1AF22-2CC1 |  | 1PH8166-1AF22-2CC1 | 1 | UN | 1 | 35 | X | D | N | N | 85015290 | 1 |  | 269 | KG | 7057.01 | 7057.01 | MC05 | MC05 | SIMOTICS M Compact induction motor 1500rpm, 52kW 331Nm, 116A, 332V 1750rpm, 61kW 333Nm, 116A, 381V 2000rpm, 68kW 325Nm, 116A, 426V water cooling Degree of protection IP65 W/O ENCODER with TEMPERAT. SENSOR KTY84-130 DESIGN IM B5 (IMV 1,IM V3) SHAFT WITH FITTED KEY HALF-KEY BALANCING BEARING: STANDARD WITH FIXED BEARING, VIBRATION SEVERITY GRADE S/A; SHAFT AND FLANGE ACCURACY: R TERMINAL BOX (ABOVE) CABLE ENTRY ON THE ND-END SIGNAL CONNECTION LEFT | - | 0 | 0
1PH8166-1AF23-0BA1 |  | 1PH8166-1AF23-0BA1 | 1 | UN | 1 | 35 | X | D | N | N | 85015290 | 1 |  | 269 | KG | 6796.94 | 6796.94 | MC05 | MC05 | SIMOTICS M Compact induction motor 1500rpm, 52kW 331Nm, 116A, 332V 1750rpm, 61kW 333Nm, 116A, 381V 2000rpm, 68kW 325Nm, 116A, 426V water cooling Degree of protection IP65 W/O ENCODER with TEMPERAT. SENSOR KTY84-130 Design IM B35 (IM V15, (IM V35) PLAIN SHAFT WITHOUT FITTED KEY; BEARING: STANDARD WITH FIXED BEARING, VIBRATION SEVERITY GRADE R/A; SHAFT AND FLANGE ACCURACY: R TERMINAL BOX (ABOVE) CABLE ENTRY ON THE RIGHT SIGNAL CONNECTION D-END | - | 0 | 0
1PH8166-1AF23-0BB1 |  | 1PH8166-1AF23-0BB1 | 1 | UN | 1 | 35 | X | D | N | N | 85015290 | 1 |  | 269 | KG | 6796.94 | 6796.94 | MC05 | MC05 | SIMOTICS M Compact induction motor 1500rpm, 52kW 331Nm, 116A, 332V 1750rpm, 61kW 333Nm, 116A, 381V 2000rpm, 68kW 325Nm, 116A, 426V water cooling Degree of protection IP65 W/O ENCODER with TEMPERAT. SENSOR KTY84-130 Design IM B35 (IM V15, (IM V35) PLAIN SHAFT WITHOUT FITTED KEY; BEARING: STANDARD WITH FIXED BEARING, VIBRATION SEVERITY GRADE R/A; SHAFT AND FLANGE ACCURACY: R TERMINAL BOX (ABOVE) CABLE ENTRY ON THE LEFT SIGNAL CONNECTION D-END | - | 0 | 0
1PH8166-1AF23-0BC1 |  | 1PH8166-1AF23-0BC1 | 1 | UN | 1 | 35 | X | D | N | N | 85015290 | 1 |  | 269 | KG | 6796.94 | 6796.94 | MC05 | MC05 | SIMOTICS M Compact induction motor 1500rpm, 52kW 331Nm, 116A, 332V 1750rpm, 61kW 333Nm, 116A, 381V 2000rpm, 68kW 325Nm, 116A, 426V water cooling Degree of protection IP65 W/O ENCODER with TEMPERAT. SENSOR KTY84-130 Design IM B35 (IM V15, (IM V35) PLAIN SHAFT WITHOUT FITTED KEY; BEARING: STANDARD WITH FIXED BEARING, VIBRATION SEVERITY GRADE R/A; SHAFT AND FLANGE ACCURACY: R TERMINAL BOX (ABOVE) CABLE ENTRY ON THE ND-END SIGNAL CONNECTION LEFT | - | 0 | 0
1PH8166-1AF23-0CA1 |  | 1PH8166-1AF23-0CA1 | 1 | UN | 1 | 35 | X | D | N | N | 85015290 | 1 |  | 269 | KG | 6926.96 | 6926.96 | MC05 | MC05 | SIMOTICS M Compact induction motor 1500rpm, 52kW 331Nm, 116A, 332V 1750rpm, 61kW 333Nm, 116A, 381V 2000rpm, 68kW 325Nm, 116A, 426V water cooling Degree of protection IP65 W/O ENCODER with TEMPERAT. SENSOR KTY84-130 Design IM B35 (IM V15, (IM V35) PLAIN SHAFT WITHOUT FITTED KEY; BEARING: STANDARD WITH FIXED BEARING, VIBRATION SEVERITY GRADE S/A; SHAFT AND FLANGE ACCURACY: R TERMINAL BOX (ABOVE) CABLE ENTRY ON THE RIGHT SIGNAL CONNECTION D-END | - | 0 | 0
1PH8166-1AF23-0CB1 |  | 1PH8166-1AF23-0CB1 | 1 | UN | 1 | 35 | X | D | N | N | 85015290 | 1 |  | 269 | KG | 6926.96 | 6926.96 | MC05 | MC05 | SIMOTICS M Compact induction motor 1500rpm, 52kW 331Nm, 116A, 332V 1750rpm, 61kW 333Nm, 116A, 381V 2000rpm, 68kW 325Nm, 116A, 426V water cooling Degree of protection IP65 W/O ENCODER with TEMPERAT. SENSOR KTY84-130 Design IM B35 (IM V15, (IM V35) PLAIN SHAFT WITHOUT FITTED KEY; BEARING: STANDARD WITH FIXED BEARING, VIBRATION SEVERITY GRADE S/A; SHAFT AND FLANGE ACCURACY: R TERMINAL BOX (ABOVE) CABLE ENTRY ON THE LEFT SIGNAL CONNECTION D-END | - | 0 | 0
1PH8166-1AF23-0CC1 |  | 1PH8166-1AF23-0CC1 | 1 | UN | 1 | 35 | X | D | N | N | 85015290 | 1 |  | 269 | KG | 6926.96 | 6926.96 | MC05 | MC05 | SIMOTICS M Compact induction motor 1500rpm, 52kW 331Nm, 116A, 332V 1750rpm, 61kW 333Nm, 116A, 381V 2000rpm, 68kW 325Nm, 116A, 426V water cooling Degree of protection IP65 W/O ENCODER with TEMPERAT. SENSOR KTY84-130 Design IM B35 (IM V15, (IM V35) PLAIN SHAFT WITHOUT FITTED KEY; BEARING: STANDARD WITH FIXED BEARING, VIBRATION SEVERITY GRADE S/A; SHAFT AND FLANGE ACCURACY: R TERMINAL BOX (ABOVE) CABLE ENTRY ON THE ND-END SIGNAL CONNECTION LEFT | - | 0 | 0
1PH8166-1AF23-1LA1 |  | 1PH8166-1AF23-1LA1 | 1 | UN | 1 | 35 | X | D | N | N | 85015290 | 1 |  | 269 | KG | 7365.66 | 7365.66 | MC05 | MC05 | SIMOTICS M Compact induction motor 1500rpm, 52kW 331Nm, 116A, 332V 1750rpm, 61kW 333Nm, 116A, 381V 2000rpm, 68kW 325Nm, 116A, 426V water cooling Degree of protection IP65 W/O ENCODER with TEMPERAT. SENSOR KTY84-130 Design IM B35 (IM V15, (IM V35) SHAFT WITH FITTED KEY FULL-KEY BALANCING BEARING: PERFORMANCE, VIBRATION SEVERITY GRADE SPECIAL/B; SHAFT A. FLANGE ACCURACY GR. SPECIAL TERMINAL BOX (ABOVE) CABLE ENTRY ON THE RIGHT SIGNAL CONNECTION D-END | - | 0 | 0
1PH8166-1AF23-2BA1 |  | 1PH8166-1AF23-2BA1 | 1 | UN | 1 | 35 | X | D | N | N | 85015290 | 1 |  | 269 | KG | 6926.99 | 6926.99 | MC05 | MC05 | SIMOTICS M Compact induction motor 1500rpm, 52kW 331Nm, 116A, 332V 1750rpm, 61kW 333Nm, 116A, 381V 2000rpm, 68kW 325Nm, 116A, 426V water cooling Degree of protection IP65 W/O ENCODER with TEMPERAT. SENSOR KTY84-130 Design IM B35 (IM V15, (IM V35) SHAFT WITH FITTED KEY HALF-KEY BALANCING BEARING: STANDARD WITH FIXED BEARING, VIBRATION SEVERITY GRADE R/A; SHAFT AND FLANGE ACCURACY: R TERMINAL BOX (ABOVE) CABLE ENTRY ON THE RIGHT SIGNAL CONNECTION D-END | - | 0 | 0
1PH8166-1AF23-2BB1 |  | 1PH8166-1AF23-2BB1 | 1 | UN | 1 | 35 | X | D | N | N | 85015290 | 1 |  | 269 | KG | 6926.99 | 6926.99 | MC05 | MC05 | SIMOTICS M Compact induction motor 1500rpm, 52kW 331Nm, 116A, 332V 1750rpm, 61kW 333Nm, 116A, 381V 2000rpm, 68kW 325Nm, 116A, 426V water cooling Degree of protection IP65 W/O ENCODER with TEMPERAT. SENSOR KTY84-130 Design IM B35 (IM V15, (IM V35) SHAFT WITH FITTED KEY HALF-KEY BALANCING BEARING: STANDARD WITH FIXED BEARING, VIBRATION SEVERITY GRADE R/A; SHAFT AND FLANGE ACCURACY: R TERMINAL BOX (ABOVE) CABLE ENTRY ON THE LEFT SIGNAL CONNECTION D-END | - | 0 | 0
1PH8166-1AF23-2BC1 |  | 1PH8166-1AF23-2BC1 | 1 | UN | 1 | 35 | X | D | N | N | 85015290 | 1 |  | 269 | KG | 6926.99 | 6926.99 | MC05 | MC05 | SIMOTICS M Compact induction motor 1500rpm, 52kW 331Nm, 116A, 332V 1750rpm, 61kW 333Nm, 116A, 381V 2000rpm, 68kW 325Nm, 116A, 426V water cooling Degree of protection IP65 W/O ENCODER with TEMPERAT. SENSOR KTY84-130 Design IM B35 (IM V15, (IM V35) SHAFT WITH FITTED KEY HALF-KEY BALANCING BEARING: STANDARD WITH FIXED BEARING, VIBRATION SEVERITY GRADE R/A; SHAFT AND FLANGE ACCURACY: R TERMINAL BOX (ABOVE) CABLE ENTRY ON THE ND-END SIGNAL CONNECTION LEFT | - | 0 | 0
1PH8166-1AF23-2CA1 |  | 1PH8166-1AF23-2CA1 | 1 | UN | 1 | 35 | X | D | N | N | 85015290 | 1 |  | 269 | KG | 7057.01 | 7057.01 | MC05 | MC05 | SIMOTICS M Compact induction motor 1500rpm, 52kW 331Nm, 116A, 332V 1750rpm, 61kW 333Nm, 116A, 381V 2000rpm, 68kW 325Nm, 116A, 426V water cooling Degree of protection IP65 W/O ENCODER with TEMPERAT. SENSOR KTY84-130 Design IM B35 (IM V15, (IM V35) SHAFT WITH FITTED KEY HALF-KEY BALANCING BEARING: STANDARD WITH FIXED BEARING, VIBRATION SEVERITY GRADE S/A; SHAFT AND FLANGE ACCURACY: R TERMINAL BOX (ABOVE) CABLE ENTRY ON THE RIGHT SIGNAL CONNECTION D-END | - | 0 | 0
1PH8166-1AF23-2CB1 |  | 1PH8166-1AF23-2CB1 | 1 | UN | 1 | 35 | X | D | N | N | 85015290 | 1 |  | 269 | KG | 7057.01 | 7057.01 | MC05 | MC05 | SIMOTICS M Compact induction motor 1500rpm, 52kW 331Nm, 116A, 332V 1750rpm, 61kW 333Nm, 116A, 381V 2000rpm, 68kW 325Nm, 116A, 426V water cooling Degree of protection IP65 W/O ENCODER with TEMPERAT. SENSOR KTY84-130 Design IM B35 (IM V15, (IM V35) SHAFT WITH FITTED KEY HALF-KEY BALANCING BEARING: STANDARD WITH FIXED BEARING, VIBRATION SEVERITY GRADE S/A; SHAFT AND FLANGE ACCURACY: R TERMINAL BOX (ABOVE) CABLE ENTRY ON THE LEFT SIGNAL CONNECTION D-END | - | 0 | 0
1PH8166-1AF23-2CC1 |  | 1PH8166-1AF23-2CC1 | 1 | UN | 1 | 35 | X | D | N | N | 85015290 | 1 |  | 269 | KG | 7057.01 | 7057.01 | MC05 | MC05 | SIMOTICS M Compact induction motor 1500rpm, 52kW 331Nm, 116A, 332V 1750rpm, 61kW 333Nm, 116A, 381V 2000rpm, 68kW 325Nm, 116A, 426V water cooling Degree of protection IP65 W/O ENCODER with TEMPERAT. SENSOR KTY84-130 Design IM B35 (IM V15, (IM V35) SHAFT WITH FITTED KEY HALF-KEY BALANCING BEARING: STANDARD WITH FIXED BEARING, VIBRATION SEVERITY GRADE S/A; SHAFT AND FLANGE ACCURACY: R TERMINAL BOX (ABOVE) CABLE ENTRY ON THE ND-END SIGNAL CONNECTION LEFT | - | 0 | 0
1PH8166-1CF23-3MA1-Z | A25R10V02 | 1PH8166-1CF23-3MA1-ZA25R10V02 | 1 | UN | 1 | 35 | X | D | N | N | 85015290 | 1 |  | 267 | KG | 11917.54 | 11917.54 | MC05 | MC05 | SIMOTICS M Compact induction motor 1500rpm, 46 kW 293Nm, 104A, 330V 1750rpm, 53kW 289Nm, 104A, 374V 2000rpm, 60kW 287Nm, 103A, 426V Water cooling Motor customer-spec. Offer number SMR-22-2013 A25: Additional temperature sensor KTY 84 V02: Mechanical design Customer-specific R10: encoder version Customer-specific | - | 0 | 7
1PH8166-1DG23-1CC1 |  | 1PH8166-1DG23-1CC1 | 1 | UN | 1 | 35 | X | D | N | N | 85015290 | 1 |  | 269 | KG | 7992.78 | 7992.78 | MC05 | MC05 | SIMOTICS M Compact induction motor 2000rpm, 64kW 306Nm, 125 A, 376V 2300rpm, 72kW 299Nm, 124A, 420V 2650rpm, 83kW 299Nm, 125 A, 460 V water cooling Degree of protection IP65 Incremental encoder 22-bit with commutation position (encoder IC22DQ) with DRIVE-CLiQ interface Design IM B35 (IM V15, (IM V35) SHAFT WITH FITTED KEY FULL-KEY BALANCING BEARING: STANDARD WITH FIXED BEARING, VIBRATION SEVERITY GRADE S/A; SHAFT AND FLANGE ACCURACY: R TERMINAL BOX (ABOVE) CABLE ENTRY ON THE ND-END SIGNAL CONNECTION LEFT | - | 0 | 0
1PH8166-1FF20-1BA1 |  | 1PH8166-1FF20-1BA1 | 1 | UN | 1 | 35 | X | D | N | N | 85015290 | 1 |  | 269 | KG | 8036.16 | 8036.16 | MC05 | MC05 | SIMOTICS M Compact induction motor 1500rpm, 52kW 331Nm, 116A, 332V 1750rpm, 61kW 333Nm, 116A, 381V 2000rpm, 68kW 325Nm, 116A, 426V water cooling Degree of protection IP65 Absolute encoder 22-bit Single-turn and 12-bit multi-turn (encoder AM22DQ) with DRIVE-CLiQ interface DESIGN IM B3 (IM V5, IM V6) SHAFT WITH FITTED KEY FULL-KEY BALANCING BEARING: STANDARD WITH FIXED BEARING, VIBRATION SEVERITY GRADE R/A; SHAFT AND FLANGE ACCURACY: R TERMINAL BOX (ABOVE) CABLE ENTRY ON THE RIGHT SIGNAL CONNECTION D-END | - | 0 | 0
1PH8166-1FF22-1BA1 |  | 1PH8166-1FF22-1BA1 | 1 | UN | 1 | 35 | X | D | N | N | 85015290 | 1 |  | 269 | KG | 8469.66 | 8469.66 | MC05 | MC05 | SIMOTICS M Compact induction motor 1500rpm, 52kW 331Nm, 116A, 332V 1750rpm, 61kW 333Nm, 116A, 381V 2000rpm, 68kW 325Nm, 116A, 426V water cooling Degree of protection IP65 Absolute encoder 22-bit Single-turn and 12-bit multi-turn (encoder AM22DQ) with DRIVE-CLiQ interface DESIGN IM B5 (IMV 1,IM V3) SHAFT WITH FITTED KEY FULL-KEY BALANCING BEARING: STANDARD WITH FIXED BEARING, VIBRATION SEVERITY GRADE R/A; SHAFT AND FLANGE ACCURACY: R TERMINAL BOX (ABOVE) CABLE ENTRY ON THE RIGHT SIGNAL CONNECTION D-END | - | 0 | 0
1PH8166-1FG22-0ZA1-Z | P1AQ19Q59Y84 | 1PH8166-1FG22-0ZA1-ZP1AQ19Q59Y84 | 1 | UN | 1 | 35 | X | D | N | N | 85015290 | 1 |  | 269 | KG | 10200.53 | 10200.53 | MC05 | MC05 | SIMOTICS M Compact induction motor 2000rpm, 64kW 306Nm, 125 A, 376V 2300rpm, 72kW 299Nm, 124A, 420V 2650rpm, 83kW 299Nm, 125 A, 460 V water cooling Degree of protection IP65 Motor customer-spec. EWN: 7023756 P1A: Special bearings Q19: Special spray protection Q59: interface lifting equipment BS Y84: Customer text | - | 0 | 0
1PH8166-1FG22-0ZA1-Z | P1AQ59V19Y84 | 1PH8166-1FG22-0ZA1-ZP1AQ59V19Y84 | 1 | UN | 1 | 35 | X | D | N | N | 85015290 | 1 |  | 269 | KG | 10369.03 | 10369.03 | MC05 | MC05 | SIMOTICS M Compact induction motor 2000rpm, 64kW 306Nm, 125 A, 376V 2300rpm, 72kW 299Nm, 124A, 420V 2650rpm, 83kW 299Nm, 125 A, 460 V water cooling Degree of protection IP65 Motor customer-spec. EWN: 7023756 P1A: Special bearings V19: Special shaft extension Q59: interface lifting equipment BS Y84: Customer text | - | 0 | 0
1PH8166-1HF20-0BA1 |  | 1PH8166-1HF20-0BA1 | 1 | UN | 1 | 35 | X | D | N | N | 85015290 | 1 |  | 269 | KG | 6627.72 | 6627.72 | MC05 | MC05 | SIMOTICS M Compact induction motor 1500rpm, 52kW 331Nm, 116A, 332V 1750rpm, 61kW 333Nm, 116A, 381V 2000rpm, 68kW 325Nm, 116A, 426V water cooling Degree of protection IP65 INCREMENT. ENCODER HTL 1024 S/R (ENCODER HTL1024S/R) with TEMPERAT. SENSOR KTY84-130 DESIGN IM B3 (IM V5, IM V6) PLAIN SHAFT WITHOUT FITTED KEY; BEARING: STANDARD WITH FIXED BEARING, VIBRATION SEVERITY GRADE R/A; SHAFT AND FLANGE ACCURACY: R TERMINAL BOX (ABOVE) CABLE ENTRY ON THE RIGHT SIGNAL CONNECTION D-END | - | 0 | 0
1PH8166-1HF20-0BB1 |  | 1PH8166-1HF20-0BB1 | 1 | UN | 1 | 35 | X | D | N | N | 85015290 | 1 |  | 269 | KG | 6627.72 | 6627.72 | MC05 | MC05 | SIMOTICS M Compact induction motor 1500rpm, 52kW 331Nm, 116A, 332V 1750rpm, 61kW 333Nm, 116A, 381V 2000rpm, 68kW 325Nm, 116A, 426V water cooling Degree of protection IP65 INCREMENT. ENCODER HTL 1024 S/R (ENCODER HTL1024S/R) with TEMPERAT. SENSOR KTY84-130 DESIGN IM B3 (IM V5, IM V6) PLAIN SHAFT WITHOUT FITTED KEY; BEARING: STANDARD WITH FIXED BEARING, VIBRATION SEVERITY GRADE R/A; SHAFT AND FLANGE ACCURACY: R TERMINAL BOX (ABOVE) CABLE ENTRY ON THE LEFT SIGNAL CONNECTION D-END | - | 0 | 0
1PH8166-1HF20-0BC1 |  | 1PH8166-1HF20-0BC1 | 1 | UN | 1 | 35 | X | D | N | N | 85015290 | 1 |  | 269 | KG | 6627.72 | 6627.72 | MC05 | MC05 | SIMOTICS M Compact induction motor 1500rpm, 52kW 331Nm, 116A, 332V 1750rpm, 61kW 333Nm, 116A, 381V 2000rpm, 68kW 325Nm, 116A, 426V water cooling Degree of protection IP65 INCREMENT. ENCODER HTL 1024 S/R (ENCODER HTL1024S/R) with TEMPERAT. SENSOR KTY84-130 DESIGN IM B3 (IM V5, IM V6) PLAIN SHAFT WITHOUT FITTED KEY; BEARING: STANDARD WITH FIXED BEARING, VIBRATION SEVERITY GRADE R/A; SHAFT AND FLANGE ACCURACY: R TERMINAL BOX (ABOVE) CABLE ENTRY ON THE ND-END SIGNAL CONNECTION LEFT | - | 0 | 0
1PH8166-1HF20-0CA1 |  | 1PH8166-1HF20-0CA1 | 1 | UN | 1 | 35 | X | D | N | N | 85015290 | 1 |  | 269 | KG | 6757.74 | 6757.74 | MC05 | MC05 | SIMOTICS M Compact induction motor 1500rpm, 52kW 331Nm, 116A, 332V 1750rpm, 61kW 333Nm, 116A, 381V 2000rpm, 68kW 325Nm, 116A, 426V water cooling Degree of protection IP65 INCREMENT. ENCODER HTL 1024 S/R (ENCODER HTL1024S/R) with TEMPERAT. SENSOR KTY84-130 DESIGN IM B3 (IM V5, IM V6) PLAIN SHAFT WITHOUT FITTED KEY; BEARING: STANDARD WITH FIXED BEARING, VIBRATION SEVERITY GRADE S/A; SHAFT AND FLANGE ACCURACY: R TERMINAL BOX (ABOVE) CABLE ENTRY ON THE RIGHT SIGNAL CONNECTION D-END | - | 0 | 0
1PH8166-1HF20-0CB1 |  | 1PH8166-1HF20-0CB1 | 1 | UN | 1 | 35 | X | D | N | N | 85015290 | 1 |  | 269 | KG | 6757.74 | 6757.74 | MC05 | MC05 | SIMOTICS M Compact induction motor 1500rpm, 52kW 331Nm, 116A, 332V 1750rpm, 61kW 333Nm, 116A, 381V 2000rpm, 68kW 325Nm, 116A, 426V water cooling Degree of protection IP65 INCREMENT. ENCODER HTL 1024 S/R (ENCODER HTL1024S/R) with TEMPERAT. SENSOR KTY84-130 DESIGN IM B3 (IM V5, IM V6) PLAIN SHAFT WITHOUT FITTED KEY; BEARING: STANDARD WITH FIXED BEARING, VIBRATION SEVERITY GRADE S/A; SHAFT AND FLANGE ACCURACY: R TERMINAL BOX (ABOVE) CABLE ENTRY ON THE LEFT SIGNAL CONNECTION D-END | - | 0 | 0
1PH8166-1HF20-0CC1 |  | 1PH8166-1HF20-0CC1 | 1 | UN | 1 | 35 | X | D | N | N | 85015290 | 1 |  | 269 | KG | 6757.74 | 6757.74 | MC05 | MC05 | SIMOTICS M Compact induction motor 1500rpm, 52kW 331Nm, 116A, 332V 1750rpm, 61kW 333Nm, 116A, 381V 2000rpm, 68kW 325Nm, 116A, 426V water cooling Degree of protection IP65 INCREMENT. ENCODER HTL 1024 S/R (ENCODER HTL1024S/R) with TEMPERAT. SENSOR KTY84-130 DESIGN IM B3 (IM V5, IM V6) PLAIN SHAFT WITHOUT FITTED KEY; BEARING: STANDARD WITH FIXED BEARING, VIBRATION SEVERITY GRADE S/A; SHAFT AND FLANGE ACCURACY: R TERMINAL BOX (ABOVE) CABLE ENTRY ON THE ND-END SIGNAL CONNECTION LEFT | - | 0 | 0
1PH8166-1HF20-2BA1 |  | 1PH8166-1HF20-2BA1 | 1 | UN | 1 | 35 | X | D | N | N | 85015290 | 1 |  | 269 | KG | 6757.77 | 6757.77 | MC05 | MC05 | SIMOTICS M Compact induction motor 1500rpm, 52kW 331Nm, 116A, 332V 1750rpm, 61kW 333Nm, 116A, 381V 2000rpm, 68kW 325Nm, 116A, 426V water cooling Degree of protection IP65 INCREMENT. ENCODER HTL 1024 S/R (ENCODER HTL1024S/R) with TEMPERAT. SENSOR KTY84-130 DESIGN IM B3 (IM V5, IM V6) SHAFT WITH FITTED KEY HALF-KEY BALANCING BEARING: STANDARD WITH FIXED BEARING, VIBRATION SEVERITY GRADE R/A; SHAFT AND FLANGE ACCURACY: R TERMINAL BOX (ABOVE) CABLE ENTRY ON THE RIGHT SIGNAL CONNECTION D-END | - | 0 | 0
1PH8166-1HF20-2BB1 |  | 1PH8166-1HF20-2BB1 | 1 | UN | 1 | 35 | X | D | N | N | 85015290 | 1 |  | 269 | KG | 6757.77 | 6757.77 | MC05 | MC05 | SIMOTICS M Compact induction motor 1500rpm, 52kW 331Nm, 116A, 332V 1750rpm, 61kW 333Nm, 116A, 381V 2000rpm, 68kW 325Nm, 116A, 426V water cooling Degree of protection IP65 INCREMENT. ENCODER HTL 1024 S/R (ENCODER HTL1024S/R) with TEMPERAT. SENSOR KTY84-130 DESIGN IM B3 (IM V5, IM V6) SHAFT WITH FITTED KEY HALF-KEY BALANCING BEARING: STANDARD WITH FIXED BEARING, VIBRATION SEVERITY GRADE R/A; SHAFT AND FLANGE ACCURACY: R TERMINAL BOX (ABOVE) CABLE ENTRY ON THE LEFT SIGNAL CONNECTION D-END | - | 0 | 0
1PH8166-1HF20-2BC1 |  | 1PH8166-1HF20-2BC1 | 1 | UN | 1 | 35 | X | D | N | N | 85015290 | 1 |  | 269 | KG | 6757.77 | 6757.77 | MC05 | MC05 | SIMOTICS M Compact induction motor 1500rpm, 52kW 331Nm, 116A, 332V 1750rpm, 61kW 333Nm, 116A, 381V 2000rpm, 68kW 325Nm, 116A, 426V water cooling Degree of protection IP65 INCREMENT. ENCODER HTL 1024 S/R (ENCODER HTL1024S/R) with TEMPERAT. SENSOR KTY84-130 DESIGN IM B3 (IM V5, IM V6) SHAFT WITH FITTED KEY HALF-KEY BALANCING BEARING: STANDARD WITH FIXED BEARING, VIBRATION SEVERITY GRADE R/A; SHAFT AND FLANGE ACCURACY: R TERMINAL BOX (ABOVE) CABLE ENTRY ON THE ND-END SIGNAL CONNECTION LEFT | - | 0 | 0
1PH8166-1HF20-2CA1 |  | 1PH8166-1HF20-2CA1 | 1 | UN | 1 | 35 | X | D | N | N | 85015290 | 1 |  | 269 | KG | 6887.79 | 6887.79 | MC05 | MC05 | SIMOTICS M Compact induction motor 1500rpm, 52kW 331Nm, 116A, 332V 1750rpm, 61kW 333Nm, 116A, 381V 2000rpm, 68kW 325Nm, 116A, 426V water cooling Degree of protection IP65 INCREMENT. ENCODER HTL 1024 S/R (ENCODER HTL1024S/R) with TEMPERAT. SENSOR KTY84-130 DESIGN IM B3 (IM V5, IM V6) SHAFT WITH FITTED KEY HALF-KEY BALANCING BEARING: STANDARD WITH FIXED BEARING, VIBRATION SEVERITY GRADE S/A; SHAFT AND FLANGE ACCURACY: R TERMINAL BOX (ABOVE) CABLE ENTRY ON THE RIGHT SIGNAL CONNECTION D-END | - | 0 | 0
1PH8166-1HF20-2CB1 |  | 1PH8166-1HF20-2CB1 | 1 | UN | 1 | 35 | X | D | N | N | 85015290 | 1 |  | 269 | KG | 6887.79 | 6887.79 | MC05 | MC05 | SIMOTICS M Compact induction motor 1500rpm, 52kW 331Nm, 116A, 332V 1750rpm, 61kW 333Nm, 116A, 381V 2000rpm, 68kW 325Nm, 116A, 426V water cooling Degree of protection IP65 INCREMENT. ENCODER HTL 1024 S/R (ENCODER HTL1024S/R) with TEMPERAT. SENSOR KTY84-130 DESIGN IM B3 (IM V5, IM V6) SHAFT WITH FITTED KEY HALF-KEY BALANCING BEARING: STANDARD WITH FIXED BEARING, VIBRATION SEVERITY GRADE S/A; SHAFT AND FLANGE ACCURACY: R TERMINAL BOX (ABOVE) CABLE ENTRY ON THE LEFT SIGNAL CONNECTION D-END | - | 0 | 0
1PH8166-1HF20-2CC1 |  | 1PH8166-1HF20-2CC1 | 1 | UN | 1 | 35 | X | D | N | N | 85015290 | 1 |  | 269 | KG | 6887.79 | 6887.79 | MC05 | MC05 | SIMOTICS M Compact induction motor 1500rpm, 52kW 331Nm, 116A, 332V 1750rpm, 61kW 333Nm, 116A, 381V 2000rpm, 68kW 325Nm, 116A, 426V water cooling Degree of protection IP65 INCREMENT. ENCODER HTL 1024 S/R (ENCODER HTL1024S/R) with TEMPERAT. SENSOR KTY84-130 DESIGN IM B3 (IM V5, IM V6) SHAFT WITH FITTED KEY HALF-KEY BALANCING BEARING: STANDARD WITH FIXED BEARING, VIBRATION SEVERITY GRADE S/A; SHAFT AND FLANGE ACCURACY: R TERMINAL BOX (ABOVE) CABLE ENTRY ON THE ND-END SIGNAL CONNECTION LEFT | - | 0 | 0
1PH8166-1HF22-0BA1 |  | 1PH8166-1HF22-0BA1 | 1 | UN | 1 | 35 | X | D | N | N | 85015290 | 1 |  | 269 | KG | 7061.22 | 7061.22 | MC05 | MC05 | SIMOTICS M Compact induction motor 1500rpm, 52kW 331Nm, 116A, 332V 1750rpm, 61kW 333Nm, 116A, 381V 2000rpm, 68kW 325Nm, 116A, 426V water cooling Degree of protection IP65 INCREMENT. ENCODER HTL 1024 S/R (ENCODER HTL1024S/R) with TEMPERAT. SENSOR KTY84-130 DESIGN IM B5 (IMV 1,IM V3) PLAIN SHAFT WITHOUT FITTED KEY; BEARING: STANDARD WITH FIXED BEARING, VIBRATION SEVERITY GRADE R/A; SHAFT AND FLANGE ACCURACY: R TERMINAL BOX (ABOVE) CABLE ENTRY ON THE RIGHT SIGNAL CONNECTION D-END | - | 0 | 0
1PH8166-1HF22-0BB1 |  | 1PH8166-1HF22-0BB1 | 1 | UN | 1 | 35 | X | D | N | N | 85015290 | 1 |  | 269 | KG | 7061.22 | 7061.22 | MC05 | MC05 | SIMOTICS M Compact induction motor 1500rpm, 52kW 331Nm, 116A, 332V 1750rpm, 61kW 333Nm, 116A, 381V 2000rpm, 68kW 325Nm, 116A, 426V water cooling Degree of protection IP65 INCREMENT. ENCODER HTL 1024 S/R (ENCODER HTL1024S/R) with TEMPERAT. SENSOR KTY84-130 DESIGN IM B5 (IMV 1,IM V3) PLAIN SHAFT WITHOUT FITTED KEY; BEARING: STANDARD WITH FIXED BEARING, VIBRATION SEVERITY GRADE R/A; SHAFT AND FLANGE ACCURACY: R TERMINAL BOX (ABOVE) CABLE ENTRY ON THE LEFT SIGNAL CONNECTION D-END | - | 0 | 0
1PH8166-1HF22-0BC1 |  | 1PH8166-1HF22-0BC1 | 1 | UN | 1 | 35 | X | D | N | N | 85015290 | 1 |  | 269 | KG | 7061.22 | 7061.22 | MC05 | MC05 | SIMOTICS M Compact induction motor 1500rpm, 52kW 331Nm, 116A, 332V 1750rpm, 61kW 333Nm, 116A, 381V 2000rpm, 68kW 325Nm, 116A, 426V water cooling Degree of protection IP65 INCREMENT. ENCODER HTL 1024 S/R (ENCODER HTL1024S/R) with TEMPERAT. SENSOR KTY84-130 DESIGN IM B5 (IMV 1,IM V3) PLAIN SHAFT WITHOUT FITTED KEY; BEARING: STANDARD WITH FIXED BEARING, VIBRATION SEVERITY GRADE R/A; SHAFT AND FLANGE ACCURACY: R TERMINAL BOX (ABOVE) CABLE ENTRY ON THE ND-END SIGNAL CONNECTION LEFT | - | 0 | 0
1PH8166-1HF22-0CA1 |  | 1PH8166-1HF22-0CA1 | 1 | UN | 1 | 35 | X | D | N | N | 85015290 | 1 |  | 269 | KG | 7191.24 | 7191.24 | MC05 | MC05 | SIMOTICS M Compact induction motor 1500rpm, 52kW 331Nm, 116A, 332V 1750rpm, 61kW 333Nm, 116A, 381V 2000rpm, 68kW 325Nm, 116A, 426V water cooling Degree of protection IP65 INCREMENT. ENCODER HTL 1024 S/R (ENCODER HTL1024S/R) with TEMPERAT. SENSOR KTY84-130 DESIGN IM B5 (IMV 1,IM V3) PLAIN SHAFT WITHOUT FITTED KEY; BEARING: STANDARD WITH FIXED BEARING, VIBRATION SEVERITY GRADE S/A; SHAFT AND FLANGE ACCURACY: R TERMINAL BOX (ABOVE) CABLE ENTRY ON THE RIGHT SIGNAL CONNECTION D-END | - | 0 | 0
1PH8166-1HF22-0CB1 |  | 1PH8166-1HF22-0CB1 | 1 | UN | 1 | 35 | X | D | N | N | 85015290 | 1 |  | 269 | KG | 7191.24 | 7191.24 | MC05 | MC05 | SIMOTICS M Compact induction motor 1500rpm, 52kW 331Nm, 116A, 332V 1750rpm, 61kW 333Nm, 116A, 381V 2000rpm, 68kW 325Nm, 116A, 426V water cooling Degree of protection IP65 INCREMENT. ENCODER HTL 1024 S/R (ENCODER HTL1024S/R) with TEMPERAT. SENSOR KTY84-130 DESIGN IM B5 (IMV 1,IM V3) PLAIN SHAFT WITHOUT FITTED KEY; BEARING: STANDARD WITH FIXED BEARING, VIBRATION SEVERITY GRADE S/A; SHAFT AND FLANGE ACCURACY: R TERMINAL BOX (ABOVE) CABLE ENTRY ON THE LEFT SIGNAL CONNECTION D-END | - | 0 | 0
1PH8166-1HF22-0CC1 |  | 1PH8166-1HF22-0CC1 | 1 | UN | 1 | 35 | X | D | N | N | 85015290 | 1 |  | 269 | KG | 7191.24 | 7191.24 | MC05 | MC05 | SIMOTICS M Compact induction motor 1500rpm, 52kW 331Nm, 116A, 332V 1750rpm, 61kW 333Nm, 116A, 381V 2000rpm, 68kW 325Nm, 116A, 426V water cooling Degree of protection IP65 INCREMENT. ENCODER HTL 1024 S/R (ENCODER HTL1024S/R) with TEMPERAT. SENSOR KTY84-130 DESIGN IM B5 (IMV 1,IM V3) PLAIN SHAFT WITHOUT FITTED KEY; BEARING: STANDARD WITH FIXED BEARING, VIBRATION SEVERITY GRADE S/A; SHAFT AND FLANGE ACCURACY: R TERMINAL BOX (ABOVE) CABLE ENTRY ON THE ND-END SIGNAL CONNECTION LEFT | - | 0 | 0
1PH8166-1HF22-2BA1 |  | 1PH8166-1HF22-2BA1 | 1 | UN | 1 | 35 | X | D | N | N | 85015290 | 1 |  | 269 | KG | 7191.27 | 7191.27 | MC05 | MC05 | SIMOTICS M Compact induction motor 1500rpm, 52kW 331Nm, 116A, 332V 1750rpm, 61kW 333Nm, 116A, 381V 2000rpm, 68kW 325Nm, 116A, 426V water cooling Degree of protection IP65 INCREMENT. ENCODER HTL 1024 S/R (ENCODER HTL1024S/R) with TEMPERAT. SENSOR KTY84-130 DESIGN IM B5 (IMV 1,IM V3) SHAFT WITH FITTED KEY HALF-KEY BALANCING BEARING: STANDARD WITH FIXED BEARING, VIBRATION SEVERITY GRADE R/A; SHAFT AND FLANGE ACCURACY: R TERMINAL BOX (ABOVE) CABLE ENTRY ON THE RIGHT SIGNAL CONNECTION D-END | - | 0 | 0
1PH8166-1HF22-2BB1 |  | 1PH8166-1HF22-2BB1 | 1 | UN | 1 | 35 | X | D | N | N | 85015290 | 1 |  | 269 | KG | 7191.27 | 7191.27 | MC05 | MC05 | SIMOTICS M Compact induction motor 1500rpm, 52kW 331Nm, 116A, 332V 1750rpm, 61kW 333Nm, 116A, 381V 2000rpm, 68kW 325Nm, 116A, 426V water cooling Degree of protection IP65 INCREMENT. ENCODER HTL 1024 S/R (ENCODER HTL1024S/R) with TEMPERAT. SENSOR KTY84-130 DESIGN IM B5 (IMV 1,IM V3) SHAFT WITH FITTED KEY HALF-KEY BALANCING BEARING: STANDARD WITH FIXED BEARING, VIBRATION SEVERITY GRADE R/A; SHAFT AND FLANGE ACCURACY: R TERMINAL BOX (ABOVE) CABLE ENTRY ON THE LEFT SIGNAL CONNECTION D-END | - | 0 | 0
1PH8166-1HF22-2BC1 |  | 1PH8166-1HF22-2BC1 | 1 | UN | 1 | 35 | X | D | N | N | 85015290 | 1 |  | 269 | KG | 7191.27 | 7191.27 | MC05 | MC05 | SIMOTICS M Compact induction motor 1500rpm, 52kW 331Nm, 116A, 332V 1750rpm, 61kW 333Nm, 116A, 381V 2000rpm, 68kW 325Nm, 116A, 426V water cooling Degree of protection IP65 INCREMENT. ENCODER HTL 1024 S/R (ENCODER HTL1024S/R) with TEMPERAT. SENSOR KTY84-130 DESIGN IM B5 (IMV 1,IM V3) SHAFT WITH FITTED KEY HALF-KEY BALANCING BEARING: STANDARD WITH FIXED BEARING, VIBRATION SEVERITY GRADE R/A; SHAFT AND FLANGE ACCURACY: R TERMINAL BOX (ABOVE) CABLE ENTRY ON THE ND-END SIGNAL CONNECTION LEFT | - | 0 | 0
1PH8166-1HF22-2CA1 |  | 1PH8166-1HF22-2CA1 | 1 | UN | 1 | 35 | X | D | N | N | 85015290 | 1 |  | 269 | KG | 7321.29 | 7321.29 | MC05 | MC05 | SIMOTICS M Compact induction motor 1500rpm, 52kW 331Nm, 116A, 332V 1750rpm, 61kW 333Nm, 116A, 381V 2000rpm, 68kW 325Nm, 116A, 426V water cooling Degree of protection IP65 INCREMENT. ENCODER HTL 1024 S/R (ENCODER HTL1024S/R) with TEMPERAT. SENSOR KTY84-130 DESIGN IM B5 (IMV 1,IM V3) SHAFT WITH FITTED KEY HALF-KEY BALANCING BEARING: STANDARD WITH FIXED BEARING, VIBRATION SEVERITY GRADE S/A; SHAFT AND FLANGE ACCURACY: R TERMINAL BOX (ABOVE) CABLE ENTRY ON THE RIGHT SIGNAL CONNECTION D-END | - | 0 | 0
1PH8166-1HF22-2CB1 |  | 1PH8166-1HF22-2CB1 | 1 | UN | 1 | 35 | X | D | N | N | 85015290 | 1 |  | 269 | KG | 7321.29 | 7321.29 | MC05 | MC05 | SIMOTICS M Compact induction motor 1500rpm, 52kW 331Nm, 116A, 332V 1750rpm, 61kW 333Nm, 116A, 381V 2000rpm, 68kW 325Nm, 116A, 426V water cooling Degree of protection IP65 INCREMENT. ENCODER HTL 1024 S/R (ENCODER HTL1024S/R) with TEMPERAT. SENSOR KTY84-130 DESIGN IM B5 (IMV 1,IM V3) SHAFT WITH FITTED KEY HALF-KEY BALANCING BEARING: STANDARD WITH FIXED BEARING, VIBRATION SEVERITY GRADE S/A; SHAFT AND FLANGE ACCURACY: R TERMINAL BOX (ABOVE) CABLE ENTRY ON THE LEFT SIGNAL CONNECTION D-END | - | 0 | 0
1PH8166-1HF22-2CC1 |  | 1PH8166-1HF22-2CC1 | 1 | UN | 1 | 35 | X | D | N | N | 85015290 | 1 |  | 269 | KG | 7321.29 | 7321.29 | MC05 | MC05 | SIMOTICS M Compact induction motor 1500rpm, 52kW 331Nm, 116A, 332V 1750rpm, 61kW 333Nm, 116A, 381V 2000rpm, 68kW 325Nm, 116A, 426V water cooling Degree of protection IP65 INCREMENT. ENCODER HTL 1024 S/R (ENCODER HTL1024S/R) with TEMPERAT. SENSOR KTY84-130 DESIGN IM B5 (IMV 1,IM V3) SHAFT WITH FITTED KEY HALF-KEY BALANCING BEARING: STANDARD WITH FIXED BEARING, VIBRATION SEVERITY GRADE S/A; SHAFT AND FLANGE ACCURACY: R TERMINAL BOX (ABOVE) CABLE ENTRY ON THE ND-END SIGNAL CONNECTION LEFT | - | 0 | 0
1PH8166-1HF23-0BA1 |  | 1PH8166-1HF23-0BA1 | 1 | UN | 1 | 35 | X | D | N | N | 85015290 | 1 |  | 269 | KG | 7061.22 | 7061.22 | MC05 | MC05 | SIMOTICS M Compact induction motor 1500rpm, 52kW 331Nm, 116A, 332V 1750rpm, 61kW 333Nm, 116A, 381V 2000rpm, 68kW 325Nm, 116A, 426V water cooling Degree of protection IP65 INCREMENT. ENCODER HTL 1024 S/R (ENCODER HTL1024S/R) with TEMPERAT. SENSOR KTY84-130 Design IM B35 (IM V15, (IM V35) PLAIN SHAFT WITHOUT FITTED KEY; BEARING: STANDARD WITH FIXED BEARING, VIBRATION SEVERITY GRADE R/A; SHAFT AND FLANGE ACCURACY: R TERMINAL BOX (ABOVE) CABLE ENTRY ON THE RIGHT SIGNAL CONNECTION D-END | - | 0 | 0
1PH8166-1HF23-0BB1 |  | 1PH8166-1HF23-0BB1 | 1 | UN | 1 | 35 | X | D | N | N | 85015290 | 1 |  | 269 | KG | 7061.22 | 7061.22 | MC05 | MC05 | SIMOTICS M Compact induction motor 1500rpm, 52kW 331Nm, 116A, 332V 1750rpm, 61kW 333Nm, 116A, 381V 2000rpm, 68kW 325Nm, 116A, 426V water cooling Degree of protection IP65 INCREMENT. ENCODER HTL 1024 S/R (ENCODER HTL1024S/R) with TEMPERAT. SENSOR KTY84-130 Design IM B35 (IM V15, (IM V35) PLAIN SHAFT WITHOUT FITTED KEY; BEARING: STANDARD WITH FIXED BEARING, VIBRATION SEVERITY GRADE R/A; SHAFT AND FLANGE ACCURACY: R TERMINAL BOX (ABOVE) CABLE ENTRY ON THE LEFT SIGNAL CONNECTION D-END | - | 0 | 0
1PH8166-1HF23-0BC1 |  | 1PH8166-1HF23-0BC1 | 1 | UN | 1 | 35 | X | D | N | N | 85015290 | 1 |  | 269 | KG | 7061.22 | 7061.22 | MC05 | MC05 | SIMOTICS M Compact induction motor 1500rpm, 52kW 331Nm, 116A, 332V 1750rpm, 61kW 333Nm, 116A, 381V 2000rpm, 68kW 325Nm, 116A, 426V water cooling Degree of protection IP65 INCREMENT. ENCODER HTL 1024 S/R (ENCODER HTL1024S/R) with TEMPERAT. SENSOR KTY84-130 Design IM B35 (IM V15, (IM V35) PLAIN SHAFT WITHOUT FITTED KEY; BEARING: STANDARD WITH FIXED BEARING, VIBRATION SEVERITY GRADE R/A; SHAFT AND FLANGE ACCURACY: R TERMINAL BOX (ABOVE) CABLE ENTRY ON THE ND-END SIGNAL CONNECTION LEFT | - | 0 | 0
1PH8166-1HF23-0CA1 |  | 1PH8166-1HF23-0CA1 | 1 | UN | 1 | 35 | X | D | N | N | 85015290 | 1 |  | 269 | KG | 7191.24 | 7191.24 | MC05 | MC05 | SIMOTICS M Compact induction motor 1500rpm, 52kW 331Nm, 116A, 332V 1750rpm, 61kW 333Nm, 116A, 381V 2000rpm, 68kW 325Nm, 116A, 426V water cooling Degree of protection IP65 INCREMENT. ENCODER HTL 1024 S/R (ENCODER HTL1024S/R) with TEMPERAT. SENSOR KTY84-130 Design IM B35 (IM V15, (IM V35) PLAIN SHAFT WITHOUT FITTED KEY; BEARING: STANDARD WITH FIXED BEARING, VIBRATION SEVERITY GRADE S/A; SHAFT AND FLANGE ACCURACY: R TERMINAL BOX (ABOVE) CABLE ENTRY ON THE RIGHT SIGNAL CONNECTION D-END | - | 0 | 0
1PH8166-1HF23-0CB1 |  | 1PH8166-1HF23-0CB1 | 1 | UN | 1 | 35 | X | D | N | N | 85015290 | 1 |  | 269 | KG | 7191.24 | 7191.24 | MC05 | MC05 | SIMOTICS M Compact induction motor 1500rpm, 52kW 331Nm, 116A, 332V 1750rpm, 61kW 333Nm, 116A, 381V 2000rpm, 68kW 325Nm, 116A, 426V water cooling Degree of protection IP65 INCREMENT. ENCODER HTL 1024 S/R (ENCODER HTL1024S/R) with TEMPERAT. SENSOR KTY84-130 Design IM B35 (IM V15, (IM V35) PLAIN SHAFT WITHOUT FITTED KEY; BEARING: STANDARD WITH FIXED BEARING, VIBRATION SEVERITY GRADE S/A; SHAFT AND FLANGE ACCURACY: R TERMINAL BOX (ABOVE) CABLE ENTRY ON THE LEFT SIGNAL CONNECTION D-END | - | 0 | 0
1PH8166-1HF23-0CC1 |  | 1PH8166-1HF23-0CC1 | 1 | UN | 1 | 35 | X | D | N | N | 85015290 | 1 |  | 269 | KG | 7191.24 | 7191.24 | MC05 | MC05 | SIMOTICS M Compact induction motor 1500rpm, 52kW 331Nm, 116A, 332V 1750rpm, 61kW 333Nm, 116A, 381V 2000rpm, 68kW 325Nm, 116A, 426V water cooling Degree of protection IP65 INCREMENT. ENCODER HTL 1024 S/R (ENCODER HTL1024S/R) with TEMPERAT. SENSOR KTY84-130 Design IM B35 (IM V15, (IM V35) PLAIN SHAFT WITHOUT FITTED KEY; BEARING: STANDARD WITH FIXED BEARING, VIBRATION SEVERITY GRADE S/A; SHAFT AND FLANGE ACCURACY: R TERMINAL BOX (ABOVE) CABLE ENTRY ON THE ND-END SIGNAL CONNECTION LEFT | - | 0 | 0
1PH8166-1HF23-2BA1 |  | 1PH8166-1HF23-2BA1 | 1 | UN | 1 | 35 | X | D | N | N | 85015290 | 1 |  | 269 | KG | 7191.27 | 7191.27 | MC05 | MC05 | SIMOTICS M Compact induction motor 1500rpm, 52kW 331Nm, 116A, 332V 1750rpm, 61kW 333Nm, 116A, 381V 2000rpm, 68kW 325Nm, 116A, 426V water cooling Degree of protection IP65 INCREMENT. ENCODER HTL 1024 S/R (ENCODER HTL1024S/R) with TEMPERAT. SENSOR KTY84-130 Design IM B35 (IM V15, (IM V35) SHAFT WITH FITTED KEY HALF-KEY BALANCING BEARING: STANDARD WITH FIXED BEARING, VIBRATION SEVERITY GRADE R/A; SHAFT AND FLANGE ACCURACY: R TERMINAL BOX (ABOVE) CABLE ENTRY ON THE RIGHT SIGNAL CONNECTION D-END | - | 0 | 0
1PH8166-1HF23-2BB1 |  | 1PH8166-1HF23-2BB1 | 1 | UN | 1 | 35 | X | D | N | N | 85015290 | 1 |  | 269 | KG | 7191.27 | 7191.27 | MC05 | MC05 | SIMOTICS M Compact induction motor 1500rpm, 52kW 331Nm, 116A, 332V 1750rpm, 61kW 333Nm, 116A, 381V 2000rpm, 68kW 325Nm, 116A, 426V water cooling Degree of protection IP65 INCREMENT. ENCODER HTL 1024 S/R (ENCODER HTL1024S/R) with TEMPERAT. SENSOR KTY84-130 Design IM B35 (IM V15, (IM V35) SHAFT WITH FITTED KEY HALF-KEY BALANCING BEARING: STANDARD WITH FIXED BEARING, VIBRATION SEVERITY GRADE R/A; SHAFT AND FLANGE ACCURACY: R TERMINAL BOX (ABOVE) CABLE ENTRY ON THE LEFT SIGNAL CONNECTION D-END | - | 0 | 0
1PH8166-1HF23-2BC1 |  | 1PH8166-1HF23-2BC1 | 1 | UN | 1 | 35 | X | D | N | N | 85015290 | 1 |  | 269 | KG | 7191.27 | 7191.27 | MC05 | MC05 | SIMOTICS M Compact induction motor 1500rpm, 52kW 331Nm, 116A, 332V 1750rpm, 61kW 333Nm, 116A, 381V 2000rpm, 68kW 325Nm, 116A, 426V water cooling Degree of protection IP65 INCREMENT. ENCODER HTL 1024 S/R (ENCODER HTL1024S/R) with TEMPERAT. SENSOR KTY84-130 Design IM B35 (IM V15, (IM V35) SHAFT WITH FITTED KEY HALF-KEY BALANCING BEARING: STANDARD WITH FIXED BEARING, VIBRATION SEVERITY GRADE R/A; SHAFT AND FLANGE ACCURACY: R TERMINAL BOX (ABOVE) CABLE ENTRY ON THE ND-END SIGNAL CONNECTION LEFT | - | 0 | 0
1PH8166-1HF23-2CA1 |  | 1PH8166-1HF23-2CA1 | 1 | UN | 1 | 35 | X | D | N | N | 85015290 | 1 |  | 269 | KG | 7321.29 | 7321.29 | MC05 | MC05 | SIMOTICS M Compact induction motor 1500rpm, 52kW 331Nm, 116A, 332V 1750rpm, 61kW 333Nm, 116A, 381V 2000rpm, 68kW 325Nm, 116A, 426V water cooling Degree of protection IP65 INCREMENT. ENCODER HTL 1024 S/R (ENCODER HTL1024S/R) with TEMPERAT. SENSOR KTY84-130 Design IM B35 (IM V15, (IM V35) SHAFT WITH FITTED KEY HALF-KEY BALANCING BEARING: STANDARD WITH FIXED BEARING, VIBRATION SEVERITY GRADE S/A; SHAFT AND FLANGE ACCURACY: R TERMINAL BOX (ABOVE) CABLE ENTRY ON THE RIGHT SIGNAL CONNECTION D-END | - | 0 | 0
1PH8166-1HF23-2CB1 |  | 1PH8166-1HF23-2CB1 | 1 | UN | 1 | 35 | X | D | N | N | 85015290 | 1 |  | 269 | KG | 7321.29 | 7321.29 | MC05 | MC05 | SIMOTICS M Compact induction motor 1500rpm, 52kW 331Nm, 116A, 332V 1750rpm, 61kW 333Nm, 116A, 381V 2000rpm, 68kW 325Nm, 116A, 426V water cooling Degree of protection IP65 INCREMENT. ENCODER HTL 1024 S/R (ENCODER HTL1024S/R) with TEMPERAT. SENSOR KTY84-130 Design IM B35 (IM V15, (IM V35) SHAFT WITH FITTED KEY HALF-KEY BALANCING BEARING: STANDARD WITH FIXED BEARING, VIBRATION SEVERITY GRADE S/A; SHAFT AND FLANGE ACCURACY: R TERMINAL BOX (ABOVE) CABLE ENTRY ON THE LEFT SIGNAL CONNECTION D-END | - | 0 | 0
1PH8166-1HF23-2CC1 |  | 1PH8166-1HF23-2CC1 | 1 | UN | 1 | 35 | X | D | N | N | 85015290 | 1 |  | 269 | KG | 7321.29 | 7321.29 | MC05 | MC05 | SIMOTICS M Compact induction motor 1500rpm, 52kW 331Nm, 116A, 332V 1750rpm, 61kW 333Nm, 116A, 381V 2000rpm, 68kW 325Nm, 116A, 426V water cooling Degree of protection IP65 INCREMENT. ENCODER HTL 1024 S/R (ENCODER HTL1024S/R) with TEMPERAT. SENSOR KTY84-130 Design IM B35 (IM V15, (IM V35) SHAFT WITH FITTED KEY HALF-KEY BALANCING BEARING: STANDARD WITH FIXED BEARING, VIBRATION SEVERITY GRADE S/A; SHAFT AND FLANGE ACCURACY: R TERMINAL BOX (ABOVE) CABLE ENTRY ON THE ND-END SIGNAL CONNECTION LEFT | - | 0 | 0
1PH8166-1JF20-0BA1 |  | 1PH8166-1JF20-0BA1 | 1 | UN | 1 | 35 | X | D | N | N | 85015290 | 1 |  | 269 | KG | 6907.65 | 6907.65 | MC05 | MC05 | SIMOTICS M Compact induction motor 1500rpm, 52kW 331Nm, 116A, 332V 1750rpm, 61kW 333Nm, 116A, 381V 2000rpm, 68kW 325Nm, 116A, 426V water cooling Degree of protection IP65 INCREMENT. ENCODER HTL 2048 S/R (ENCODER HTL2048S/R) with TEMPERAT. SENSOR KTY84-130 DESIGN IM B3 (IM V5, IM V6) PLAIN SHAFT WITHOUT FITTED KEY; BEARING: STANDARD WITH FIXED BEARING, VIBRATION SEVERITY GRADE R/A; SHAFT AND FLANGE ACCURACY: R TERMINAL BOX (ABOVE) CABLE ENTRY ON THE RIGHT SIGNAL CONNECTION D-END | - | 0 | 0
1PH8166-1JF20-0BB1 |  | 1PH8166-1JF20-0BB1 | 1 | UN | 1 | 35 | X | D | N | N | 85015290 | 1 |  | 269 | KG | 6907.65 | 6907.65 | MC05 | MC05 | SIMOTICS M Compact induction motor 1500rpm, 52kW 331Nm, 116A, 332V 1750rpm, 61kW 333Nm, 116A, 381V 2000rpm, 68kW 325Nm, 116A, 426V water cooling Degree of protection IP65 INCREMENT. ENCODER HTL 2048 S/R (ENCODER HTL2048S/R) with TEMPERAT. SENSOR KTY84-130 DESIGN IM B3 (IM V5, IM V6) PLAIN SHAFT WITHOUT FITTED KEY; BEARING: STANDARD WITH FIXED BEARING, VIBRATION SEVERITY GRADE R/A; SHAFT AND FLANGE ACCURACY: R TERMINAL BOX (ABOVE) CABLE ENTRY ON THE LEFT SIGNAL CONNECTION D-END | - | 0 | 0
1PH8166-1JF20-0BC1 |  | 1PH8166-1JF20-0BC1 | 1 | UN | 1 | 35 | X | D | N | N | 85015290 | 1 |  | 269 | KG | 6907.65 | 6907.65 | MC05 | MC05 | SIMOTICS M Compact induction motor 1500rpm, 52kW 331Nm, 116A, 332V 1750rpm, 61kW 333Nm, 116A, 381V 2000rpm, 68kW 325Nm, 116A, 426V water cooling Degree of protection IP65 INCREMENT. ENCODER HTL 2048 S/R (ENCODER HTL2048S/R) with TEMPERAT. SENSOR KTY84-130 DESIGN IM B3 (IM V5, IM V6) PLAIN SHAFT WITHOUT FITTED KEY; BEARING: STANDARD WITH FIXED BEARING, VIBRATION SEVERITY GRADE R/A; SHAFT AND FLANGE ACCURACY: R TERMINAL BOX (ABOVE) CABLE ENTRY ON THE ND-END SIGNAL CONNECTION LEFT | - | 0 | 0
1PH8166-1JF20-0CA1 |  | 1PH8166-1JF20-0CA1 | 1 | UN | 1 | 35 | X | D | N | N | 85015290 | 1 |  | 269 | KG | 7037.67 | 7037.67 | MC05 | MC05 | SIMOTICS M Compact induction motor 1500rpm, 52kW 331Nm, 116A, 332V 1750rpm, 61kW 333Nm, 116A, 381V 2000rpm, 68kW 325Nm, 116A, 426V water cooling Degree of protection IP65 INCREMENT. ENCODER HTL 2048 S/R (ENCODER HTL2048S/R) with TEMPERAT. SENSOR KTY84-130 DESIGN IM B3 (IM V5, IM V6) PLAIN SHAFT WITHOUT FITTED KEY; BEARING: STANDARD WITH FIXED BEARING, VIBRATION SEVERITY GRADE S/A; SHAFT AND FLANGE ACCURACY: R TERMINAL BOX (ABOVE) CABLE ENTRY ON THE RIGHT SIGNAL CONNECTION D-END | - | 0 | 0
1PH8166-1JF20-0CB1 |  | 1PH8166-1JF20-0CB1 | 1 | UN | 1 | 35 | X | D | N | N | 85015290 | 1 |  | 269 | KG | 7037.67 | 7037.67 | MC05 | MC05 | SIMOTICS M Compact induction motor 1500rpm, 52kW 331Nm, 116A, 332V 1750rpm, 61kW 333Nm, 116A, 381V 2000rpm, 68kW 325Nm, 116A, 426V water cooling Degree of protection IP65 INCREMENT. ENCODER HTL 2048 S/R (ENCODER HTL2048S/R) with TEMPERAT. SENSOR KTY84-130 DESIGN IM B3 (IM V5, IM V6) PLAIN SHAFT WITHOUT FITTED KEY; BEARING: STANDARD WITH FIXED BEARING, VIBRATION SEVERITY GRADE S/A; SHAFT AND FLANGE ACCURACY: R TERMINAL BOX (ABOVE) CABLE ENTRY ON THE LEFT SIGNAL CONNECTION D-END | - | 0 | 0
1PH8166-1JF20-0CC1 |  | 1PH8166-1JF20-0CC1 | 1 | UN | 1 | 35 | X | D | N | N | 85015290 | 1 |  | 269 | KG | 7037.67 | 7037.67 | MC05 | MC05 | SIMOTICS M Compact induction motor 1500rpm, 52kW 331Nm, 116A, 332V 1750rpm, 61kW 333Nm, 116A, 381V 2000rpm, 68kW 325Nm, 116A, 426V water cooling Degree of protection IP65 INCREMENT. ENCODER HTL 2048 S/R (ENCODER HTL2048S/R) with TEMPERAT. SENSOR KTY84-130 DESIGN IM B3 (IM V5, IM V6) PLAIN SHAFT WITHOUT FITTED KEY; BEARING: STANDARD WITH FIXED BEARING, VIBRATION SEVERITY GRADE S/A; SHAFT AND FLANGE ACCURACY: R TERMINAL BOX (ABOVE) CABLE ENTRY ON THE ND-END SIGNAL CONNECTION LEFT | - | 0 | 0
1PH8166-1JF20-2BA1 |  | 1PH8166-1JF20-2BA1 | 1 | UN | 1 | 35 | X | D | N | N | 85015290 | 1 |  | 269 | KG | 7037.7 | 7037.7 | MC05 | MC05 | SIMOTICS M Compact induction motor 1500rpm, 52kW 331Nm, 116A, 332V 1750rpm, 61kW 333Nm, 116A, 381V 2000rpm, 68kW 325Nm, 116A, 426V water cooling Degree of protection IP65 INCREMENT. ENCODER HTL 2048 S/R (ENCODER HTL2048S/R) with TEMPERAT. SENSOR KTY84-130 DESIGN IM B3 (IM V5, IM V6) SHAFT WITH FITTED KEY HALF-KEY BALANCING BEARING: STANDARD WITH FIXED BEARING, VIBRATION SEVERITY GRADE R/A; SHAFT AND FLANGE ACCURACY: R TERMINAL BOX (ABOVE) CABLE ENTRY ON THE RIGHT SIGNAL CONNECTION D-END | - | 0 | 0
1PH8166-1JF20-2BB1 |  | 1PH8166-1JF20-2BB1 | 1 | UN | 1 | 35 | X | D | N | N | 85015290 | 1 |  | 269 | KG | 7037.7 | 7037.7 | MC05 | MC05 | SIMOTICS M Compact induction motor 1500rpm, 52kW 331Nm, 116A, 332V 1750rpm, 61kW 333Nm, 116A, 381V 2000rpm, 68kW 325Nm, 116A, 426V water cooling Degree of protection IP65 INCREMENT. ENCODER HTL 2048 S/R (ENCODER HTL2048S/R) with TEMPERAT. SENSOR KTY84-130 DESIGN IM B3 (IM V5, IM V6) SHAFT WITH FITTED KEY HALF-KEY BALANCING BEARING: STANDARD WITH FIXED BEARING, VIBRATION SEVERITY GRADE R/A; SHAFT AND FLANGE ACCURACY: R TERMINAL BOX (ABOVE) CABLE ENTRY ON THE LEFT SIGNAL CONNECTION D-END | - | 0 | 0
1PH8166-1JF20-2BC1 |  | 1PH8166-1JF20-2BC1 | 1 | UN | 1 | 35 | X | D | N | N | 85015290 | 1 |  | 269 | KG | 7037.7 | 7037.7 | MC05 | MC05 | SIMOTICS M Compact induction motor 1500rpm, 52kW 331Nm, 116A, 332V 1750rpm, 61kW 333Nm, 116A, 381V 2000rpm, 68kW 325Nm, 116A, 426V water cooling Degree of protection IP65 INCREMENT. ENCODER HTL 2048 S/R (ENCODER HTL2048S/R) with TEMPERAT. SENSOR KTY84-130 DESIGN IM B3 (IM V5, IM V6) SHAFT WITH FITTED KEY HALF-KEY BALANCING BEARING: STANDARD WITH FIXED BEARING, VIBRATION SEVERITY GRADE R/A; SHAFT AND FLANGE ACCURACY: R TERMINAL BOX (ABOVE) CABLE ENTRY ON THE ND-END SIGNAL CONNECTION LEFT | - | 0 | 0
1PH8166-1JF20-2CA1 |  | 1PH8166-1JF20-2CA1 | 1 | UN | 1 | 35 | X | D | N | N | 85015290 | 1 |  | 269 | KG | 7167.72 | 7167.72 | MC05 | MC05 | SIMOTICS M Compact induction motor 1500rpm, 52kW 331Nm, 116A, 332V 1750rpm, 61kW 333Nm, 116A, 381V 2000rpm, 68kW 325Nm, 116A, 426V water cooling Degree of protection IP65 INCREMENT. ENCODER HTL 2048 S/R (ENCODER HTL2048S/R) with TEMPERAT. SENSOR KTY84-130 DESIGN IM B3 (IM V5, IM V6) SHAFT WITH FITTED KEY HALF-KEY BALANCING BEARING: STANDARD WITH FIXED BEARING, VIBRATION SEVERITY GRADE S/A; SHAFT AND FLANGE ACCURACY: R TERMINAL BOX (ABOVE) CABLE ENTRY ON THE RIGHT SIGNAL CONNECTION D-END | - | 0 | 0
1PH8166-1JF20-2CB1 |  | 1PH8166-1JF20-2CB1 | 1 | UN | 1 | 35 | X | D | N | N | 85015290 | 1 |  | 269 | KG | 7167.72 | 7167.72 | MC05 | MC05 | SIMOTICS M Compact induction motor 1500rpm, 52kW 331Nm, 116A, 332V 1750rpm, 61kW 333Nm, 116A, 381V 2000rpm, 68kW 325Nm, 116A, 426V water cooling Degree of protection IP65 INCREMENT. ENCODER HTL 2048 S/R (ENCODER HTL2048S/R) with TEMPERAT. SENSOR KTY84-130 DESIGN IM B3 (IM V5, IM V6) SHAFT WITH FITTED KEY HALF-KEY BALANCING BEARING: STANDARD WITH FIXED BEARING, VIBRATION SEVERITY GRADE S/A; SHAFT AND FLANGE ACCURACY: R TERMINAL BOX (ABOVE) CABLE ENTRY ON THE LEFT SIGNAL CONNECTION D-END | - | 0 | 0
1PH8166-1JF20-2CC1 |  | 1PH8166-1JF20-2CC1 | 1 | UN | 1 | 35 | X | D | N | N | 85015290 | 1 |  | 269 | KG | 7167.72 | 7167.72 | MC05 | MC05 | SIMOTICS M Compact induction motor 1500rpm, 52kW 331Nm, 116A, 332V 1750rpm, 61kW 333Nm, 116A, 381V 2000rpm, 68kW 325Nm, 116A, 426V water cooling Degree of protection IP65 INCREMENT. ENCODER HTL 2048 S/R (ENCODER HTL2048S/R) with TEMPERAT. SENSOR KTY84-130 DESIGN IM B3 (IM V5, IM V6) SHAFT WITH FITTED KEY HALF-KEY BALANCING BEARING: STANDARD WITH FIXED BEARING, VIBRATION SEVERITY GRADE S/A; SHAFT AND FLANGE ACCURACY: R TERMINAL BOX (ABOVE) CABLE ENTRY ON THE ND-END SIGNAL CONNECTION LEFT | - | 0 | 0
1PH8166-1JF22-0BA1 |  | 1PH8166-1JF22-0BA1 | 1 | UN | 1 | 35 | X | D | N | N | 85015290 | 1 |  | 269 | KG | 7341.15 | 7341.15 | MC05 | MC05 | SIMOTICS M Compact induction motor 1500rpm, 52kW 331Nm, 116A, 332V 1750rpm, 61kW 333Nm, 116A, 381V 2000rpm, 68kW 325Nm, 116A, 426V water cooling Degree of protection IP65 INCREMENT. ENCODER HTL 2048 S/R (ENCODER HTL2048S/R) with TEMPERAT. SENSOR KTY84-130 DESIGN IM B5 (IMV 1,IM V3) PLAIN SHAFT WITHOUT FITTED KEY; BEARING: STANDARD WITH FIXED BEARING, VIBRATION SEVERITY GRADE R/A; SHAFT AND FLANGE ACCURACY: R TERMINAL BOX (ABOVE) CABLE ENTRY ON THE RIGHT SIGNAL CONNECTION D-END | - | 0 | 0
1PH8166-1JF22-0BB1 |  | 1PH8166-1JF22-0BB1 | 1 | UN | 1 | 35 | X | D | N | N | 85015290 | 1 |  | 269 | KG | 7341.15 | 7341.15 | MC05 | MC05 | SIMOTICS M Compact induction motor 1500rpm, 52kW 331Nm, 116A, 332V 1750rpm, 61kW 333Nm, 116A, 381V 2000rpm, 68kW 325Nm, 116A, 426V water cooling Degree of protection IP65 INCREMENT. ENCODER HTL 2048 S/R (ENCODER HTL2048S/R) with TEMPERAT. SENSOR KTY84-130 DESIGN IM B5 (IMV 1,IM V3) PLAIN SHAFT WITHOUT FITTED KEY; BEARING: STANDARD WITH FIXED BEARING, VIBRATION SEVERITY GRADE R/A; SHAFT AND FLANGE ACCURACY: R TERMINAL BOX (ABOVE) CABLE ENTRY ON THE LEFT SIGNAL CONNECTION D-END | - | 0 | 0
1PH8166-1JF22-0BC1 |  | 1PH8166-1JF22-0BC1 | 1 | UN | 1 | 35 | X | D | N | N | 85015290 | 1 |  | 269 | KG | 7341.15 | 7341.15 | MC05 | MC05 | SIMOTICS M Compact induction motor 1500rpm, 52kW 331Nm, 116A, 332V 1750rpm, 61kW 333Nm, 116A, 381V 2000rpm, 68kW 325Nm, 116A, 426V water cooling Degree of protection IP65 INCREMENT. ENCODER HTL 2048 S/R (ENCODER HTL2048S/R) with TEMPERAT. SENSOR KTY84-130 DESIGN IM B5 (IMV 1,IM V3) PLAIN SHAFT WITHOUT FITTED KEY; BEARING: STANDARD WITH FIXED BEARING, VIBRATION SEVERITY GRADE R/A; SHAFT AND FLANGE ACCURACY: R TERMINAL BOX (ABOVE) CABLE ENTRY ON THE ND-END SIGNAL CONNECTION LEFT | - | 0 | 0
1PH8166-1JF22-0CA1 |  | 1PH8166-1JF22-0CA1 | 1 | UN | 1 | 35 | X | D | N | N | 85015290 | 1 |  | 269 | KG | 7471.17 | 7471.17 | MC05 | MC05 | SIMOTICS M Compact induction motor 1500rpm, 52kW 331Nm, 116A, 332V 1750rpm, 61kW 333Nm, 116A, 381V 2000rpm, 68kW 325Nm, 116A, 426V water cooling Degree of protection IP65 INCREMENT. ENCODER HTL 2048 S/R (ENCODER HTL2048S/R) with TEMPERAT. SENSOR KTY84-130 DESIGN IM B5 (IMV 1,IM V3) PLAIN SHAFT WITHOUT FITTED KEY; BEARING: STANDARD WITH FIXED BEARING, VIBRATION SEVERITY GRADE S/A; SHAFT AND FLANGE ACCURACY: R TERMINAL BOX (ABOVE) CABLE ENTRY ON THE RIGHT SIGNAL CONNECTION D-END | - | 0 | 0
1PH8166-1JF22-0CB1 |  | 1PH8166-1JF22-0CB1 | 1 | UN | 1 | 35 | X | D | N | N | 85015290 | 1 |  | 269 | KG | 7471.17 | 7471.17 | MC05 | MC05 | SIMOTICS M Compact induction motor 1500rpm, 52kW 331Nm, 116A, 332V 1750rpm, 61kW 333Nm, 116A, 381V 2000rpm, 68kW 325Nm, 116A, 426V water cooling Degree of protection IP65 INCREMENT. ENCODER HTL 2048 S/R (ENCODER HTL2048S/R) with TEMPERAT. SENSOR KTY84-130 DESIGN IM B5 (IMV 1,IM V3) PLAIN SHAFT WITHOUT FITTED KEY; BEARING: STANDARD WITH FIXED BEARING, VIBRATION SEVERITY GRADE S/A; SHAFT AND FLANGE ACCURACY: R TERMINAL BOX (ABOVE) CABLE ENTRY ON THE LEFT SIGNAL CONNECTION D-END | - | 0 | 0
1PH8166-1JF22-0CC1 |  | 1PH8166-1JF22-0CC1 | 1 | UN | 1 | 35 | X | D | N | N | 85015290 | 1 |  | 269 | KG | 7471.17 | 7471.17 | MC05 | MC05 | SIMOTICS M Compact induction motor 1500rpm, 52kW 331Nm, 116A, 332V 1750rpm, 61kW 333Nm, 116A, 381V 2000rpm, 68kW 325Nm, 116A, 426V water cooling Degree of protection IP65 INCREMENT. ENCODER HTL 2048 S/R (ENCODER HTL2048S/R) with TEMPERAT. SENSOR KTY84-130 DESIGN IM B5 (IMV 1,IM V3) PLAIN SHAFT WITHOUT FITTED KEY; BEARING: STANDARD WITH FIXED BEARING, VIBRATION SEVERITY GRADE S/A; SHAFT AND FLANGE ACCURACY: R TERMINAL BOX (ABOVE) CABLE ENTRY ON THE ND-END SIGNAL CONNECTION LEFT | - | 0 | 0
1PH8166-1JF22-2BA1 |  | 1PH8166-1JF22-2BA1 | 1 | UN | 1 | 35 | X | D | N | N | 85015290 | 1 |  | 269 | KG | 7471.2 | 7471.2 | MC05 | MC05 | SIMOTICS M Compact induction motor 1500rpm, 52kW 331Nm, 116A, 332V 1750rpm, 61kW 333Nm, 116A, 381V 2000rpm, 68kW 325Nm, 116A, 426V water cooling Degree of protection IP65 INCREMENT. ENCODER HTL 2048 S/R (ENCODER HTL2048S/R) with TEMPERAT. SENSOR KTY84-130 DESIGN IM B5 (IMV 1,IM V3) SHAFT WITH FITTED KEY HALF-KEY BALANCING BEARING: STANDARD WITH FIXED BEARING, VIBRATION SEVERITY GRADE R/A; SHAFT AND FLANGE ACCURACY: R TERMINAL BOX (ABOVE) CABLE ENTRY ON THE RIGHT SIGNAL CONNECTION D-END | - | 0 | 0
1PH8166-1JF22-2BB1 |  | 1PH8166-1JF22-2BB1 | 1 | UN | 1 | 35 | X | D | N | N | 85015290 | 1 |  | 269 | KG | 7471.2 | 7471.2 | MC05 | MC05 | SIMOTICS M Compact induction motor 1500rpm, 52kW 331Nm, 116A, 332V 1750rpm, 61kW 333Nm, 116A, 381V 2000rpm, 68kW 325Nm, 116A, 426V water cooling Degree of protection IP65 INCREMENT. ENCODER HTL 2048 S/R (ENCODER HTL2048S/R) with TEMPERAT. SENSOR KTY84-130 DESIGN IM B5 (IMV 1,IM V3) SHAFT WITH FITTED KEY HALF-KEY BALANCING BEARING: STANDARD WITH FIXED BEARING, VIBRATION SEVERITY GRADE R/A; SHAFT AND FLANGE ACCURACY: R TERMINAL BOX (ABOVE) CABLE ENTRY ON THE LEFT SIGNAL CONNECTION D-END | - | 0 | 0
1PH8166-1JF22-2BC1 |  | 1PH8166-1JF22-2BC1 | 1 | UN | 1 | 35 | X | D | N | N | 85015290 | 1 |  | 269 | KG | 7471.2 | 7471.2 | MC05 | MC05 | SIMOTICS M Compact induction motor 1500rpm, 52kW 331Nm, 116A, 332V 1750rpm, 61kW 333Nm, 116A, 381V 2000rpm, 68kW 325Nm, 116A, 426V water cooling Degree of protection IP65 INCREMENT. ENCODER HTL 2048 S/R (ENCODER HTL2048S/R) with TEMPERAT. SENSOR KTY84-130 DESIGN IM B5 (IMV 1,IM V3) SHAFT WITH FITTED KEY HALF-KEY BALANCING BEARING: STANDARD WITH FIXED BEARING, VIBRATION SEVERITY GRADE R/A; SHAFT AND FLANGE ACCURACY: R TERMINAL BOX (ABOVE) CABLE ENTRY ON THE ND-END SIGNAL CONNECTION LEFT | - | 0 | 0
1PH8166-1JF22-2CA1 |  | 1PH8166-1JF22-2CA1 | 1 | UN | 1 | 35 | X | D | N | N | 85015290 | 1 |  | 269 | KG | 7601.22 | 7601.22 | MC05 | MC05 | SIMOTICS M Compact induction motor 1500rpm, 52kW 331Nm, 116A, 332V 1750rpm, 61kW 333Nm, 116A, 381V 2000rpm, 68kW 325Nm, 116A, 426V water cooling Degree of protection IP65 INCREMENT. ENCODER HTL 2048 S/R (ENCODER HTL2048S/R) with TEMPERAT. SENSOR KTY84-130 DESIGN IM B5 (IMV 1,IM V3) SHAFT WITH FITTED KEY HALF-KEY BALANCING BEARING: STANDARD WITH FIXED BEARING, VIBRATION SEVERITY GRADE S/A; SHAFT AND FLANGE ACCURACY: R TERMINAL BOX (ABOVE) CABLE ENTRY ON THE RIGHT SIGNAL CONNECTION D-END | - | 0 | 0
1PH8166-1JF22-2CB1 |  | 1PH8166-1JF22-2CB1 | 1 | UN | 1 | 35 | X | D | N | N | 85015290 | 1 |  | 269 | KG | 7601.22 | 7601.22 | MC05 | MC05 | SIMOTICS M Compact induction motor 1500rpm, 52kW 331Nm, 116A, 332V 1750rpm, 61kW 333Nm, 116A, 381V 2000rpm, 68kW 325Nm, 116A, 426V water cooling Degree of protection IP65 INCREMENT. ENCODER HTL 2048 S/R (ENCODER HTL2048S/R) with TEMPERAT. SENSOR KTY84-130 DESIGN IM B5 (IMV 1,IM V3) SHAFT WITH FITTED KEY HALF-KEY BALANCING BEARING: STANDARD WITH FIXED BEARING, VIBRATION SEVERITY GRADE S/A; SHAFT AND FLANGE ACCURACY: R TERMINAL BOX (ABOVE) CABLE ENTRY ON THE LEFT SIGNAL CONNECTION D-END | - | 0 | 0
1PH8166-1JF22-2CC1 |  | 1PH8166-1JF22-2CC1 | 1 | UN | 1 | 35 | X | D | N | N | 85015290 | 1 |  | 269 | KG | 7601.22 | 7601.22 | MC05 | MC05 | SIMOTICS M Compact induction motor 1500rpm, 52kW 331Nm, 116A, 332V 1750rpm, 61kW 333Nm, 116A, 381V 2000rpm, 68kW 325Nm, 116A, 426V water cooling Degree of protection IP65 INCREMENT. ENCODER HTL 2048 S/R (ENCODER HTL2048S/R) with TEMPERAT. SENSOR KTY84-130 DESIGN IM B5 (IMV 1,IM V3) SHAFT WITH FITTED KEY HALF-KEY BALANCING BEARING: STANDARD WITH FIXED BEARING, VIBRATION SEVERITY GRADE S/A; SHAFT AND FLANGE ACCURACY: R TERMINAL BOX (ABOVE) CABLE ENTRY ON THE ND-END SIGNAL CONNECTION LEFT | - | 0 | 0
1PH8166-1JF23-0BA1 |  | 1PH8166-1JF23-0BA1 | 1 | UN | 1 | 35 | X | D | N | N | 85015290 | 1 |  | 269 | KG | 7341.15 | 7341.15 | MC05 | MC05 | SIMOTICS M Compact induction motor 1500rpm, 52kW 331Nm, 116A, 332V 1750rpm, 61kW 333Nm, 116A, 381V 2000rpm, 68kW 325Nm, 116A, 426V water cooling Degree of protection IP65 INCREMENT. ENCODER HTL 2048 S/R (ENCODER HTL2048S/R) with TEMPERAT. SENSOR KTY84-130 Design IM B35 (IM V15, (IM V35) PLAIN SHAFT WITHOUT FITTED KEY; BEARING: STANDARD WITH FIXED BEARING, VIBRATION SEVERITY GRADE R/A; SHAFT AND FLANGE ACCURACY: R TERMINAL BOX (ABOVE) CABLE ENTRY ON THE RIGHT SIGNAL CONNECTION D-END | - | 0 | 0
1PH8166-1JF23-0BB1 |  | 1PH8166-1JF23-0BB1 | 1 | UN | 1 | 35 | X | D | N | N | 85015290 | 1 |  | 269 | KG | 7341.15 | 7341.15 | MC05 | MC05 | SIMOTICS M Compact induction motor 1500rpm, 52kW 331Nm, 116A, 332V 1750rpm, 61kW 333Nm, 116A, 381V 2000rpm, 68kW 325Nm, 116A, 426V water cooling Degree of protection IP65 INCREMENT. ENCODER HTL 2048 S/R (ENCODER HTL2048S/R) with TEMPERAT. SENSOR KTY84-130 Design IM B35 (IM V15, (IM V35) PLAIN SHAFT WITHOUT FITTED KEY; BEARING: STANDARD WITH FIXED BEARING, VIBRATION SEVERITY GRADE R/A; SHAFT AND FLANGE ACCURACY: R TERMINAL BOX (ABOVE) CABLE ENTRY ON THE LEFT SIGNAL CONNECTION D-END | - | 0 | 0
1PH8166-1JF23-0BC1 |  | 1PH8166-1JF23-0BC1 | 1 | UN | 1 | 35 | X | D | N | N | 85015290 | 1 |  | 269 | KG | 7341.15 | 7341.15 | MC05 | MC05 | SIMOTICS M Compact induction motor 1500rpm, 52kW 331Nm, 116A, 332V 1750rpm, 61kW 333Nm, 116A, 381V 2000rpm, 68kW 325Nm, 116A, 426V water cooling Degree of protection IP65 INCREMENT. ENCODER HTL 2048 S/R (ENCODER HTL2048S/R) with TEMPERAT. SENSOR KTY84-130 Design IM B35 (IM V15, (IM V35) PLAIN SHAFT WITHOUT FITTED KEY; BEARING: STANDARD WITH FIXED BEARING, VIBRATION SEVERITY GRADE R/A; SHAFT AND FLANGE ACCURACY: R TERMINAL BOX (ABOVE) CABLE ENTRY ON THE ND-END SIGNAL CONNECTION LEFT | - | 0 | 0
1PH8166-1JF23-0CA1 |  | 1PH8166-1JF23-0CA1 | 1 | UN | 1 | 35 | X | D | N | N | 85015290 | 1 |  | 269 | KG | 7471.17 | 7471.17 | MC05 | MC05 | SIMOTICS M Compact induction motor 1500rpm, 52kW 331Nm, 116A, 332V 1750rpm, 61kW 333Nm, 116A, 381V 2000rpm, 68kW 325Nm, 116A, 426V water cooling Degree of protection IP65 INCREMENT. ENCODER HTL 2048 S/R (ENCODER HTL2048S/R) with TEMPERAT. SENSOR KTY84-130 Design IM B35 (IM V15, (IM V35) PLAIN SHAFT WITHOUT FITTED KEY; BEARING: STANDARD WITH FIXED BEARING, VIBRATION SEVERITY GRADE S/A; SHAFT AND FLANGE ACCURACY: R TERMINAL BOX (ABOVE) CABLE ENTRY ON THE RIGHT SIGNAL CONNECTION D-END | - | 0 | 0
1PH8166-1JF23-0CB1 |  | 1PH8166-1JF23-0CB1 | 1 | UN | 1 | 35 | X | D | N | N | 85015290 | 1 |  | 269 | KG | 7471.17 | 7471.17 | MC05 | MC05 | SIMOTICS M Compact induction motor 1500rpm, 52kW 331Nm, 116A, 332V 1750rpm, 61kW 333Nm, 116A, 381V 2000rpm, 68kW 325Nm, 116A, 426V water cooling Degree of protection IP65 INCREMENT. ENCODER HTL 2048 S/R (ENCODER HTL2048S/R) with TEMPERAT. SENSOR KTY84-130 Design IM B35 (IM V15, (IM V35) PLAIN SHAFT WITHOUT FITTED KEY; BEARING: STANDARD WITH FIXED BEARING, VIBRATION SEVERITY GRADE S/A; SHAFT AND FLANGE ACCURACY: R TERMINAL BOX (ABOVE) CABLE ENTRY ON THE LEFT SIGNAL CONNECTION D-END | - | 0 | 0
1PH8166-1JF23-0CC1 |  | 1PH8166-1JF23-0CC1 | 1 | UN | 1 | 35 | X | D | N | N | 85015290 | 1 |  | 269 | KG | 7471.17 | 7471.17 | MC05 | MC05 | SIMOTICS M Compact induction motor 1500rpm, 52kW 331Nm, 116A, 332V 1750rpm, 61kW 333Nm, 116A, 381V 2000rpm, 68kW 325Nm, 116A, 426V water cooling Degree of protection IP65 INCREMENT. ENCODER HTL 2048 S/R (ENCODER HTL2048S/R) with TEMPERAT. SENSOR KTY84-130 Design IM B35 (IM V15, (IM V35) PLAIN SHAFT WITHOUT FITTED KEY; BEARING: STANDARD WITH FIXED BEARING, VIBRATION SEVERITY GRADE S/A; SHAFT AND FLANGE ACCURACY: R TERMINAL BOX (ABOVE) CABLE ENTRY ON THE ND-END SIGNAL CONNECTION LEFT | - | 0 | 0
1PH8166-1JF23-2BA1 |  | 1PH8166-1JF23-2BA1 | 1 | UN | 1 | 35 | X | D | N | N | 85015290 | 1 |  | 269 | KG | 7471.2 | 7471.2 | MC05 | MC05 | SIMOTICS M Compact induction motor 1500rpm, 52kW 331Nm, 116A, 332V 1750rpm, 61kW 333Nm, 116A, 381V 2000rpm, 68kW 325Nm, 116A, 426V water cooling Degree of protection IP65 INCREMENT. ENCODER HTL 2048 S/R (ENCODER HTL2048S/R) with TEMPERAT. SENSOR KTY84-130 Design IM B35 (IM V15, (IM V35) SHAFT WITH FITTED KEY HALF-KEY BALANCING BEARING: STANDARD WITH FIXED BEARING, VIBRATION SEVERITY GRADE R/A; SHAFT AND FLANGE ACCURACY: R TERMINAL BOX (ABOVE) CABLE ENTRY ON THE RIGHT SIGNAL CONNECTION D-END | - | 0 | 0
1PH8166-1JF23-2BB1 |  | 1PH8166-1JF23-2BB1 | 1 | UN | 1 | 35 | X | D | N | N | 85015290 | 1 |  | 269 | KG | 7471.2 | 7471.2 | MC05 | MC05 | SIMOTICS M Compact induction motor 1500rpm, 52kW 331Nm, 116A, 332V 1750rpm, 61kW 333Nm, 116A, 381V 2000rpm, 68kW 325Nm, 116A, 426V water cooling Degree of protection IP65 INCREMENT. ENCODER HTL 2048 S/R (ENCODER HTL2048S/R) with TEMPERAT. SENSOR KTY84-130 Design IM B35 (IM V15, (IM V35) SHAFT WITH FITTED KEY HALF-KEY BALANCING BEARING: STANDARD WITH FIXED BEARING, VIBRATION SEVERITY GRADE R/A; SHAFT AND FLANGE ACCURACY: R TERMINAL BOX (ABOVE) CABLE ENTRY ON THE LEFT SIGNAL CONNECTION D-END | - | 0 | 0
1PH8166-1JF23-2BC1 |  | 1PH8166-1JF23-2BC1 | 1 | UN | 1 | 35 | X | D | N | N | 85015290 | 1 |  | 269 | KG | 7471.2 | 7471.2 | MC05 | MC05 | SIMOTICS M Compact induction motor 1500rpm, 52kW 331Nm, 116A, 332V 1750rpm, 61kW 333Nm, 116A, 381V 2000rpm, 68kW 325Nm, 116A, 426V water cooling Degree of protection IP65 INCREMENT. ENCODER HTL 2048 S/R (ENCODER HTL2048S/R) with TEMPERAT. SENSOR KTY84-130 Design IM B35 (IM V15, (IM V35) SHAFT WITH FITTED KEY HALF-KEY BALANCING BEARING: STANDARD WITH FIXED BEARING, VIBRATION SEVERITY GRADE R/A; SHAFT AND FLANGE ACCURACY: R TERMINAL BOX (ABOVE) CABLE ENTRY ON THE ND-END SIGNAL CONNECTION LEFT | - | 0 | 0
1PH8166-1JF23-2CA1 |  | 1PH8166-1JF23-2CA1 | 1 | UN | 1 | 35 | X | D | N | N | 85015290 | 1 |  | 269 | KG | 7601.22 | 7601.22 | MC05 | MC05 | SIMOTICS M Compact induction motor 1500rpm, 52kW 331Nm, 116A, 332V 1750rpm, 61kW 333Nm, 116A, 381V 2000rpm, 68kW 325Nm, 116A, 426V water cooling Degree of protection IP65 INCREMENT. ENCODER HTL 2048 S/R (ENCODER HTL2048S/R) with TEMPERAT. SENSOR KTY84-130 Design IM B35 (IM V15, (IM V35) SHAFT WITH FITTED KEY HALF-KEY BALANCING BEARING: STANDARD WITH FIXED BEARING, VIBRATION SEVERITY GRADE S/A; SHAFT AND FLANGE ACCURACY: R TERMINAL BOX (ABOVE) CABLE ENTRY ON THE RIGHT SIGNAL CONNECTION D-END | - | 0 | 0
1PH8166-1JF23-2CB1 |  | 1PH8166-1JF23-2CB1 | 1 | UN | 1 | 35 | X | D | N | N | 85015290 | 1 |  | 269 | KG | 7601.22 | 7601.22 | MC05 | MC05 | SIMOTICS M Compact induction motor 1500rpm, 52kW 331Nm, 116A, 332V 1750rpm, 61kW 333Nm, 116A, 381V 2000rpm, 68kW 325Nm, 116A, 426V water cooling Degree of protection IP65 INCREMENT. ENCODER HTL 2048 S/R (ENCODER HTL2048S/R) with TEMPERAT. SENSOR KTY84-130 Design IM B35 (IM V15, (IM V35) SHAFT WITH FITTED KEY HALF-KEY BALANCING BEARING: STANDARD WITH FIXED BEARING, VIBRATION SEVERITY GRADE S/A; SHAFT AND FLANGE ACCURACY: R TERMINAL BOX (ABOVE) CABLE ENTRY ON THE LEFT SIGNAL CONNECTION D-END | - | 0 | 0
1PH8166-1JF23-2CC1 |  | 1PH8166-1JF23-2CC1 | 1 | UN | 1 | 35 | X | D | N | N | 85015290 | 1 |  | 269 | KG | 7601.22 | 7601.22 | MC05 | MC05 | SIMOTICS M Compact induction motor 1500rpm, 52kW 331Nm, 116A, 332V 1750rpm, 61kW 333Nm, 116A, 381V 2000rpm, 68kW 325Nm, 116A, 426V water cooling Degree of protection IP65 INCREMENT. ENCODER HTL 2048 S/R (ENCODER HTL2048S/R) with TEMPERAT. SENSOR KTY84-130 Design IM B35 (IM V15, (IM V35) SHAFT WITH FITTED KEY HALF-KEY BALANCING BEARING: STANDARD WITH FIXED BEARING, VIBRATION SEVERITY GRADE S/A; SHAFT AND FLANGE ACCURACY: R TERMINAL BOX (ABOVE) CABLE ENTRY ON THE ND-END SIGNAL CONNECTION LEFT | - | 0 | 0
1PH8166-1MF23-2LB1-Z | K09 | 1PH8166-1MF23-2LB1-ZK09 | 1 | UN | 1 | 35 | X | D | N | N | 85015290 | 1 |  | 269 | KG | 8067.69 | 8067.69 | MC05 | MC05 | SIMOTICS M Compact induction motor 1500rpm, 52kW 331Nm, 116A, 332V 1750rpm, 61kW 333Nm, 116A, 381V 2000rpm, 68kW 325Nm, 116A, 426V water cooling Degree of protection IP65 Incremental encoder SIN/COS 1 VPP 2048 S/R with C and D track (encoder IC2048S/R) with temperature sensor KTY 84-130 Design IM B35 (IM V15, (IM V35) SHAFT WITH FITTED KEY HALF-KEY BALANCING BEARING: PERFORMANCE, VIBRATION SEVERITY GRADE SPECIAL/B; SHAFT A. FLANGE ACCURACY GR. SPECIAL TERMINAL BOX (ABOVE) CABLE ENTRY ON THE LEFT SIGNAL CONNECTION D-END K09: TERMINAL BOX NON DRIVE END RIGHT CABLE ROUTING BELOW SIGNAL CONNECTION D-END | - | 0 | 0
1PH8166-1MF23-2LB1-Z | K10 | 1PH8166-1MF23-2LB1-ZK10 | 1 | UN | 1 | 35 | X | D | N | N | 85015290 | 1 |  | 269 | KG | 8067.69 | 8067.69 | MC05 | MC05 | SIMOTICS M Compact induction motor 1500rpm, 52kW 331Nm, 116A, 332V 1750rpm, 61kW 333Nm, 116A, 381V 2000rpm, 68kW 325Nm, 116A, 426V water cooling Degree of protection IP65 Incremental encoder SIN/COS 1 VPP 2048 S/R with C and D track (encoder IC2048S/R) with temperature sensor KTY 84-130 Design IM B35 (IM V15, (IM V35) SHAFT WITH FITTED KEY HALF-KEY BALANCING BEARING: PERFORMANCE, VIBRATION SEVERITY GRADE SPECIAL/B; SHAFT A. FLANGE ACCURACY GR. SPECIAL TERMINAL BOX (ABOVE) CABLE ENTRY ON THE LEFT SIGNAL CONNECTION D-END K10: TERMINAL BOX ND-END CABLE ROUTING ABOVE SIGNAL CONNECTION D-END | - | 0 | 0
1PH8166-1MG23-0LZ1 | Q1G | 1PH8166-1MG23-0LZ1Q1G | 1 | UN | 1 | 35 | X | D | N | N | 85015290 | 1 |  | 269 | KG | 9152.72 | 9152.72 | MC05 | MC05 | SIMOTICS M Compact induction motor 2000rpm, 64 kW, 306 Nm, 125 A 376 V; 2300rpm, 72 kW, 299 Nm 124 A, 420 V; 2650rpm, 83 kW 299 Nm, 125 A, 460 V Water cooling; Degree of protection IP65 Incremental encoder sin/cos 1 Vpp 2048 S/R with C and D track (encoder IC2048S/R) Design IM B35 (IM V15, IM V35) Smooth shaft without feather key; Bearing version: Performance Vibration severity: Special/B; Shaft and flange accuracy: Special Special connection system Terminal box GK630 (4XM25x 1.5) Offer number SMR-111-2014 | - | 0 | 7
1PH8166-1MG23-1CA1-Z | K18 | 1PH8166-1MG23-1CA1-ZK18 | 1 | UN | 1 | 35 | X | D | N | N | 85015290 | 1 |  | 269 | KG | 7715.7 | 7715.7 | MC05 | MC05 | SIMOTICS M Compact induction motor 2000rpm, 64kW 306Nm, 125 A, 376V 2300rpm, 72kW 299Nm, 124A, 420V 2650rpm, 83kW 299Nm, 125 A, 460 V water cooling Degree of protection IP65 Incremental encoder SIN/COS 1 VPP 2048 S/R with C and D track (encoder IC2048S/R) with temperature sensor KTY 84-130 Design IM B35 (IM V15, (IM V35) SHAFT WITH FITTED KEY FULL-KEY BALANCING BEARING: STANDARD WITH FIXED BEARING, VIBRATION SEVERITY GRADE S/A; SHAFT AND FLANGE ACCURACY: R TERMINAL BOX (ABOVE) CABLE ENTRY ON THE RIGHT SIGNAL CONNECTION D-END K18: RADIAL SHAFT SEAL RING DRIVE END | - | 0 | 0
1PH8166-2DL20-0CC1-Z | K09 | 1PH8166-2DL20-0CC1-ZK09 | 1 | UN | 1 | 40 | X | D | N | N | 85015381 | 1 |  | 257 | KG | 11118.4 | 11118.4 | MC05 | MC05 | SIMOTICS M Compact synchronous motor 2500rpm, 102kW 390Nm, 188A, 380 V 2800rpm, 109kW 375Nm, 177A, 420V 3000RPM, 110 kW 350Nm, 169A, 450 V water cooling Degree of protection IP65 Incremental encoder 22-bit with commutation position (encoder IC22DQ) with DRIVE-CLiQ interface DESIGN IM B3 (IM V5, IM V6) PLAIN SHAFT WITHOUT FITTED KEY; BEARING: STANDARD WITH FIXED BEARING, VIBRATION SEVERITY GRADE S/A; SHAFT AND FLANGE ACCURACY: R TERMINAL BOX (ABOVE) CABLE ENTRY ON THE ND-END SIGNAL CONNECTION LEFT K09: TERMINAL BOX NON DRIVE END RIGHT CABLE ROUTING BELOW SIGNAL CONNECTION D-END | - | 0 | 0
1PH8166-2DL20-0CC1-Z | K10 | 1PH8166-2DL20-0CC1-ZK10 | 1 | UN | 1 | 40 | X | D | N | N | 85015381 | 1 |  | 257 | KG | 11118.4 | 11118.4 | MC05 | MC05 | SIMOTICS M Compact synchronous motor 2500rpm, 102kW 390Nm, 188A, 380 V 2800rpm, 109kW 375Nm, 177A, 420V 3000RPM, 110 kW 350Nm, 169A, 450 V water cooling Degree of protection IP65 Incremental encoder 22-bit with commutation position (encoder IC22DQ) with DRIVE-CLiQ interface DESIGN IM B3 (IM V5, IM V6) PLAIN SHAFT WITHOUT FITTED KEY; BEARING: STANDARD WITH FIXED BEARING, VIBRATION SEVERITY GRADE S/A; SHAFT AND FLANGE ACCURACY: R TERMINAL BOX (ABOVE) CABLE ENTRY ON THE ND-END SIGNAL CONNECTION LEFT K10: TERMINAL BOX ND-END CABLE ROUTING ABOVE SIGNAL CONNECTION D-END | - | 0 | 0
1PH8166-2DL23-1QA1-Z | K09 | 1PH8166-2DL23-1QA1-ZK09 | 1 | UN | 1 | 40 | X | D | N | N | 85015381 | 1 |  | 257 | KG | 11901.99 | 11901.99 | MC05 | MC05 | SIMOTICS M Compact synchronous motor 2500rpm, 102kW 390Nm, 188A, 380 V 2800rpm, 109kW 375Nm, 177A, 420V 3000RPM, 110 kW 350Nm, 169A, 450 V water cooling Degree of protection IP65 Incremental encoder 22-bit with commutation position (encoder IC22DQ) with DRIVE-CLiQ interface Design IM B35 (IM V15, (IM V35) SHAFT WITH FITTED KEY FULL-KEY BALANCING BEARING: ADVANCED LIFETIME VIBRATION SEVERITY S/A SHAFT A. FLANGE ACCURACY GR. R TERMINAL BOX (ABOVE) CABLE ENTRY ON THE RIGHT SIGNAL CONNECTION D-END K09: TERMINAL BOX NON DRIVE END RIGHT CABLE ROUTING BELOW SIGNAL CONNECTION D-END | - | 0 | 0
1PH8167-2DL03-0FC1 |  | 1PH8167-2DL03-0FC1 | 1 | UN | 1 | 40 | X | D | N | N | 85015381 | 1 |  | 240 | KG | 11170.4 | 11170.4 | MC05 | MC05 | SIMOTICS M Compact synchronous motor 2500rpm, 95kW 360Nm, 177A, 350 V 2800rpm, 98kW 335Nm, 164A, 385 V 3000rpm, 99kW 315Nm, 155A, 410V forced ventilation; direction of air flow DE--> NDE; Degree of protection IP55 Incremental encoder 22-bit with commutation position (encoder IC22DQ) with DRIVE-CLiQ interface Design IM B35 (IM V15, (IM V35) PLAIN SHAFT WITHOUT FITTED KEY; BEARING: INCREASED RADIAL FORCES, VIBRATION SEVERITY GRADE R/A; SHAFT AND FLANGE ACCURACY: R TERMINAL BOX (ABOVE) CABLE ENTRY ON THE ND-END SIGNAL CONNECTION LEFT | - | 0 | 0
1PH8167-2FL13-1BB1 |  | 1PH8167-2FL13-1BB1 | 1 | UN | 1 | 40 | X | D | N | N | 85015381 | 1 |  | 240 | KG | 11787.6 | 11787.6 | MC05 | MC05 | SIMOTICS M Compact synchronous motor 2500rpm, 95kW 360Nm, 177A, 350 V 2800rpm, 98kW 335Nm, 164A, 385 V 3000rpm, 99kW 315Nm, 155A, 410V forced ventilation; direction of air flow NDE--> DE; Degree of protection IP55 Absolute encoder 22-bit Single-turn and 12-bit multi-turn (encoder AM22DQ) with DRIVE-CLiQ interface Design IM B35 (IM V15, (IM V35) SHAFT WITH FITTED KEY FULL-KEY BALANCING BEARING: STANDARD WITH FIXED BEARING, VIBRATION SEVERITY GRADE R/A; SHAFT AND FLANGE ACCURACY: R TERMINAL BOX (ABOVE) CABLE ENTRY ON THE LEFT SIGNAL CONNECTION D-END | - | 0 | 0
1PH8168-2FL22-0ZA1-Z | P1AQ19Q59Y84 | 1PH8168-2FL22-0ZA1-ZP1AQ19Q59Y84 | 1 | UN | 1 | 40 | X | D | N | N | 85015381 | 1 |  | 281 | KG | 14763.03 | 14763.03 | MC05 | MC05 | SIMOTICS M Compact synchronous motor 2500rpm, 119kW, 455Nm, 225A 355V; 2800rpm, 123kW, 420Nm 210A, 395V; 3000rpm, 125kW 385Nm, 197A, 420V Water cooling; Degree of protection IP65 Absolute encoder 22-bit Single-turn and 12-bit Multi-turn (encoder AM22DQ) with Drive-CLiQ interface Customer-specific version according to SMR-20-2014 P1A: Special bearings with open regreasing Q19: Special spray protection Q59: Interface for lifting equipment BS Y84: Customer specification on rating plate | - | 0 | 7
1PH8184-1AC00-1AA1 |  | 1PH8184-1AC00-1AA1 | 1 | UN | 1 | 30 | D | D | N | N | 85015290 | 1 |  | 350 | KG | 5560.85 | 5560.85 | MC05 | MC05 | SIMOTICS M Compact induction motor 700 rpm, 27kW 368Nm, 65A, 320V 800 rpm, 31kW 370Nm, 65A, 365V 1000 rpm, 39kW 372Nm, 65A, 460 V forced ventilation Direction of air flow DE-->NDE Degree of protection IP55 Without encoder With temperature sensor KTY 84-130 DESIGN IM B3 (IMB6, IMB7, IMB8, IMV6) SHAFT WITH FITTED KEY FULL-KEY BALANCING BEARING: STANDARD VIBRATION SEVERITY GRADE A; SHAFT A.FLANGE ACCURACY GR.N TERMINAL BOX (ABOVE) CABLE ENTRY ON THE RIGHT SIGNAL CONNECTION D-END | - | 0 | 0
1PH8184-1AC05-0AA1 |  | 1PH8184-1AC05-0AA1 | 1 | UN | 1 | 30 | D | D | N | N | 85015290 | 1 |  | 350 | KG | 6374.53 | 6374.53 | MC05 | MC05 | SIMOTICS M Compact induction motor 700 rpm, 27kW 368Nm, 65A, 320V 800 rpm, 31kW 370Nm, 65A, 365V 1000 rpm, 39kW 372Nm, 65A, 460 V forced ventilation Direction of air flow DE-->NDE Degree of protection IP55 Without encoder With temperature sensor KTY 84-130 Design IM V15 with flange A450 PLAIN SHAFT WITHOUT FITTED KEY; BEARING: STANDARD VIBRATION SEVERITY GRADE A; SHAFT A.FLANGE ACCURACY GR.N TERMINAL BOX (ABOVE) CABLE ENTRY ON THE RIGHT SIGNAL CONNECTION D-END | - | 0 | 0
1PH8184-1AD00-0EB1-Z | K40L76 | 1PH8184-1AD00-0EB1-ZK40L76 | 1 | UN | 1 | 30 | D | D | N | N | 85015290 | 1 |  | 358 | KG | 6199.55 | 6199.55 | MC05 | MC05 | SIMOTICS M Compact induction motor 1000rpm, 39kW, 372Nm, 87A, 340V 1150rpm, 44 kW, 365Nm, 86A, 390V 1350rpm, 50 kW, 354Nm, 84A, 450 V forced ventilation Direction of air flow DE-->NDE Degree of protection IP55 Without encoder With temperature sensor KTY 84-130 DESIGN IM B3 (IMB6, IMB7, IMB8, IMV6) PLAIN SHAFT WITHOUT FITTED KEY; BEARING: GREATER CANTILEVER FORCES; VIBRATION SEVERITY GRADE A; SHAFT AND FLANGE ACCURACY GR. N TERMINAL BOX (ABOVE) CABLE ENTRY ON THE LEFT SIGNAL CONNECTION D-END K40: RELUBRICATING EQUIPMENT DRIVE END AND NON-DRIVE END L76: EC fan 400 V 3 AC 50/60 Hz | - | 0 | 0
1PH8184-1AD00-0EB2 |  | 1PH8184-1AD00-0EB2 | 1 | UN | 1 | 30 | D | D | N | N | 85015290 | 1 |  | 350 | KG | 5610.1 | 5610.1 | MC05 | MC05 | SIMOTICS M Compact asynchronous motor 1000 rpm, 39 kW, 372 Nm, 87 A, 340 V 1150 rpm, 44 kW, 365 Nm, 86 A, 390 V 1350 rpm, 50 kW, 354 Nm, 84 A, 450 V Forced ventilation Direction of air flow DE-->NDE Degree of protection IP55 Without encoder With temperature sensor Pt1000 DESIGN IM B3 (IMB6, IMB7, IMB8, IMV6) PLAIN SHAFT WITHOUT FITTED KEY; BEARING: GREATER CANTILEVER FORCES; VIBRATION SEVERITY GRADE A; SHAFT AND FLANGE ACCURACY GR. N TERMINAL BOX (ABOVE) CABLE ENTRY ON THE LEFT SIGNAL CONNECTION D-END | - | 0 | 0
1PH8184-1AD02-1BC2 |  | 1PH8184-1AD02-1BC2 | 1 | UN | 1 | 30 | D | D | N | N | 85015290 | 1 |  | 350 | KG | 6505.12 | 6505.12 | MC05 | MC05 | SIMOTICS M Compact asynchronous motor 1000 rpm, 39 kW, 372 Nm, 87 A, 340 V 1150 rpm, 44 kW, 365 Nm, 86 A, 390 V 1350 rpm, 50 kW, 354 Nm, 84 A, 450 V Forced ventilation Direction of air flow DE-->NDE Degree of protection IP55 Without encoder With temperature sensor Pt1000 DESIGN IM B5 WITH FLANGE A450 (IM V3) SHAFT WITH FITTED KEY FULL-KEY BALANCING BEARING: STANDARD VIBRATION SEVERITY GRADE R/A; SHAFT A.FLANGE ACCURACY GR. R TERMINAL BOX (ABOVE) CABLE ENTRY ON THE ND-END SIGNAL CONNECTION RIGHT | - | 0 | 0
1PH8184-1AD30-1AA1 |  | 1PH8184-1AD30-1AA1 | 1 | UN | 1 | 30 | D | D | N | N | 85015290 | 1 |  | 350 | KG | 6401.39 | 6401.39 | MC05 | MC05 | SIMOTICS M Compact induction motor 1000rpm, 57kW 544Nm, 120 A, 340V 1150rpm, 65kW 540Nm, 120 A, 390V 1350rpm, 74kW 523Nm, 118A, 450 V Open-circuit ventilation Direction of air flow DE-->NDE Degree of protection IP23 Without encoder With temperature sensor KTY 84-130 DESIGN IM B3 (IMB6, IMB7, IMB8, IMV6) SHAFT WITH FITTED KEY FULL-KEY BALANCING BEARING: STANDARD VIBRATION SEVERITY GRADE A; SHAFT A.FLANGE ACCURACY GR.N TERMINAL BOX (ABOVE) CABLE ENTRY ON THE RIGHT SIGNAL CONNECTION D-END | - | 0 | 0
1PH8184-1AD30-1AA1-Z | L27 | 1PH8184-1AD30-1AA1-ZL27 | 1 | UN | 1 | 30 | D | D | N | N | 85015290 | 1 |  | 350 | KG | 7068.89 | 7068.89 | MC05 | MC05 | SIMOTICS M Compact induction motor 1000rpm, 57kW 544Nm, 120 A, 340V 1150rpm, 65kW 540Nm, 120 A, 390V 1350rpm, 74kW 523Nm, 118A, 450 V Open-circuit ventilation Direction of air flow DE-->NDE Degree of protection IP23 Without encoder With temperature sensor KTY 84-130 DESIGN IM B3 (IMB6, IMB7, IMB8, IMV6) SHAFT WITH FITTED KEY FULL-KEY BALANCING BEARING: STANDARD VIBRATION SEVERITY GRADE A; SHAFT A.FLANGE ACCURACY GR.N TERMINAL BOX (ABOVE) CABLE ENTRY ON THE RIGHT SIGNAL CONNECTION D-END L27: INSULATED VERSION NON-DRIVE END BEARING | - | 0 | 0
1PH8184-1AD40-2FA2 |  | 1PH8184-1AD40-2FA2 | 1 | UN | 1 | 30 | D | D | N | N | 85015290 | 1 |  | 350 | KG | 6709.52 | 6709.52 | MC05 | MC05 | SIMOTICS M Compact asynchronous motor 1000 rpm, 57 kW, 544 Nm, 120 A, 340 V 1150 rpm, 65 kW, 540 Nm, 120 A, 390 V 1350 rpm, 74 kW, 523 Nm, 118 A, 450 V Open-circuit ventilation Direction of air flow NDE-->DE Degree of protection IP23 Without encoder With temperature sensor Pt1000 DESIGN IM B3 (IMB6, IMB7, IMB8, IMV6) SHAFT WITH FITTED KEY HALF-KEY BALANCING BEARING: GREATER CANTILEVER FORCES; VIBRATION SEVERITY GRADE R/A; SHAFT AND FLANGE ACCURACY GR. R TERMINAL BOX (ABOVE) CABLE ENTRY ON THE RIGHT SIGNAL CONNECTION D-END | - | 0 | 0
1PH8184-1AF00-0EA1-Z | K40L76 | 1PH8184-1AF00-0EA1-ZK40L76 | 1 | UN | 1 | 30 | D | D | N | N | 85015290 | 1 |  | 358 | KG | 6199.55 | 6199.55 | MC05 | MC05 | SIMOTICS M Compact induction motor 1500rpm, 51kW 325Nm, 116A, 335V 1750rpm, 60kW 327Nm, 120 A, 390V 2000rpm, 68kW 325Nm, 118A, 405V forced ventilation Direction of air flow DE-->NDE Degree of protection IP55 Without encoder With temperature sensor KTY 84-130 DESIGN IM B3 (IMB6, IMB7, IMB8, IMV6) PLAIN SHAFT WITHOUT FITTED KEY; BEARING: GREATER CANTILEVER FORCES; VIBRATION SEVERITY GRADE A; SHAFT AND FLANGE ACCURACY GR. N TERMINAL BOX (ABOVE) CABLE ENTRY ON THE RIGHT SIGNAL CONNECTION D-END K40: RELUBRICATING EQUIPMENT DRIVE END AND NON-DRIVE END L76: EC fan 400 V 3 AC 50/60 Hz | - | 0 | 0
1PH8184-1AF00-0EA2 |  | 1PH8184-1AF00-0EA2 | 1 | UN | 1 | 30 | D | D | N | N | 85015290 | 1 |  | 350 | KG | 5610.1 | 5610.1 | MC05 | MC05 | SIMOTICS M Compact asynchronous motor 1500 rpm, 51 kW, 325 Nm, 116 A, 335 V 1750 rpm, 60 kW, 327 Nm, 120 A, 390 V 2000 rpm, 68 kW, 325 Nm, 118 A, 405 V Forced ventilation Direction of air flow DE-->NDE Degree of protection IP55 Without encoder With temperature sensor Pt1000 DESIGN IM B3 (IMB6, IMB7, IMB8, IMV6) PLAIN SHAFT WITHOUT FITTED KEY; BEARING: GREATER CANTILEVER FORCES; VIBRATION SEVERITY GRADE A; SHAFT AND FLANGE ACCURACY GR. N TERMINAL BOX (ABOVE) CABLE ENTRY ON THE RIGHT SIGNAL CONNECTION D-END | - | 0 | 0
1PH8184-1AF00-2AC1-Z | A12L27L75 | 1PH8184-1AF00-2AC1-ZA12L27L75 | 1 | UN | 1 | 40 | X | D | N | N | 85015290 | 1 |  | 358 | KG | 7063.94 | 7063.94 | MC05 | MC05 | SIMOTICS M Compact induction motor 1500rpm, 51kW 325Nm, 116A, 335V 1750rpm, 60kW 327Nm, 120 A, 390V 2000rpm, 68kW 325Nm, 118A, 405V forced ventilation Direction of air flow DE-->NDE Degree of protection IP55 Without encoder With temperature sensor KTY 84-130 DESIGN IM B3 (IMB6, IMB7, IMB8, IMV6) SHAFT WITH FITTED KEY HALF-KEY BALANCING BEARING: STANDARD VIBRATION SEVERITY GRADE A; SHAFT A.FLANGE ACCURACY GR.N TERMINAL BOX (ABOVE) CABLE ENTRY ON THE ND-END SIGNAL CONNECTION RIGHT A12: PROTECT. BY PTC THERMISTOR WARNING AND SWITCHOFF L27: INSULATED VERSION NON-DRIVE END BEARING L75: FAN SPECIAL VERSION 3 AC 400 V DEGREE OF PROTECTION IP 65 | - | 0 | 0
1PH8184-1AF00-2EA1-Z | K24K40L27V92 | 1PH8184-1AF00-2EA1-ZK24K40L27V92 | 1 | UN | 1 | 30 | D | D | N | N | 85015290 | 1 |  | 350 | KG | 7469.17 | 7469.17 | MC05 | MC05 | SIMOTICS M Compact induction motor 1500rpm, 51kW 325Nm, 116A, 335V 1750rpm, 60kW 327Nm, 120 A, 390V 2000rpm, 68kW 325Nm, 118A, 405V forced ventilation Direction of air flow DE-->NDE Degree of protection IP55 Without encoder With temperature sensor KTY 84-130 DESIGN IM B3 (IMB6, IMB7, IMB8, IMV6) SHAFT WITH FITTED KEY HALF-KEY BALANCING BEARING: GREATER CANTILEVER FORCES; VIBRATION SEVERITY GRADE A; SHAFT AND FLANGE ACCURACY GR. N TERMINAL BOX (ABOVE) CABLE ENTRY ON THE RIGHT SIGNAL CONNECTION D-END K24: PRIMING (AUBURN) K40: RELUBRICATING EQUIPMENT DRIVE END AND NON-DRIVE END L27: INSULATED VERSION NON-DRIVE END BEARING V92: 1PH7184-COMPATIBLE SHAFT END 60 MM X 140 MM | - | 0 | 0
1PH8184-1AF00-2EA1-Z | L27V92X01 | 1PH8184-1AF00-2EA1-ZL27V92X01 | 1 | UN | 1 | 30 | D | D | N | N | 85015290 | 1 |  | 350 | KG | 6855.23 | 6855.23 | MC05 | MC05 | SIMOTICS M Compact induction motor 1500rpm, 51kW 325Nm, 116A, 335V 1750rpm, 60kW 327Nm, 120 A, 390V 2000rpm, 68kW 325Nm, 118A, 405V forced ventilation Direction of air flow DE-->NDE Degree of protection IP55 Without encoder With temperature sensor KTY 84-130 DESIGN IM B3 (IMB6, IMB7, IMB8, IMV6) SHAFT WITH FITTED KEY HALF-KEY BALANCING BEARING: GREATER CANTILEVER FORCES; VIBRATION SEVERITY GRADE A; SHAFT AND FLANGE ACCURACY GR. N TERMINAL BOX (ABOVE) CABLE ENTRY ON THE RIGHT SIGNAL CONNECTION D-END L27: INSULATED VERSION NON-DRIVE END BEARING V92: 1PH7184-COMPATIBLE SHAFT END 60 MM X 140 MM X01: PAINT FINISH RAL 9005 (DEEP BLACK) | - | 0 | 0
1PH8184-1AF03-2AB1-Z | K90V92 | 1PH8184-1AF03-2AB1-ZK90V92 | 1 | UN | 1 | 30 | D | D | N | N | 85015290 | 1 |  | 350 | KG | 6609.36 | 6609.36 | MC05 | MC05 | SIMOTICS M Compact induction motor 1500rpm, 51kW 325Nm, 116A, 335V 1750rpm, 60kW 327Nm, 120 A, 390V 2000rpm, 68kW 325Nm, 118A, 405V forced ventilation Direction of air flow DE-->NDE Degree of protection IP55 Without encoder With temperature sensor KTY 84-130 Design IM B35 with flange A450 (IM V35) SHAFT WITH FITTED KEY HALF-KEY BALANCING BEARING: STANDARD VIBRATION SEVERITY GRADE A; SHAFT A.FLANGE ACCURACY GR.N TERMINAL BOX (ABOVE) CABLE ENTRY ON THE LEFT SIGNAL CONNECTION D-END K90: Version with flange size A400 V92: 1PH7184-COMPATIBLE SHAFT END 60 MM X 140 MM | - | 0 | 0
1PH8184-1AF10-1BA2 |  | 1PH8184-1AF10-1BA2 | 1 | UN | 1 | 30 | D | D | N | N | 85015290 | 1 |  | 350 | KG | 5721.04 | 5721.04 | MC05 | MC05 | SIMOTICS M Compact asynchronous motor 1500 rpm, 51 kW, 325 Nm, 116 A, 335 V 1750 rpm, 60 kW, 327 Nm, 120 A, 390 V 2000 rpm, 68 kW, 325 Nm, 118 A, 405 V Forced ventilation Direction of air flow NDE-->DE Degree of protection IP55 Without encoder With temperature sensor Pt1000 DESIGN IM B3 (IMB6, IMB7, IMB8, IMV6) SHAFT WITH FITTED KEY FULL-KEY BALANCING BEARING: STANDARD VIBRATION SEVERITY GRADE R/A; SHAFT A.FLANGE ACCURACY GR. R TERMINAL BOX (ABOVE) CABLE ENTRY ON THE RIGHT SIGNAL CONNECTION D-END | - | 0 | 0
1PH8184-1AF10-1EA2 |  | 1PH8184-1AF10-1EA2 | 1 | UN | 1 | 30 | D | D | N | N | 85015290 | 1 |  | 350 | KG | 5743.23 | 5743.23 | MC05 | MC05 | SIMOTICS M Compact asynchronous motor 1500 rpm, 51 kW, 325 Nm, 116 A, 335 V 1750 rpm, 60 kW, 327 Nm, 120 A, 390 V 2000 rpm, 68 kW, 325 Nm, 118 A, 405 V Forced ventilation Direction of air flow NDE-->DE Degree of protection IP55 Without encoder With temperature sensor Pt1000 DESIGN IM B3 (IMB6, IMB7, IMB8, IMV6) SHAFT WITH FITTED KEY FULL-KEY BALANCING BEARING: GREATER CANTILEVER FORCES; VIBRATION SEVERITY GRADE A; SHAFT AND FLANGE ACCURACY GR. N TERMINAL BOX (ABOVE) CABLE ENTRY ON THE RIGHT SIGNAL CONNECTION D-END | - | 0 | 0
1PH8184-1AF10-2FA1-Z | A12K40 | 1PH8184-1AF10-2FA1-ZA12K40 | 1 | UN | 1 | 30 | D | D | N | N | 85015290 | 1 |  | 350 | KG | 6522.47 | 6522.47 | MC05 | MC05 | SIMOTICS M Compact induction motor 1500rpm, 51kW 325Nm, 116A, 335V 1750rpm, 60kW 327Nm, 120 A, 390V 2000rpm, 68kW 325Nm, 118A, 405V forced ventilation Direction of air flow NDE-->DE Degree of protection IP55 Without encoder With temperature sensor KTY 84-130 DESIGN IM B3 (IMB6, IMB7, IMB8, IMV6) SHAFT WITH FITTED KEY HALF-KEY BALANCING BEARING: GREATER CANTILEVER FORCES; VIBRATION SEVERITY GRADE R/A; SHAFT AND FLANGE ACCURACY GR. R TERMINAL BOX (ABOVE) CABLE ENTRY ON THE RIGHT SIGNAL CONNECTION D-END A12: PROTECT. BY PTC THERMISTOR WARNING AND SWITCHOFF K40: RELUBRICATING EQUIPMENT DRIVE END AND NON-DRIVE END | - | 0 | 0
1PH8184-1AF23-1LA1 |  | 1PH8184-1AF23-1LA1 | 1 | UN | 1 | 30 | D | D | N | N | 85015381 | 1 |  | 340 | KG | 13300.03 | 13300.03 | MC05 | MC05 | SIMOTICS M Compact induction motor 1500rpm, 70kW 446Nm, 150 A, 335V 1750rpm, 82kW 447Nm, 150 A, 390V 2000rpm, 95kW 454Nm, 152A, 450 V water cooling Degree of protection IP55 Without encoder With temperature sensor KTY 84-130 Design IM B35 with flange A450 (IM V35) SHAFT WITH FITTED KEY FULL-KEY BALANCING BEARING: PERFORMANCE VIBRATION SEVERITY GRADE SR/B SHAFT A. FLANGE ACCURACY GR. R TERMINAL BOX (ABOVE) CABLE ENTRY ON THE RIGHT SIGNAL CONNECTION D-END | - | 0 | 0
1PH8184-1AF30-2AA1-Z | K24K40L27V92 | 1PH8184-1AF30-2AA1-ZK24K40L27V92 | 1 | UN | 1 | 30 | D | D | N | N | 85015381 | 1 |  | 350 | KG | 8124.78 | 8124.78 | MC05 | MC05 | SIMOTICS M Compact induction motor 1500rpm, 76kW 484Nm, 162A, 335V 1750rpm, 89kW 486Nm, 162A, 390V 2000rpm, 98kW 468Nm, 156A, 450 V Open-circuit ventilation Direction of air flow DE-->NDE Degree of protection IP23 Without encoder With temperature sensor KTY 84-130 DESIGN IM B3 (IMB6, IMB7, IMB8, IMV6) SHAFT WITH FITTED KEY HALF-KEY BALANCING BEARING: STANDARD VIBRATION SEVERITY GRADE A; SHAFT A.FLANGE ACCURACY GR.N TERMINAL BOX (ABOVE) CABLE ENTRY ON THE RIGHT SIGNAL CONNECTION D-END K24: PRIMING (AUBURN) K40: RELUBRICATING EQUIPMENT DRIVE END AND NON-DRIVE END L27: INSULATED VERSION NON-DRIVE END BEARING V92: 1PH7184-COMPATIBLE SHAFT END 60 MM X 140 MM | - | 0 | 0
1PH8184-1AF30-2AC1-Z | A12L27L75 | 1PH8184-1AF30-2AC1-ZA12L27L75 | 1 | UN | 1 | 40 | X | D | N | N | 85015381 | 1 |  | 358 | KG | 7904.48 | 7904.48 | MC05 | MC05 | SIMOTICS M Compact induction motor 1500rpm, 76kW 484Nm, 162A, 335V 1750rpm, 89kW 486Nm, 162A, 390V 2000rpm, 98kW 468Nm, 156A, 450 V Open-circuit ventilation Direction of air flow DE-->NDE Degree of protection IP23 Without encoder With temperature sensor KTY 84-130 DESIGN IM B3 (IMB6, IMB7, IMB8, IMV6) SHAFT WITH FITTED KEY HALF-KEY BALANCING BEARING: STANDARD VIBRATION SEVERITY GRADE A; SHAFT A.FLANGE ACCURACY GR.N TERMINAL BOX (ABOVE) CABLE ENTRY ON THE ND-END SIGNAL CONNECTION RIGHT A12: PROTECT. BY PTC THERMISTOR WARNING AND SWITCHOFF L27: INSULATED VERSION NON-DRIVE END BEARING L75: FAN SPECIAL VERSION 3 AC 400 V DEGREE OF PROTECTION IP 65 | - | 0 | 0
1PH8184-1AF30-2EA1-Z | K40L27 | 1PH8184-1AF30-2EA1-ZK40L27 | 1 | UN | 1 | 30 | D | D | N | N | 85015381 | 1 |  | 350 | KG | 7719.83 | 7719.83 | MC05 | MC05 | SIMOTICS M Compact induction motor 1500rpm, 76kW 484Nm, 162A, 335V 1750rpm, 89kW 486Nm, 162A, 390V 2000rpm, 98kW 468Nm, 156A, 450 V Open-circuit ventilation Direction of air flow DE-->NDE Degree of protection IP23 Without encoder With temperature sensor KTY 84-130 DESIGN IM B3 (IMB6, IMB7, IMB8, IMV6) SHAFT WITH FITTED KEY HALF-KEY BALANCING BEARING: GREATER CANTILEVER FORCES; VIBRATION SEVERITY GRADE A; SHAFT AND FLANGE ACCURACY GR. N TERMINAL BOX (ABOVE) CABLE ENTRY ON THE RIGHT SIGNAL CONNECTION D-END K40: RELUBRICATING EQUIPMENT DRIVE END AND NON-DRIVE END L27: INSULATED VERSION NON-DRIVE END BEARING | - | 0 | 0
1PH8184-1AF33-2AB1-Z | L27V92 | 1PH8184-1AF33-2AB1-ZL27V92 | 1 | UN | 1 | 30 | D | D | N | N | 85015381 | 1 |  | 350 | KG | 8117.4 | 8117.4 | MC05 | MC05 | SIMOTICS M Compact induction motor 1500rpm, 76kW 484Nm, 162A, 335V 1750rpm, 89kW 486Nm, 162A, 390V 2000rpm, 98kW 468Nm, 156A, 450 V Open-circuit ventilation Direction of air flow DE-->NDE Degree of protection IP23 Without encoder With temperature sensor KTY 84-130 Design IM B35 with flange A450 (IM V35) SHAFT WITH FITTED KEY HALF-KEY BALANCING BEARING: STANDARD VIBRATION SEVERITY GRADE A; SHAFT A.FLANGE ACCURACY GR.N TERMINAL BOX (ABOVE) CABLE ENTRY ON THE LEFT SIGNAL CONNECTION D-END L27: INSULATED VERSION NON-DRIVE END BEARING V92: 1PH7184-COMPATIBLE SHAFT END 60 MM X 140 MM | - | 0 | 0
1PH8184-1AF40-1BA2 |  | 1PH8184-1AF40-1BA2 | 1 | UN | 1 | 30 | D | D | N | N | 85015381 | 1 |  | 350 | KG | 6561.58 | 6561.58 | MC05 | MC05 | SIMOTICS M Compact asynchronous motor 1500 rpm, 76 kW, 484 Nm, 162 A, 335 V 1750 rpm, 89 kW, 486 Nm, 162 A, 390 V 2000 rpm, 98 kW, 468 Nm, 156 A, 450 V Open-circuit ventilation Direction of air flow NDE-->DE Degree of protection IP23 Without encoder With temperature sensor Pt1000 DESIGN IM B3 (IMB6, IMB7, IMB8, IMV6) SHAFT WITH FITTED KEY FULL-KEY BALANCING BEARING: STANDARD VIBRATION SEVERITY GRADE R/A; SHAFT A.FLANGE ACCURACY GR. R TERMINAL BOX (ABOVE) CABLE ENTRY ON THE RIGHT SIGNAL CONNECTION D-END | - | 0 | 0
1PH8184-1AF40-1EA2 |  | 1PH8184-1AF40-1EA2 | 1 | UN | 1 | 30 | D | D | N | N | 85015381 | 1 |  | 350 | KG | 6583.77 | 6583.77 | MC05 | MC05 | SIMOTICS M Compact asynchronous motor 1500 rpm, 76 kW, 484 Nm, 162 A, 335 V 1750 rpm, 89 kW, 486 Nm, 162 A, 390 V 2000 rpm, 98 kW, 468 Nm, 156 A, 450 V Open-circuit ventilation Direction of air flow NDE-->DE Degree of protection IP23 Without encoder With temperature sensor Pt1000 DESIGN IM B3 (IMB6, IMB7, IMB8, IMV6) SHAFT WITH FITTED KEY FULL-KEY BALANCING BEARING: GREATER CANTILEVER FORCES; VIBRATION SEVERITY GRADE A; SHAFT AND FLANGE ACCURACY GR. N TERMINAL BOX (ABOVE) CABLE ENTRY ON THE RIGHT SIGNAL CONNECTION D-END | - | 0 | 0
1PH8184-1AF40-2AA1-Z | G14K09X91 | 1PH8184-1AF40-2AA1-ZG14K09X91 | 1 | UN | 1 | 30 | D | D | N | N | 85015381 | 1 |  | 350 | KG | 8165.12 | 8165.12 | MC05 | MC05 | SIMOTICS M Compact induction motor 1500rpm, 76kW 484Nm, 162A, 335V 1750rpm, 89kW 486Nm, 162A, 390V 2000rpm, 98kW 468Nm, 156A, 450 V Open-circuit ventilation Direction of air flow NDE-->DE Degree of protection IP23 Without encoder With temperature sensor KTY 84-130 DESIGN IM B3 (IMB6, IMB7, IMB8, IMV6) SHAFT WITH FITTED KEY HALF-KEY BALANCING BEARING: STANDARD VIBRATION SEVERITY GRADE A; SHAFT A.FLANGE ACCURACY GR.N TERMINAL BOX (ABOVE) CABLE ENTRY ON THE RIGHT SIGNAL CONNECTION D-END G14: FAN ASSEMBLY WITH AIR FILTER K09: TERMINAL BOX NON DRIVE END CABLE ROUTING DRIVE END SIGNAL CONNECTION TOP X91: PAINT FINISH RAL 7011 (IRON GRAY) | - | 0 | 0
1PH8184-1AF40-2AA1-Z | G14K10X91 | 1PH8184-1AF40-2AA1-ZG14K10X91 | 1 | UN | 1 | 30 | D | D | N | N | 85015381 | 1 |  | 350 | KG | 8165.12 | 8165.12 | MC05 | MC05 | SIMOTICS M Compact induction motor 1500rpm, 76kW 484Nm, 162A, 335V 1750rpm, 89kW 486Nm, 162A, 390V 2000rpm, 98kW 468Nm, 156A, 450 V Open-circuit ventilation Direction of air flow NDE-->DE Degree of protection IP23 Without encoder With temperature sensor KTY 84-130 DESIGN IM B3 (IMB6, IMB7, IMB8, IMV6) SHAFT WITH FITTED KEY HALF-KEY BALANCING BEARING: STANDARD VIBRATION SEVERITY GRADE A; SHAFT A.FLANGE ACCURACY GR.N TERMINAL BOX (ABOVE) CABLE ENTRY ON THE RIGHT SIGNAL CONNECTION D-END G14: FAN ASSEMBLY WITH AIR FILTER K10: TERMINAL BOX NON DRIVE-END CABLE ROUTING DRIVE END SIGNAL CONNECTION TOP X91: PAINT FINISH RAL 7011 (IRON GRAY) | - | 0 | 0
1PH8184-1AF40-2AC1-Z | A12L27L75 | 1PH8184-1AF40-2AC1-ZA12L27L75 | 1 | UN | 1 | 40 | X | D | N | N | 85015381 | 1 |  | 358 | KG | 7904.48 | 7904.48 | MC05 | MC05 | SIMOTICS M Compact induction motor 1500rpm, 76kW 484Nm, 162A, 335V 1750rpm, 89kW 486Nm, 162A, 390V 2000rpm, 98kW 468Nm, 156A, 450 V Open-circuit ventilation Direction of air flow NDE-->DE Degree of protection IP23 Without encoder With temperature sensor KTY 84-130 DESIGN IM B3 (IMB6, IMB7, IMB8, IMV6) SHAFT WITH FITTED KEY HALF-KEY BALANCING BEARING: STANDARD VIBRATION SEVERITY GRADE A; SHAFT A.FLANGE ACCURACY GR.N TERMINAL BOX (ABOVE) CABLE ENTRY ON THE ND-END SIGNAL CONNECTION RIGHT A12: PROTECT. BY PTC THERMISTOR WARNING AND SWITCHOFF L27: INSULATED VERSION NON-DRIVE END BEARING L75: FAN SPECIAL VERSION 3 AC 400 V DEGREE OF PROTECTION IP 65 | - | 0 | 0
1PH8184-1AF43-2AA1-Z | G14K09K84 | 1PH8184-1AF43-2AA1-ZG14K09K84 | 1 | UN | 1 | 30 | D | D | N | N | 85015381 | 1 |  | 350 | KG | 8712.66 | 8712.66 | MC05 | MC05 | SIMOTICS M Compact induction motor 1500rpm, 76kW 484Nm, 162A, 335V 1750rpm, 89kW 486Nm, 162A, 390V 2000rpm, 98kW 468Nm, 156A, 450 V Open-circuit ventilation Direction of air flow NDE-->DE Degree of protection IP23 Without encoder With temperature sensor KTY 84-130 Design IM B35 with flange A450 (IM V35) SHAFT WITH FITTED KEY HALF-KEY BALANCING BEARING: STANDARD VIBRATION SEVERITY GRADE A; SHAFT A.FLANGE ACCURACY GR.N TERMINAL BOX (ABOVE) CABLE ENTRY ON THE RIGHT SIGNAL CONNECTION D-END G14: FAN ASSEMBLY WITH AIR FILTER K09: TERMINAL BOX NON DRIVE END CABLE ROUTING DRIVE END SIGNAL CONNECTION TOP K84: TURNING OF THE TERMINAL BOX BY -90 DEGREES | - | 0 | 0
1PH8184-1AL00-0AA1 |  | 1PH8184-1AL00-0AA1 | 1 | UN | 1 | 30 | D | D | N | N | 85015381 | 1 |  | 350 | KG | 5427.72 | 5427.72 | MC05 | MC05 | SIMOTICS M Compact induction motor 2500rpm, 78kW 298Nm, 166A, 340V 2900rpm, 81kW 267Nm, 152A, 395V 3400rpm, 65kW 183Nm, 120 A, 460 V forced ventilation Direction of air flow DE-->NDE Degree of protection IP55 Without encoder With temperature sensor KTY 84-130 DESIGN IM B3 (IMB6, IMB7, IMB8, IMV6) PLAIN SHAFT WITHOUT FITTED KEY; BEARING: STANDARD VIBRATION SEVERITY GRADE A; SHAFT A.FLANGE ACCURACY GR.N TERMINAL BOX (ABOVE) CABLE ENTRY ON THE RIGHT SIGNAL CONNECTION D-END | - | 0 | 0
1PH8184-1AL40-2EA1-Z | K09K23K40K65K80V92Y84 | 1PH8184-1AL40-2EA1-ZK09K23K40K65K80V92Y84 | 1 | UN | 1 | 30 | D | D | N | N | 85015381 | 1 |  | 350 | KG | 9012.89 | 9012.89 | MC05 | MC05 | SIMOTICS M Compact induction motor 2500rpm, 100 kW, 382Nm, 205A 340V; 2900rpm, 113kW, 372Nm 200 A, 395V; 3400rpm, 113kW 317Nm, 176A, 460 V Open-circuit ventilation; direction of air flow NDE-->DE; K09: Terminal box NDE right; Cable entry DE Signal connection on top K23: Special finish worldwide K40: Regreasing system DE and NDE K65: Pipe connection without ventilation unit Without pipe connecting socket DE right K80: Pipe connection NDE V92: 1PH7184-compatible shaft extension 60mmx140mm Y84: Customer ID number on the rating plate, max. 30(*) | - | 0 | 7
1PH8184-1AL40-2EA1-Z | K09K23K40K65Q18V92Y84 | 1PH8184-1AL40-2EA1-ZK09K23K40K65Q18V92Y84 | 1 | UN | 1 | 30 | D | D | N | N | 85015381 | 1 |  | 355 | KG | 9013.67 | 9013.67 | MC05 | MC05 | SIMOTICS M Compact induction motor 2900rpm, 113kW, 372Nm, 200 A, 395V; Open-circuit ventilation without encoder; K09: Terminal box NDE right Cable entry DE Signal connection on top K23: Special finish worldwide K40: Regreasing system DE K65: Pipe connection without fan set, without pipe connecting socket DE right Q18: Pipe adapter plate for customer-specific ventilation V92: 1PH7184-compatible shaft extension 60mmx140mm Y84: Customer ID number on the rating plate SMR-29-2014 | - | 0 | 7
1PH8184-1DB00-0AA1 |  | 1PH8184-1DB00-0AA1 | 1 | UN | 1 | 30 | D | D | N | N | 85015230 | 1 |  | 350 | KG | 6455.51 | 6455.51 | MC05 | MC05 | SIMOTICS M Compact induction motor 400 rpm, 16.3kW 389Nm, 49A, 271V 500 rpm, 20.5kW 392Nm, 49A, 335V 600 rpm, 25kW 398Nm, 49A, 410V forced ventilation Direction of air flow DE-->NDE Degree of protection IP55 Incremental encoder 22-bit with commutation position (encoder IC22DQ) with DRIVE-CLiQ interface DESIGN IM B3 (IMB6, IMB7, IMB8, IMV6) PLAIN SHAFT WITHOUT FITTED KEY; BEARING: STANDARD VIBRATION SEVERITY GRADE A; SHAFT A.FLANGE ACCURACY GR.N TERMINAL BOX (ABOVE) CABLE ENTRY ON THE RIGHT SIGNAL CONNECTION D-END | - | 0 | 0
1PH8184-1DB00-0BA1 |  | 1PH8184-1DB00-0BA1 | 1 | UN | 1 | 30 | D | D | N | N | 85015230 | 1 |  | 350 | KG | 6618.25 | 6618.25 | MC05 | MC05 | SIMOTICS M Compact induction motor 400 rpm, 16.3kW 389Nm, 49A, 271V 500 rpm, 20.5kW 392Nm, 49A, 335V 600 rpm, 25kW 398Nm, 49A, 410V forced ventilation Direction of air flow DE-->NDE Degree of protection IP55 Incremental encoder 22-bit with commutation position (encoder IC22DQ) with DRIVE-CLiQ interface DESIGN IM B3 (IMB6, IMB7, IMB8, IMV6) PLAIN SHAFT WITHOUT FITTED KEY; BEARING: STANDARD VIBRATION SEVERITY GRADE R/A; SHAFT A.FLANGE ACCURACY GR. R TERMINAL BOX (ABOVE) CABLE ENTRY ON THE RIGHT SIGNAL CONNECTION D-END | - | 0 | 0
1PH8184-1DB00-2AA1 |  | 1PH8184-1DB00-2AA1 | 1 | UN | 1 | 30 | D | D | N | N | 85015230 | 1 |  | 350 | KG | 6588.64 | 6588.64 | MC05 | MC05 | SIMOTICS M Compact induction motor 400 rpm, 16.3kW 389Nm, 49A, 271V 500 rpm, 20.5kW 392Nm, 49A, 335V 600 rpm, 25kW 398Nm, 49A, 410V forced ventilation Direction of air flow DE-->NDE Degree of protection IP55 Incremental encoder 22-bit with commutation position (encoder IC22DQ) with DRIVE-CLiQ interface DESIGN IM B3 (IMB6, IMB7, IMB8, IMV6) SHAFT WITH FITTED KEY HALF-KEY BALANCING BEARING: STANDARD VIBRATION SEVERITY GRADE A; SHAFT A.FLANGE ACCURACY GR.N TERMINAL BOX (ABOVE) CABLE ENTRY ON THE RIGHT SIGNAL CONNECTION D-END | - | 0 | 0
1PH8184-1DB00-2BA1 |  | 1PH8184-1DB00-2BA1 | 1 | UN | 1 | 30 | D | D | N | N | 85015230 | 1 |  | 350 | KG | 6751.38 | 6751.38 | MC05 | MC05 | SIMOTICS M Compact induction motor 400 rpm, 16.3kW 389Nm, 49A, 271V 500 rpm, 20.5kW 392Nm, 49A, 335V 600 rpm, 25kW 398Nm, 49A, 410V forced ventilation Direction of air flow DE-->NDE Degree of protection IP55 Incremental encoder 22-bit with commutation position (encoder IC22DQ) with DRIVE-CLiQ interface DESIGN IM B3 (IMB6, IMB7, IMB8, IMV6) SHAFT WITH FITTED KEY HALF-KEY BALANCING BEARING: STANDARD VIBRATION SEVERITY GRADE R/A; SHAFT A.FLANGE ACCURACY GR. R TERMINAL BOX (ABOVE) CABLE ENTRY ON THE RIGHT SIGNAL CONNECTION D-END | - | 0 | 0
1PH8184-1DB03-1AA1 |  | 1PH8184-1DB03-1AA1 | 1 | UN | 1 | 30 | D | D | N | N | 85015230 | 1 |  | 350 | KG | 7372.72 | 7372.72 | MC05 | MC05 | SIMOTICS M Compact induction motor 400 rpm, 16.3kW 389Nm, 49A, 271V 500 rpm, 20.5kW 392Nm, 49A, 335V 600 rpm, 25kW 398Nm, 49A, 410V forced ventilation Direction of air flow DE-->NDE Degree of protection IP55 Incremental encoder 22-bit with commutation position (encoder IC22DQ) with DRIVE-CLiQ interface Design IM B35 with flange A450 (IM V35) SHAFT WITH FITTED KEY FULL-KEY BALANCING BEARING: STANDARD VIBRATION SEVERITY GRADE A; SHAFT A.FLANGE ACCURACY GR.N TERMINAL BOX (ABOVE) CABLE ENTRY ON THE RIGHT SIGNAL CONNECTION D-END | - | 0 | 0
1PH8184-1DB20-0BA1 |  | 1PH8184-1DB20-0BA1 | 1 | UN | 1 | 30 | D | D | N | N | 85015230 | 1 |  | 340 | KG | 9209.16 | 9209.16 | MC05 | MC05 | SIMOTICS M Compact induction motor 400 rpm, 17kW, 406Nm, 50 A, 271V 500 rpm, 23kW, 439Nm, 54A, 335V 600 rpm, 29kW, 462Nm, 55A, 405V water cooling Degree of protection IP55 Incremental encoder 22-bit with commutation position (encoder IC22DQ) with DRIVE-CLiQ interface DESIGN IM B3 (IMB6, IMB7, IMB8, IMV6) PLAIN SHAFT WITHOUT FITTED KEY; BEARING: STANDARD VIBRATION SEVERITY GRADE R/A; SHAFT A.FLANGE ACCURACY GR. R TERMINAL BOX (ABOVE) CABLE ENTRY ON THE RIGHT SIGNAL CONNECTION D-END | - | 0 | 0
1PH8184-1DC00-0BA1 |  | 1PH8184-1DC00-0BA1 | 1 | UN | 1 | 30 | D | D | N | N | 85015290 | 1 |  | 350 | KG | 6618.25 | 6618.25 | MC05 | MC05 | SIMOTICS M Compact induction motor 700 rpm, 27kW 368Nm, 65A, 320V 800 rpm, 31kW 370Nm, 65A, 365V 1000 rpm, 39kW 372Nm, 65A, 460 V forced ventilation Direction of air flow DE-->NDE Degree of protection IP55 Incremental encoder 22-bit with commutation position (encoder IC22DQ) with DRIVE-CLiQ interface DESIGN IM B3 (IMB6, IMB7, IMB8, IMV6) PLAIN SHAFT WITHOUT FITTED KEY; BEARING: STANDARD VIBRATION SEVERITY GRADE R/A; SHAFT A.FLANGE ACCURACY GR. R TERMINAL BOX (ABOVE) CABLE ENTRY ON THE RIGHT SIGNAL CONNECTION D-END | - | 0 | 0
1PH8184-1DC00-1BA1 |  | 1PH8184-1DC00-1BA1 | 1 | UN | 1 | 30 | D | D | N | N | 85015290 | 1 |  | 350 | KG | 6751.38 | 6751.38 | MC05 | MC05 | SIMOTICS M Compact induction motor 700 rpm, 27kW 368Nm, 65A, 320V 800 rpm, 31kW 370Nm, 65A, 365V 1000 rpm, 39kW 372Nm, 65A, 460 V forced ventilation Direction of air flow DE-->NDE Degree of protection IP55 Incremental encoder 22-bit with commutation position (encoder IC22DQ) with DRIVE-CLiQ interface DESIGN IM B3 (IMB6, IMB7, IMB8, IMV6) SHAFT WITH FITTED KEY FULL-KEY BALANCING BEARING: STANDARD VIBRATION SEVERITY GRADE R/A; SHAFT A.FLANGE ACCURACY GR. R TERMINAL BOX (ABOVE) CABLE ENTRY ON THE RIGHT SIGNAL CONNECTION D-END | - | 0 | 0
1PH8184-1DC05-1AA1 |  | 1PH8184-1DC05-1AA1 | 1 | UN | 1 | 30 | D | D | N | N | 85015290 | 1 |  | 350 | KG | 7535.45 | 7535.45 | MC05 | MC05 | SIMOTICS M Compact induction motor 700 rpm, 27kW 368Nm, 65A, 320V 800 rpm, 31kW 370Nm, 65A, 365V 1000 rpm, 39kW 372Nm, 65A, 460 V forced ventilation Direction of air flow DE-->NDE Degree of protection IP55 Incremental encoder 22-bit with commutation position (encoder IC22DQ) with DRIVE-CLiQ interface Design IM V15 with flange A450 SHAFT WITH FITTED KEY FULL-KEY BALANCING BEARING: STANDARD VIBRATION SEVERITY GRADE A; SHAFT A.FLANGE ACCURACY GR.N TERMINAL BOX (ABOVE) CABLE ENTRY ON THE RIGHT SIGNAL CONNECTION D-END | - | 0 | 0
1PH8184-1DC10-2AA1-Z | G14 | 1PH8184-1DC10-2AA1-ZG14 | 1 | UN | 1 | 30 | D | D | N | N | 85015290 | 1 |  | 350 | KG | 6991.51 | 6991.51 | MC05 | MC05 | SIMOTICS M Compact induction motor 700 rpm, 27kW 368Nm, 65A, 320V 800 rpm, 31kW 370Nm, 65A, 365V 1000 rpm, 39kW 372Nm, 65A, 460 V forced ventilation Direction of air flow NDE-->DE Degree of protection IP55 Incremental encoder 22-bit with commutation position (encoder IC22DQ) with DRIVE-CLiQ interface DESIGN IM B3 (IMB6, IMB7, IMB8, IMV6) SHAFT WITH FITTED KEY HALF-KEY BALANCING BEARING: STANDARD VIBRATION SEVERITY GRADE A; SHAFT A.FLANGE ACCURACY GR.N TERMINAL BOX (ABOVE) CABLE ENTRY ON THE RIGHT SIGNAL CONNECTION D-END G14: FAN ASSEMBLY WITH AIR FILTER | - | 0 | 0
1PH8184-1DD00-0BA1 |  | 1PH8184-1DD00-0BA1 | 1 | UN | 1 | 30 | D | D | N | N | 85015290 | 1 |  | 350 | KG | 6618.25 | 6618.25 | MC05 | MC05 | SIMOTICS M Compact induction motor 1000rpm, 39kW, 372Nm, 87A, 340V 1150rpm, 44 kW, 365Nm, 86A, 390V 1350rpm, 50 kW, 354Nm, 84A, 450 V forced ventilation Direction of air flow DE-->NDE Degree of protection IP55 Incremental encoder 22-bit with commutation position (encoder IC22DQ) with DRIVE-CLiQ interface DESIGN IM B3 (IMB6, IMB7, IMB8, IMV6) PLAIN SHAFT WITHOUT FITTED KEY; BEARING: STANDARD VIBRATION SEVERITY GRADE R/A; SHAFT A.FLANGE ACCURACY GR. R TERMINAL BOX (ABOVE) CABLE ENTRY ON THE RIGHT SIGNAL CONNECTION D-END | - | 0 | 0
1PH8184-1DD00-0BC1 |  | 1PH8184-1DD00-0BC1 | 1 | UN | 1 | 30 | D | D | N | N | 85015290 | 1 |  | 350 | KG | 6618.25 | 6618.25 | MC05 | MC05 | SIMOTICS M Compact induction motor 1000rpm, 39kW, 372Nm, 87A, 340V 1150rpm, 44 kW, 365Nm, 86A, 390V 1350rpm, 50 kW, 354Nm, 84A, 450 V forced ventilation Direction of air flow DE-->NDE Degree of protection IP55 Incremental encoder 22-bit with commutation position (encoder IC22DQ) with DRIVE-CLiQ interface DESIGN IM B3 (IMB6, IMB7, IMB8, IMV6) PLAIN SHAFT WITHOUT FITTED KEY; BEARING: STANDARD VIBRATION SEVERITY GRADE R/A; SHAFT A.FLANGE ACCURACY GR. R TERMINAL BOX (ABOVE) CABLE ENTRY ON THE ND-END SIGNAL CONNECTION RIGHT | - | 0 | 0
1PH8184-1DD00-1BA1 |  | 1PH8184-1DD00-1BA1 | 1 | UN | 1 | 30 | D | D | N | N | 85015290 | 1 |  | 350 | KG | 6751.38 | 6751.38 | MC05 | MC05 | SIMOTICS M Compact induction motor 1000rpm, 39kW, 372Nm, 87A, 340V 1150rpm, 44 kW, 365Nm, 86A, 390V 1350rpm, 50 kW, 354Nm, 84A, 450 V forced ventilation Direction of air flow DE-->NDE Degree of protection IP55 Incremental encoder 22-bit with commutation position (encoder IC22DQ) with DRIVE-CLiQ interface DESIGN IM B3 (IMB6, IMB7, IMB8, IMV6) SHAFT WITH FITTED KEY FULL-KEY BALANCING BEARING: STANDARD VIBRATION SEVERITY GRADE R/A; SHAFT A.FLANGE ACCURACY GR. R TERMINAL BOX (ABOVE) CABLE ENTRY ON THE RIGHT SIGNAL CONNECTION D-END | - | 0 | 0
1PH8184-1DD00-2AA1 |  | 1PH8184-1DD00-2AA1 | 1 | UN | 1 | 30 | D | D | N | N | 85015290 | 1 |  | 350 | KG | 6588.64 | 6588.64 | MC05 | MC05 | SIMOTICS M Compact induction motor 1000rpm, 39kW, 372Nm, 87A, 340V 1150rpm, 44 kW, 365Nm, 86A, 390V 1350rpm, 50 kW, 354Nm, 84A, 450 V forced ventilation Direction of air flow DE-->NDE Degree of protection IP55 Incremental encoder 22-bit with commutation position (encoder IC22DQ) with DRIVE-CLiQ interface DESIGN IM B3 (IMB6, IMB7, IMB8, IMV6) SHAFT WITH FITTED KEY HALF-KEY BALANCING BEARING: STANDARD VIBRATION SEVERITY GRADE A; SHAFT A.FLANGE ACCURACY GR.N TERMINAL BOX (ABOVE) CABLE ENTRY ON THE RIGHT SIGNAL CONNECTION D-END | - | 0 | 0
1PH8184-1DD02-0DC1 |  | 1PH8184-1DD02-0DC1 | 1 | UN | 1 | 30 | D | D | N | N | 85015290 | 1 |  | 350 | KG | 7860.95 | 7860.95 | MC05 | MC05 | SIMOTICS M Compact induction motor 1000rpm, 39kW, 372Nm, 87A, 340V 1150rpm, 44 kW, 365Nm, 86A, 390V 1350rpm, 50 kW, 354Nm, 84A, 450 V forced ventilation Direction of air flow DE-->NDE Degree of protection IP55 Incremental encoder 22-bit with commutation position (encoder IC22DQ) with DRIVE-CLiQ interface DESIGN IM B5 WITH FLANGE A450 (IM V3) PLAIN SHAFT WITHOUT FITTED KEY; BEARING: STANDARD VIBRATION SEVERITY GRADE SR/A; SHAFT A.FLANGE ACCURACY GR.R TERMINAL BOX (ABOVE) CABLE ENTRY ON THE ND-END SIGNAL CONNECTION RIGHT | - | 0 | 0
1PH8184-1DD02-1BC1 |  | 1PH8184-1DD02-1BC1 | 1 | UN | 1 | 30 | D | D | N | N | 85015290 | 1 |  | 350 | KG | 7535.46 | 7535.46 | MC05 | MC05 | SIMOTICS M Compact induction motor 1000rpm, 39kW, 372Nm, 87A, 340V 1150rpm, 44 kW, 365Nm, 86A, 390V 1350rpm, 50 kW, 354Nm, 84A, 450 V forced ventilation Direction of air flow DE-->NDE Degree of protection IP55 Incremental encoder 22-bit with commutation position (encoder IC22DQ) with DRIVE-CLiQ interface DESIGN IM B5 WITH FLANGE A450 (IM V3) SHAFT WITH FITTED KEY FULL-KEY BALANCING BEARING: STANDARD VIBRATION SEVERITY GRADE R/A; SHAFT A.FLANGE ACCURACY GR. R TERMINAL BOX (ABOVE) CABLE ENTRY ON THE ND-END SIGNAL CONNECTION RIGHT | - | 0 | 0
1PH8184-1DD02-1DC1 |  | 1PH8184-1DD02-1DC1 | 1 | UN | 1 | 30 | D | D | N | N | 85015290 | 1 |  | 350 | KG | 7994.08 | 7994.08 | MC05 | MC05 | SIMOTICS M Compact induction motor 1000rpm, 39kW, 372Nm, 87A, 340V 1150rpm, 44 kW, 365Nm, 86A, 390V 1350rpm, 50 kW, 354Nm, 84A, 450 V forced ventilation Direction of air flow DE-->NDE Degree of protection IP55 Incremental encoder 22-bit with commutation position (encoder IC22DQ) with DRIVE-CLiQ interface DESIGN IM B5 WITH FLANGE A450 (IM V3) SHAFT WITH FITTED KEY FULL-KEY BALANCING BEARING: STANDARD VIBRATION SEVERITY GRADE SR/A; SHAFT A.FLANGE ACCURACY GR.R TERMINAL BOX (ABOVE) CABLE ENTRY ON THE ND-END SIGNAL CONNECTION RIGHT | - | 0 | 0
1PH8184-1DD02-1FC1 |  | 1PH8184-1DD02-1FC1 | 1 | UN | 1 | 30 | D | D | N | N | 85015290 | 1 |  | 350 | KG | 7683.4 | 7683.4 | MC05 | MC05 | SIMOTICS M Compact induction motor 1000rpm, 39kW, 372Nm, 87A, 340V 1150rpm, 44 kW, 365Nm, 86A, 390V 1350rpm, 50 kW, 354Nm, 84A, 450 V forced ventilation Direction of air flow DE-->NDE Degree of protection IP55 Incremental encoder 22-bit with commutation position (encoder IC22DQ) with DRIVE-CLiQ interface DESIGN IM B5 WITH FLANGE A450 (IM V3) SHAFT WITH FITTED KEY FULL-KEY BALANCING BEARING: GREATER CANTILEVER FORCES; VIBRATION SEVERITY GRADE R/A; SHAFT AND FLANGE ACCURACY GR. R TERMINAL BOX (ABOVE) CABLE ENTRY ON THE ND-END SIGNAL CONNECTION RIGHT | - | 0 | 0
1PH8184-1DD03-0AA1 |  | 1PH8184-1DD03-0AA1 | 1 | UN | 1 | 30 | D | D | N | N | 85015290 | 1 |  | 350 | KG | 7239.59 | 7239.59 | MC05 | MC05 | SIMOTICS M Compact induction motor 1000rpm, 39kW, 372Nm, 87A, 340V 1150rpm, 44 kW, 365Nm, 86A, 390V 1350rpm, 50 kW, 354Nm, 84A, 450 V forced ventilation Direction of air flow DE-->NDE Degree of protection IP55 Incremental encoder 22-bit with commutation position (encoder IC22DQ) with DRIVE-CLiQ interface Design IM B35 with flange A450 (IM V35) PLAIN SHAFT WITHOUT FITTED KEY; BEARING: STANDARD VIBRATION SEVERITY GRADE A; SHAFT A.FLANGE ACCURACY GR.N TERMINAL BOX (ABOVE) CABLE ENTRY ON THE RIGHT SIGNAL CONNECTION D-END | - | 0 | 0
1PH8184-1DD03-0BA1 |  | 1PH8184-1DD03-0BA1 | 1 | UN | 1 | 30 | D | D | N | N | 85015290 | 1 |  | 350 | KG | 7402.33 | 7402.33 | MC05 | MC05 | SIMOTICS M Compact induction motor 1000rpm, 39kW, 372Nm, 87A, 340V 1150rpm, 44 kW, 365Nm, 86A, 390V 1350rpm, 50 kW, 354Nm, 84A, 450 V forced ventilation Direction of air flow DE-->NDE Degree of protection IP55 Incremental encoder 22-bit with commutation position (encoder IC22DQ) with DRIVE-CLiQ interface Design IM B35 with flange A450 (IM V35) PLAIN SHAFT WITHOUT FITTED KEY; BEARING: STANDARD VIBRATION SEVERITY GRADE R/A; SHAFT A.FLANGE ACCURACY GR. R TERMINAL BOX (ABOVE) CABLE ENTRY ON THE RIGHT SIGNAL CONNECTION D-END | - | 0 | 0
1PH8184-1DD03-1BA1 |  | 1PH8184-1DD03-1BA1 | 1 | UN | 1 | 30 | D | D | N | N | 85015290 | 1 |  | 350 | KG | 7535.46 | 7535.46 | MC05 | MC05 | SIMOTICS M Compact induction motor 1000rpm, 39kW, 372Nm, 87A, 340V 1150rpm, 44 kW, 365Nm, 86A, 390V 1350rpm, 50 kW, 354Nm, 84A, 450 V forced ventilation Direction of air flow DE-->NDE Degree of protection IP55 Incremental encoder 22-bit with commutation position (encoder IC22DQ) with DRIVE-CLiQ interface Design IM B35 with flange A450 (IM V35) SHAFT WITH FITTED KEY FULL-KEY BALANCING BEARING: STANDARD VIBRATION SEVERITY GRADE R/A; SHAFT A.FLANGE ACCURACY GR. R TERMINAL BOX (ABOVE) CABLE ENTRY ON THE RIGHT SIGNAL CONNECTION D-END | - | 0 | 0
1PH8184-1DD03-2BB1 |  | 1PH8184-1DD03-2BB1 | 1 | UN | 1 | 30 | D | D | N | N | 85015290 | 1 |  | 350 | KG | 7535.46 | 7535.46 | MC05 | MC05 | SIMOTICS M Compact induction motor 1000rpm, 39kW, 372Nm, 87A, 340V 1150rpm, 44 kW, 365Nm, 86A, 390V 1350rpm, 50 kW, 354Nm, 84A, 450 V forced ventilation Direction of air flow DE-->NDE Degree of protection IP55 Incremental encoder 22-bit with commutation position (encoder IC22DQ) with DRIVE-CLiQ interface Design IM B35 with flange A450 (IM V35) SHAFT WITH FITTED KEY HALF-KEY BALANCING BEARING: STANDARD VIBRATION SEVERITY GRADE R/A; SHAFT A.FLANGE ACCURACY GR. R TERMINAL BOX (ABOVE) CABLE ENTRY ON THE LEFT SIGNAL CONNECTION D-END | - | 0 | 0
1PH8184-1DD10-1AA1 |  | 1PH8184-1DD10-1AA1 | 1 | UN | 1 | 30 | D | D | N | N | 85015290 | 1 |  | 350 | KG | 6588.64 | 6588.64 | MC05 | MC05 | SIMOTICS M Compact induction motor 1000rpm, 39kW, 372Nm, 87A, 340V 1150rpm, 44 kW, 365Nm, 86A, 390V 1350rpm, 50 kW, 354Nm, 84A, 450 V forced ventilation Direction of air flow NDE-->DE Degree of protection IP55 Incremental encoder 22-bit with commutation position (encoder IC22DQ) with DRIVE-CLiQ interface DESIGN IM B3 (IMB6, IMB7, IMB8, IMV6) SHAFT WITH FITTED KEY FULL-KEY BALANCING BEARING: STANDARD VIBRATION SEVERITY GRADE A; SHAFT A.FLANGE ACCURACY GR.N TERMINAL BOX (ABOVE) CABLE ENTRY ON THE RIGHT SIGNAL CONNECTION D-END | - | 0 | 0
1PH8184-1DD10-1BA1 |  | 1PH8184-1DD10-1BA1 | 1 | UN | 1 | 30 | D | D | N | N | 85015290 | 1 |  | 350 | KG | 6751.38 | 6751.38 | MC05 | MC05 | SIMOTICS M Compact induction motor 1000rpm, 39kW, 372Nm, 87A, 340V 1150rpm, 44 kW, 365Nm, 86A, 390V 1350rpm, 50 kW, 354Nm, 84A, 450 V forced ventilation Direction of air flow NDE-->DE Degree of protection IP55 Incremental encoder 22-bit with commutation position (encoder IC22DQ) with DRIVE-CLiQ interface DESIGN IM B3 (IMB6, IMB7, IMB8, IMV6) SHAFT WITH FITTED KEY FULL-KEY BALANCING BEARING: STANDARD VIBRATION SEVERITY GRADE R/A; SHAFT A.FLANGE ACCURACY GR. R TERMINAL BOX (ABOVE) CABLE ENTRY ON THE RIGHT SIGNAL CONNECTION D-END | - | 0 | 0
1PH8184-1DD10-1BC1-Z | V92 | 1PH8184-1DD10-1BC1-ZV92 | 1 | UN | 1 | 30 | D | D | N | N | 85015290 | 1 |  | 350 | KG | 7015.81 | 7015.81 | MC05 | MC05 | SIMOTICS M Compact induction motor 1000rpm, 39kW, 372Nm, 87A, 340V 1150rpm, 44 kW, 365Nm, 86A, 390V 1350rpm, 50 kW, 354Nm, 84A, 450 V forced ventilation Direction of air flow NDE-->DE Degree of protection IP55 Incremental encoder 22-bit with commutation position (encoder IC22DQ) with DRIVE-CLiQ interface DESIGN IM B3 (IMB6, IMB7, IMB8, IMV6) SHAFT WITH FITTED KEY FULL-KEY BALANCING BEARING: STANDARD VIBRATION SEVERITY GRADE R/A; SHAFT A.FLANGE ACCURACY GR. R TERMINAL BOX (ABOVE) CABLE ENTRY ON THE ND-END SIGNAL CONNECTION RIGHT V92: 1PH7184-COMPATIBLE SHAFT END 60 MM X 140 MM | - | 0 | 0
1PH8184-1DD10-2BA1-Z | K23 | 1PH8184-1DD10-2BA1-ZK23 | 1 | UN | 1 | 30 | D | D | N | N | 85015290 | 1 |  | 350 | KG | 7076.83 | 7076.83 | MC05 | MC05 | SIMOTICS M Compact induction motor 1000rpm, 39kW, 372Nm, 87A, 340V 1150rpm, 44 kW, 365Nm, 86A, 390V 1350rpm, 50 kW, 354Nm, 84A, 450 V forced ventilation Direction of air flow NDE-->DE Degree of protection IP55 Incremental encoder 22-bit with commutation position (encoder IC22DQ) with DRIVE-CLiQ interface DESIGN IM B3 (IMB6, IMB7, IMB8, IMV6) SHAFT WITH FITTED KEY HALF-KEY BALANCING BEARING: STANDARD VIBRATION SEVERITY GRADE R/A; SHAFT A.FLANGE ACCURACY GR. R TERMINAL BOX (ABOVE) CABLE ENTRY ON THE RIGHT SIGNAL CONNECTION D-END K23: SPECIAL PAINTING WORLDWIDE | - | 0 | 0
1PH8184-1DD10-2BB1-Z | K40L27L75V92 | 1PH8184-1DD10-2BB1-ZK40L27L75V92 | 1 | UN | 1 | 40 | X | D | N | N | 85015290 | 1 |  | 358 | KG | 8799.98 | 8799.98 | MC05 | MC05 | SIMOTICS M Compact induction motor 1000rpm, 39kW, 372Nm, 87A, 340V 1150rpm, 44 kW, 365Nm, 86A, 390V 1350rpm, 50 kW, 354Nm, 84A, 450 V forced ventilation Direction of air flow NDE-->DE Degree of protection IP55 Incremental encoder 22-bit with commutation position (encoder IC22DQ) with DRIVE-CLiQ interface DESIGN IM B3 (IMB6, IMB7, IMB8, IMV6) SHAFT WITH FITTED KEY HALF-KEY BALANCING BEARING: STANDARD VIBRATION SEVERITY GRADE R/A; SHAFT A.FLANGE ACCURACY GR. R TERMINAL BOX (ABOVE) CABLE ENTRY ON THE LEFT SIGNAL CONNECTION D-END K40: RELUBRICATING EQUIPMENT DRIVE END AND NON-DRIVE END L27: INSULATED VERSION NON-DRIVE END BEARING L75: FAN SPECIAL VERSION 3 AC 400 V DEGREE OF PROTECTION IP 65 V92: 1PH7184-COMPATIBLE SHAFT END 60 MM X 140 MM | - | 0 | 0
1PH8184-1DD23-1BA1 |  | 1PH8184-1DD23-1BA1 | 1 | UN | 1 | 30 | D | D | N | N | 85015290 | 1 |  | 340 | KG | 10126.37 | 10126.37 | MC05 | MC05 | SIMOTICS M Compact induction motor 1000rpm, 47kW 449Nm, 114A, 300V 1150rpm, 54kW 448Nm, 112A, 350 V 1350rpm, 64kW 453Nm, 112A, 410V water cooling Degree of protection IP55 Incremental encoder 22-bit with commutation position (encoder IC22DQ) with DRIVE-CLiQ interface Design IM B35 with flange A450 (IM V35) SHAFT WITH FITTED KEY FULL-KEY BALANCING BEARING: STANDARD VIBRATION SEVERITY GRADE R/A; SHAFT A.FLANGE ACCURACY GR. R TERMINAL BOX (ABOVE) CABLE ENTRY ON THE RIGHT SIGNAL CONNECTION D-END | - | 0 | 0
1PH8184-1DD23-1LC1 |  | 1PH8184-1DD23-1LC1 | 1 | UN | 1 | 30 | D | D | N | N | 85015290 | 1 |  | 340 | KG | 14327.82 | 14327.82 | MC05 | MC05 | SIMOTICS M Compact induction motor 1000rpm, 47kW 449Nm, 114A, 300V 1150rpm, 54kW 448Nm, 112A, 350 V 1350rpm, 64kW 453Nm, 112A, 410V water cooling Degree of protection IP55 Incremental encoder 22-bit with commutation position (encoder IC22DQ) with DRIVE-CLiQ interface Design IM B35 with flange A450 (IM V35) SHAFT WITH FITTED KEY FULL-KEY BALANCING BEARING: PERFORMANCE VIBRATION SEVERITY GRADE SR/B SHAFT A. FLANGE ACCURACY GR. R TERMINAL BOX (ABOVE) CABLE ENTRY ON THE ND-END SIGNAL CONNECTION RIGHT | - | 0 | 0
1PH8184-1DD40-2AA1-Z | V92 | 1PH8184-1DD40-2AA1-ZV92 | 1 | UN | 1 | 30 | D | D | N | N | 85015290 | 1 |  | 350 | KG | 7693.61 | 7693.61 | MC05 | MC05 | SIMOTICS M Compact induction motor 1000rpm, 57kW 544Nm, 120 A, 340V 1150rpm, 65kW 540Nm, 120 A, 390V 1350rpm, 74kW 523Nm, 118A, 450 V Open-circuit ventilation Direction of air flow NDE-->DE Degree of protection IP23 Incremental encoder 22-bit with commutation position (encoder IC22DQ) with DRIVE-CLiQ interface DESIGN IM B3 (IMB6, IMB7, IMB8, IMV6) SHAFT WITH FITTED KEY HALF-KEY BALANCING BEARING: STANDARD VIBRATION SEVERITY GRADE A; SHAFT A.FLANGE ACCURACY GR.N TERMINAL BOX (ABOVE) CABLE ENTRY ON THE RIGHT SIGNAL CONNECTION D-END V92: 1PH7184-COMPATIBLE SHAFT END 60 MM X 140 MM | - | 0 | 0
1PH8184-1DF00-0BA1 |  | 1PH8184-1DF00-0BA1 | 1 | UN | 1 | 30 | D | D | N | N | 85015290 | 1 |  | 350 | KG | 6618.25 | 6618.25 | MC05 | MC05 | SIMOTICS M Compact induction motor 1500rpm, 51kW 325Nm, 116A, 335V 1750rpm, 60kW 327Nm, 120 A, 390V 2000rpm, 68kW 325Nm, 118A, 405V forced ventilation Direction of air flow DE-->NDE Degree of protection IP55 Incremental encoder 22-bit with commutation position (encoder IC22DQ) with DRIVE-CLiQ interface DESIGN IM B3 (IMB6, IMB7, IMB8, IMV6) PLAIN SHAFT WITHOUT FITTED KEY; BEARING: STANDARD VIBRATION SEVERITY GRADE R/A; SHAFT A.FLANGE ACCURACY GR. R TERMINAL BOX (ABOVE) CABLE ENTRY ON THE RIGHT SIGNAL CONNECTION D-END | - | 0 | 0
1PH8184-1DF00-1LA1 |  | 1PH8184-1DF00-1LA1 | 1 | UN | 1 | 30 | D | D | N | N | 85015290 | 1 |  | 350 | KG | 10952.83 | 10952.83 | MC05 | MC05 | SIMOTICS M Compact induction motor 1500rpm, 51kW 325Nm, 116A, 335V 1750rpm, 60kW 327Nm, 120 A, 390V 2000rpm, 68kW 325Nm, 118A, 405V forced ventilation Direction of air flow DE-->NDE Degree of protection IP55 Incremental encoder 22-bit with commutation position (encoder IC22DQ) with DRIVE-CLiQ interface DESIGN IM B3 (IMB6, IMB7, IMB8, IMV6) SHAFT WITH FITTED KEY FULL-KEY BALANCING BEARING: PERFORMANCE VIBRATION SEVERITY GRADE SR/B SHAFT A. FLANGE ACCURACY GR. R TERMINAL BOX (ABOVE) CABLE ENTRY ON THE RIGHT SIGNAL CONNECTION D-END | - | 0 | 0
1PH8184-1DF00-2AA1 |  | 1PH8184-1DF00-2AA1 | 1 | UN | 1 | 30 | D | D | N | N | 85015290 | 1 |  | 350 | KG | 6588.64 | 6588.64 | MC05 | MC05 | SIMOTICS M Compact induction motor 1500rpm, 51kW 325Nm, 116A, 335V 1750rpm, 60kW 327Nm, 120 A, 390V 2000rpm, 68kW 325Nm, 118A, 405V forced ventilation Direction of air flow DE-->NDE Degree of protection IP55 Incremental encoder 22-bit with commutation position (encoder IC22DQ) with DRIVE-CLiQ interface DESIGN IM B3 (IMB6, IMB7, IMB8, IMV6) SHAFT WITH FITTED KEY HALF-KEY BALANCING BEARING: STANDARD VIBRATION SEVERITY GRADE A; SHAFT A.FLANGE ACCURACY GR.N TERMINAL BOX (ABOVE) CABLE ENTRY ON THE RIGHT SIGNAL CONNECTION D-END | - | 0 | 0
1PH8184-1DF00-2EA1-Z | V92 | 1PH8184-1DF00-2EA1-ZV92 | 1 | UN | 1 | 30 | D | D | N | N | 85015290 | 1 |  | 350 | KG | 7038 | 7038 | MC05 | MC05 | SIMOTICS M Compact induction motor 1500rpm, 51kW 325Nm, 116A, 335V 1750rpm, 60kW 327Nm, 120 A, 390V 2000rpm, 68kW 325Nm, 118A, 405V forced ventilation Direction of air flow DE-->NDE Degree of protection IP55 Incremental encoder 22-bit with commutation position (encoder IC22DQ) with DRIVE-CLiQ interface DESIGN IM B3 (IMB6, IMB7, IMB8, IMV6) SHAFT WITH FITTED KEY HALF-KEY BALANCING BEARING: GREATER CANTILEVER FORCES; VIBRATION SEVERITY GRADE A; SHAFT AND FLANGE ACCURACY GR. N TERMINAL BOX (ABOVE) CABLE ENTRY ON THE RIGHT SIGNAL CONNECTION D-END V92: 1PH7184-COMPATIBLE SHAFT END 60 MM X 140 MM | - | 0 | 0
1PH8184-1DF00-2FA1-Z | A12 | 1PH8184-1DF00-2FA1-ZA12 | 1 | UN | 1 | 30 | D | D | N | N | 85015290 | 1 |  | 350 | KG | 7084.25 | 7084.25 | MC05 | MC05 | SIMOTICS M Compact induction motor 1500rpm, 51kW 325Nm, 116A, 335V 1750rpm, 60kW 327Nm, 120 A, 390V 2000rpm, 68kW 325Nm, 118A, 405V forced ventilation Direction of air flow DE-->NDE Degree of protection IP55 Incremental encoder 22-bit with commutation position (encoder IC22DQ) with DRIVE-CLiQ interface DESIGN IM B3 (IMB6, IMB7, IMB8, IMV6) SHAFT WITH FITTED KEY HALF-KEY BALANCING BEARING: GREATER CANTILEVER FORCES; VIBRATION SEVERITY GRADE R/A; SHAFT AND FLANGE ACCURACY GR. R TERMINAL BOX (ABOVE) CABLE ENTRY ON THE RIGHT SIGNAL CONNECTION D-END A12: PROTECT. BY PTC THERMISTOR WARNING AND SWITCHOFF | - | 0 | 0
1PH8184-1DF00-9DB1-Z | G50K40N0AX01 | 1PH8184-1DF00-9DB1-ZG50K40N0AX01 | 1 | UN | 1 | 30 | D | D | N | N | 85015290 | 1 |  | 350 | KG | 9010.68 | 9010.68 | MC05 | MC05 | SIMOTICS M Compact induction motor 1500rpm, 51kW, 325Nm, 116A 335V; 1750rpm, 60kW, 327Nm 120 A, 390V; 2000rpm, 68kW, 325Nm, 118A, 405V forced ventilation Direction of air flow DE-->NDE Degree of protection IP55, incremental encoder 22-bit (encoder IC22DQ) Design IM B3; N0A: Smooth special shaft extension D65x 60mm Bearing version: standard Vibration severity: SR/A; K40: Regreasing system DE and NDE X01: Paint finish in RAL 9005 (jet black) G50: SPM nipple mounting with M8 adapter, SMR-15-2015 | - | 0 | 7
1PH8184-1DF02-0DC1 |  | 1PH8184-1DF02-0DC1 | 1 | UN | 1 | 30 | D | D | N | N | 85015290 | 1 |  | 350 | KG | 7860.95 | 7860.95 | MC05 | MC05 | SIMOTICS M Compact induction motor 1500rpm, 51kW 325Nm, 116A, 335V 1750rpm, 60kW 327Nm, 120 A, 390V 2000rpm, 68kW 325Nm, 118A, 405V forced ventilation Direction of air flow DE-->NDE Degree of protection IP55 Incremental encoder 22-bit with commutation position (encoder IC22DQ) with DRIVE-CLiQ interface DESIGN IM B5 WITH FLANGE A450 (IM V3) PLAIN SHAFT WITHOUT FITTED KEY; BEARING: STANDARD VIBRATION SEVERITY GRADE SR/A; SHAFT A.FLANGE ACCURACY GR.R TERMINAL BOX (ABOVE) CABLE ENTRY ON THE ND-END SIGNAL CONNECTION RIGHT | - | 0 | 0
1PH8184-1DF03-0BA1 |  | 1PH8184-1DF03-0BA1 | 1 | UN | 1 | 30 | D | D | N | N | 85015290 | 1 |  | 350 | KG | 7402.33 | 7402.33 | MC05 | MC05 | SIMOTICS M Compact induction motor 1500rpm, 51kW 325Nm, 116A, 335V 1750rpm, 60kW 327Nm, 120 A, 390V 2000rpm, 68kW 325Nm, 118A, 405V forced ventilation Direction of air flow DE-->NDE Degree of protection IP55 Incremental encoder 22-bit with commutation position (encoder IC22DQ) with DRIVE-CLiQ interface Design IM B35 with flange A450 (IM V35) PLAIN SHAFT WITHOUT FITTED KEY; BEARING: STANDARD VIBRATION SEVERITY GRADE R/A; SHAFT A.FLANGE ACCURACY GR. R TERMINAL BOX (ABOVE) CABLE ENTRY ON THE RIGHT SIGNAL CONNECTION D-END | - | 0 | 0
1PH8184-1DF03-1BA1 |  | 1PH8184-1DF03-1BA1 | 1 | UN | 1 | 30 | D | D | N | N | 85015290 | 1 |  | 350 | KG | 7535.46 | 7535.46 | MC05 | MC05 | SIMOTICS M Compact induction motor 1500rpm, 51kW 325Nm, 116A, 335V 1750rpm, 60kW 327Nm, 120 A, 390V 2000rpm, 68kW 325Nm, 118A, 405V forced ventilation Direction of air flow DE-->NDE Degree of protection IP55 Incremental encoder 22-bit with commutation position (encoder IC22DQ) with DRIVE-CLiQ interface Design IM B35 with flange A450 (IM V35) SHAFT WITH FITTED KEY FULL-KEY BALANCING BEARING: STANDARD VIBRATION SEVERITY GRADE R/A; SHAFT A.FLANGE ACCURACY GR. R TERMINAL BOX (ABOVE) CABLE ENTRY ON THE RIGHT SIGNAL CONNECTION D-END | - | 0 | 0
1PH8184-1DF03-2LA1 |  | 1PH8184-1DF03-2LA1 | 1 | UN | 1 | 30 | D | D | N | N | 85015290 | 1 |  | 350 | KG | 11736.91 | 11736.91 | MC05 | MC05 | SIMOTICS M Compact induction motor 1500rpm, 51kW 325Nm, 116A, 335V 1750rpm, 60kW 327Nm, 120 A, 390V 2000rpm, 68kW 325Nm, 118A, 405V forced ventilation Direction of air flow DE-->NDE Degree of protection IP55 Incremental encoder 22-bit with commutation position (encoder IC22DQ) with DRIVE-CLiQ interface Design IM B35 with flange A450 (IM V35) SHAFT WITH FITTED KEY HALF-KEY BALANCING BEARING: PERFORMANCE VIBRATION SEVERITY GRADE SR/B SHAFT A. FLANGE ACCURACY GR. R TERMINAL BOX (ABOVE) CABLE ENTRY ON THE RIGHT SIGNAL CONNECTION D-END | - | 0 | 0
1PH8184-1DF03-2LC1 |  | 1PH8184-1DF03-2LC1 | 1 | UN | 1 | 30 | D | D | N | N | 85015290 | 1 |  | 350 | KG | 11736.91 | 11736.91 | MC05 | MC05 | SIMOTICS M Compact induction motor 1500rpm, 51kW 325Nm, 116A, 335V 1750rpm, 60kW 327Nm, 120 A, 390V 2000rpm, 68kW 325Nm, 118A, 405V forced ventilation Direction of air flow DE-->NDE Degree of protection IP55 Incremental encoder 22-bit with commutation position (encoder IC22DQ) with DRIVE-CLiQ interface Design IM B35 with flange A450 (IM V35) SHAFT WITH FITTED KEY HALF-KEY BALANCING BEARING: PERFORMANCE VIBRATION SEVERITY GRADE SR/B SHAFT A. FLANGE ACCURACY GR. R TERMINAL BOX (ABOVE) CABLE ENTRY ON THE ND-END SIGNAL CONNECTION RIGHT | - | 0 | 0
1PH8184-1DF10-1BA1 |  | 1PH8184-1DF10-1BA1 | 1 | UN | 1 | 30 | D | D | N | N | 85015290 | 1 |  | 350 | KG | 6751.38 | 6751.38 | MC05 | MC05 | SIMOTICS M Compact induction motor 1500rpm, 51kW 325Nm, 116A, 335V 1750rpm, 60kW 327Nm, 120 A, 390V 2000rpm, 68kW 325Nm, 118A, 405V forced ventilation Direction of air flow NDE-->DE Degree of protection IP55 Incremental encoder 22-bit with commutation position (encoder IC22DQ) with DRIVE-CLiQ interface DESIGN IM B3 (IMB6, IMB7, IMB8, IMV6) SHAFT WITH FITTED KEY FULL-KEY BALANCING BEARING: STANDARD VIBRATION SEVERITY GRADE R/A; SHAFT A.FLANGE ACCURACY GR. R TERMINAL BOX (ABOVE) CABLE ENTRY ON THE RIGHT SIGNAL CONNECTION D-END | - | 0 | 0
1PH8184-1DF10-2BA1 |  | 1PH8184-1DF10-2BA1 | 1 | UN | 1 | 30 | D | D | N | N | 85015290 | 1 |  | 350 | KG | 6751.38 | 6751.38 | MC05 | MC05 | SIMOTICS M Compact induction motor 1500rpm, 51kW 325Nm, 116A, 335V 1750rpm, 60kW 327Nm, 120 A, 390V 2000rpm, 68kW 325Nm, 118A, 405V forced ventilation Direction of air flow NDE-->DE Degree of protection IP55 Incremental encoder 22-bit with commutation position (encoder IC22DQ) with DRIVE-CLiQ interface DESIGN IM B3 (IMB6, IMB7, IMB8, IMV6) SHAFT WITH FITTED KEY HALF-KEY BALANCING BEARING: STANDARD VIBRATION SEVERITY GRADE R/A; SHAFT A.FLANGE ACCURACY GR. R TERMINAL BOX (ABOVE) CABLE ENTRY ON THE RIGHT SIGNAL CONNECTION D-END | - | 0 | 0
1PH8184-1DF10-2BA1-Z | V92 | 1PH8184-1DF10-2BA1-ZV92 | 1 | UN | 1 | 30 | D | D | N | N | 85015290 | 1 |  | 350 | KG | 7015.81 | 7015.81 | MC05 | MC05 | SIMOTICS M Compact induction motor 1500rpm, 51kW 325Nm, 116A, 335V 1750rpm, 60kW 327Nm, 120 A, 390V 2000rpm, 68kW 325Nm, 118A, 405V forced ventilation Direction of air flow NDE-->DE Degree of protection IP55 Incremental encoder 22-bit with commutation position (encoder IC22DQ) with DRIVE-CLiQ interface DESIGN IM B3 (IMB6, IMB7, IMB8, IMV6) SHAFT WITH FITTED KEY HALF-KEY BALANCING BEARING: STANDARD VIBRATION SEVERITY GRADE R/A; SHAFT A.FLANGE ACCURACY GR. R TERMINAL BOX (ABOVE) CABLE ENTRY ON THE RIGHT SIGNAL CONNECTION D-END V92: 1PH7184-COMPATIBLE SHAFT END 60 MM X 140 MM | - | 0 | 0
1PH8184-1DF10-2DA1-Z | G14 | 1PH8184-1DF10-2DA1-ZG14 | 1 | UN | 1 | 30 | D | D | N | N | 85015290 | 1 |  | 350 | KG | 7612.87 | 7612.87 | MC05 | MC05 | SIMOTICS M Compact induction motor 1500rpm, 51kW 325Nm, 116A, 335V 1750rpm, 60kW 327Nm, 120 A, 390V 2000rpm, 68kW 325Nm, 118A, 405V forced ventilation Direction of air flow NDE-->DE Degree of protection IP55 Incremental encoder 22-bit with commutation position (encoder IC22DQ) with DRIVE-CLiQ interface DESIGN IM B3 (IMB6, IMB7, IMB8, IMV6) SHAFT WITH FITTED KEY HALF-KEY BALANCING BEARING: STANDARD VIBRATION SEVERITY GRADE SR/A; SHAFT A.FLANGE ACCURACY GR.R TERMINAL BOX (ABOVE) CABLE ENTRY ON THE RIGHT SIGNAL CONNECTION D-END G14: FAN ASSEMBLY WITH AIR FILTER | - | 0 | 0
1PH8184-1DF10-2DA1-Z | G14L00L27P00 | 1PH8184-1DF10-2DA1-ZG14L00L27P00 | 1 | UN | 1 | 30 | D | D | N | N | 85015290 | 1 |  | 350 | KG | 8679.81 | 8679.81 | MC05 | MC05 | SIMOTICS M Compact induction motor 1500rpm, 51kW 325Nm, 116A, 335V 1750rpm, 60kW 327Nm, 120 A, 390V 2000rpm, 68kW 325Nm, 118A, 405V forced ventilation Direction of air flow NDE-->DE Degree of protection IP55 Incremental encoder 22-bit with commutation position (encoder IC22DQ) with DRIVE-CLiQ interface DESIGN IM B3 (IMB6, IMB7, IMB8, IMV6) SHAFT WITH FITTED KEY HALF-KEY BALANCING BEARING: STANDARD VIBRATION SEVERITY GRADE SR/A; SHAFT A.FLANGE ACCURACY GR.R TERMINAL BOX (ABOVE) CABLE ENTRY ON THE RIGHT SIGNAL CONNECTION D-END G14: FAN ASSEMBLY WITH AIR FILTER L00: NEXT BIGGER TERMINAL BOX (1XB7322 --> 1XB7422, 1XB7422 --> 1XB7700) L27: INSULATED VERSION NON-DRIVE END BEARING P00: CABLE ENTRY PLATE NOT DRILLED | - | 0 | 0
1PH8184-1DF10-2FA1 |  | 1PH8184-1DF10-2FA1 | 1 | UN | 1 | 30 | D | D | N | N | 85015290 | 1 |  | 350 | KG | 6899.32 | 6899.32 | MC05 | MC05 | SIMOTICS M Compact induction motor 1500rpm, 51kW 325Nm, 116A, 335V 1750rpm, 60kW 327Nm, 120 A, 390V 2000rpm, 68kW 325Nm, 118A, 405V forced ventilation Direction of air flow NDE-->DE Degree of protection IP55 Incremental encoder 22-bit with commutation position (encoder IC22DQ) with DRIVE-CLiQ interface DESIGN IM B3 (IMB6, IMB7, IMB8, IMV6) SHAFT WITH FITTED KEY HALF-KEY BALANCING BEARING: GREATER CANTILEVER FORCES; VIBRATION SEVERITY GRADE R/A; SHAFT AND FLANGE ACCURACY GR. R TERMINAL BOX (ABOVE) CABLE ENTRY ON THE RIGHT SIGNAL CONNECTION D-END | - | 0 | 0
1PH8184-1DF13-0AA1-Z | K90 | 1PH8184-1DF13-0AA1-ZK90 | 1 | UN | 1 | 30 | D | D | N | N | 85015290 | 1 |  | 350 | KG | 7239.59 | 7239.59 | MC05 | MC05 | SIMOTICS M Compact induction motor 1500rpm, 51kW 325Nm, 116A, 335V 1750rpm, 60kW 327Nm, 120 A, 390V 2000rpm, 68kW 325Nm, 118A, 405V forced ventilation Direction of air flow NDE-->DE Degree of protection IP55 Incremental encoder 22-bit with commutation position (encoder IC22DQ) with DRIVE-CLiQ interface Design IM B35 with flange A450 (IM V35) PLAIN SHAFT WITHOUT FITTED KEY; BEARING: STANDARD VIBRATION SEVERITY GRADE A; SHAFT A.FLANGE ACCURACY GR.N TERMINAL BOX (ABOVE) CABLE ENTRY ON THE RIGHT SIGNAL CONNECTION D-END K90: Version with flange size A400 | - | 0 | 0
1PH8184-1DF30-2EB1 |  | 1PH8184-1DF30-2EB1 | 1 | UN | 1 | 30 | D | D | N | N | 85015381 | 1 |  | 350 | KG | 7614.11 | 7614.11 | MC05 | MC05 | SIMOTICS M Compact induction motor 1500rpm, 76kW 484Nm, 162A, 335V 1750rpm, 89kW 486Nm, 162A, 390V 2000rpm, 98kW 468Nm, 156A, 450 V Open-circuit ventilation Direction of air flow DE-->NDE Degree of protection IP23 Incremental encoder 22-bit with commutation position (encoder IC22DQ) with DRIVE-CLiQ interface DESIGN IM B3 (IMB6, IMB7, IMB8, IMV6) SHAFT WITH FITTED KEY HALF-KEY BALANCING BEARING: GREATER CANTILEVER FORCES; VIBRATION SEVERITY GRADE A; SHAFT AND FLANGE ACCURACY GR. N TERMINAL BOX (ABOVE) CABLE ENTRY ON THE LEFT SIGNAL CONNECTION D-END | - | 0 | 0
1PH8184-1DF30-2FD1-Z | L75 | 1PH8184-1DF30-2FD1-ZL75 | 1 | UN | 1 | 40 | X | D | N | N | 85015381 | 1 |  | 358 | KG | 8390.52 | 8390.52 | MC05 | MC05 | SIMOTICS M Compact induction motor 1500rpm, 76kW 484Nm, 162A, 335V 1750rpm, 89kW 486Nm, 162A, 390V 2000rpm, 98kW 468Nm, 156A, 450 V Open-circuit ventilation Direction of air flow DE-->NDE Degree of protection IP23 Incremental encoder 22-bit with commutation position (encoder IC22DQ) with DRIVE-CLiQ interface DESIGN IM B3 (IMB6, IMB7, IMB8, IMV6) SHAFT WITH FITTED KEY HALF-KEY BALANCING BEARING: GREATER CANTILEVER FORCES; VIBRATION SEVERITY GRADE R/A; SHAFT AND FLANGE ACCURACY GR. R TERMINAL BOX (ABOVE) CABLE ENTRY ON THE D-END SIGNAL CONNECTION RIGHT L75: FAN SPECIAL VERSION 3 AC 400 V DEGREE OF PROTECTION IP 65 | - | 0 | 0
1PH8184-1DF40-2EA1 |  | 1PH8184-1DF40-2EA1 | 1 | UN | 1 | 30 | D | D | N | N | 85015381 | 1 |  | 350 | KG | 7614.11 | 7614.11 | MC05 | MC05 | SIMOTICS M Compact induction motor 1500rpm, 76kW 484Nm, 162A, 335V 1750rpm, 89kW 486Nm, 162A, 390V 2000rpm, 98kW 468Nm, 156A, 450 V Open-circuit ventilation Direction of air flow NDE-->DE Degree of protection IP23 Incremental encoder 22-bit with commutation position (encoder IC22DQ) with DRIVE-CLiQ interface DESIGN IM B3 (IMB6, IMB7, IMB8, IMV6) SHAFT WITH FITTED KEY HALF-KEY BALANCING BEARING: GREATER CANTILEVER FORCES; VIBRATION SEVERITY GRADE A; SHAFT AND FLANGE ACCURACY GR. N TERMINAL BOX (ABOVE) CABLE ENTRY ON THE RIGHT SIGNAL CONNECTION D-END | - | 0 | 0
1PH8184-1DF40-2EA1-Z | A12G14K40L00V92 | 1PH8184-1DF40-2EA1-ZA12G14K40L00V92 | 1 | UN | 1 | 30 | D | D | N | N | 85015381 | 1 |  | 350 | KG | 9257.8 | 9257.8 | MC05 | MC05 | SIMOTICS M Compact induction motor 1500rpm, 76kW 484Nm, 162A, 335V 1750rpm, 89kW 486Nm, 162A, 390V 2000rpm, 98kW 468Nm, 156A, 450 V Open-circuit ventilation Direction of air flow NDE-->DE Degree of protection IP23 Incremental encoder 22-bit with commutation position (encoder IC22DQ) with DRIVE-CLiQ interface DESIGN IM B3 (IMB6, IMB7, IMB8, IMV6) SHAFT WITH FITTED KEY HALF-KEY BALANCING BEARING: GREATER CANTILEVER FORCES; VIBRATION SEVERITY GRADE A; SHAFT AND FLANGE ACCURACY GR. N TERMINAL BOX (ABOVE) CABLE ENTRY ON THE RIGHT SIGNAL CONNECTION D-END A12: PROTECT. BY PTC THERMISTOR WARNING AND SWITCHOFF G14: FAN ASSEMBLY WITH AIR FILTER K40: RELUBRICATING EQUIPMENT DRIVE END AND NON-DRIVE END L00: NEXT BIGGER TERMINAL BOX (1XB7322 --> 1XB7422, 1XB7422 --> 1XB7700) V92: 1PH7184-COMPATIBLE SHAFT END 60 MM X 140 MM | - | 0 | 0
1PH8184-1DL00-0LA1 |  | 1PH8184-1DL00-0LA1 | 1 | UN | 1 | 30 | D | D | N | N | 85015381 | 1 |  | 350 | KG | 10819.7 | 10819.7 | MC05 | MC05 | SIMOTICS M Compact induction motor 2500rpm, 78kW 298Nm, 166A, 340V 2900rpm, 81kW 267Nm, 152A, 395V 3400rpm, 65kW 183Nm, 120 A, 460 V forced ventilation Direction of air flow DE-->NDE Degree of protection IP55 Incremental encoder 22-bit with commutation position (encoder IC22DQ) with DRIVE-CLiQ interface DESIGN IM B3 (IMB6, IMB7, IMB8, IMV6) PLAIN SHAFT WITHOUT FITTED KEY; BEARING: PERFORMANCE VIBRATION SEVERITY GRADE SR/B SHAFT A. FLANGE ACCURACY GR. R TERMINAL BOX (ABOVE) CABLE ENTRY ON THE RIGHT SIGNAL CONNECTION D-END | - | 0 | 0
1PH8184-1DL00-9LD1-Z | G50K40L27N0AX01 | 1PH8184-1DL00-9LD1-ZG50K40L27N0AX01 | 1 | UN | 1 | 30 | D | D | N | N | 85015381 | 1 |  | 350 | KG | 13421.02 | 13421.02 | MC05 | MC05 | SIMOTICS M Compact induction motor 2900rpm, 81kW, 267Nm 152A, 395V Forced ventilation DE-->NDE Incremental encoder 22-bit Design IM B3 (IMB6, IMB7, IMB8, IMV6) Bearing version: Performance Terminal box on top; cable entry on the right; Signal connection DE N0A: Smooth special shaft extension D65x 60mm L27: Insulated version NDE bearing K40: Regreasing system DE and NDE X01: RAL 9005 (jet black) G50: SPM nipple mounting with M8 adapter; SMR-15-2015 | - | 0 | 7
1PH8184-1DL03-2CA1-Z | L27 | 1PH8184-1DL03-2CA1-ZL27 | 1 | UN | 1 | 30 | D | D | N | N | 85015381 | 1 |  | 350 | KG | 8513.62 | 8513.62 | MC05 | MC05 | SIMOTICS M Compact induction motor 2500rpm, 78kW 298Nm, 166A, 340V 2900rpm, 81kW 267Nm, 152A, 395V 3400rpm, 65kW 183Nm, 120 A, 460 V forced ventilation Direction of air flow DE-->NDE Degree of protection IP55 Incremental encoder 22-bit with commutation position (encoder IC22DQ) with DRIVE-CLiQ interface Design IM B35 with flange A450 (IM V35) SHAFT WITH FITTED KEY HALF-KEY BALANCING BEARING: STANDARD VIBRATION SEVERITY GRADE S/A SHAFT A.FLANGE ACCURACY GR.R TERMINAL BOX (ABOVE) CABLE ENTRY ON THE RIGHT SIGNAL CONNECTION D-END L27: INSULATED VERSION NON-DRIVE END BEARING | - | 0 | 0
1PH8184-1DL03-2CB1 |  | 1PH8184-1DL03-2CB1 | 1 | UN | 1 | 30 | D | D | N | N | 85015381 | 1 |  | 350 | KG | 7846.12 | 7846.12 | MC05 | MC05 | SIMOTICS M Compact induction motor 2500rpm, 78kW 298Nm, 166A, 340V 2900rpm, 81kW 267Nm, 152A, 395V 3400rpm, 65kW 183Nm, 120 A, 460 V forced ventilation Direction of air flow DE-->NDE Degree of protection IP55 Incremental encoder 22-bit with commutation position (encoder IC22DQ) with DRIVE-CLiQ interface Design IM B35 with flange A450 (IM V35) SHAFT WITH FITTED KEY HALF-KEY BALANCING BEARING: STANDARD VIBRATION SEVERITY GRADE S/A SHAFT A.FLANGE ACCURACY GR.R TERMINAL BOX (ABOVE) CABLE ENTRY ON THE LEFT SIGNAL CONNECTION D-END | - | 0 | 0
1PH8184-1DL03-2CB1-Z | L27 | 1PH8184-1DL03-2CB1-ZL27 | 1 | UN | 1 | 30 | D | D | N | N | 85015381 | 1 |  | 350 | KG | 8513.62 | 8513.62 | MC05 | MC05 | SIMOTICS M Compact induction motor 2500rpm, 78kW 298Nm, 166A, 340V 2900rpm, 81kW 267Nm, 152A, 395V 3400rpm, 65kW 183Nm, 120 A, 460 V forced ventilation Direction of air flow DE-->NDE Degree of protection IP55 Incremental encoder 22-bit with commutation position (encoder IC22DQ) with DRIVE-CLiQ interface Design IM B35 with flange A450 (IM V35) SHAFT WITH FITTED KEY HALF-KEY BALANCING BEARING: STANDARD VIBRATION SEVERITY GRADE S/A SHAFT A.FLANGE ACCURACY GR.R TERMINAL BOX (ABOVE) CABLE ENTRY ON THE LEFT SIGNAL CONNECTION D-END L27: INSULATED VERSION NON-DRIVE END BEARING | - | 0 | 0
1PH8184-1DL05-2BA1 |  | 1PH8184-1DL05-2BA1 | 1 | UN | 1 | 30 | D | D | N | N | 85015381 | 1 |  | 350 | KG | 7698.19 | 7698.19 | MC05 | MC05 | SIMOTICS M Compact induction motor 2500rpm, 78kW 298Nm, 166A, 340V 2900rpm, 81kW 267Nm, 152A, 395V 3400rpm, 65kW 183Nm, 120 A, 460 V forced ventilation Direction of air flow DE-->NDE Degree of protection IP55 Incremental encoder 22-bit with commutation position (encoder IC22DQ) with DRIVE-CLiQ interface Design IM V15 with flange A450 SHAFT WITH FITTED KEY HALF-KEY BALANCING BEARING: STANDARD VIBRATION SEVERITY GRADE R/A; SHAFT A.FLANGE ACCURACY GR. R TERMINAL BOX (ABOVE) CABLE ENTRY ON THE RIGHT SIGNAL CONNECTION D-END | - | 0 | 0
1PH8184-1DL05-2BA1-Z | L27 | 1PH8184-1DL05-2BA1-ZL27 | 1 | UN | 1 | 30 | D | D | N | N | 85015381 | 1 |  | 350 | KG | 8365.69 | 8365.69 | MC05 | MC05 | SIMOTICS M Compact induction motor 2500rpm, 78kW 298Nm, 166A, 340V 2900rpm, 81kW 267Nm, 152A, 395V 3400rpm, 65kW 183Nm, 120 A, 460 V forced ventilation Direction of air flow DE-->NDE Degree of protection IP55 Incremental encoder 22-bit with commutation position (encoder IC22DQ) with DRIVE-CLiQ interface Design IM V15 with flange A450 SHAFT WITH FITTED KEY HALF-KEY BALANCING BEARING: STANDARD VIBRATION SEVERITY GRADE R/A; SHAFT A.FLANGE ACCURACY GR. R TERMINAL BOX (ABOVE) CABLE ENTRY ON THE RIGHT SIGNAL CONNECTION D-END L27: INSULATED VERSION NON-DRIVE END BEARING | - | 0 | 0
1PH8184-1DL10-0BA1-Z | K45L27Q31 | 1PH8184-1DL10-0BA1-ZK45L27Q31 | 1 | UN | 1 | 30 | D | D | N | N | 85015381 | 1 |  | 350 | KG | 8146.95 | 8146.95 | MC05 | MC05 | SIMOTICS M Compact induction motor 2500rpm, 78kW 298Nm, 166A, 340V 2900rpm, 81kW 267Nm, 152A, 395V 3400rpm, 65kW 183Nm, 120 A, 460 V forced ventilation Direction of air flow NDE-->DE Degree of protection IP55 Incremental encoder 22-bit with commutation position (encoder IC22DQ) with DRIVE-CLiQ interface DESIGN IM B3 (IMB6, IMB7, IMB8, IMV6) PLAIN SHAFT WITHOUT FITTED KEY; BEARING: STANDARD VIBRATION SEVERITY GRADE R/A; SHAFT A.FLANGE ACCURACY GR. R TERMINAL BOX (ABOVE) CABLE ENTRY ON THE RIGHT SIGNAL CONNECTION D-END K45: SPACE HEATER, 230 V AC L27: INSULATED VERSION NON-DRIVE END BEARING Q31: METAL RATING PLATE INSTEAD OF ADHESIVE LABEL | - | 0 | 0
1PH8184-1DL20-0BA1 |  | 1PH8184-1DL20-0BA1 | 1 | UN | 1 | 30 | D | D | N | N | 85015381 | 1 |  | 340 | KG | 9209.16 | 9209.16 | MC05 | MC05 | SIMOTICS M Compact induction motor 2500rpm, 95kW 363Nm, 196A, 340V 2900rpm, 102kW 336Nm, 185A, 395V 3400rpm, 100 kW 281Nm, 158A, 460 V water cooling Degree of protection IP55 Incremental encoder 22-bit with commutation position (encoder IC22DQ) with DRIVE-CLiQ interface DESIGN IM B3 (IMB6, IMB7, IMB8, IMV6) PLAIN SHAFT WITHOUT FITTED KEY; BEARING: STANDARD VIBRATION SEVERITY GRADE R/A; SHAFT A.FLANGE ACCURACY GR. R TERMINAL BOX (ABOVE) CABLE ENTRY ON THE RIGHT SIGNAL CONNECTION D-END | - | 0 | 0
1PH8184-1DL40-0AA1-Z | G14K24 | 1PH8184-1DL40-0AA1-ZG14K24 | 1 | UN | 1 | 30 | D | D | N | N | 85015381 | 1 |  | 350 | KG | 8024.37 | 8024.37 | MC05 | MC05 | SIMOTICS M Compact induction motor 2500rpm, 100 kW 382Nm, 205A, 340V 2900rpm, 113kW 372Nm, 200 A, 395V 3400rpm, 113kW 317Nm, 176A, 460 V Open-circuit ventilation Direction of air flow NDE-->DE Degree of protection IP23 Incremental encoder 22-bit with commutation position (encoder IC22DQ) with DRIVE-CLiQ interface DESIGN IM B3 (IMB6, IMB7, IMB8, IMV6) PLAIN SHAFT WITHOUT FITTED KEY; BEARING: STANDARD VIBRATION SEVERITY GRADE A; SHAFT A.FLANGE ACCURACY GR.N TERMINAL BOX (ABOVE) CABLE ENTRY ON THE RIGHT SIGNAL CONNECTION D-END G14: FAN ASSEMBLY WITH AIR FILTER K24: PRIMING (AUBURN) | - | 0 | 0
1PH8184-1DL43-2AA1 |  | 1PH8184-1DL43-2AA1 | 1 | UN | 1 | 30 | D | D | N | N | 85015381 | 1 |  | 350 | KG | 8213.26 | 8213.26 | MC05 | MC05 | SIMOTICS M Compact induction motor 2500rpm, 100 kW 382Nm, 205A, 340V 2900rpm, 113kW 372Nm, 200 A, 395V 3400rpm, 113kW 317Nm, 176A, 460 V Open-circuit ventilation Direction of air flow NDE-->DE Degree of protection IP23 Incremental encoder 22-bit with commutation position (encoder IC22DQ) with DRIVE-CLiQ interface Design IM B35 with flange A450 (IM V35) SHAFT WITH FITTED KEY HALF-KEY BALANCING BEARING: STANDARD VIBRATION SEVERITY GRADE A; SHAFT A.FLANGE ACCURACY GR.N TERMINAL BOX (ABOVE) CABLE ENTRY ON THE RIGHT SIGNAL CONNECTION D-END | - | 0 | 0
1PH8184-1FC00-0LA1 |  | 1PH8184-1FC00-0LA1 | 1 | UN | 1 | 30 | D | D | N | N | 85015290 | 1 |  | 350 | KG | 11537.22 | 11537.22 | MC05 | MC05 | SIMOTICS M Compact induction motor 700 rpm, 27kW 368Nm, 65A, 320V 800 rpm, 31kW 370Nm, 65A, 365V 1000 rpm, 39kW 372Nm, 65A, 460 V forced ventilation Direction of air flow DE-->NDE Degree of protection IP55 Absolute encoder 22-bit Single-turn and 12-bit multi-turn (encoder AM22DQ) with DRIVE-CLiQ interface DESIGN IM B3 (IMB6, IMB7, IMB8, IMV6) PLAIN SHAFT WITHOUT FITTED KEY; BEARING: PERFORMANCE VIBRATION SEVERITY GRADE SR/B SHAFT A. FLANGE ACCURACY GR. R TERMINAL BOX (ABOVE) CABLE ENTRY ON THE RIGHT SIGNAL CONNECTION D-END | - | 0 | 0
1PH8184-1FC00-0LA1-Z | B35 | 1PH8184-1FC00-0LA1-ZB35 | 1 | UN | 1 | 30 | D | D | N | N | 85015290 | 1 |  | 350 | KG | 11658 | 11658 | MC05 | MC05 | SIMOTICS M Compact induction motor 700 rpm, 27kW 368Nm, 65A, 320V 800 rpm, 31kW 370Nm, 65A, 365V 1000 rpm, 39kW 372Nm, 65A, 460 V forced ventilation Direction of air flow DE-->NDE Degree of protection IP55 Absolute encoder 22-bit Single-turn and 12-bit multi-turn (encoder AM22DQ) with DRIVE-CLiQ interface DESIGN IM B3 (IMB6, IMB7, IMB8, IMV6) PLAIN SHAFT WITHOUT FITTED KEY; BEARING: PERFORMANCE VIBRATION SEVERITY GRADE SR/B SHAFT A. FLANGE ACCURACY GR. R TERMINAL BOX (ABOVE) CABLE ENTRY ON THE RIGHT SIGNAL CONNECTION D-END B35: Works test certificate for vibration log | - | 0 | 0
1PH8184-1FC03-0LA1-Z | B35G50K90V92 | 1PH8184-1FC03-0LA1-ZB35G50K90V92 | 1 | UN | 1 | 30 | D | D | N | N | 85015290 | 1 |  | 350 | KG | 13005.24 | 13005.24 | MC05 | MC05 | SIMOTICS M Compact induction motor 700 rpm, 27kW 368Nm, 65A, 320V 800 rpm, 31kW 370Nm, 65A, 365V 1000 rpm, 39kW 372Nm, 65A, 460 V forced ventilation Direction of air flow DE-->NDE Degree of protection IP55 Absolute encoder 22-bit Single-turn and 12-bit multi-turn (encoder AM22DQ) with DRIVE-CLiQ interface Design IM B35 with flange A450 (IM V35) PLAIN SHAFT WITHOUT FITTED KEY; BEARING: PERFORMANCE VIBRATION SEVERITY GRADE SR/B SHAFT A. FLANGE ACCURACY GR. R TERMINAL BOX (ABOVE) CABLE ENTRY ON THE RIGHT SIGNAL CONNECTION D-END B35: Works test certificate for vibration log G50: MEASURE NIPPLE FOR SPM, WITH M8 THREAD ADAPTER K90: Version with flange size A400 V92: 1PH7184-COMPATIBLE SHAFT END 60 MM X 140 MM | - | 0 | 0
1PH8184-1FC03-0LA1-Z | B35K90 | 1PH8184-1FC03-0LA1-ZB35K90 | 1 | UN | 1 | 30 | D | D | N | N | 85015290 | 1 |  | 350 | KG | 12442.08 | 12442.08 | MC05 | MC05 | SIMOTICS M Compact induction motor 700 rpm, 27kW 368Nm, 65A, 320V 800 rpm, 31kW 370Nm, 65A, 365V 1000 rpm, 39kW 372Nm, 65A, 460 V forced ventilation Direction of air flow DE-->NDE Degree of protection IP55 Absolute encoder 22-bit Single-turn and 12-bit multi-turn (encoder AM22DQ) with DRIVE-CLiQ interface Design IM B35 with flange A450 (IM V35) PLAIN SHAFT WITHOUT FITTED KEY; BEARING: PERFORMANCE VIBRATION SEVERITY GRADE SR/B SHAFT A. FLANGE ACCURACY GR. R TERMINAL BOX (ABOVE) CABLE ENTRY ON THE RIGHT SIGNAL CONNECTION D-END B35: Works test certificate for vibration log K90: Version with flange size A400 | - | 0 | 0
1PH8184-1FD10-2BB1-Z | K40L27L75V92 | 1PH8184-1FD10-2BB1-ZK40L27L75V92 | 1 | UN | 1 | 40 | X | D | N | N | 85015290 | 1 |  | 358 | KG | 9517.5 | 9517.5 | MC05 | MC05 | SIMOTICS M Compact induction motor 1000rpm, 39kW, 372Nm, 87A, 340V 1150rpm, 44 kW, 365Nm, 86A, 390V 1350rpm, 50 kW, 354Nm, 84A, 450 V forced ventilation Direction of air flow NDE-->DE Degree of protection IP55 Absolute encoder 22-bit Single-turn and 12-bit multi-turn (encoder AM22DQ) with DRIVE-CLiQ interface DESIGN IM B3 (IMB6, IMB7, IMB8, IMV6) SHAFT WITH FITTED KEY HALF-KEY BALANCING BEARING: STANDARD VIBRATION SEVERITY GRADE R/A; SHAFT A.FLANGE ACCURACY GR. R TERMINAL BOX (ABOVE) CABLE ENTRY ON THE LEFT SIGNAL CONNECTION D-END K40: RELUBRICATING EQUIPMENT DRIVE END AND NON-DRIVE END L27: INSULATED VERSION NON-DRIVE END BEARING L75: FAN SPECIAL VERSION 3 AC 400 V DEGREE OF PROTECTION IP 65 V92: 1PH7184-COMPATIBLE SHAFT END 60 MM X 140 MM | - | 0 | 0
1PH8184-1FD30-2AA1 |  | 1PH8184-1FD30-2AA1 | 1 | UN | 1 | 30 | D | D | N | N | 85015290 | 1 |  | 350 | KG | 8146.7 | 8146.7 | MC05 | MC05 | SIMOTICS M Compact induction motor 1000rpm, 57kW 544Nm, 120 A, 340V 1150rpm, 65kW 540Nm, 120 A, 390V 1350rpm, 74kW 523Nm, 118A, 450 V Open-circuit ventilation Direction of air flow DE-->NDE Degree of protection IP23 Absolute encoder 22-bit Single-turn and 12-bit multi-turn (encoder AM22DQ) with DRIVE-CLiQ interface DESIGN IM B3 (IMB6, IMB7, IMB8, IMV6) SHAFT WITH FITTED KEY HALF-KEY BALANCING BEARING: STANDARD VIBRATION SEVERITY GRADE A; SHAFT A.FLANGE ACCURACY GR.N TERMINAL BOX (ABOVE) CABLE ENTRY ON THE RIGHT SIGNAL CONNECTION D-END | - | 0 | 0
1PH8184-1FF00-1BA1 |  | 1PH8184-1FF00-1BA1 | 1 | UN | 1 | 30 | D | D | N | N | 85015290 | 1 |  | 350 | KG | 7468.9 | 7468.9 | MC05 | MC05 | SIMOTICS M Compact induction motor 1500rpm, 51kW 325Nm, 116A, 335V 1750rpm, 60kW 327Nm, 120 A, 390V 2000rpm, 68kW 325Nm, 118A, 405V forced ventilation Direction of air flow DE-->NDE Degree of protection IP55 Absolute encoder 22-bit Single-turn and 12-bit multi-turn (encoder AM22DQ) with DRIVE-CLiQ interface DESIGN IM B3 (IMB6, IMB7, IMB8, IMV6) SHAFT WITH FITTED KEY FULL-KEY BALANCING BEARING: STANDARD VIBRATION SEVERITY GRADE R/A; SHAFT A.FLANGE ACCURACY GR. R TERMINAL BOX (ABOVE) CABLE ENTRY ON THE RIGHT SIGNAL CONNECTION D-END | - | 0 | 0
1PH8184-1FF00-1EA1 |  | 1PH8184-1FF00-1EA1 | 1 | UN | 1 | 30 | D | D | N | N | 85015290 | 1 |  | 350 | KG | 7491.09 | 7491.09 | MC05 | MC05 | SIMOTICS M Compact induction motor 1500rpm, 51kW 325Nm, 116A, 335V 1750rpm, 60kW 327Nm, 120 A, 390V 2000rpm, 68kW 325Nm, 118A, 405V forced ventilation Direction of air flow DE-->NDE Degree of protection IP55 Absolute encoder 22-bit Single-turn and 12-bit multi-turn (encoder AM22DQ) with DRIVE-CLiQ interface DESIGN IM B3 (IMB6, IMB7, IMB8, IMV6) SHAFT WITH FITTED KEY FULL-KEY BALANCING BEARING: GREATER CANTILEVER FORCES; VIBRATION SEVERITY GRADE A; SHAFT AND FLANGE ACCURACY GR. N TERMINAL BOX (ABOVE) CABLE ENTRY ON THE RIGHT SIGNAL CONNECTION D-END | - | 0 | 0
1PH8184-1FF00-9AD1 | N0E | 1PH8184-1FF00-9AD1N0E | 1 | UN | 1 | 30 | D | D | N | N | 85015290 | 1 |  | 350 | KG | 9226.36 | 9226.36 | MC05 | MC05 | SIMOTICS M Compact induction motor 2000rpm, 68kW, 325Nm, 118A, 405V forced ventilation, direction of air flow DE-->NDE, Degree of protection IP55 Absolute encoder 22-bit, single-turn and 12- bit multi-turn (encoder AM22DQ) with DRIVE-CLiQ interface Type of construction IM B3 (IMB6, IMB7 IMB8, IMV6), shaft with feather key, half-key balancing Standard bearing, vibration Severity grade A, Shaft and flange accuracy: N Terminal box on top; Cable entry DE Signal connection right N0E: Special shaft extension Offer number: SMR-102-2014 | - | 0 | 7
1PH8184-1FF10-1BC1-Z | G14 | 1PH8184-1FF10-1BC1-ZG14 | 1 | UN | 1 | 30 | D | D | N | N | 85015290 | 1 |  | 350 | KG | 7871.77 | 7871.77 | MC05 | MC05 | SIMOTICS M Compact induction motor 1500rpm, 51kW 325Nm, 116A, 335V 1750rpm, 60kW 327Nm, 120 A, 390V 2000rpm, 68kW 325Nm, 118A, 405V forced ventilation Direction of air flow NDE-->DE Degree of protection IP55 Absolute encoder 22-bit Single-turn and 12-bit multi-turn (encoder AM22DQ) with DRIVE-CLiQ interface DESIGN IM B3 (IMB6, IMB7, IMB8, IMV6) SHAFT WITH FITTED KEY FULL-KEY BALANCING BEARING: STANDARD VIBRATION SEVERITY GRADE R/A; SHAFT A.FLANGE ACCURACY GR. R TERMINAL BOX (ABOVE) CABLE ENTRY ON THE ND-END SIGNAL CONNECTION RIGHT G14: FAN ASSEMBLY WITH AIR FILTER | - | 0 | 0
1PH8184-1FF10-1FC1-Z | G14 | 1PH8184-1FF10-1FC1-ZG14 | 1 | UN | 1 | 30 | D | D | N | N | 85015290 | 1 |  | 350 | KG | 8019.71 | 8019.71 | MC05 | MC05 | SIMOTICS M Compact induction motor 1500rpm, 51kW 325Nm, 116A, 335V 1750rpm, 60kW 327Nm, 120 A, 390V 2000rpm, 68kW 325Nm, 118A, 405V forced ventilation Direction of air flow NDE-->DE Degree of protection IP55 Absolute encoder 22-bit Single-turn and 12-bit multi-turn (encoder AM22DQ) with DRIVE-CLiQ interface DESIGN IM B3 (IMB6, IMB7, IMB8, IMV6) SHAFT WITH FITTED KEY FULL-KEY BALANCING BEARING: GREATER CANTILEVER FORCES; VIBRATION SEVERITY GRADE R/A; SHAFT AND FLANGE ACCURACY GR. R TERMINAL BOX (ABOVE) CABLE ENTRY ON THE ND-END SIGNAL CONNECTION RIGHT G14: FAN ASSEMBLY WITH AIR FILTER | - | 0 | 0
1PH8184-1FL00-0BA1 |  | 1PH8184-1FL00-0BA1 | 1 | UN | 1 | 30 | D | D | N | N | 85015381 | 1 |  | 350 | KG | 7335.77 | 7335.77 | MC05 | MC05 | SIMOTICS M Compact induction motor 2500rpm, 78kW 298Nm, 166A, 340V 2900rpm, 81kW 267Nm, 152A, 395V 3400rpm, 65kW 183Nm, 120 A, 460 V forced ventilation Direction of air flow DE-->NDE Degree of protection IP55 Absolute encoder 22-bit Single-turn and 12-bit multi-turn (encoder AM22DQ) with DRIVE-CLiQ interface DESIGN IM B3 (IMB6, IMB7, IMB8, IMV6) PLAIN SHAFT WITHOUT FITTED KEY; BEARING: STANDARD VIBRATION SEVERITY GRADE R/A; SHAFT A.FLANGE ACCURACY GR. R TERMINAL BOX (ABOVE) CABLE ENTRY ON THE RIGHT SIGNAL CONNECTION D-END | - | 0 | 0
1PH8184-1FL13-0DA1-Z | G14K18K40L27V92 | 1PH8184-1FL13-0DA1-ZG14K18K40L27V92 | 1 | UN | 1 | 30 | D | D | N | N | 85015381 | 1 |  | 350 | KG | 10704.73 | 10704.73 | MC05 | MC05 | SIMOTICS M Compact induction motor 2500rpm, 78kW 298Nm, 166A, 340V 2900rpm, 81kW 267Nm, 152A, 395V 3400rpm, 65kW 183Nm, 120 A, 460 V forced ventilation Direction of air flow NDE-->DE Degree of protection IP55 Absolute encoder 22-bit Single-turn and 12-bit multi-turn (encoder AM22DQ) with DRIVE-CLiQ interface Design IM B35 with flange A450 (IM V35) PLAIN SHAFT WITHOUT FITTED KEY; BEARING: STANDARD VIBRATION SEVERITY GRADE SR/A; SHAFT A.FLANGE ACCURACY GR.R TERMINAL BOX (ABOVE) CABLE ENTRY ON THE RIGHT SIGNAL CONNECTION D-END G14: FAN ASSEMBLY WITH AIR FILTER K18: RADIAL SHAFT SEAL RING DRIVE END K40: RELUBRICATING EQUIPMENT DRIVE END AND NON-DRIVE END L27: INSULATED VERSION NON-DRIVE END BEARING V92: 1PH7184-COMPATIBLE SHAFT END 60 MM X 140 MM | - | 0 | 0
1PH8184-1HC13-1FA1 |  | 1PH8184-1HC13-1FA1 | 1 | UN | 1 | 30 | D | D | N | N | 85015290 | 1 |  | 350 | KG | 7110.38 | 7110.38 | MC05 | MC05 | SIMOTICS M Compact induction motor 700 rpm, 27kW 368Nm, 65A, 320V 800 rpm, 31kW 370Nm, 65A, 365V 1000 rpm, 39kW 372Nm, 65A, 460 V forced ventilation Direction of air flow NDE-->DE Degree of protection IP55 Incremental encoder HTL 1024 S/R (encoder HTL1024S/R) With temperature sensor KTY 84-130 Design IM B35 with flange A450 (IM V35) SHAFT WITH FITTED KEY FULL-KEY BALANCING BEARING: GREATER CANTILEVER FORCES; VIBRATION SEVERITY GRADE R/A; SHAFT AND FLANGE ACCURACY GR. R TERMINAL BOX (ABOVE) CABLE ENTRY ON THE RIGHT SIGNAL CONNECTION D-END | - | 0 | 0
1PH8184-1HD00-0EA1 |  | 1PH8184-1HD00-0EA1 | 1 | UN | 1 | 30 | D | D | N | N | 85015290 | 1 |  | 350 | KG | 6067.42 | 6067.42 | MC05 | MC05 | SIMOTICS M Compact induction motor 1000rpm, 39kW, 372Nm, 87A, 340V 1150rpm, 44 kW, 365Nm, 86A, 390V 1350rpm, 50 kW, 354Nm, 84A, 450 V forced ventilation Direction of air flow DE-->NDE Degree of protection IP55 Incremental encoder HTL 1024 S/R (encoder HTL1024S/R) With temperature sensor KTY 84-130 DESIGN IM B3 (IMB6, IMB7, IMB8, IMV6) PLAIN SHAFT WITHOUT FITTED KEY; BEARING: GREATER CANTILEVER FORCES; VIBRATION SEVERITY GRADE A; SHAFT AND FLANGE ACCURACY GR. N TERMINAL BOX (ABOVE) CABLE ENTRY ON THE RIGHT SIGNAL CONNECTION D-END | - | 0 | 0
1PH8184-1HD00-0EB1-Z | K40L76 | 1PH8184-1HD00-0EB1-ZK40L76 | 1 | UN | 1 | 30 | D | D | N | N | 85015290 | 1 |  | 358 | KG | 6654.32 | 6654.32 | MC05 | MC05 | SIMOTICS M Compact induction motor 1000rpm, 39kW, 372Nm, 87A, 340V 1150rpm, 44 kW, 365Nm, 86A, 390V 1350rpm, 50 kW, 354Nm, 84A, 450 V forced ventilation Direction of air flow DE-->NDE Degree of protection IP55 Incremental encoder HTL 1024 S/R (encoder HTL1024S/R) With temperature sensor KTY 84-130 DESIGN IM B3 (IMB6, IMB7, IMB8, IMV6) PLAIN SHAFT WITHOUT FITTED KEY; BEARING: GREATER CANTILEVER FORCES; VIBRATION SEVERITY GRADE A; SHAFT AND FLANGE ACCURACY GR. N TERMINAL BOX (ABOVE) CABLE ENTRY ON THE LEFT SIGNAL CONNECTION D-END K40: RELUBRICATING EQUIPMENT DRIVE END AND NON-DRIVE END L76: EC fan 400 V 3 AC 50/60 Hz | - | 0 | 0
1PH8184-1HD00-2DA1 |  | 1PH8184-1HD00-2DA1 | 1 | UN | 1 | 30 | D | D | N | N | 85015290 | 1 |  | 350 | KG | 6636.98 | 6636.98 | MC05 | MC05 | SIMOTICS M Compact induction motor 1000rpm, 39kW, 372Nm, 87A, 340V 1150rpm, 44 kW, 365Nm, 86A, 390V 1350rpm, 50 kW, 354Nm, 84A, 450 V forced ventilation Direction of air flow DE-->NDE Degree of protection IP55 Incremental encoder HTL 1024 S/R (encoder HTL1024S/R) With temperature sensor KTY 84-130 DESIGN IM B3 (IMB6, IMB7, IMB8, IMV6) SHAFT WITH FITTED KEY HALF-KEY BALANCING BEARING: STANDARD VIBRATION SEVERITY GRADE SR/A; SHAFT A.FLANGE ACCURACY GR.R TERMINAL BOX (ABOVE) CABLE ENTRY ON THE RIGHT SIGNAL CONNECTION D-END | - | 0 | 0
1PH8184-1HD00-2EB1-Z | V92 | 1PH8184-1HD00-2EB1-ZV92 | 1 | UN | 1 | 30 | D | D | N | N | 85015290 | 1 |  | 350 | KG | 6464.98 | 6464.98 | MC05 | MC05 | SIMOTICS M Compact induction motor 1000rpm, 39kW, 372Nm, 87A, 340V 1150rpm, 44 kW, 365Nm, 86A, 390V 1350rpm, 50 kW, 354Nm, 84A, 450 V forced ventilation Direction of air flow DE-->NDE Degree of protection IP55 Incremental encoder HTL 1024 S/R (encoder HTL1024S/R) With temperature sensor KTY 84-130 DESIGN IM B3 (IMB6, IMB7, IMB8, IMV6) SHAFT WITH FITTED KEY HALF-KEY BALANCING BEARING: GREATER CANTILEVER FORCES; VIBRATION SEVERITY GRADE A; SHAFT AND FLANGE ACCURACY GR. N TERMINAL BOX (ABOVE) CABLE ENTRY ON THE LEFT SIGNAL CONNECTION D-END V92: 1PH7184-COMPATIBLE SHAFT END 60 MM X 140 MM | - | 0 | 0
1PH8184-1HD03-2BB1-Z | K90V92 | 1PH8184-1HD03-2BB1-ZK90V92 | 1 | UN | 1 | 30 | D | D | N | N | 85015290 | 1 |  | 350 | KG | 7226.87 | 7226.87 | MC05 | MC05 | SIMOTICS M Compact induction motor 1000rpm, 39kW, 372Nm, 87A, 340V 1150rpm, 44 kW, 365Nm, 86A, 390V 1350rpm, 50 kW, 354Nm, 84A, 450 V forced ventilation Direction of air flow DE-->NDE Degree of protection IP55 Incremental encoder HTL 1024 S/R (encoder HTL1024S/R) With temperature sensor KTY 84-130 Design IM B35 with flange A450 (IM V35) SHAFT WITH FITTED KEY HALF-KEY BALANCING BEARING: STANDARD VIBRATION SEVERITY GRADE R/A; SHAFT A.FLANGE ACCURACY GR. R TERMINAL BOX (ABOVE) CABLE ENTRY ON THE LEFT SIGNAL CONNECTION D-END K90: Version with flange size A400 V92: 1PH7184-COMPATIBLE SHAFT END 60 MM X 140 MM | - | 0 | 0
1PH8184-1HD05-2FA1 |  | 1PH8184-1HD05-2FA1 | 1 | UN | 1 | 30 | D | D | N | N | 85015290 | 1 |  | 350 | KG | 7273.11 | 7273.11 | MC05 | MC05 | SIMOTICS M Compact induction motor 1000rpm, 39kW, 372Nm, 87A, 340V 1150rpm, 44 kW, 365Nm, 86A, 390V 1350rpm, 50 kW, 354Nm, 84A, 450 V forced ventilation Direction of air flow DE-->NDE Degree of protection IP55 Incremental encoder HTL 1024 S/R (encoder HTL1024S/R) With temperature sensor KTY 84-130 Design IM V15 with flange A450 SHAFT WITH FITTED KEY HALF-KEY BALANCING BEARING: GREATER CANTILEVER FORCES; VIBRATION SEVERITY GRADE R/A; SHAFT AND FLANGE ACCURACY GR. R TERMINAL BOX (ABOVE) CABLE ENTRY ON THE RIGHT SIGNAL CONNECTION D-END | - | 0 | 0
1PH8184-1HD10-2EA1-Z | K40 | 1PH8184-1HD10-2EA1-ZK40 | 1 | UN | 1 | 30 | D | D | N | N | 85015290 | 1 |  | 350 | KG | 6666.56 | 6666.56 | MC05 | MC05 | SIMOTICS M Compact induction motor 1000rpm, 39kW, 372Nm, 87A, 340V 1150rpm, 44 kW, 365Nm, 86A, 390V 1350rpm, 50 kW, 354Nm, 84A, 450 V forced ventilation Direction of air flow NDE-->DE Degree of protection IP55 Incremental encoder HTL 1024 S/R (encoder HTL1024S/R) With temperature sensor KTY 84-130 DESIGN IM B3 (IMB6, IMB7, IMB8, IMV6) SHAFT WITH FITTED KEY HALF-KEY BALANCING BEARING: GREATER CANTILEVER FORCES; VIBRATION SEVERITY GRADE A; SHAFT AND FLANGE ACCURACY GR. N TERMINAL BOX (ABOVE) CABLE ENTRY ON THE RIGHT SIGNAL CONNECTION D-END K40: RELUBRICATING EQUIPMENT DRIVE END AND NON-DRIVE END | - | 0 | 0
1PH8184-1HD10-2ED1-Z | V92 | 1PH8184-1HD10-2ED1-ZV92 | 1 | UN | 1 | 30 | D | D | N | N | 85015290 | 1 |  | 350 | KG | 6464.98 | 6464.98 | MC05 | MC05 | SIMOTICS M Compact induction motor 1000rpm, 39kW, 372Nm, 87A, 340V 1150rpm, 44 kW, 365Nm, 86A, 390V 1350rpm, 50 kW, 354Nm, 84A, 450 V forced ventilation Direction of air flow NDE-->DE Degree of protection IP55 Incremental encoder HTL 1024 S/R (encoder HTL1024S/R) With temperature sensor KTY 84-130 DESIGN IM B3 (IMB6, IMB7, IMB8, IMV6) SHAFT WITH FITTED KEY HALF-KEY BALANCING BEARING: GREATER CANTILEVER FORCES; VIBRATION SEVERITY GRADE A; SHAFT AND FLANGE ACCURACY GR. N TERMINAL BOX (ABOVE) CABLE ENTRY ON THE D-END SIGNAL CONNECTION RIGHT V92: 1PH7184-COMPATIBLE SHAFT END 60 MM X 140 MM | - | 0 | 0
1PH8184-1HD10-2FB1-Z | K40L27 | 1PH8184-1HD10-2FB1-ZK40L27 | 1 | UN | 1 | 30 | D | D | N | N | 85015290 | 1 |  | 350 | KG | 7459.81 | 7459.81 | MC05 | MC05 | SIMOTICS M Compact induction motor 1000rpm, 39kW, 372Nm, 87A, 340V 1150rpm, 44 kW, 365Nm, 86A, 390V 1350rpm, 50 kW, 354Nm, 84A, 450 V forced ventilation Direction of air flow NDE-->DE Degree of protection IP55 Incremental encoder HTL 1024 S/R (encoder HTL1024S/R) With temperature sensor KTY 84-130 DESIGN IM B3 (IMB6, IMB7, IMB8, IMV6) SHAFT WITH FITTED KEY HALF-KEY BALANCING BEARING: GREATER CANTILEVER FORCES; VIBRATION SEVERITY GRADE R/A; SHAFT AND FLANGE ACCURACY GR. R TERMINAL BOX (ABOVE) CABLE ENTRY ON THE LEFT SIGNAL CONNECTION D-END K40: RELUBRICATING EQUIPMENT DRIVE END AND NON-DRIVE END L27: INSULATED VERSION NON-DRIVE END BEARING | - | 0 | 0
1PH8184-1HD11-2EA1-Z | K40 | 1PH8184-1HD11-2EA1-ZK40 | 1 | UN | 1 | 30 | D | D | N | N | 85015290 | 1 |  | 350 | KG | 7036.43 | 7036.43 | MC05 | MC05 | SIMOTICS M Compact induction motor 1000rpm, 39kW, 372Nm, 87A, 340V 1150rpm, 44 kW, 365Nm, 86A, 390V 1350rpm, 50 kW, 354Nm, 84A, 450 V forced ventilation Direction of air flow NDE-->DE Degree of protection IP55 Incremental encoder HTL 1024 S/R (encoder HTL1024S/R) With temperature sensor KTY 84-130 DESIGN IM V5 SHAFT WITH FITTED KEY HALF-KEY BALANCING BEARING: GREATER CANTILEVER FORCES; VIBRATION SEVERITY GRADE A; SHAFT AND FLANGE ACCURACY GR. N TERMINAL BOX (ABOVE) CABLE ENTRY ON THE RIGHT SIGNAL CONNECTION D-END K40: RELUBRICATING EQUIPMENT DRIVE END AND NON-DRIVE END | - | 0 | 0
1PH8184-1HD30-2AA1-Z | V92 | 1PH8184-1HD30-2AA1-ZV92 | 1 | UN | 1 | 30 | D | D | N | N | 85015290 | 1 |  | 350 | KG | 7120.59 | 7120.59 | MC05 | MC05 | SIMOTICS M Compact induction motor 1000rpm, 57kW 544Nm, 120 A, 340V 1150rpm, 65kW 540Nm, 120 A, 390V 1350rpm, 74kW 523Nm, 118A, 450 V Open-circuit ventilation Direction of air flow DE-->NDE Degree of protection IP23 Incremental encoder HTL 1024 S/R (encoder HTL1024S/R) With temperature sensor KTY 84-130 DESIGN IM B3 (IMB6, IMB7, IMB8, IMV6) SHAFT WITH FITTED KEY HALF-KEY BALANCING BEARING: STANDARD VIBRATION SEVERITY GRADE A; SHAFT A.FLANGE ACCURACY GR.N TERMINAL BOX (ABOVE) CABLE ENTRY ON THE RIGHT SIGNAL CONNECTION D-END V92: 1PH7184-COMPATIBLE SHAFT END 60 MM X 140 MM | - | 0 | 0
1PH8184-1HD40-2EA1-Z | G14K40 | 1PH8184-1HD40-2EA1-ZG14K40 | 1 | UN | 1 | 30 | D | D | N | N | 85015290 | 1 |  | 350 | KG | 7909.97 | 7909.97 | MC05 | MC05 | SIMOTICS M Compact induction motor 1000rpm, 57kW 544Nm, 120 A, 340V 1150rpm, 65kW 540Nm, 120 A, 390V 1350rpm, 74kW 523Nm, 118A, 450 V Open-circuit ventilation Direction of air flow NDE-->DE Degree of protection IP23 Incremental encoder HTL 1024 S/R (encoder HTL1024S/R) With temperature sensor KTY 84-130 DESIGN IM B3 (IMB6, IMB7, IMB8, IMV6) SHAFT WITH FITTED KEY HALF-KEY BALANCING BEARING: GREATER CANTILEVER FORCES; VIBRATION SEVERITY GRADE A; SHAFT AND FLANGE ACCURACY GR. N TERMINAL BOX (ABOVE) CABLE ENTRY ON THE RIGHT SIGNAL CONNECTION D-END G14: FAN ASSEMBLY WITH AIR FILTER K40: RELUBRICATING EQUIPMENT DRIVE END AND NON-DRIVE END | - | 0 | 0
1PH8184-1HD40-2FA2 |  | 1PH8184-1HD40-2FA2 | 1 | UN | 1 | 30 | D | D | N | N | 85015290 | 1 |  | 350 | KG | 7155.54 | 7155.54 | MC05 | MC05 | SIMOTICS M Compact asynchronous motor 1000 rpm, 57 kW, 544 Nm, 120 A, 340 V 1150 rpm, 65 kW, 540 Nm, 120 A, 390 V 1350 rpm, 74 kW, 523 Nm, 118 A, 450 V Open-circuit ventilation Direction of air flow NDE-->DE Degree of protection IP23 Incremental encoder HTL 1024 S/R (encoder HTL1024S/R) With temperature sensor Pt1000 DESIGN IM B3 (IMB6, IMB7, IMB8, IMV6) SHAFT WITH FITTED KEY HALF-KEY BALANCING BEARING: GREATER CANTILEVER FORCES; VIBRATION SEVERITY GRADE R/A; SHAFT AND FLANGE ACCURACY GR. R TERMINAL BOX (ABOVE) CABLE ENTRY ON THE RIGHT SIGNAL CONNECTION D-END | - | 0 | 0
1PH8184-1HD40-2FA2-Z | K09 | 1PH8184-1HD40-2FA2-ZK09 | 1 | UN | 1 | 30 | D | D | N | N | 85015290 | 1 |  | 350 | KG | 8146.73 | 8146.73 | MC05 | MC05 | SIMOTICS M Compact asynchronous motor 1000 rpm, 57 kW, 544 Nm, 120 A, 340 V 1150 rpm, 65 kW, 540 Nm, 120 A, 390 V 1350 rpm, 74 kW, 523 Nm, 118 A, 450 V Open-circuit ventilation Direction of air flow NDE-->DE Degree of protection IP23 Incremental encoder HTL 1024 S/R (encoder HTL1024S/R) With temperature sensor Pt1000 DESIGN IM B3 (IMB6, IMB7, IMB8, IMV6) SHAFT WITH FITTED KEY HALF-KEY BALANCING BEARING: GREATER CANTILEVER FORCES; VIBRATION SEVERITY GRADE R/A; SHAFT AND FLANGE ACCURACY GR. R TERMINAL BOX (ABOVE) CABLE ENTRY ON THE RIGHT SIGNAL CONNECTION D-END K09: TERMINAL BOX NON DRIVE END CABLE ROUTING DRIVE END SIGNAL CONNECTION TOP | - | 0 | 0
1PH8184-1HF00-0EA1-Z | K40L76 | 1PH8184-1HF00-0EA1-ZK40L76 | 1 | UN | 1 | 30 | D | D | N | N | 85015290 | 1 |  | 358 | KG | 6654.32 | 6654.32 | MC05 | MC05 | SIMOTICS M Compact induction motor 1500rpm, 51kW 325Nm, 116A, 335V 1750rpm, 60kW 327Nm, 120 A, 390V 2000rpm, 68kW 325Nm, 118A, 405V forced ventilation Direction of air flow DE-->NDE Degree of protection IP55 Incremental encoder HTL 1024 S/R (encoder HTL1024S/R) With temperature sensor KTY 84-130 DESIGN IM B3 (IMB6, IMB7, IMB8, IMV6) PLAIN SHAFT WITHOUT FITTED KEY; BEARING: GREATER CANTILEVER FORCES; VIBRATION SEVERITY GRADE A; SHAFT AND FLANGE ACCURACY GR. N TERMINAL BOX (ABOVE) CABLE ENTRY ON THE RIGHT SIGNAL CONNECTION D-END K40: RELUBRICATING EQUIPMENT DRIVE END AND NON-DRIVE END L76: EC fan 400 V 3 AC 50/60 Hz | - | 0 | 0
1PH8184-1HF00-0FA1-Z | K80V92 | 1PH8184-1HF00-0FA1-ZK80V92 | 1 | UN | 1 | 30 | D | D | N | N | 85015290 | 1 |  | 350 | KG | 6457.6 | 6457.6 | MC05 | MC05 | SIMOTICS M Compact induction motor 1500rpm, 51kW 325Nm, 116A, 335V 1750rpm, 60kW 327Nm, 120 A, 390V 2000rpm, 68kW 325Nm, 118A, 405V forced ventilation Direction of air flow DE-->NDE Degree of protection IP55 Incremental encoder HTL 1024 S/R (encoder HTL1024S/R) With temperature sensor KTY 84-130 DESIGN IM B3 (IMB6, IMB7, IMB8, IMV6) PLAIN SHAFT WITHOUT FITTED KEY; BEARING: GREATER CANTILEVER FORCES; VIBRATION SEVERITY GRADE R/A; SHAFT AND FLANGE ACCURACY GR. R TERMINAL BOX (ABOVE) CABLE ENTRY ON THE RIGHT SIGNAL CONNECTION D-END K80: PIPE CONNECTION NDE V92: 1PH7184-COMPATIBLE SHAFT END 60 MM X 140 MM | - | 0 | 0
1PH8184-1HF00-0FB1-Z | K80V92 | 1PH8184-1HF00-0FB1-ZK80V92 | 1 | UN | 1 | 30 | D | D | N | N | 85015290 | 1 |  | 350 | KG | 6457.6 | 6457.6 | MC05 | MC05 | SIMOTICS M Compact induction motor 1500rpm, 51kW 325Nm, 116A, 335V 1750rpm, 60kW 327Nm, 120 A, 390V 2000rpm, 68kW 325Nm, 118A, 405V forced ventilation Direction of air flow DE-->NDE Degree of protection IP55 Incremental encoder HTL 1024 S/R (encoder HTL1024S/R) With temperature sensor KTY 84-130 DESIGN IM B3 (IMB6, IMB7, IMB8, IMV6) PLAIN SHAFT WITHOUT FITTED KEY; BEARING: GREATER CANTILEVER FORCES; VIBRATION SEVERITY GRADE R/A; SHAFT AND FLANGE ACCURACY GR. R TERMINAL BOX (ABOVE) CABLE ENTRY ON THE LEFT SIGNAL CONNECTION D-END K80: PIPE CONNECTION NDE V92: 1PH7184-COMPATIBLE SHAFT END 60 MM X 140 MM | - | 0 | 0
1PH8184-1HF00-2AA1-Z | K09 | 1PH8184-1HF00-2AA1-ZK09 | 1 | UN | 1 | 30 | D | D | N | N | 85015290 | 1 |  | 350 | KG | 7006.81 | 7006.81 | MC05 | MC05 | SIMOTICS M Compact induction motor 1500rpm, 51kW 325Nm, 116A, 335V 1750rpm, 60kW 327Nm, 120 A, 390V 2000rpm, 68kW 325Nm, 118A, 405V forced ventilation Direction of air flow DE-->NDE Degree of protection IP55 Incremental encoder HTL 1024 S/R (encoder HTL1024S/R) With temperature sensor KTY 84-130 DESIGN IM B3 (IMB6, IMB7, IMB8, IMV6) SHAFT WITH FITTED KEY HALF-KEY BALANCING BEARING: STANDARD VIBRATION SEVERITY GRADE A; SHAFT A.FLANGE ACCURACY GR.N TERMINAL BOX (ABOVE) CABLE ENTRY ON THE RIGHT SIGNAL CONNECTION D-END K09: TERMINAL BOX NON DRIVE END CABLE ROUTING DRIVE END SIGNAL CONNECTION TOP | - | 0 | 0
1PH8184-1HF00-2AA1-Z | V92Y84 | 1PH8184-1HF00-2AA1-ZV92Y84 | 1 | UN | 1 | 30 | D | D | N | N | 85015290 | 1 |  | 350 | KG | 6325.93 | 6325.93 | MC05 | MC05 | SIMOTICS M Compact induction motor 1500rpm, 51kW 325Nm, 116A, 335V 1750rpm, 60kW 327Nm, 120 A, 390V 2000rpm, 68kW 325Nm, 118A, 405V forced ventilation Direction of air flow DE-->NDE Degree of protection IP55 Incremental encoder HTL 1024 S/R (encoder HTL1024S/R) With temperature sensor KTY 84-130 DESIGN IM B3 (IMB6, IMB7, IMB8, IMV6) SHAFT WITH FITTED KEY HALF-KEY BALANCING BEARING: STANDARD VIBRATION SEVERITY GRADE A; SHAFT A.FLANGE ACCURACY GR.N TERMINAL BOX (ABOVE) CABLE ENTRY ON THE RIGHT SIGNAL CONNECTION D-END V92: 1PH7184-COMPATIBLE SHAFT END 60 MM X 140 MM Y84: CUSTOMER IDENTNUMBER ON THE RATING PLATE (MAX. 30 SIGNS) | - | 0 | 0
1PH8184-1HF00-2AC1-Z | V92 | 1PH8184-1HF00-2AC1-ZV92 | 1 | UN | 1 | 30 | D | D | N | N | 85015290 | 1 |  | 350 | KG | 6280.05 | 6280.05 | MC05 | MC05 | SIMOTICS M Compact induction motor 1500rpm, 51kW 325Nm, 116A, 335V 1750rpm, 60kW 327Nm, 120 A, 390V 2000rpm, 68kW 325Nm, 118A, 405V forced ventilation Direction of air flow DE-->NDE Degree of protection IP55 Incremental encoder HTL 1024 S/R (encoder HTL1024S/R) With temperature sensor KTY 84-130 DESIGN IM B3 (IMB6, IMB7, IMB8, IMV6) SHAFT WITH FITTED KEY HALF-KEY BALANCING BEARING: STANDARD VIBRATION SEVERITY GRADE A; SHAFT A.FLANGE ACCURACY GR.N TERMINAL BOX (ABOVE) CABLE ENTRY ON THE ND-END SIGNAL CONNECTION RIGHT V92: 1PH7184-COMPATIBLE SHAFT END 60 MM X 140 MM | - | 0 | 0
1PH8184-1HF00-2BA1 |  | 1PH8184-1HF00-2BA1 | 1 | UN | 1 | 30 | D | D | N | N | 85015290 | 1 |  | 350 | KG | 6178.36 | 6178.36 | MC05 | MC05 | SIMOTICS M Compact induction motor 1500rpm, 51kW 325Nm, 116A, 335V 1750rpm, 60kW 327Nm, 120 A, 390V 2000rpm, 68kW 325Nm, 118A, 405V forced ventilation Direction of air flow DE-->NDE Degree of protection IP55 Incremental encoder HTL 1024 S/R (encoder HTL1024S/R) With temperature sensor KTY 84-130 DESIGN IM B3 (IMB6, IMB7, IMB8, IMV6) SHAFT WITH FITTED KEY HALF-KEY BALANCING BEARING: STANDARD VIBRATION SEVERITY GRADE R/A; SHAFT A.FLANGE ACCURACY GR. R TERMINAL BOX (ABOVE) CABLE ENTRY ON THE RIGHT SIGNAL CONNECTION D-END | - | 0 | 0
1PH8184-1HF00-2BA1-Z | L27P00V92 | 1PH8184-1HF00-2BA1-ZL27P00V92 | 1 | UN | 1 | 30 | D | D | N | N | 85015290 | 1 |  | 350 | KG | 7184.28 | 7184.28 | MC05 | MC05 | SIMOTICS M Compact induction motor 1500rpm, 51kW 325Nm, 116A, 335V 1750rpm, 60kW 327Nm, 120 A, 390V 2000rpm, 68kW 325Nm, 118A, 405V forced ventilation Direction of air flow DE-->NDE Degree of protection IP55 Incremental encoder HTL 1024 S/R (encoder HTL1024S/R) With temperature sensor KTY 84-130 DESIGN IM B3 (IMB6, IMB7, IMB8, IMV6) SHAFT WITH FITTED KEY HALF-KEY BALANCING BEARING: STANDARD VIBRATION SEVERITY GRADE R/A; SHAFT A.FLANGE ACCURACY GR. R TERMINAL BOX (ABOVE) CABLE ENTRY ON THE RIGHT SIGNAL CONNECTION D-END L27: INSULATED VERSION NON-DRIVE END BEARING P00: CABLE ENTRY PLATE NOT DRILLED V92: 1PH7184-COMPATIBLE SHAFT END 60 MM X 140 MM | - | 0 | 0
1PH8184-1HF00-2BB1-Z | K80V92 | 1PH8184-1HF00-2BB1-ZK80V92 | 1 | UN | 1 | 30 | D | D | N | N | 85015290 | 1 |  | 350 | KG | 6442.79 | 6442.79 | MC05 | MC05 | SIMOTICS M Compact induction motor 1500rpm, 51kW 325Nm, 116A, 335V 1750rpm, 60kW 327Nm, 120 A, 390V 2000rpm, 68kW 325Nm, 118A, 405V forced ventilation Direction of air flow DE-->NDE Degree of protection IP55 Incremental encoder HTL 1024 S/R (encoder HTL1024S/R) With temperature sensor KTY 84-130 DESIGN IM B3 (IMB6, IMB7, IMB8, IMV6) SHAFT WITH FITTED KEY HALF-KEY BALANCING BEARING: STANDARD VIBRATION SEVERITY GRADE R/A; SHAFT A.FLANGE ACCURACY GR. R TERMINAL BOX (ABOVE) CABLE ENTRY ON THE LEFT SIGNAL CONNECTION D-END K80: PIPE CONNECTION NDE V92: 1PH7184-COMPATIBLE SHAFT END 60 MM X 140 MM | - | 0 | 0
1PH8184-1HF00-2EA1-Z | K40L75V92 | 1PH8184-1HF00-2EA1-ZK40L75V92 | 1 | UN | 1 | 40 | X | D | N | N | 85015290 | 1 |  | 358 | KG | 7581.65 | 7581.65 | MC05 | MC05 | SIMOTICS M Compact induction motor 1500rpm, 51kW 325Nm, 116A, 335V 1750rpm, 60kW 327Nm, 120 A, 390V 2000rpm, 68kW 325Nm, 118A, 405V forced ventilation Direction of air flow DE-->NDE Degree of protection IP55 Incremental encoder HTL 1024 S/R (encoder HTL1024S/R) With temperature sensor KTY 84-130 DESIGN IM B3 (IMB6, IMB7, IMB8, IMV6) SHAFT WITH FITTED KEY HALF-KEY BALANCING BEARING: GREATER CANTILEVER FORCES; VIBRATION SEVERITY GRADE A; SHAFT AND FLANGE ACCURACY GR. N TERMINAL BOX (ABOVE) CABLE ENTRY ON THE RIGHT SIGNAL CONNECTION D-END K40: RELUBRICATING EQUIPMENT DRIVE END AND NON-DRIVE END L75: FAN SPECIAL VERSION 3 AC 400 V DEGREE OF PROTECTION IP 65 V92: 1PH7184-COMPATIBLE SHAFT END 60 MM X 140 MM | - | 0 | 0