## Tabela_Preços_01_2023
Price list 01/2023 | valid from 1/1/2023
Código | Familia | Nome | Descrição | Link Pag. Produto | Link. Datasheet Produto | Link Fotografia Produto | PVP_01_2023
EB10423093 | Accessories | BASIC 8 LENS MASK | Spare part Lens mask 8 m | https://esylux.com/p/EB10423093 | https://www.esylux.pt/dl/EB10423093 | https://procat.services-esylux.de/procat/pictures/jpeg/eb10423093.jpg | 3.4425
EB10423109 | Accessories | BASIC 24 LENS MASK | Spare part Lens mask 24/32 m | https://esylux.com/p/EB10423109 | https://www.esylux.pt/dl/EB10423109 | https://procat.services-esylux.de/procat/pictures/jpeg/eb10423109.jpg | 3.4425
EB10423130 | Accessories | BASIC SPACER WH | Spacer for BASIC series, white, compatible with BASIC IP40 variants | https://esylux.com/p/EB10423130 | https://www.esylux.pt/dl/EB10423130 | https://procat.services-esylux.de/procat/pictures/jpeg/eb10423130.jpg | 6.936
EB10423147 | Accessories | BASIC MOUNTING BOX IP20 SM WH | Surface-mounted box for BASIC series, IP20, white | https://esylux.com/p/EB10423147 | https://www.esylux.pt/dl/EB10423147 | https://procat.services-esylux.de/procat/pictures/jpeg/EB10423147.jpg | 13.33
EB10423505 | Accessories | BASIC IP54 24 LENS MASK | Spare part Lens mask 24 m IP54 | https://esylux.com/p/EB10423505 | https://www.esylux.pt/dl/EB10423505 | https://procat.services-esylux.de/procat/pictures/jpeg/EB10423505.jpg | 4.8
EB10423512 | Accessories | BASIC IP54 8 LENS MASK | Spare part Lens mask 8 m IP54 | https://esylux.com/p/EB10423512 | https://www.esylux.pt/dl/EB10423512 | https://procat.services-esylux.de/procat/pictures/jpeg/EB10423512.jpg | 3.6
EB10430404 | BASIC | MD 360/8 BASIC | Motion detector with 360° field of detection for ceiling mounting | https://esylux.com/p/EB10430404 | https://www.esylux.pt/dl/EB10430404 | https://procat.services-esylux.de/procat/pictures/jpeg/eb10430404.jpg | 82.2606
EB10430411 | BASIC | PD 360/8 BASIC | Presence detector with 360° field of detection for ceiling mounting | https://esylux.com/p/EB10430411 | https://www.esylux.pt/dl/EB10430411 | https://procat.services-esylux.de/procat/pictures/jpeg/eb10430411.jpg | 97.1731
EB10430428 | BASIC | MD 360i/8 BASIC | Motion detector with 360° field of detection for ceiling mounting | https://esylux.com/p/EB10430428 | https://www.esylux.pt/dl/EB10430428 | https://procat.services-esylux.de/procat/pictures/jpeg/eb10430428.jpg | 95.28
EB10430435 | BASIC | PD 360i/8 BASIC | Presence detector with 360° field of detection for ceiling mounting | https://esylux.com/p/EB10430435 | https://www.esylux.pt/dl/EB10430435 | https://procat.services-esylux.de/procat/pictures/jpeg/eb10430435.jpg | 110.2873
EB10430442 | BASIC | PD 360/8 KNX BASIC | KNX ceiling-mounted presence detectors with 360° field of detection | https://esylux.com/p/EB10430442 | https://www.esylux.pt/dl/EB10430442 | https://procat.services-esylux.de/procat/pictures/jpeg/eb10430442.jpg | 116.7913
EB10430459 | BASIC | MD 180i/16 BASIC | Wall-mounted motion detector with 180° field of detection | https://esylux.com/p/EB10430459 | https://www.esylux.pt/dl/EB10430459 | https://procat.services-esylux.de/procat/pictures/jpeg/eb10430459.jpg | 108.8752
EB10430466 | BASIC | MD 360i/8 BASIC SMB | Motion detector with 360° field of detection for ceiling mounting | https://esylux.com/p/EB10430466 | https://www.esylux.pt/dl/EB10430466 | https://procat.services-esylux.de/procat/pictures/jpeg/eb10430466.jpg | 101.3731
EB10430473 | BASIC | PD 360i/8 BASIC SMB | Presence detector with 360° field of detection for ceiling mounting | https://esylux.com/p/EB10430473 | https://www.esylux.pt/dl/EB10430473 | https://procat.services-esylux.de/procat/pictures/jpeg/eb10430473.jpg | 116.3331
EB10430480 | BASIC | PD 360/8 BASIC SMB | Presence detector with 360° field of detection for ceiling mounting | https://esylux.com/p/EB10430480 | https://www.esylux.pt/dl/EB10430480 | https://procat.services-esylux.de/procat/pictures/jpeg/eb10430480.jpg | 103.263
EB10430497 | BASIC | MD 360/8 BASIC SMB | Motion detector with 360° field of detection for ceiling mounting | https://esylux.com/p/EB10430497 | https://www.esylux.pt/dl/EB10430497 | https://procat.services-esylux.de/procat/pictures/jpeg/eb10430497.jpg | 88.6829
EB10430848 | BASIC | MD 360/24 BASIC | Motion detector with 360° field of detection for ceiling mounting | https://esylux.com/p/EB10430848 | https://www.esylux.pt/dl/EB10430848 | https://procat.services-esylux.de/procat/pictures/jpeg/eb10430848.jpg | 119.9698
EB10430855 | BASIC | PD 360/24 BASIC | Presence detector with 360° field of detection for ceiling mounting | https://esylux.com/p/EB10430855 | https://www.esylux.pt/dl/EB10430855 | https://procat.services-esylux.de/procat/pictures/jpeg/eb10430855.jpg | 134.9663
EB10430862 | BASIC | MD 360i/24 BASIC | Motion detector with 360° field of detection for ceiling mounting | https://esylux.com/p/EB10430862 | https://www.esylux.pt/dl/EB10430862 | https://procat.services-esylux.de/procat/pictures/jpeg/eb10430862.jpg | 128.8193
EB10430879 | BASIC | PD 360i/24 BASIC | Presence detector with 360° field of detection for ceiling mounting | https://esylux.com/p/EB10430879 | https://www.esylux.pt/dl/EB10430879 | https://procat.services-esylux.de/procat/pictures/jpeg/eb10430879.jpg | 143.4121
EB10430886 | BASIC | MD 360/24 BASIC SMB | Motion detector with 360° field of detection for ceiling mounting | https://esylux.com/p/EB10430886 | https://www.esylux.pt/dl/EB10430886 | https://procat.services-esylux.de/procat/pictures/jpeg/eb10430886.jpg | 122.7604
EB10430893 | BASIC | PD 360/24 BASIC SMB | Presence detector with 360° field of detection for ceiling mounting | https://esylux.com/p/EB10430893 | https://www.esylux.pt/dl/EB10430893 | https://procat.services-esylux.de/procat/pictures/jpeg/eb10430893.jpg | 136.8886
EB10430909 | BASIC | MD 360i/24 BASIC SMB | Motion detector with 360° field of detection for ceiling mounting | https://esylux.com/p/EB10430909 | https://www.esylux.pt/dl/EB10430909 | https://procat.services-esylux.de/procat/pictures/jpeg/eb10430909.jpg | 134.8933
EB10430916 | BASIC | PD 360i/24 BASIC SMB | Presence detector with 360° field of detection for ceiling mounting | https://esylux.com/p/EB10430916 | https://www.esylux.pt/dl/EB10430916 | https://procat.services-esylux.de/procat/pictures/jpeg/eb10430916.jpg | 149.476
EB10431272 | BASIC | PD 360i/8 BASIC IP54 | IP54 presence detector | https://esylux.com/p/EB10431272 | https://www.esylux.pt/dl/EB10431272 | https://procat.services-esylux.de/procat/pictures/jpeg/eb10431272.jpg | 119.6878
EB10431289 | BASIC | PD 360/24 BASIC IP54 | IP54 presence detector with large range | https://esylux.com/p/EB10431289 | https://www.esylux.pt/dl/EB10431289 | https://procat.services-esylux.de/procat/pictures/jpeg/eb10431289.jpg | 140.6766
EB10431296 | BASIC | PD 360i/24 BASIC IP54 | IP54 presence detector with large range | https://esylux.com/p/EB10431296 | https://www.esylux.pt/dl/EB10431296 | https://procat.services-esylux.de/procat/pictures/jpeg/eb10431296.jpg | 152.9084
EB10431302 | BASIC | PD 360/8 BASIC IP54 | IP54 presence detector | https://esylux.com/p/EB10431302 | https://www.esylux.pt/dl/EB10431302 | https://procat.services-esylux.de/procat/pictures/jpeg/eb10431302.jpg | 106.8911
EB10431319 | BASIC | MD 360i/8 BASIC IP54 | IP54 motion detector | https://esylux.com/p/EB10431319 | https://www.esylux.pt/dl/EB10431319 | https://procat.services-esylux.de/procat/pictures/jpeg/eb10431319.jpg | 105.2014
EB10431326 | BASIC | MD 360i/24 BASIC IP54 | IP54 motion detector with large range | https://esylux.com/p/EB10431326 | https://www.esylux.pt/dl/EB10431326 | https://procat.services-esylux.de/procat/pictures/jpeg/eb10431326.jpg | 139.4751
EB10431333 | BASIC | MD 360/24 BASIC IP54 | IP54 motion detector with large range | https://esylux.com/p/EB10431333 | https://www.esylux.pt/dl/EB10431333 | https://procat.services-esylux.de/procat/pictures/jpeg/eb10431333.jpg | 130.9176
EB10431340 | BASIC | MD 360/8 BASIC IP54 | IP54 motion detector | https://esylux.com/p/EB10431340 | https://www.esylux.pt/dl/EB10431340 | https://procat.services-esylux.de/procat/pictures/jpeg/eb10431340.jpg | 92.5842
EB10431357 | BASIC | PD 360i/8 BASIC ELC | Presence detector for ESYLUX Light Control with 360° field of detection for ceiling mounting | https://esylux.com/p/EB10431357 | https://www.esylux.pt/dl/EB10431357 | https://procat.services-esylux.de/procat/pictures/jpeg/eb10431357.jpg | 75.0332
EB10431708 | BASIC | MD 360/8 Basic FM | Motion detector with 360° field of detection for ceiling mounting | https://esylux.com/p/EB10431708 | https://www.esylux.pt/dl/EB10431708 | https://procat.services-esylux.de/procat/pictures/jpeg/EB10431708.jpg | 93.74
EB10431715 | BASIC | MD 360/24 Basic FM | Motion detector with 360° field of detection for ceiling mounting | https://esylux.com/p/EB10431715 | https://www.esylux.pt/dl/EB10431715 | https://procat.services-esylux.de/procat/pictures/jpeg/EB10431715.jpg | 129
EB10431722 | BASIC | PD 360/8 Basic FM | Presence detector with 360° field of detection for ceiling mounting | https://esylux.com/p/EB10431722 | https://www.esylux.pt/dl/EB10431722 | https://procat.services-esylux.de/procat/pictures/jpeg/EB10431722.jpg | 109.65
EB10431739 | BASIC | PD 360/24 Basic FM | Presence detector with 360° field of detection for ceiling mounting | https://esylux.com/p/EB10431739 | https://www.esylux.pt/dl/EB10431739 | https://procat.services-esylux.de/procat/pictures/jpeg/EB10431739.jpg | 144.91
EB10431746 | BASIC | PD 360/8 Basic FM KNX | KNX ceiling-mounted presence detectors with 360° field of detection | https://esylux.com/p/EB10431746 | https://www.esylux.pt/dl/EB10431746 | https://procat.services-esylux.de/procat/pictures/jpeg/EB10431746.jpg | 132.01
EC10430008 | Compact | POWER SUPPLY 200mA DALI | 200mA power pack for supplying power to DALI operating units or DALI control modules that do not have their own power supply | https://esylux.com/p/EC10430008 | https://www.esylux.pt/dl/EC10430008 | https://procat.services-esylux.de/procat/pictures/jpeg/ec10430008.jpg | 88.944
EC10430022 | Accessories | TELESCOPE MAGNET | Telescope magnet | https://esylux.com/p/EC10430022 | https://www.esylux.pt/dl/EC10430022 | https://procat.services-esylux.de/procat/pictures/jpeg/ec10430022.jpg | 23.6338
EC10430084 | Accessories | TEVD Cable 5 m | Connection cable AA-C for TEVD (thermoelectric valve drive), 230 V | https://esylux.com/p/EC10430084 | https://www.esylux.pt/dl/EC10430084 | https://procat.services-esylux.de/procat/pictures/jpeg/ec10430084.jpg | 55.896
EC10430107 | Accessories | TEVD adaptor VA78 | Adapter AA-C VA78 for the TEVD (thermoelectric valve drive), 230 V | https://esylux.com/p/EC10430107 | https://www.esylux.pt/dl/EC10430107 | https://procat.services-esylux.de/procat/pictures/jpeg/ec10430107.jpg | 21.624
EC10430251 | Accessories | Mains connection cable 230 V WAGO 1 m | Supply cable for KNX multi-controller, 230 V | https://esylux.com/p/EC10430251 | https://www.esylux.pt/dl/EC10430251 | https://procat.services-esylux.de/procat/pictures/jpeg/ec10430251.jpg | 35.904
EC10430268 | Accessories | Plug set WAGO | Plug set for the KNX multi-controller WAGO | https://esylux.com/p/EC10430268 | https://www.esylux.pt/dl/EC10430268 | https://procat.services-esylux.de/procat/pictures/jpeg/ec10430268.jpg | 111.384
EC10430275 | Accessories | WAGO 230-V plug for valve drive | 3-pin connector plug for TEVD 230 V | https://esylux.com/p/EC10430275 | https://www.esylux.pt/dl/EC10430275 | https://procat.services-esylux.de/procat/pictures/jpeg/ec10430275.jpg | 16.32
EC10430299 | DIN Rail | CU-DIN R 8-CH 16A KNX | KNX DIN rail module | https://esylux.com/p/EC10430299 | https://www.esylux.pt/dl/EC10430299 | https://procat.services-esylux.de/procat/pictures/jpeg/ec10430299.jpg | 501.024
EC10430305 | DIN Rail | CU-DIN R 12-CH 16A KNX | KNX DIN rail module | https://esylux.com/p/EC10430305 | https://www.esylux.pt/dl/EC10430305 | https://procat.services-esylux.de/procat/pictures/jpeg/ec10430305.jpg | 656.472
EC10430312 | DIN Rail | CU-DIN DIM 4-CH 1.5A KNX | KNX DIN rail module | https://esylux.com/p/EC10430312 | https://www.esylux.pt/dl/EC10430312 | https://procat.services-esylux.de/procat/pictures/jpeg/ec10430312.jpg | 402.9
EC10430343 | DIN Rail | CU-DIN SB 2-CH 10A KNX | KNX DIN rail module | https://esylux.com/p/EC10430343 | https://www.esylux.pt/dl/EC10430343 | https://procat.services-esylux.de/procat/pictures/jpeg/ec10430343.jpg | 216.24
EC10430350 | DIN Rail | CU-DIN SB 4-CH 10A KNX | KNX DIN rail module | https://esylux.com/p/EC10430350 | https://www.esylux.pt/dl/EC10430350 | https://procat.services-esylux.de/procat/pictures/jpeg/ec10430350.jpg | 302.328
EC10430367 | DIN Rail | CU-DIN SB 6-CH 10A KNX | KNX DIN rail module | https://esylux.com/p/EC10430367 | https://www.esylux.pt/dl/EC10430367 | https://procat.services-esylux.de/procat/pictures/jpeg/ec10430367.jpg | 443.7
EC10430510 | Accessories | Temperature sensor for HVAC KNX actuator | Temperature sensor for the HVAC KNX actuator | https://esylux.com/p/EC10430510 | https://www.esylux.pt/dl/EC10430510 | https://procat.services-esylux.de/procat/pictures/jpeg/ec10430510.jpg | 18.36
EC10430695 | Accessories | CABLE RJ45 5m WH | Connection cable RJ45, 5 m, white | https://esylux.com/p/EC10430695 | https://www.esylux.pt/dl/EC10430695 | https://procat.services-esylux.de/procat/pictures/jpeg/ec10430695.jpg | 14.2676
EC10430749 | Accessories | CABLE RJ45 10m WH | Connection cable RJ45, 10 m, white | https://esylux.com/p/EC10430749 | https://www.esylux.pt/dl/EC10430749 | https://procat.services-esylux.de/procat/pictures/jpeg/ec10430749.jpg | 27.3093
EC10430923 | Push Button | PUSH BUTTON x8 ELC | DALI 8-way push button | https://esylux.com/p/EC10430923 | https://www.esylux.pt/dl/EC10430923 | https://procat.services-esylux.de/procat/pictures/jpeg/ec10430923.jpg | 113.4833
EC10430930 | Push Button | PUSH BUTTON x8 TW ELC | DALI 8 x push button Tunable White | https://esylux.com/p/EC10430930 | https://www.esylux.pt/dl/EC10430930 | https://procat.services-esylux.de/procat/pictures/jpeg/ec10430930.jpg | 113.4833
EC10431128 | Accessories | CABLE-SET RJ45 5m TW x4 | Connection cable set for SMARTDRIVER x4 TW series | https://esylux.com/p/EC10431128 | https://www.esylux.pt/dl/EC10431128 | https://procat.services-esylux.de/procat/pictures/jpeg/ec10431128.jpg | 53.3582
EC10431135 | Accessories | CABLE-SET RJ45 10m TW x4 | Connection cable set for SMARTDRIVER x4 TW series | https://esylux.com/p/EC10431135 | https://www.esylux.pt/dl/EC10431135 | https://procat.services-esylux.de/procat/pictures/jpeg/ec10431135.jpg | 101.4724
EC10431142 | Accessories | CABLE-SET RJ45 5m x4 | Connection cable set for SMARTDRIVER x4 series | https://esylux.com/p/EC10431142 | https://www.esylux.pt/dl/EC10431142 | https://procat.services-esylux.de/procat/pictures/jpeg/ec10431142.jpg | 26.8991
EC10431159 | Accessories | CABLE-SET RJ45 10m x4 | Connection cable set for SMARTDRIVER x4 series | https://esylux.com/p/EC10431159 | https://www.esylux.pt/dl/EC10431159 | https://procat.services-esylux.de/procat/pictures/jpeg/ec10431159.jpg | 50.9334
EC10431166 | Accessories | CABLE-SET RJ45 5m TW x6 | Connection cable set for SMARTDRIVER x6 TW series | https://esylux.com/p/EC10431166 | https://www.esylux.pt/dl/EC10431166 | https://procat.services-esylux.de/procat/pictures/jpeg/ec10431166.jpg | 79.8684
EC10431173 | Accessories | CABLE-SET RJ45 10m TW x6 | Connection cable set for SMARTDRIVER x6 TW series | https://esylux.com/p/EC10431173 | https://www.esylux.pt/dl/EC10431173 | https://procat.services-esylux.de/procat/pictures/jpeg/ec10431173.jpg | 151.9541
EC10431180 | Accessories | CABLE-SET RJ45 5m x6 | Connection cable set for SMARTDRIVER x6 series | https://esylux.com/p/EC10431180 | https://www.esylux.pt/dl/EC10431180 | https://procat.services-esylux.de/procat/pictures/jpeg/ec10431180.jpg | 34.6368
EC10431197 | Accessories | CABLE-SET RJ45 10m x6 | Connection cable set for SMARTDRIVER x6 series | https://esylux.com/p/EC10431197 | https://www.esylux.pt/dl/EC10431197 | https://procat.services-esylux.de/procat/pictures/jpeg/ec10431197.jpg | 76.2037
EC10431203 | Accessories | CABLE-SET RJ45 5m TW x8 | Connection cable set for SMARTDRIVER x8 TW series | https://esylux.com/p/EC10431203 | https://www.esylux.pt/dl/EC10431203 | https://procat.services-esylux.de/procat/pictures/jpeg/ec10431203.jpg | 106.7507
EC10431210 | Accessories | CABLE-SET RJ45 10m TW x8 | Connection cable set for SMARTDRIVER x8 TW series | https://esylux.com/p/EC10431210 | https://www.esylux.pt/dl/EC10431210 | https://procat.services-esylux.de/procat/pictures/jpeg/ec10431210.jpg | 202.4727
EC10431227 | Accessories | CABLE-SET RJ45 5m x8 | Connection cable set for SMARTDRIVER x8 series | https://esylux.com/p/EC10431227 | https://www.esylux.pt/dl/EC10431227 | https://procat.services-esylux.de/procat/pictures/jpeg/ec10431227.jpg | 53.3355
EC10431234 | Accessories | CABLE-SET RJ45 10m x8 | Connection cable set for SMARTDRIVER x8 series | https://esylux.com/p/EC10431234 | https://www.esylux.pt/dl/EC10431234 | https://procat.services-esylux.de/procat/pictures/jpeg/ec10431234.jpg | 101.4745
EC10431241 | Push Button | PUSH BUTTON x8 CLASSROOM ELC | DALI 8-way push button | https://esylux.com/p/EC10431241 | https://www.esylux.pt/dl/EC10431241 | https://procat.services-esylux.de/procat/pictures/jpeg/ec10431241.jpg | 113.4833
EC10431258 | Push Button | PUSH BUTTON x4 PATIENT ROOM ELC | DALI 4-way push button | https://esylux.com/p/EC10431258 | https://www.esylux.pt/dl/EC10431258 | https://procat.services-esylux.de/procat/pictures/jpeg/ec10431258.jpg | 113.4833
EC10431265 | Push Button | PUSH BUTTON x8 PATIENT ROOM ELC | DALI 8-way push button | https://esylux.com/p/EC10431265 | https://www.esylux.pt/dl/EC10431265 | https://procat.services-esylux.de/procat/pictures/jpeg/ec10431265.jpg | 113.4833
EC10431401 | SMARTDRIVER-2 | SMARTDRIVER-2 IR 4C+2 x4 ELC | Light control for up to 4 lights | https://esylux.com/p/EC10431401 | https://www.esylux.pt/dl/EC10431401 | https://procat.services-esylux.de/procat/pictures/jpeg/EC10431401.jpg | 1158.4
EC10431418 | SMARTDRIVER-2 | SMARTDRIVER-2 TW IR 2C+2 x4 ELC | Light control for up to 4 lights with Tunable White | https://esylux.com/p/EC10431418 | https://www.esylux.pt/dl/EC10431418 | https://procat.services-esylux.de/procat/pictures/jpeg/EC10431418.jpg | 1366.4
EC10431425 | SMARTDRIVER-2 | SMARTDRIVER-2 IR 4C+2 x8 ELC | Light control for up to 8 lights | https://esylux.com/p/EC10431425 | https://www.esylux.pt/dl/EC10431425 | https://procat.services-esylux.de/procat/pictures/jpeg/EC10431425.jpg | 1479.6
EC10431487 | SMARTDRIVER-2 | SMARTDRIVER-2 TW IR 2C+2 x6 ELC | Light control for up to 6 lights with Tunable White | https://esylux.com/p/EC10431487 | https://www.esylux.pt/dl/EC10431487 | https://procat.services-esylux.de/procat/pictures/jpeg/EC10431487.jpg | 1686.4
EC10431494 | SMARTDRIVER-2 | SMARTDRIVER-2 TW IR 2C+2 x8 ELC | Light control for up to 8 lights with Tunable White | https://esylux.com/p/EC10431494 | https://www.esylux.pt/dl/EC10431494 | https://procat.services-esylux.de/procat/pictures/jpeg/EC10431494.jpg | 1893.6
EC10431500 | Accessories | CABLE RJ10 10m WH | Connection cable RJ10, 10 m, white | https://esylux.com/p/EC10431500 | https://www.esylux.pt/dl/EC10431500 | https://procat.services-esylux.de/procat/pictures/jpeg/EC10431500.jpg | 29.24
EC10431517 | Accessories | CABLE RJ10-OPEN END 10m WH | Connection cable RJ10 Open end, 10 m, white | https://esylux.com/p/EC10431517 | https://www.esylux.pt/dl/EC10431517 | https://procat.services-esylux.de/procat/pictures/jpeg/EC10431517.jpg | 32.68
EC10431524 | Accessories | CABLE RJ11 10m WH | Connection cable RJ11, 10 m, white | https://esylux.com/p/EC10431524 | https://www.esylux.pt/dl/EC10431524 | https://procat.services-esylux.de/procat/pictures/jpeg/EC10431524.jpg | 29.24
ED10016509 | CDS | CDS-E | Twilight switch for retrofitting in outdoor lights and junction boxes | https://esylux.com/p/ED10016509 | https://www.esylux.pt/dl/ED10016509 | https://procat.services-esylux.de/procat/pictures/jpeg/ed10016509.jpg | 55.896
ED10016530 | CDS | CDS-A/N | Surface-mounted twilight switch for automatic lighting control | https://esylux.com/p/ED10016530 | https://www.esylux.pt/dl/ED10016530 | https://procat.services-esylux.de/procat/pictures/jpeg/ed10016530.jpg | 64.872
ED10025464 | DEFENSOR | DEFENSOR TS T IR 1C IP55 WH | Surface-mounted twilight switch with time switch for automatic lighting control | https://esylux.com/p/ED10025464 | https://www.esylux.pt/dl/ED10025464 | https://procat.services-esylux.de/procat/pictures/jpeg/ed10025464.jpg | 93.8098
ED10025471 | DEFENSOR | DEFENSOR TS IR 1C IP55 WH | Surface-mounted twilight switch for automatic lighting control | https://esylux.com/p/ED10025471 | https://www.esylux.pt/dl/ED10025471 | https://procat.services-esylux.de/procat/pictures/jpeg/ed10025471.jpg | 67.728
ED10429002 | FLAT MINI | LS FLAT mini KNX | 3 mm flat lens, making it very inconspicuous | https://esylux.com/p/ED10429002 | https://www.esylux.pt/dl/ED10429002 | https://procat.services-esylux.de/procat/pictures/jpeg/ed10429002.jpg | 145.7424
EL10017230 | Accessories | SET OF NUMBERS 1-999 a-f | Number set 1-999, a-f | https://esylux.com/p/EL10017230 | https://www.esylux.pt/dl/EL10017230 | https://procat.services-esylux.de/procat/pictures/jpeg/el10017230.jpg | 15.7575
EL10026102 | AL | AL MONZA WL TR MD WH | Automatic light with in-built motion detector and 130° field of detection | https://esylux.com/p/EL10026102 | https://www.esylux.pt/dl/EL10026102 | https://procat.services-esylux.de/procat/pictures/jpeg/el10026102.jpg | 108.4456
EL10026119 | AL | AL MONZA WL TR MD BK | Automatic light with in-built motion detector and 130° field of detection | https://esylux.com/p/EL10026119 | https://www.esylux.pt/dl/EL10026119 | https://procat.services-esylux.de/procat/pictures/jpeg/el10026119.jpg | 108.4456
EL10026126 | AL | AL GARDA WL OP MD BK | Automatic light with in-built motion detector and 130° field of detection | https://esylux.com/p/EL10026126 | https://www.esylux.pt/dl/EL10026126 | https://procat.services-esylux.de/procat/pictures/jpeg/el10026126.jpg | 108.4456
EL10026133 | AL | AL GARDA WL OP MD WH | Automatic light with in-built motion detector and 130° field of detection | https://esylux.com/p/EL10026133 | https://www.esylux.pt/dl/EL10026133 | https://procat.services-esylux.de/procat/pictures/jpeg/el10026133.jpg | 108.4456
EL10026157 | Accessories | System glass AL P GARDA | System glass for lights: AL GARDA | https://esylux.com/p/EL10026157 | https://www.esylux.pt/dl/EL10026157 | https://procat.services-esylux.de/procat/pictures/jpeg/EL10026157.jpg | 27.6
EL10026164 | Accessories | System glass AL P MONZA | System glass for lights: AL MONZA | https://esylux.com/p/EL10026164 | https://www.esylux.pt/dl/EL10026164 | https://procat.services-esylux.de/procat/pictures/jpeg/el10026164.jpg | 27.37
EL10710001 | OL/AOL | OL WL 100 OP 900 850 WH | Design lamp made from die-cast aluminium | https://esylux.com/p/EL10710001 | https://www.esylux.pt/dl/EL10710001 | https://procat.services-esylux.de/procat/pictures/jpeg/el10710001.jpg | 173.0383
EL10710018 | OL/AOL | OL WL 100 OP 900 850 BK | Design lamp made from die-cast aluminium | https://esylux.com/p/EL10710018 | https://www.esylux.pt/dl/EL10710018 | https://procat.services-esylux.de/procat/pictures/jpeg/el10710018.jpg | 173.0383
EL10710100 | OL/AOL | OL WL 200 OP 1700 850 WH | Design lamp made from die-cast aluminium | https://esylux.com/p/EL10710100 | https://www.esylux.pt/dl/EL10710100 | https://procat.services-esylux.de/procat/pictures/jpeg/el10710100.jpg | 264.2028
EL10710117 | OL/AOL | OL WL 200 OP 1700 850 BK | Design lamp made from die-cast aluminium | https://esylux.com/p/EL10710117 | https://www.esylux.pt/dl/EL10710117 | https://procat.services-esylux.de/procat/pictures/jpeg/el10710117.jpg | 264.2028
EL10710704 | OL/AOL | OL WL 100 OP 900 830 WH | Design lamp made from die-cast aluminium | https://esylux.com/p/EL10710704 | https://www.esylux.pt/dl/EL10710704 | https://procat.services-esylux.de/procat/pictures/jpeg/el10710704.jpg | 173.0383
EL10710711 | OL/AOL | OL WL 100 OP 900 830 BK | Design lamp made from die-cast aluminium | https://esylux.com/p/EL10710711 | https://www.esylux.pt/dl/EL10710711 | https://procat.services-esylux.de/procat/pictures/jpeg/el10710711.jpg | 173.0383
EL10710803 | OL/AOL | OL WL 200 OP 1600 830 WH | Design lamp made from die-cast aluminium | https://esylux.com/p/EL10710803 | https://www.esylux.pt/dl/EL10710803 | https://procat.services-esylux.de/procat/pictures/jpeg/el10710803.jpg | 264.2028
EL10710810 | OL/AOL | OL WL 200 OP 1600 830 BK | Design lamp made from die-cast aluminium | https://esylux.com/p/EL10710810 | https://www.esylux.pt/dl/EL10710810 | https://procat.services-esylux.de/procat/pictures/jpeg/el10710810.jpg | 264.2028
EL10750007 | OL/AOL | AOL WL 100 OP 900 850 MD WH | Automatic light with in-built motion detector and 140° field of detection | https://esylux.com/p/EL10750007 | https://www.esylux.pt/dl/EL10750007 | https://procat.services-esylux.de/procat/pictures/jpeg/el10750007.jpg | 201.5077
EL10750014 | OL/AOL | AOL WL 100 OP 900 850 MD BK | Automatic light with in-built motion detector and 140° field of detection | https://esylux.com/p/EL10750014 | https://www.esylux.pt/dl/EL10750014 | https://procat.services-esylux.de/procat/pictures/jpeg/el10750014.jpg | 201.5077
EL10750106 | OL/AOL | AOL WL 200 OP 1700 850 MD WH | Automatic light with in-built motion detector and 140° field of detection | https://esylux.com/p/EL10750106 | https://www.esylux.pt/dl/EL10750106 | https://procat.services-esylux.de/procat/pictures/jpeg/el10750106.jpg | 288.2109
EL10750113 | OL/AOL | AOL WL 200 OP 1700 850 MD BK | Automatic light with in-built motion detector and 140° field of detection | https://esylux.com/p/EL10750113 | https://www.esylux.pt/dl/EL10750113 | https://procat.services-esylux.de/procat/pictures/jpeg/el10750113.jpg | 288.2109
EL10750700 | OL/AOL | AOL WL 100 OP 900 830 MD WH | Automatic light with in-built motion detector and 140° field of detection | https://esylux.com/p/EL10750700 | https://www.esylux.pt/dl/EL10750700 | https://procat.services-esylux.de/procat/pictures/jpeg/el10750700.jpg | 201.5077
EL10750717 | OL/AOL | AOL WL 100 OP 900 830 MD BK | Automatic light with in-built motion detector and 140° field of detection | https://esylux.com/p/EL10750717 | https://www.esylux.pt/dl/EL10750717 | https://procat.services-esylux.de/procat/pictures/jpeg/el10750717.jpg | 201.5077
EL10750809 | OL/AOL | AOL WL 200 OP 1600 830 MD WH | Automatic light with in-built motion detector and 140° field of detection | https://esylux.com/p/EL10750809 | https://www.esylux.pt/dl/EL10750809 | https://procat.services-esylux.de/procat/pictures/jpeg/el10750809.jpg | 288.2109
EL10750816 | OL/AOL | AOL WL 200 OP 1600 830 MD BK | Automatic light with in-built motion detector and 140° field of detection | https://esylux.com/p/EL10750816 | https://www.esylux.pt/dl/EL10750816 | https://procat.services-esylux.de/procat/pictures/jpeg/el10750816.jpg | 288.2109
EL10810008 | SUN OFL/AFL | SUN OFL TR 900 830 WH | LED spotlight with high-quality aluminium die-cast housing | https://esylux.com/p/EL10810008 | https://www.esylux.pt/dl/EL10810008 | https://procat.services-esylux.de/procat/pictures/jpeg/el10810008.jpg | 86.398
EL10810015 | SUN OFL/AFL | SUN OFL TR 900 830 BK | LED spotlight with high-quality aluminium die-cast housing | https://esylux.com/p/EL10810015 | https://www.esylux.pt/dl/EL10810015 | https://procat.services-esylux.de/procat/pictures/jpeg/el10810015.jpg | 86.398
EL10810022 | SUN OFL/AFL | SUN AFL TR 900 830 MD WH | LED floodlight with high-quality aluminium die-cast housing and integrated motion detector with 160° field of detection for convenient lighting control | https://esylux.com/p/EL10810022 | https://www.esylux.pt/dl/EL10810022 | https://procat.services-esylux.de/procat/pictures/jpeg/el10810022.jpg | 112.0744
EL10810039 | SUN OFL/AFL | SUN AFL TR 900 830 MD BK | LED floodlight with high-quality aluminium die-cast housing and integrated motion detector with 160° field of detection for convenient lighting control | https://esylux.com/p/EL10810039 | https://www.esylux.pt/dl/EL10810039 | https://procat.services-esylux.de/procat/pictures/jpeg/el10810039.jpg | 112.0744
EL10810053 | SUN OFL/AFL | SUN OFL TR 1000 850 WH | LED spotlight with high-quality aluminium die-cast housing | https://esylux.com/p/EL10810053 | https://www.esylux.pt/dl/EL10810053 | https://procat.services-esylux.de/procat/pictures/jpeg/el10810053.jpg | 86.398
EL10810060 | SUN OFL/AFL | SUN OFL TR 1000 850 BK | LED spotlight with high-quality aluminium die-cast housing | https://esylux.com/p/EL10810060 | https://www.esylux.pt/dl/EL10810060 | https://procat.services-esylux.de/procat/pictures/jpeg/el10810060.jpg | 86.398
EL10810077 | SUN OFL/AFL | SUN AFL TR 1000 850 MD WH | LED floodlight with high-quality aluminium die-cast housing and integrated motion detector with 160° field of detection for convenient lighting control | https://esylux.com/p/EL10810077 | https://www.esylux.pt/dl/EL10810077 | https://procat.services-esylux.de/procat/pictures/jpeg/el10810077.jpg | 112.0744
EL10810084 | SUN OFL/AFL | SUN AFL TR 1000 850 MD BK | LED floodlight with high-quality aluminium die-cast housing and integrated motion detector with 160° field of detection for convenient lighting control | https://esylux.com/p/EL10810084 | https://www.esylux.pt/dl/EL10810084 | https://procat.services-esylux.de/procat/pictures/jpeg/el10810084.jpg | 112.0744
EL10810107 | SUN OFL/AFL | SUN OFL TR 3400 830 WH | LED spotlight with high-quality aluminium die-cast housing | https://esylux.com/p/EL10810107 | https://www.esylux.pt/dl/EL10810107 | https://procat.services-esylux.de/procat/pictures/jpeg/el10810107.jpg | 210.6979
EL10810114 | SUN OFL/AFL | SUN OFL TR 3400 830 BK | LED spotlight with high-quality aluminium die-cast housing | https://esylux.com/p/EL10810114 | https://www.esylux.pt/dl/EL10810114 | https://procat.services-esylux.de/procat/pictures/jpeg/el10810114.jpg | 210.6979
EL10810121 | SUN OFL/AFL | SUN AFL TR 3400 830 MD WH | LED floodlight with high-quality aluminium die-cast housing and integrated motion detector with 160° field of detection for convenient lighting control | https://esylux.com/p/EL10810121 | https://www.esylux.pt/dl/EL10810121 | https://procat.services-esylux.de/procat/pictures/jpeg/el10810121.jpg | 243.3191
EL10810138 | SUN OFL/AFL | SUN AFL TR 3400 830 MD BK | LED floodlight with high-quality aluminium die-cast housing and integrated motion detector with 160° field of detection for convenient lighting control | https://esylux.com/p/EL10810138 | https://www.esylux.pt/dl/EL10810138 | https://procat.services-esylux.de/procat/pictures/jpeg/el10810138.jpg | 243.3191
EL10810152 | SUN OFL/AFL | SUN OFL TR 3700 850 WH | LED spotlight with high-quality aluminium die-cast housing | https://esylux.com/p/EL10810152 | https://www.esylux.pt/dl/EL10810152 | https://procat.services-esylux.de/procat/pictures/jpeg/el10810152.jpg | 210.6979
EL10810169 | SUN OFL/AFL | SUN OFL TR 3700 850 BK | LED spotlight with high-quality aluminium die-cast housing | https://esylux.com/p/EL10810169 | https://www.esylux.pt/dl/EL10810169 | https://procat.services-esylux.de/procat/pictures/jpeg/el10810169.jpg | 210.6979
EL10810176 | SUN OFL/AFL | SUN AFL TR 3700 850 MD WH | LED floodlight with high-quality aluminium die-cast housing and integrated motion detector with 160° field of detection for convenient lighting control | https://esylux.com/p/EL10810176 | https://www.esylux.pt/dl/EL10810176 | https://procat.services-esylux.de/procat/pictures/jpeg/el10810176.jpg | 243.3191
EL10810183 | SUN OFL/AFL | SUN AFL TR 3700 850 MD BK | LED floodlight with high-quality aluminium die-cast housing and integrated motion detector with 160° field of detection for convenient lighting control | https://esylux.com/p/EL10810183 | https://www.esylux.pt/dl/EL10810183 | https://procat.services-esylux.de/procat/pictures/jpeg/el10810183.jpg | 243.3191
EL10810206 | SUN OFL/AFL | SUN OFL TR 5100 830 WH | LED spotlight with high-quality aluminium die-cast housing | https://esylux.com/p/EL10810206 | https://www.esylux.pt/dl/EL10810206 | https://procat.services-esylux.de/procat/pictures/jpeg/el10810206.jpg | 259.6016
EL10810213 | SUN OFL/AFL | SUN OFL TR 5100 830 BK | LED spotlight with high-quality aluminium die-cast housing | https://esylux.com/p/EL10810213 | https://www.esylux.pt/dl/EL10810213 | https://procat.services-esylux.de/procat/pictures/jpeg/el10810213.jpg | 259.6016
EL10810220 | SUN OFL/AFL | SUN AFL TR 5100 830 MD WH | LED floodlight with high-quality aluminium die-cast housing and integrated motion detector with 160° field of detection for convenient lighting control | https://esylux.com/p/EL10810220 | https://www.esylux.pt/dl/EL10810220 | https://procat.services-esylux.de/procat/pictures/jpeg/el10810220.jpg | 292.2229
EL10810237 | SUN OFL/AFL | SUN AFL TR 5100 830 MD BK | LED floodlight with high-quality aluminium die-cast housing and integrated motion detector with 160° field of detection for convenient lighting control | https://esylux.com/p/EL10810237 | https://www.esylux.pt/dl/EL10810237 | https://procat.services-esylux.de/procat/pictures/jpeg/el10810237.jpg | 292.2229
EL10810251 | SUN OFL/AFL | SUN OFL TR 5400 850 WH | LED spotlight with high-quality aluminium die-cast housing | https://esylux.com/p/EL10810251 | https://www.esylux.pt/dl/EL10810251 | https://procat.services-esylux.de/procat/pictures/jpeg/el10810251.jpg | 259.6016
EL10810268 | SUN OFL/AFL | SUN OFL TR 5400 850 BK | LED spotlight with high-quality aluminium die-cast housing | https://esylux.com/p/EL10810268 | https://www.esylux.pt/dl/EL10810268 | https://procat.services-esylux.de/procat/pictures/jpeg/el10810268.jpg | 259.6016
EL10810275 | SUN OFL/AFL | SUN AFL TR 5400 850 MD WH | LED floodlight with high-quality aluminium die-cast housing and integrated motion detector with 160° field of detection for convenient lighting control | https://esylux.com/p/EL10810275 | https://www.esylux.pt/dl/EL10810275 | https://procat.services-esylux.de/procat/pictures/jpeg/el10810275.jpg | 292.2229
EL10810282 | SUN OFL/AFL | SUN AFL TR 5400 850 MD BK | LED floodlight with high-quality aluminium die-cast housing and integrated motion detector with 160° field of detection for convenient lighting control | https://esylux.com/p/EL10810282 | https://www.esylux.pt/dl/EL10810282 | https://procat.services-esylux.de/procat/pictures/jpeg/el10810282.jpg | 292.2229
EL10810329 | SUN PL | SUN PL TR 2700 850 BK | LED spotlight with high-quality aluminium die-cast housing | https://esylux.com/p/EL10810329 | https://www.esylux.pt/dl/EL10810329 | https://procat.services-esylux.de/procat/pictures/jpeg/el10810329.jpg | 204.5508
EL10810343 | SUN PL | SUN PL TR 4500 850 BK | LED spotlight with high-quality aluminium die-cast housing | https://esylux.com/p/EL10810343 | https://www.esylux.pt/dl/EL10810343 | https://procat.services-esylux.de/procat/pictures/jpeg/el10810343.jpg | 258.1416
EL10810701 | BASIC OFL/AFL | BASIC OFL TR 3000 840 BK | LED floodlight with compact aluminium housing for unobtrusive installation | https://esylux.com/p/EL10810701 | https://www.esylux.pt/dl/EL10810701 | https://procat.services-esylux.de/procat/pictures/jpeg/el10810701.jpg | 90.7545
EL10810718 | BASIC OFL/AFL | BASIC OFL TR 3000 840 WH | LED floodlight with compact aluminium housing for unobtrusive installation | https://esylux.com/p/EL10810718 | https://www.esylux.pt/dl/EL10810718 | https://procat.services-esylux.de/procat/pictures/jpeg/el10810718.jpg | 94.4337
EL10810725 | BASIC OFL/AFL | BASIC AFL TR 3000 840 MD WH | LED floodlight with compact aluminium housing for unobtrusive installation | https://esylux.com/p/EL10810725 | https://www.esylux.pt/dl/EL10810725 | https://procat.services-esylux.de/procat/pictures/jpeg/el10810725.jpg | 117.6255
EL10810732 | BASIC OFL/AFL | BASIC AFL TR 3000 840 MD BK | LED floodlight with compact aluminium housing for unobtrusive installation | https://esylux.com/p/EL10810732 | https://www.esylux.pt/dl/EL10810732 | https://procat.services-esylux.de/procat/pictures/jpeg/el10810732.jpg | 117.6255
EL10810749 | BASIC OFL/AFL | BASIC OFL TR 5000 840 WH | LED floodlight with compact aluminium housing for unobtrusive installation | https://esylux.com/p/EL10810749 | https://www.esylux.pt/dl/EL10810749 | https://procat.services-esylux.de/procat/pictures/jpeg/el10810749.jpg | 135.5387
EL10810756 | BASIC OFL/AFL | BASIC OFL TR 5000 840 BK | LED floodlight with compact aluminium housing for unobtrusive installation | https://esylux.com/p/EL10810756 | https://www.esylux.pt/dl/EL10810756 | https://procat.services-esylux.de/procat/pictures/jpeg/el10810756.jpg | 135.5387
EL10810763 | BASIC OFL/AFL | BASIC AFL TR 5000 840 MD WH | LED floodlight with compact aluminium housing for unobtrusive installation | https://esylux.com/p/EL10810763 | https://www.esylux.pt/dl/EL10810763 | https://procat.services-esylux.de/procat/pictures/jpeg/el10810763.jpg | 161.6292
EL10810770 | BASIC OFL/AFL | BASIC AFL TR 5000 840 MD BK | LED floodlight with compact aluminium housing for unobtrusive installation | https://esylux.com/p/EL10810770 | https://www.esylux.pt/dl/EL10810770 | https://procat.services-esylux.de/procat/pictures/jpeg/el10810770.jpg | 161.6292
EL10810787 | BASIC OFL/AFL | BASIC OFL TR 1000 830 WH | LED floodlight with compact aluminium housing for unobtrusive installation | https://esylux.com/p/EL10810787 | https://www.esylux.pt/dl/EL10810787 | https://procat.services-esylux.de/procat/pictures/jpeg/el10810787.jpg | 47.6442
EL10810794 | BASIC OFL/AFL | BASIC OFL TR 1000 830 BK | LED floodlight with compact aluminium housing for unobtrusive installation | https://esylux.com/p/EL10810794 | https://www.esylux.pt/dl/EL10810794 | https://procat.services-esylux.de/procat/pictures/jpeg/el10810794.jpg | 47.6442
EL10810800 | BASIC OFL/AFL | BASIC AFL TR 1000 830 MD WH | LED floodlight with compact aluminium housing for unobtrusive installation | https://esylux.com/p/EL10810800 | https://www.esylux.pt/dl/EL10810800 | https://procat.services-esylux.de/procat/pictures/jpeg/el10810800.jpg | 68.3829
EL10810817 | BASIC OFL/AFL | BASIC AFL TR 1000 830 MD BK | LED floodlight with compact aluminium housing for unobtrusive installation | https://esylux.com/p/EL10810817 | https://www.esylux.pt/dl/EL10810817 | https://procat.services-esylux.de/procat/pictures/jpeg/el10810817.jpg | 68.3829
EL10810824 | BASIC OFL/AFL | BASIC OFL TR 3000 830 WH | LED floodlight with compact aluminium housing for unobtrusive installation | https://esylux.com/p/EL10810824 | https://www.esylux.pt/dl/EL10810824 | https://procat.services-esylux.de/procat/pictures/jpeg/el10810824.jpg | 94.4337
EL10810831 | BASIC OFL/AFL | BASIC OFL TR 3000 830 BK | LED floodlight with compact aluminium housing for unobtrusive installation | https://esylux.com/p/EL10810831 | https://www.esylux.pt/dl/EL10810831 | https://procat.services-esylux.de/procat/pictures/jpeg/el10810831.jpg | 94.4337
EL10810848 | BASIC OFL/AFL | BASIC AFL TR 3000 830 MD WH | LED floodlight with compact aluminium housing for unobtrusive installation | https://esylux.com/p/EL10810848 | https://www.esylux.pt/dl/EL10810848 | https://procat.services-esylux.de/procat/pictures/jpeg/el10810848.jpg | 117.6255
EL10810855 | BASIC OFL/AFL | BASIC AFL TR 3000 830 MD BK | LED floodlight with compact aluminium housing for unobtrusive installation | https://esylux.com/p/EL10810855 | https://www.esylux.pt/dl/EL10810855 | https://procat.services-esylux.de/procat/pictures/jpeg/el10810855.jpg | 117.6255
EL10810862 | BASIC OFL/AFL | BASIC OFL TR 5000 830 WH | LED floodlight with compact aluminium housing for unobtrusive installation | https://esylux.com/p/EL10810862 | https://www.esylux.pt/dl/EL10810862 | https://procat.services-esylux.de/procat/pictures/jpeg/el10810862.jpg | 135.5387
EL10810879 | BASIC OFL/AFL | BASIC OFL TR 5000 830 BK | LED floodlight with compact aluminium housing for unobtrusive installation | https://esylux.com/p/EL10810879 | https://www.esylux.pt/dl/EL10810879 | https://procat.services-esylux.de/procat/pictures/jpeg/el10810879.jpg | 135.5387
EL10810886 | BASIC OFL/AFL | BASIC AFL TR 5000 830 MD WH | LED floodlight with compact aluminium housing for unobtrusive installation | https://esylux.com/p/EL10810886 | https://www.esylux.pt/dl/EL10810886 | https://procat.services-esylux.de/procat/pictures/jpeg/el10810886.jpg | 161.6292
EL10810893 | BASIC OFL/AFL | BASIC AFL TR 5000 830 MD BK | LED floodlight with compact aluminium housing for unobtrusive installation | https://esylux.com/p/EL10810893 | https://www.esylux.pt/dl/EL10810893 | https://procat.services-esylux.de/procat/pictures/jpeg/el10810893.jpg | 161.6292
EL10810909 | BASIC OFL/AFL | BASIC OFL TR 1000 840 WH | LED floodlight with compact aluminium housing for unobtrusive installation | https://esylux.com/p/EL10810909 | https://www.esylux.pt/dl/EL10810909 | https://procat.services-esylux.de/procat/pictures/jpeg/el10810909.jpg | 47.6442
EL10810916 | BASIC OFL/AFL | BASIC OFL TR 1000 840 BK | LED floodlight with compact aluminium housing for unobtrusive installation | https://esylux.com/p/EL10810916 | https://www.esylux.pt/dl/EL10810916 | https://procat.services-esylux.de/procat/pictures/jpeg/el10810916.jpg | 47.6442
EL10810923 | BASIC OFL/AFL | BASIC AFL TR 1000 840 MD WH | LED floodlight with compact aluminium housing for unobtrusive installation | https://esylux.com/p/EL10810923 | https://www.esylux.pt/dl/EL10810923 | https://procat.services-esylux.de/procat/pictures/jpeg/el10810923.jpg | 68.3829
EL10810930 | BASIC OFL/AFL | BASIC AFL TR 1000 840 MD BK | LED floodlight with compact aluminium housing for unobtrusive installation | https://esylux.com/p/EL10810930 | https://www.esylux.pt/dl/EL10810930 | https://procat.services-esylux.de/procat/pictures/jpeg/el10810930.jpg | 68.3829
EL10820007 | ALVA | ALVA BL 940/170 TR 360° 1000 830 AN | LED bollard made from high-grade aluminium | https://esylux.com/p/EL10820007 | https://www.esylux.pt/dl/EL10820007 | https://procat.services-esylux.de/procat/pictures/jpeg/el10820007.jpg | 681.8443
EL10820021 | ALVA | ALVA BL 940/170 TR 360° 1200 840 AN | LED bollard made from high-grade aluminium | https://esylux.com/p/EL10820021 | https://www.esylux.pt/dl/EL10820021 | https://procat.services-esylux.de/procat/pictures/jpeg/el10820021.jpg | 685.524
EL10820045 | ALVA | ALVA BL 940/170 OP 360° 800 830 AN | LED bollard made from high-grade aluminium | https://esylux.com/p/EL10820045 | https://www.esylux.pt/dl/EL10820045 | https://procat.services-esylux.de/procat/pictures/jpeg/el10820045.jpg | 685.524
EL10820069 | ALVA | ALVA BL 940/170 OP 360° 1000 840 AN | LED bollard made from high-grade aluminium | https://esylux.com/p/EL10820069 | https://www.esylux.pt/dl/EL10820069 | https://procat.services-esylux.de/procat/pictures/jpeg/el10820069.jpg | 685.524
EL10820083 | Accessories | ALVA GROUND ANCHOR | Ground anchor galvanised for installation of bollard lights in concrete foundation or solid ground | https://esylux.com/p/EL10820083 | https://www.esylux.pt/dl/EL10820083 | https://procat.services-esylux.de/procat/pictures/jpeg/el10820083.jpg | 156.7349
EL10820106 | ALVA | ALVA BL 540/170 TR 360° 1000 830 AN | LED bollard made from high-grade aluminium | https://esylux.com/p/EL10820106 | https://www.esylux.pt/dl/EL10820106 | https://procat.services-esylux.de/procat/pictures/jpeg/el10820106.jpg | 629.7527
EL10820182 | Accessories | ALVA GROUND SPIKE 100 | Ground anchor galvanised for installation of bollard lights in concrete foundation or solid ground | https://esylux.com/p/EL10820182 | https://www.esylux.pt/dl/EL10820182 | https://procat.services-esylux.de/procat/pictures/jpeg/EL10820182.jpg | 119.6
EL10820199 | Accessories | ALVA GROUND SPIKE 170 | Ground anchor galvanised for installation of bollard lights in concrete foundation or solid ground | https://esylux.com/p/EL10820199 | https://www.esylux.pt/dl/EL10820199 | https://procat.services-esylux.de/procat/pictures/jpeg/EL10820199.jpg | 144
EL10820205 | ALVA | ALVA BL 940/170 TR 360° 1000 830 DALI AN | LED DALI bollard light made from high-grade aluminium | https://esylux.com/p/EL10820205 | https://www.esylux.pt/dl/EL10820205 | https://procat.services-esylux.de/procat/pictures/jpeg/el10820205.jpg | 724.1621
EL10820229 | ALVA | ALVA BL 940/170 TR 360° 1200 840 DALI AN | LED DALI bollard light made from high-grade aluminium | https://esylux.com/p/EL10820229 | https://www.esylux.pt/dl/EL10820229 | https://procat.services-esylux.de/procat/pictures/jpeg/el10820229.jpg | 724.1621
EL10820243 | ALVA | ALVA BL 940/170 OP 360° 800 830 DALI AN | LED DALI bollard light made from high-grade aluminium | https://esylux.com/p/EL10820243 | https://www.esylux.pt/dl/EL10820243 | https://procat.services-esylux.de/procat/pictures/jpeg/el10820243.jpg | 724.1621
EL10820267 | ALVA | ALVA BL 940/170 OP 360° 1000 840 DALI AN | LED DALI bollard light made from high-grade aluminium | https://esylux.com/p/EL10820267 | https://www.esylux.pt/dl/EL10820267 | https://procat.services-esylux.de/procat/pictures/jpeg/el10820267.jpg | 724.1621
EL10820304 | ALVA | ALVA BL 540/170 OP 360° 1000 840 AN | LED bollard made from high-grade aluminium | https://esylux.com/p/EL10820304 | https://www.esylux.pt/dl/EL10820304 | https://procat.services-esylux.de/procat/pictures/jpeg/el10820304.jpg | 514.1408
EL10820328 | ALVA | ALVA BL 540/170 TR 360° 1200 840 AN | LED bollard made from high-grade aluminium | https://esylux.com/p/EL10820328 | https://www.esylux.pt/dl/EL10820328 | https://procat.services-esylux.de/procat/pictures/jpeg/el10820328.jpg | 629.7527
EL10820403 | ALVA | ALVA BL 940/170 TR 360° 1000 830 MD IR DALI AN | LED DALI bollard light made from high-grade aluminium | https://esylux.com/p/EL10820403 | https://www.esylux.pt/dl/EL10820403 | https://procat.services-esylux.de/procat/pictures/jpeg/el10820403.jpg | 892.294
EL10820427 | ALVA | ALVA BL 940/170 TR 360° 1200 840 MD IR DALI AN | LED DALI bollard light made from high-grade aluminium | https://esylux.com/p/EL10820427 | https://www.esylux.pt/dl/EL10820427 | https://procat.services-esylux.de/procat/pictures/jpeg/el10820427.jpg | 892.294
EL10820441 | ALVA | ALVA BL 940/170 OP 360° 800 830 MD IR DALI AN | LED DALI bollard light made from high-grade aluminium | https://esylux.com/p/EL10820441 | https://www.esylux.pt/dl/EL10820441 | https://procat.services-esylux.de/procat/pictures/jpeg/el10820441.jpg | 892.294
EL10820465 | ALVA | ALVA BL 940/170 OP 360° 1000 840 MD IR DALI AN | LED DALI bollard light made from high-grade aluminium | https://esylux.com/p/EL10820465 | https://www.esylux.pt/dl/EL10820465 | https://procat.services-esylux.de/procat/pictures/jpeg/el10820465.jpg | 892.294
EL10820601 | ALVA | ALVA BL 940/170 TR 180° 600 830 AN | LED bollard made from high-grade aluminium | https://esylux.com/p/EL10820601 | https://www.esylux.pt/dl/EL10820601 | https://procat.services-esylux.de/procat/pictures/jpeg/el10820601.jpg | 685.524
EL10820625 | ALVA | ALVA BL 940/170 TR 180° 700 840 AN | LED bollard made from high-grade aluminium | https://esylux.com/p/EL10820625 | https://www.esylux.pt/dl/EL10820625 | https://procat.services-esylux.de/procat/pictures/jpeg/el10820625.jpg | 685.524
EL10820649 | ALVA | ALVA BL 940/170 OP 180° 500 830 AN | LED bollard made from high-grade aluminium | https://esylux.com/p/EL10820649 | https://www.esylux.pt/dl/EL10820649 | https://procat.services-esylux.de/procat/pictures/jpeg/el10820649.jpg | 685.1169
EL10820663 | ALVA | ALVA BL 940/170 OP 180° 600 840 AN | LED bollard made from high-grade aluminium | https://esylux.com/p/EL10820663 | https://www.esylux.pt/dl/EL10820663 | https://procat.services-esylux.de/procat/pictures/jpeg/el10820663.jpg | 685.1169
EL10820687 | ALVA | ALVA BL 540/170 TR 180° 600 830 AN | LED bollard made from high-grade aluminium | https://esylux.com/p/EL10820687 | https://www.esylux.pt/dl/EL10820687 | https://procat.services-esylux.de/procat/pictures/jpeg/el10820687.jpg | 629.7527
EL10820700 | ALVA | ALVA BL 540/170 OP 180° 500 830 AN | LED bollard made from high-grade aluminium | https://esylux.com/p/EL10820700 | https://www.esylux.pt/dl/EL10820700 | https://procat.services-esylux.de/procat/pictures/jpeg/el10820700.jpg | 629.7527
EL10820762 | ALVA | ALVA BL 940/170 TR 180° 600 830 DALI AN | LED DALI bollard light made from high-grade aluminium | https://esylux.com/p/EL10820762 | https://www.esylux.pt/dl/EL10820762 | https://procat.services-esylux.de/procat/pictures/jpeg/el10820762.jpg | 724.1621
EL10820786 | ALVA | ALVA BL 940/170 TR 180° 700 840 DALI AN | LED DALI bollard light made from high-grade aluminium | https://esylux.com/p/EL10820786 | https://www.esylux.pt/dl/EL10820786 | https://procat.services-esylux.de/procat/pictures/jpeg/el10820786.jpg | 724.1621
EL10820809 | ALVA | ALVA BL 940/170 OP 180° 500 830 DALI AN | LED DALI bollard light made from high-grade aluminium | https://esylux.com/p/EL10820809 | https://www.esylux.pt/dl/EL10820809 | https://procat.services-esylux.de/procat/pictures/jpeg/el10820809.jpg | 724.2041
EL10820823 | ALVA | ALVA BL 940/170 OP 180° 600 840 DALI AN | LED DALI bollard light made from high-grade aluminium | https://esylux.com/p/EL10820823 | https://www.esylux.pt/dl/EL10820823 | https://procat.services-esylux.de/procat/pictures/jpeg/el10820823.jpg | 724.2041
EL10820922 | ALVA | ALVA BL 940/170 TR 180° 600 830 MD IR DALI AN | LED DALI bollard light made from high-grade aluminium | https://esylux.com/p/EL10820922 | https://www.esylux.pt/dl/EL10820922 | https://procat.services-esylux.de/procat/pictures/jpeg/el10820922.jpg | 892.294
EL10820946 | ALVA | ALVA BL 940/170 TR 180° 700 840 MD IR DALI AN | LED DALI bollard light made from high-grade aluminium | https://esylux.com/p/EL10820946 | https://www.esylux.pt/dl/EL10820946 | https://procat.services-esylux.de/procat/pictures/jpeg/el10820946.jpg | 892.294
EL10820960 | ALVA | ALVA BL 940/170 OP 180° 500 830 MD IR DALI AN | LED DALI bollard light made from high-grade aluminium | https://esylux.com/p/EL10820960 | https://www.esylux.pt/dl/EL10820960 | https://procat.services-esylux.de/procat/pictures/jpeg/el10820960.jpg | 892.294
EL10820984 | ALVA | ALVA BL 940/170 OP 180° 600 840 MD IR DALI AN | LED DALI bollard light made from high-grade aluminium | https://esylux.com/p/EL10820984 | https://www.esylux.pt/dl/EL10820984 | https://procat.services-esylux.de/procat/pictures/jpeg/el10820984.jpg | 892.294
EL10821059 | ALVA | ALVA BL 700/100 OP 360° 400 830 AN | LED bollard made from high-grade aluminium | https://esylux.com/p/EL10821059 | https://www.esylux.pt/dl/EL10821059 | https://procat.services-esylux.de/procat/pictures/jpeg/el10821059.jpg | 314.6972
EL10821073 | ALVA | ALVA BL 700/100 OP 360° 500 840 AN | LED bollard made from high-grade aluminium | https://esylux.com/p/EL10821073 | https://www.esylux.pt/dl/EL10821073 | https://procat.services-esylux.de/procat/pictures/jpeg/el10821073.jpg | 314.6972
EL10821134 | ALVA | ALVA BL 700/100 TR 360° 500 830 AN | LED bollard made from high-grade aluminium | https://esylux.com/p/EL10821134 | https://www.esylux.pt/dl/EL10821134 | https://procat.services-esylux.de/procat/pictures/jpeg/el10821134.jpg | 314.6972
EL10821158 | ALVA | ALVA BL 700/100 TR 360° 600 840 AN | LED bollard made from high-grade aluminium | https://esylux.com/p/EL10821158 | https://www.esylux.pt/dl/EL10821158 | https://procat.services-esylux.de/procat/pictures/jpeg/el10821158.jpg | 314.6972
EL10821172 | ALVA | ALVA BL 700/100 TR 360° 500 830 MD IR DALI AN | LED DALI bollard light made from high-grade aluminium | https://esylux.com/p/EL10821172 | https://www.esylux.pt/dl/EL10821172 | https://procat.services-esylux.de/procat/pictures/jpeg/el10821172.jpg | 595.5352
EL10821189 | ALVA | ALVA BL 700/100 OP 360° 400 830 MD IR DALI AN | LED DALI bollard light made from high-grade aluminium | https://esylux.com/p/EL10821189 | https://www.esylux.pt/dl/EL10821189 | https://procat.services-esylux.de/procat/pictures/jpeg/el10821189.jpg | 595.5352
EL10821196 | ALVA | ALVA BL 700/100 TR 360° 600 840 MD IR DALI AN | LED DALI bollard light made from high-grade aluminium | https://esylux.com/p/EL10821196 | https://www.esylux.pt/dl/EL10821196 | https://procat.services-esylux.de/procat/pictures/jpeg/el10821196.jpg | 595.5352
EL10821240 | ALVA | ALVA BL 700/100 OP 360° 500 840 MD IR DALI AN | LED DALI bollard light made from high-grade aluminium | https://esylux.com/p/EL10821240 | https://www.esylux.pt/dl/EL10821240 | https://procat.services-esylux.de/procat/pictures/jpeg/el10821240.jpg | 595.5352
EL10821257 | ALVA | ALVA BL 700/100 TR 360° 500 830 DALI AN | LED DALI bollard light made from high-grade aluminium | https://esylux.com/p/EL10821257 | https://www.esylux.pt/dl/EL10821257 | https://procat.services-esylux.de/procat/pictures/jpeg/el10821257.jpg | 440.8658
EL10821264 | ALVA | ALVA BL 700/100 TR 360° 600 840 DALI AN | LED DALI bollard light made from high-grade aluminium | https://esylux.com/p/EL10821264 | https://www.esylux.pt/dl/EL10821264 | https://procat.services-esylux.de/procat/pictures/jpeg/el10821264.jpg | 440.8658
EL10821271 | ALVA | ALVA BL 700/100 OP 360° 400 830 DALI AN | LED DALI bollard light made from high-grade aluminium | https://esylux.com/p/EL10821271 | https://www.esylux.pt/dl/EL10821271 | https://procat.services-esylux.de/procat/pictures/jpeg/el10821271.jpg | 440.8658
EL10821288 | ALVA | ALVA BL 700/100 OP 360° 500 840 DALI AN | LED DALI bollard light made from high-grade aluminium | https://esylux.com/p/EL10821288 | https://www.esylux.pt/dl/EL10821288 | https://procat.services-esylux.de/procat/pictures/jpeg/el10821288.jpg | 440.8658
EL10830006 | ALVA | ALVA UDL TR 13° 900 830 AN | LED up/downlight made from high-quality aluminium | https://esylux.com/p/EL10830006 | https://www.esylux.pt/dl/EL10830006 | https://procat.services-esylux.de/procat/pictures/jpeg/el10830006.jpg | 474.6695
EL10830020 | ALVA | ALVA UDL TR 13° 1100 840 AN | LED up/downlight made from high-quality aluminium | https://esylux.com/p/EL10830020 | https://www.esylux.pt/dl/EL10830020 | https://procat.services-esylux.de/procat/pictures/jpeg/el10830020.jpg | 474.6695
EL10830044 | ALVA | ALVA UDL TR 28° 900 830 AN | LED up/downlight made from high-quality aluminium | https://esylux.com/p/EL10830044 | https://www.esylux.pt/dl/EL10830044 | https://procat.services-esylux.de/procat/pictures/jpeg/el10830044.jpg | 474.6695
EL10830068 | ALVA | ALVA UDL TR 28° 1100 840 AN | LED up/downlight made from high-quality aluminium | https://esylux.com/p/EL10830068 | https://www.esylux.pt/dl/EL10830068 | https://procat.services-esylux.de/procat/pictures/jpeg/el10830068.jpg | 474.6695
EL10830099 | ALVA | ALVA UDL TR 50° 900 830 AN | LED up/downlight made from high-quality aluminium | https://esylux.com/p/EL10830099 | https://www.esylux.pt/dl/EL10830099 | https://procat.services-esylux.de/procat/pictures/jpeg/el10830099.jpg | 474.6695
EL10830105 | ALVA | ALVA UDL TR 50° 1100 840 AN | LED up/downlight made from high-quality aluminium | https://esylux.com/p/EL10830105 | https://www.esylux.pt/dl/EL10830105 | https://procat.services-esylux.de/procat/pictures/jpeg/el10830105.jpg | 474.6695
EM10015014 | RC | RC 130i white | Motion detector with 130° field of detection and large range | https://esylux.com/p/EM10015014 | https://www.esylux.pt/dl/EM10015014 | https://procat.services-esylux.de/procat/pictures/jpeg/em10015014.jpg | 138.5366
EM10015113 | RC | RC 130i brown | Motion detector with 130° field of detection and large range | https://esylux.com/p/EM10015113 | https://www.esylux.pt/dl/EM10015113 | https://procat.services-esylux.de/procat/pictures/jpeg/em10015113.jpg | 138.5366
EM10015212 | RC | RC 130i black | Motion detector with 130° field of detection and large range | https://esylux.com/p/EM10015212 | https://www.esylux.pt/dl/EM10015212 | https://procat.services-esylux.de/procat/pictures/jpeg/em10015212.jpg | 138.5366
EM10015311 | RC | RC 230i white | Motion detector with 230° field of detection and large range | https://esylux.com/p/EM10015311 | https://www.esylux.pt/dl/EM10015311 | https://procat.services-esylux.de/procat/pictures/jpeg/em10015311.jpg | 173.5471
EM10015410 | RC | RC 230i brown | Motion detector with 230° field of detection and large range | https://esylux.com/p/EM10015410 | https://www.esylux.pt/dl/EM10015410 | https://procat.services-esylux.de/procat/pictures/jpeg/em10015410.jpg | 173.1398
EM10015472 | RC | RC 230 KNX | KNX motion detector with 230° field of detection and large range | https://esylux.com/p/EM10015472 | https://www.esylux.pt/dl/EM10015472 | https://procat.services-esylux.de/procat/pictures/jpeg/em10015472.jpg | 255.0413
EM10015519 | RC | RC 230i black | Motion detector with 230° field of detection and large range | https://esylux.com/p/EM10015519 | https://www.esylux.pt/dl/EM10015519 | https://procat.services-esylux.de/procat/pictures/jpeg/em10015519.jpg | 173.1398
EM10015618 | RC | RC 230i stainless steel appearance | Motion detector with 230° field of detection and large range | https://esylux.com/p/EM10015618 | https://www.esylux.pt/dl/EM10015618 | https://procat.services-esylux.de/procat/pictures/jpeg/em10015618.jpg | 188.2246
EM10015649 | RC | RC 230i UC | Motion detector with 230° field of detection and large range | https://esylux.com/p/EM10015649 | https://www.esylux.pt/dl/EM10015649 | https://procat.services-esylux.de/procat/pictures/jpeg/em10015649.jpg | 169.0531
EM10015717 | RC | RC 280i white | Motion detector with 280° field of detection and large range | https://esylux.com/p/EM10015717 | https://www.esylux.pt/dl/EM10015717 | https://procat.services-esylux.de/procat/pictures/jpeg/em10015717.jpg | 222.8269
EM10015816 | RC | RC 280i brown | Motion detector with 280° field of detection and large range | https://esylux.com/p/EM10015816 | https://www.esylux.pt/dl/EM10015816 | https://procat.services-esylux.de/procat/pictures/jpeg/em10015816.jpg | 222.8269
EM10015915 | RC | RC 280i black | Motion detector with 280° field of detection and large range | https://esylux.com/p/EM10015915 | https://www.esylux.pt/dl/EM10015915 | https://procat.services-esylux.de/procat/pictures/jpeg/em10015915.jpg | 222.8269
EM10016004 | Accessories | RC REMOTE CONTROL | IR remote control for RC series | https://esylux.com/p/EM10016004 | https://www.esylux.pt/dl/EM10016004 | https://procat.services-esylux.de/procat/pictures/jpeg/em10016004.jpg | 49.7178
EM10016011 | Accessories | REMOTE CONTROL USER | IR remote control for end users | https://esylux.com/p/EM10016011 | https://www.esylux.pt/dl/EM10016011 | https://procat.services-esylux.de/procat/pictures/jpeg/em10016011.jpg | 39.9131
EM10016110 | Accessories | RC EDGE MOUNTING WH | Corner bracket for RC series, white | https://esylux.com/p/EM10016110 | https://www.esylux.pt/dl/EM10016110 | https://procat.services-esylux.de/procat/pictures/jpeg/em10016110.jpg | 26.8688
EM10016127 | Accessories | RC EDGE MOUNTING BN | Corner bracket for RC series, brown | https://esylux.com/p/EM10016127 | https://www.esylux.pt/dl/EM10016127 | https://procat.services-esylux.de/procat/pictures/jpeg/em10016127.jpg | 28.0956
EM10016134 | Accessories | RC EDGE MOUNTING BK | Corner bracket for RC series, black | https://esylux.com/p/EM10016134 | https://www.esylux.pt/dl/EM10016134 | https://procat.services-esylux.de/procat/pictures/jpeg/em10016134.jpg | 28.1261
EM10016141 | Accessories | RC EDGE MOUNTING SR | Corner bracket for RC series, silver | https://esylux.com/p/EM10016141 | https://www.esylux.pt/dl/EM10016141 | https://procat.services-esylux.de/procat/pictures/jpeg/em10016141.jpg | 30.5483
EM10016219 | Accessories | RC LENS MASK SET | Lens mask RC | https://esylux.com/p/EM10016219 | https://www.esylux.pt/dl/EM10016219 | https://procat.services-esylux.de/procat/pictures/jpeg/em10016219.jpg | 3.264
EM10025211 | MD | MD 120 white | Motion detector with 120° field of detection for convenient lighting control | https://esylux.com/p/EM10025211 | https://www.esylux.pt/dl/EM10025211 | https://procat.services-esylux.de/procat/pictures/jpeg/em10025211.jpg | 50.5573
EM10025228 | MD | MD 120 brown | Motion detector with 120° field of detection for convenient lighting control | https://esylux.com/p/EM10025228 | https://www.esylux.pt/dl/EM10025228 | https://procat.services-esylux.de/procat/pictures/jpeg/em10025228.jpg | 50.5573
EM10025235 | MD | MD 120 black | Motion detector with 120° field of detection for convenient lighting control | https://esylux.com/p/EM10025235 | https://www.esylux.pt/dl/EM10025235 | https://procat.services-esylux.de/procat/pictures/jpeg/em10025235.jpg | 50.5573
EM10025310 | MD | MD 200 white | Motion detector with 200° field of detection for convenient lighting control | https://esylux.com/p/EM10025310 | https://www.esylux.pt/dl/EM10025310 | https://procat.services-esylux.de/procat/pictures/jpeg/em10025310.jpg | 67.0959
EM10025327 | MD | MD 200 brown | Motion detector with 200° field of detection for convenient lighting control | https://esylux.com/p/EM10025327 | https://www.esylux.pt/dl/EM10025327 | https://procat.services-esylux.de/procat/pictures/jpeg/em10025327.jpg | 67.0959
EM10025334 | MD | MD 200 black | Motion detector with 200° field of detection for convenient lighting control | https://esylux.com/p/EM10025334 | https://www.esylux.pt/dl/EM10025334 | https://procat.services-esylux.de/procat/pictures/jpeg/em10025334.jpg | 67.0959
EM10025358 | DEFENSOR | DEFENSOR MD 200° 24 IR 1C IP55 WH | Motion detector with 200° field of detection and large range | https://esylux.com/p/EM10025358 | https://www.esylux.pt/dl/EM10025358 | https://procat.services-esylux.de/procat/pictures/jpeg/em10025358.jpg | 83.564
EM10025365 | DEFENSOR | DEFENSOR MD 200° 24 IR 1C IP55 AN | Motion detector with 200° field of detection and large range | https://esylux.com/p/EM10025365 | https://www.esylux.pt/dl/EM10025365 | https://procat.services-esylux.de/procat/pictures/jpeg/em10025365.jpg | 83.564
EM10025372 | DEFENSOR | DEFENSOR MD 230° 40 IR 1C IP55 WH | Motion detector with 230° field of detection and large range | https://esylux.com/p/EM10025372 | https://www.esylux.pt/dl/EM10025372 | https://procat.services-esylux.de/procat/pictures/jpeg/em10025372.jpg | 147.1678
EM10025389 | DEFENSOR | DEFENSOR MD 230° 40 IR 1C IP55 AN | Motion detector with 230° field of detection and large range | https://esylux.com/p/EM10025389 | https://www.esylux.pt/dl/EM10025389 | https://procat.services-esylux.de/procat/pictures/jpeg/em10025389.jpg | 147.1678
EM10025396 | DEFENSOR | DEFENSOR MD 280° 40 IR 1C IP55 WH | Motion detector with 280° field of detection and large range | https://esylux.com/p/EM10025396 | https://www.esylux.pt/dl/EM10025396 | https://procat.services-esylux.de/procat/pictures/jpeg/em10025396.jpg | 185.4787
EM10025402 | DEFENSOR | DEFENSOR MD 280° 40 IR 1C IP55 AN | Motion detector with 280° field of detection and large range | https://esylux.com/p/EM10025402 | https://www.esylux.pt/dl/EM10025402 | https://procat.services-esylux.de/procat/pictures/jpeg/em10025402.jpg | 185.4787
EM10025419 | Accessories | DEFENSOR EDGE MOUNTING WH | Corner bracket for DEFENSOR series, white | https://esylux.com/p/EM10025419 | https://www.esylux.pt/dl/EM10025419 | https://procat.services-esylux.de/procat/pictures/jpeg/em10025419.jpg | 18.0692
EM10025426 | Accessories | DEFENSOR SPACER WH | Spacer for DEFENSOR series, white | https://esylux.com/p/EM10025426 | https://www.esylux.pt/dl/EM10025426 | https://procat.services-esylux.de/procat/pictures/jpeg/em10025426.jpg | 10.906
EM10025433 | Accessories | DEFENSOR SPACER AN | Spacer for DEFENSOR series, anthracite | https://esylux.com/p/EM10025433 | https://www.esylux.pt/dl/EM10025433 | https://procat.services-esylux.de/procat/pictures/jpeg/em10025433.jpg | 10.906
EM10025440 | Accessories | DEFENSOR MD 200° LENS MASK | Spare part Lens mask DEFENSOR MD 200° | https://esylux.com/p/EM10025440 | https://www.esylux.pt/dl/EM10025440 | https://procat.services-esylux.de/procat/pictures/jpeg/EM10025440.jpg | 3.87
EM10025457 | Accessories | DEFENSOR EDGE MOUNTING AN | Corner bracket for DEFENSOR series, anthracite | https://esylux.com/p/EM10025457 | https://www.esylux.pt/dl/EM10025457 | https://procat.services-esylux.de/procat/pictures/jpeg/em10025457.jpg | 18.0692
EM10025488 | Accessories | DEFENSOR MD 230°/280° LENS MASK | Spare part Lens mask DEFENSOR MD 230°/280° | https://esylux.com/p/EM10025488 | https://www.esylux.pt/dl/EM10025488 | https://procat.services-esylux.de/procat/pictures/jpeg/EM10025488.jpg | 3.87
EM10025495 | Accessories | DEFENSOR REMOTE CONTROL USER | IR remote control for end users of the DEFENSOR series: Setting the level of brightness, the switch-off delay time (5 or 15 minutes) and light ON/OFF for 12 hours | https://esylux.com/p/EM10025495 | https://www.esylux.pt/dl/EM10025495 | https://procat.services-esylux.de/procat/pictures/jpeg/em10025495.jpg | 39.9433
EM10025518 | Accessories | MD EDGE MOUNTING WH | Corner bracket for MD series, white | https://esylux.com/p/EM10025518 | https://www.esylux.pt/dl/EM10025518 | https://procat.services-esylux.de/procat/pictures/jpeg/em10025518.jpg | 9.7735
EM10025525 | Accessories | MD EDGE MOUNTING BN | Corner bracket for MD series, brown | https://esylux.com/p/EM10025525 | https://www.esylux.pt/dl/EM10025525 | https://procat.services-esylux.de/procat/pictures/jpeg/em10025525.jpg | 9.7735
EM10025532 | Accessories | MD EDGE MOUNTING BK | Corner bracket for MD series, black | https://esylux.com/p/EM10025532 | https://www.esylux.pt/dl/EM10025532 | https://procat.services-esylux.de/procat/pictures/jpeg/em10025532.jpg | 9.7735
EM10041006 | MD-W | MD-W 200i white | Motion detector with 200° field of detection and modern design | https://esylux.com/p/EM10041006 | https://www.esylux.pt/dl/EM10041006 | https://procat.services-esylux.de/procat/pictures/jpeg/em10041006.jpg | 121.338
EM10041020 | MD-W | MD-W 200i black | Motion detector with 200° field of detection and modern design | https://esylux.com/p/EM10041020 | https://www.esylux.pt/dl/EM10041020 | https://procat.services-esylux.de/procat/pictures/jpeg/em10041020.jpg | 121.338
EM10041099 | Accessories | MD-W COVER WH | Cover cap for MD-W series, white | https://esylux.com/p/EM10041099 | https://www.esylux.pt/dl/EM10041099 | https://procat.services-esylux.de/procat/pictures/jpeg/em10041099.jpg | 15.8655
EM10041105 | Accessories | MD-W COVER BN | Cover cap for MD-W series, brown | https://esylux.com/p/EM10041105 | https://www.esylux.pt/dl/EM10041105 | https://procat.services-esylux.de/procat/pictures/jpeg/em10041105.jpg | 15.8655
EM10041112 | Accessories | MD-W COVER BK | Cover cap for MD-W series, black | https://esylux.com/p/EM10041112 | https://www.esylux.pt/dl/EM10041112 | https://procat.services-esylux.de/procat/pictures/jpeg/em10041112.jpg | 15.8655
EM10041129 | Accessories | MD-W COVER SR | Cover cap for MD-W series, silver | https://esylux.com/p/EM10041129 | https://www.esylux.pt/dl/EM10041129 | https://procat.services-esylux.de/procat/pictures/jpeg/em10041129.jpg | 19.547
EM10055010 | STANDARD | MD 180i/R | Wall-mounted motion detector with 180° field of detection | https://esylux.com/p/EM10055010 | https://www.esylux.pt/dl/EM10055010 | https://procat.services-esylux.de/procat/pictures/jpeg/em10055010.jpg | 138.72
EM10055089 | BASIC | MD 180 BASIC white | Motion detector with 180° field of detection for convenient lighting control | https://esylux.com/p/EM10055089 | https://www.esylux.pt/dl/EM10055089 | https://procat.services-esylux.de/procat/pictures/jpeg/em10055089.jpg | 38.7417
EM10055096 | BASIC | MD 180 BASIC black | Motion detector with 180° field of detection for convenient lighting control | https://esylux.com/p/EM10055096 | https://www.esylux.pt/dl/EM10055096 | https://procat.services-esylux.de/procat/pictures/jpeg/em10055096.jpg | 38.7417
EM10055102 | Accessories | COVER IP20 WH | Cover for wall detectors from the STANDARD series, IP20, white, similar to RAL 9010 | https://esylux.com/p/EM10055102 | https://www.esylux.pt/dl/EM10055102 | https://procat.services-esylux.de/procat/pictures/jpeg/em10055102.jpg | 15.4927
EM10055119 | Accessories | COVER IP20 SWH | Cover for wall detectors from the STANDARD series, IP20, white, similar to RAL 9016 | https://esylux.com/p/EM10055119 | https://www.esylux.pt/dl/EM10055119 | https://procat.services-esylux.de/procat/pictures/jpeg/em10055119.jpg | 15.4927
EM10055126 | Accessories | COVER IP20 CWH | Cover for wall detectors from the STANDARD series, IP20, white, similar to RAL 1013 | https://esylux.com/p/EM10055126 | https://www.esylux.pt/dl/EM10055126 | https://procat.services-esylux.de/procat/pictures/jpeg/em10055126.jpg | 15.4927
EM10055133 | Accessories | COVER IP20 AN | Cover for wall detectors from the STANDARD series, IP20, anthracite, similar to RAL 7021 | https://esylux.com/p/EM10055133 | https://www.esylux.pt/dl/EM10055133 | https://procat.services-esylux.de/procat/pictures/jpeg/em10055133.jpg | 19.1665
EM10055140 | Accessories | COVER IP20 SR | Cover for wall detectors from the STANDARD series, IP20, silver | https://esylux.com/p/EM10055140 | https://www.esylux.pt/dl/EM10055140 | https://procat.services-esylux.de/procat/pictures/jpeg/em10055140.jpg | 19.1665
EM10055157 | Accessories | COVER IP44 WH | Cover for wall detectors from the STANDARD series, IP44, white | https://esylux.com/p/EM10055157 | https://www.esylux.pt/dl/EM10055157 | https://procat.services-esylux.de/procat/pictures/jpeg/em10055157.jpg | 42.415
EM10055164 | Accessories | MOUNTING BOX IP44 SM WH | Surface-mounted box for wall detectors from the STANDARD series, IP44, white | https://esylux.com/p/EM10055164 | https://www.esylux.pt/dl/EM10055164 | https://procat.services-esylux.de/procat/pictures/jpeg/em10055164.jpg | 45.68
EM10055300 | STANDARD | MD 360i/24 | Motion detector with 360° field of detection for ceiling mounting for demand-responsive lighting control and therefore noticeable energy cost reductions | https://esylux.com/p/EM10055300 | https://www.esylux.pt/dl/EM10055300 | https://procat.services-esylux.de/procat/pictures/jpeg/em10055300.jpg | 205.224
EM10055324 | STANDARD | MD 360/8 | Motion detector with 360° field of detection for ceiling mounting for demand-responsive lighting control and therefore noticeable energy cost reductions | https://esylux.com/p/EM10055324 | https://www.esylux.pt/dl/EM10055324 | https://procat.services-esylux.de/procat/pictures/jpeg/em10055324.jpg | 146.88
EM10055508 | BASIC | MD 180 BASIC L white | Motion detector with 180° field of detection for convenient lighting control | https://esylux.com/p/EM10055508 | https://www.esylux.pt/dl/EM10055508 | https://procat.services-esylux.de/procat/pictures/jpeg/em10055508.jpg | 42.3946
EM10055515 | BASIC | MD 180 BASIC L black | Motion detector with 180° field of detection for convenient lighting control | https://esylux.com/p/EM10055515 | https://www.esylux.pt/dl/EM10055515 | https://procat.services-esylux.de/procat/pictures/jpeg/em10055515.jpg | 42.3946
EM10210709 | STANDARD | PD 360i/8 DALI ADR | Presence detector with 360° field of detection for ceiling mounting | https://esylux.com/p/EM10210709 | https://www.esylux.pt/dl/EM10210709 | https://procat.services-esylux.de/procat/pictures/jpeg/em10210709.jpg | 184.008
EM10210815 | Accessories | STANDARD DALI ADR MOUNTING SET IP20 FM TR | Ceiling-mounted set | https://esylux.com/p/EM10210815 | https://www.esylux.pt/dl/EM10210815 | https://procat.services-esylux.de/procat/pictures/jpeg/em10210815.jpg | 16.32
EM10210891 | Accessories | STANDARD REMOTE CONTROL DALI ADR | Remote control for quick and precise setting of various parameters | https://esylux.com/p/EM10210891 | https://www.esylux.pt/dl/EM10210891 | https://procat.services-esylux.de/procat/pictures/jpeg/em10210891.jpg | 40.392
EM10410017 | STANDARD | PD 180i/R | Presence detector with 180° field of detection for wall mounting | https://esylux.com/p/EM10410017 | https://www.esylux.pt/dl/EM10410017 | https://procat.services-esylux.de/procat/pictures/jpeg/em10410017.jpg | 165.103
EM10410024 | STANDARD | MD/PD 180 Slave | Slave detector for extending the field of detection of a Master detector with 180° field of detection for wall mounting | https://esylux.com/p/EM10410024 | https://www.esylux.pt/dl/EM10410024 | https://procat.services-esylux.de/procat/pictures/jpeg/em10410024.jpg | 129.336
EM10425004 | STANDARD | PD 360i/8 | Presence detector with 360° field of detection for ceiling mounting | https://esylux.com/p/EM10425004 | https://www.esylux.pt/dl/EM10425004 | https://procat.services-esylux.de/procat/pictures/jpeg/em10425004.jpg | 180.336
EM10425028 | STANDARD | PD 360/8 Slave | Slave presence detector for extending the field of detection of a Master presence detector with 360° field of detection for ceiling mounting | https://esylux.com/p/EM10425028 | https://www.esylux.pt/dl/EM10425028 | https://procat.services-esylux.de/procat/pictures/jpeg/em10425028.jpg | 145.5002
EM10425103 | STANDARD | PD 360i/24 | Presence detector with 360° field of detection for ceiling mounting | https://esylux.com/p/EM10425103 | https://www.esylux.pt/dl/EM10425103 | https://procat.services-esylux.de/procat/pictures/jpeg/em10425103.jpg | 221.3538
EM10425127 | STANDARD | PD 360/24 Slave | Slave presence detector for extending the field of detection of a Master presence detector with 360° field of detection for ceiling mounting | https://esylux.com/p/EM10425127 | https://www.esylux.pt/dl/EM10425127 | https://procat.services-esylux.de/procat/pictures/jpeg/em10425127.jpg | 195.0127
EM10425400 | Accessories | STANDARD MOUNTING BOX IP54 SM WH | Surface-mounted box for the STANDARD series, IP54, white | https://esylux.com/p/EM10425400 | https://www.esylux.pt/dl/EM10425400 | https://procat.services-esylux.de/procat/pictures/jpeg/em10425400.jpg | 15.6763
EM10425509 | Accessories | REMOTE CONTROL MDi/PDi | IR remote control for presence detectors and motion detectors | https://esylux.com/p/EM10425509 | https://www.esylux.pt/dl/EM10425509 | https://procat.services-esylux.de/procat/pictures/jpeg/em10425509.jpg | 44.0273
EM10425530 | Accessories | REMOTE CONTROL PDi/plus | IR remote control for multi-channel presence detectors of the COMPACT series (DIM, DUOplus, DUO DIM, DUO DIMplus) | https://esylux.com/p/EM10425530 | https://www.esylux.pt/dl/EM10425530 | https://procat.services-esylux.de/procat/pictures/jpeg/em10425530.jpg | 44.0273
EM10425547 | Accessories | REMOTE CONTROL PDi/USER | IR remote control for end users of presence detectors | https://esylux.com/p/EM10425547 | https://www.esylux.pt/dl/EM10425547 | https://procat.services-esylux.de/procat/pictures/jpeg/em10425547.jpg | 44.0273
EM10425608 | Accessories | BASKET GUARD ROUND LARGE | Basket guard for presence and motion detectors and smoke detectors, Ø 180 mm, height 90 mm | https://esylux.com/p/EM10425608 | https://www.esylux.pt/dl/EM10425608 | https://procat.services-esylux.de/procat/pictures/jpeg/em10425608.jpg | 37.9018
EM10425615 | Accessories | BASKET GUARD ROUND SMALL | Basket guard for presence and motion detectors and smoke detectors, Ø 165 mm, height 70 mm | https://esylux.com/p/EM10425615 | https://www.esylux.pt/dl/EM10425615 | https://procat.services-esylux.de/procat/pictures/jpeg/em10425615.jpg | 37.9018
EN00007361 | Accessories | ELH FM BATTERY 2000mAh | Battery for ELH series, 2000 mAh, built-in version | https://esylux.com/p/EN00007361 | https://www.esylux.pt/dl/EN00007361 | https://procat.services-esylux.de/procat/pictures/jpeg/en00007361.jpg | 53.856
EN00007378 | Accessories | ELH SM BATTERY NiCd 2000mAh | Battery for ELH series, 2000 mAh, surface-mounted version | https://esylux.com/p/EN00007378 | https://www.esylux.pt/dl/EN00007378 | https://procat.services-esylux.de/procat/pictures/jpeg/en00007378.jpg | 74.256
EN10017506 | SLA | SLA EL FLP 3h 14m IR SM | Single-battery emergency light with 3 hour emergency light duration and 14 m viewing distance for wall and ceiling mounting | https://esylux.com/p/EN10017506 | https://www.esylux.pt/dl/EN10017506 | https://procat.services-esylux.de/procat/pictures/jpeg/en10017506.jpg | 141.115
EN10017513 | SLA | SLA EL FLP 3h 14m IR SC SM | Single-battery emergency light with 3 hour emergency light duration and 14 m viewing distance for wall and ceiling mounting with self-control feature (SC) | https://esylux.com/p/EN10017513 | https://www.esylux.pt/dl/EN10017513 | https://procat.services-esylux.de/procat/pictures/jpeg/en10017513.jpg | 168.3204
EN10017551 | SLA | SLA EL LED 3h 14m IR SC SM | Single-battery emergency light with 3 hour emergency light duration and 14 m viewing distance for wall and ceiling mounting with self-control feature (SC) | https://esylux.com/p/EN10017551 | https://www.esylux.pt/dl/EN10017551 | https://procat.services-esylux.de/procat/pictures/jpeg/en10017551.jpg | 149.8212
EN10017704 | Accessories | SL REMOTE CONTROL | IR remote control for emergency lights | https://esylux.com/p/EN10017704 | https://www.esylux.pt/dl/EN10017704 | https://procat.services-esylux.de/procat/pictures/jpeg/en10017704.jpg | 37.128
EN10017841 | Accessories | SLA 14 BASKET GUARD | Basket guard for SLA series with normal unit (14 m) | https://esylux.com/p/EN10017841 | https://www.esylux.pt/dl/EN10017841 | https://procat.services-esylux.de/procat/pictures/jpeg/en10017841.jpg | 74.191
EN10017971 | Accessories | SLF 30 BASKET GUARD WALL | Basket guard for SLF series, 100 mm high | https://esylux.com/p/EN10017971 | https://www.esylux.pt/dl/EN10017971 | https://procat.services-esylux.de/procat/pictures/jpeg/en10017971.jpg | 85.68
EN10017995 | Accessories | SLE 24 BASKET GUARD WALL | Basket guard for SLE series, 100 mm high | https://esylux.com/p/EN10017995 | https://www.esylux.pt/dl/EN10017995 | https://procat.services-esylux.de/procat/pictures/jpeg/en10017995.jpg | 85.68
EN10026836 | SLB | SLB EL LED 3h 21m SM | Single-battery emergency light with 3 hour emergency light duration and 21 m viewing distance for wall and ceiling mounting | https://esylux.com/p/EN10026836 | https://www.esylux.pt/dl/EN10026836 | https://procat.services-esylux.de/procat/pictures/jpeg/en10026836.jpg | 117.2097
EN10027062 | Accessories | SLB 21 BASKET GUARD | Basket guard for SLB series | https://esylux.com/p/EN10027062 | https://www.esylux.pt/dl/EN10027062 | https://procat.services-esylux.de/procat/pictures/jpeg/en10027062.jpg | 76.4507
EN10027208 | Accessories | SLA FLP/GL BATTERY NiCd 1800mAh | NiCd rechargeable battery (3.6V/1800 mAh) for SLA FLP/GL series, with reverse polarity protected plug-in connection | https://esylux.com/p/EN10027208 | https://www.esylux.pt/dl/EN10027208 | https://procat.services-esylux.de/procat/pictures/jpeg/en10027208.jpg | 25.704
EN10027215 | Accessories | SLB BATTERY GL 1800mAh | Rechargeable NiCd battery 2.4 V/1.8 Ah; emergency light duration 3 hours | https://esylux.com/p/EN10027215 | https://www.esylux.pt/dl/EN10027215 | https://procat.services-esylux.de/procat/pictures/jpeg/en10027215.jpg | 31.62
EN10027222 | Accessories | SLA LED BATTERY NiCd 800mAh | NiCd rechargeable battery (4.8V) for SLA LED series, with reverse polarity protected plug-in connection | https://esylux.com/p/EN10027222 | https://www.esylux.pt/dl/EN10027222 | https://procat.services-esylux.de/procat/pictures/jpeg/en10027222.jpg | 29.5596
EN10027239 | Accessories | SLB FLP BATTERY NiCd 1800mAh | Rechargeable NiCd battery 3.6 V/1.8 Ah; emergency light duration 3 hours | https://esylux.com/p/EN10027239 | https://www.esylux.pt/dl/EN10027239 | https://procat.services-esylux.de/procat/pictures/jpeg/en10027239.jpg | 48.144
EN10030604 | Accessories | SLC BATTERY NiCd 800mAh | NiCd rechargeable battery (4.8V/800 mAh) for SLC series, with reverse polarity protected plug-in connection | https://esylux.com/p/EN10030604 | https://www.esylux.pt/dl/EN10030604 | https://procat.services-esylux.de/procat/pictures/jpeg/en10030604.jpg | 25.704
EN10030956 | Accessories | SLC/SLD BATTERY NiMH 800mAh | NiCd rechargeable battery (7.2V/800 mAh) for SLD series, with reverse polarity protected plug-in connection | https://esylux.com/p/EN10030956 | https://www.esylux.pt/dl/EN10030956 | https://procat.services-esylux.de/procat/pictures/jpeg/en10030956.jpg | 34.0792
EN10031595 | SLC/SLD | SLC EL LED 3h 25m IR SC/C PM | Single battery emergency light with 3 hour emergency light duration and 25 m (DIN) viewing distance for pendulum mounting with self-control feature (SC) and fail-safe contact (opens if power fails) | https://esylux.com/p/EN10031595 | https://www.esylux.pt/dl/EN10031595 | https://procat.services-esylux.de/procat/pictures/jpeg/en10031595.jpg | 239.7209
EN10031601 | SLC/SLD | SLC EL LED 3h 25m IR SC/C RM | Single battery emergency light with 3 hour emergency light duration and 25 m viewing distance for recessed ceiling mounting with self-control feature (SC) and fail-safe contact (opens if power fails) | https://esylux.com/p/EN10031601 | https://www.esylux.pt/dl/EN10031601 | https://procat.services-esylux.de/procat/pictures/jpeg/en10031601.jpg | 239.7209
EN10031618 | SLC/SLD | SLC EL LED 3h 25m IR SC/C SM | Single battery emergency light with 3 hour emergency light duration and 25 m (DIN) viewing distance for surface ceiling mounting with self-control feature (SC) and fail-safe contact (opens if power fails) | https://esylux.com/p/EN10031618 | https://www.esylux.pt/dl/EN10031618 | https://procat.services-esylux.de/procat/pictures/jpeg/en10031618.jpg | 239.7209
EN10031625 | SLC/SLD | SLC EL LED 3h 25m IR SC/C WM | Single battery emergency light with 3 hour emergency light duration and 25 m (DIN) viewing distance for wall mounting with self-control feature (SC) and fail-safe contact (opens if power fails) | https://esylux.com/p/EN10031625 | https://www.esylux.pt/dl/EN10031625 | https://procat.services-esylux.de/procat/pictures/jpeg/en10031625.jpg | 239.7209
EN10031632 | SLC/SLD | SLC EL LED 3h 25m IR SC/C WBM | Single battery emergency light with 3 hour emergency light duration and 25 m (DIN) viewing distance for wall bracket mounting with self-control feature (SC) and fail-safe contact (opens if power fails) | https://esylux.com/p/EN10031632 | https://www.esylux.pt/dl/EN10031632 | https://procat.services-esylux.de/procat/pictures/jpeg/en10031632.jpg | 239.7209
EN10031649 | SLC/SLD | SLD EL LED 3h 32m IR SC/C PM | Single battery emergency light with 3 hour emergency light duration and 32 m viewing distance for pendulum mounting with self-control feature (SC) and fail-safe contact (opens if power fails) | https://esylux.com/p/EN10031649 | https://www.esylux.pt/dl/EN10031649 | https://procat.services-esylux.de/procat/pictures/jpeg/en10031649.jpg | 267.0334
EN10031656 | SLC/SLD | SLD EL LED 3h 32m IR SC/C RM | Single battery emergency light with 3 hour emergency light duration and 32 m viewing distance for recessed ceiling mounting with self-control feature (SC) and fail-safe contact (opens if power fails) | https://esylux.com/p/EN10031656 | https://www.esylux.pt/dl/EN10031656 | https://procat.services-esylux.de/procat/pictures/jpeg/en10031656.jpg | 267.0334
EN10031663 | SLC/SLD | SLD EL LED 3h 32m IR SC/C SM | Single battery emergency light with 3 hour emergency light duration and 32 m viewing distance for surface ceiling mounting with self-control feature (SC) and fail-safe contact (opens if power fails) | https://esylux.com/p/EN10031663 | https://www.esylux.pt/dl/EN10031663 | https://procat.services-esylux.de/procat/pictures/jpeg/en10031663.jpg | 267.0334
EN10031670 | SLC/SLD | SLD EL LED 3h 32m IR SC/C WM | Single battery emergency light with 3 hour emergency light duration and 32 m viewing distance for wall mounting with self-control feature (SC) and fail-safe contact (opens if power fails) | https://esylux.com/p/EN10031670 | https://www.esylux.pt/dl/EN10031670 | https://procat.services-esylux.de/procat/pictures/jpeg/en10031670.jpg | 267.0334
EN10031687 | SLC/SLD | SLD EL LED 3h 32m IR SC/C WBM | Single battery emergency light with 3 hour emergency light duration and 32 m viewing distance for wall bracket mounting with self-control feature (SC) and fail-safe contact (opens if power fails) | https://esylux.com/p/EN10031687 | https://www.esylux.pt/dl/EN10031687 | https://procat.services-esylux.de/procat/pictures/jpeg/en10031687.jpg | 267.0334
EN10031694 | Accessories | SLC SYMBOL SET ALTERNATIVE | Alternative symbol set with 25 m detection range for single-battery emergency lights from the SLC series Six symbols (up (both sides), down left, down right, up left, up right), including mounting material | https://esylux.com/p/EN10031694 | https://www.esylux.pt/dl/EN10031694 | https://procat.services-esylux.de/procat/pictures/jpeg/EN10031694.jpg | 40
EN10031700 | Accessories | SLD SYMBOL SET ALTERNATIVE | Alternative symbol set with 32 m detection range for single-battery emergency lights from the SLD series. Six symbols (up (both sides), down left, down right, up left, up right), including mounting material. | https://esylux.com/p/EN10031700 | https://www.esylux.pt/dl/EN10031700 | https://procat.services-esylux.de/procat/pictures/jpeg/EN10031700.jpg | 53.2
EN10032509 | Accessories | SLX 32 DISPLAY SYMBOL 1-SIDE TOP | One-sided pictogram panel with 32 m detection range | https://esylux.com/p/EN10032509 | https://www.esylux.pt/dl/EN10032509 | https://procat.services-esylux.de/procat/pictures/jpeg/en10032509.jpg | 35.088
EN10032516 | Accessories | SLX 32 DISPLAY SYMBOL 2-SIDE TOP | Two-sided pictogram panel with 32 m detection range | https://esylux.com/p/EN10032516 | https://www.esylux.pt/dl/EN10032516 | https://procat.services-esylux.de/procat/pictures/jpeg/en10032516.jpg | 35.088
EN10032523 | Accessories | SLX 32 DISPLAY SYMBOL 2-SIDE TOP RIGHT LEFT | Two-sided pictogram panel with 32 m detection range | https://esylux.com/p/EN10032523 | https://www.esylux.pt/dl/EN10032523 | https://procat.services-esylux.de/procat/pictures/jpeg/en10032523.jpg | 35.088
EN10032530 | Accessories | SLX 32 DISPLAY SYMBOL 2-SIDE DOWN RIGHT LEFT | Two-sided pictogram panel with 32 m detection range | https://esylux.com/p/EN10032530 | https://www.esylux.pt/dl/EN10032530 | https://procat.services-esylux.de/procat/pictures/jpeg/en10032530.jpg | 35.088
EN10032547 | Accessories | SLX 24 DISPLAY SYMBOL 1-SIDE TOP | One-sided pictograph panel with 24 m detection range | https://esylux.com/p/EN10032547 | https://www.esylux.pt/dl/EN10032547 | https://procat.services-esylux.de/procat/pictures/jpeg/en10032547.jpg | 28.152
EN10032554 | Accessories | SLX 24 DISPLAY SYMBOL 2-SIDE TOP | Two-sided pictograph panel with 24 m detection range | https://esylux.com/p/EN10032554 | https://www.esylux.pt/dl/EN10032554 | https://procat.services-esylux.de/procat/pictures/jpeg/en10032554.jpg | 26.52
EN10032561 | Accessories | SLX 24 DISPLAY SYMBOL 2-SIDE TOP RIGHT LEFT | Two-sided pictograph panel with 24 m detection range | https://esylux.com/p/EN10032561 | https://www.esylux.pt/dl/EN10032561 | https://procat.services-esylux.de/procat/pictures/jpeg/en10032561.jpg | 26.52
EN10032578 | Accessories | SLX 24 DISPLAY SYMBOL 2-SIDE DOWN RIGHT LEFT | Two-sided pictograph panel with 24 m detection range | https://esylux.com/p/EN10032578 | https://www.esylux.pt/dl/EN10032578 | https://procat.services-esylux.de/procat/pictures/jpeg/en10032578.jpg | 28.152
EN10032660 | SLA | SLA EL LED 8h 14m IR SC SM | Single-battery emergency light with 8 hour emergency light duration and 14 m viewing distance for wall and ceiling mounting with self-control feature (SC) | https://esylux.com/p/EN10032660 | https://www.esylux.pt/dl/EN10032660 | https://procat.services-esylux.de/procat/pictures/jpeg/en10032660.jpg | 169.9195
EN10032677 | SLB | SLB EL LED 8h 21m SM | Single-battery emergency light with 8-hour emergency light duration and 21-m viewing distance for wall and ceiling mounting | https://esylux.com/p/EN10032677 | https://www.esylux.pt/dl/EN10032677 | https://procat.services-esylux.de/procat/pictures/jpeg/en10032677.jpg | 117.5214
EN10032707 | Accessories | SLA 14 SYMBOL SET 2 | Symbol set for SLA series, 14 m, detection range, up right, up left, down right, down left | https://esylux.com/p/EN10032707 | https://www.esylux.pt/dl/EN10032707 | https://procat.services-esylux.de/procat/pictures/jpeg/en10032707.jpg | 13.8593
EN10032721 | Accessories | SLA/SLB BATTERY LiFePO4 1500mAh | Spare battery for emergency lights of the SLA and SLB series, revised from 2022 with LiFePO4 rechargeable battery | https://esylux.com/p/EN10032721 | https://www.esylux.pt/dl/EN10032721 | https://procat.services-esylux.de/procat/pictures/jpeg/en10032721.jpg | 26.0848
EN10032738 | Accessories | SLB 21 SYMBOL SET 2 | Symbol set for SLB series, 21 m, detection range, up right, up left, down right, down left | https://esylux.com/p/EN10032738 | https://www.esylux.pt/dl/EN10032738 | https://procat.services-esylux.de/procat/pictures/jpeg/en10032738.jpg | 14.2306
EN10032769 | Accessories | SLA 14 SYMBOL SET 1 | Symbol set for SLA series, 14 m detection range, arrow right, left, upwards and downwards | https://esylux.com/p/EN10032769 | https://www.esylux.pt/dl/EN10032769 | https://procat.services-esylux.de/procat/pictures/jpeg/en10032769.jpg | 13.8593
EN10032783 | Accessories | SLB 21 SYMBOL SET 1 | Symbol set for SLB series, 21 m, detection range, right, left, up, down | https://esylux.com/p/EN10032783 | https://www.esylux.pt/dl/EN10032783 | https://procat.services-esylux.de/procat/pictures/jpeg/en10032783.jpg | 14.2306
EN10032790 | Accessories | SLF 30 SYMBOL SET 1 | Symbol set (30-m viewing distance) for single-battery emergency lights from the SLE series (arrows: right, left, up, 2x down and blank white) | https://esylux.com/p/EN10032790 | https://www.esylux.pt/dl/EN10032790 | https://procat.services-esylux.de/procat/pictures/jpeg/EN10032790.jpg | 46.8
EN10032806 | Accessories | SLF 30 SYMBOL SET 2 | Symbol set for SLE series, 30 m, detection range right upwards, left upwards, right downwards, left downwards | https://esylux.com/p/EN10032806 | https://www.esylux.pt/dl/EN10032806 | https://procat.services-esylux.de/procat/pictures/jpeg/EN10032806.jpg | 35.2
EN10050015 | SLP-2 | SLP-2 | Portable spotlight with emergency light feature | https://esylux.com/p/EN10050015 | https://www.esylux.pt/dl/EN10050015 | https://procat.services-esylux.de/procat/pictures/jpeg/en10050015.jpg | 229.7644
EN10050114 | Accessories | SLP BATTERY NiCd 4500mAh | NiCd rechargeable battery (6V/4500 mAh) for SL P series, with reverse polarity protected plug-in connection | https://esylux.com/p/EN10050114 | https://www.esylux.pt/dl/EN10050114 | https://procat.services-esylux.de/procat/pictures/jpeg/en10050114.jpg | 71.4866
EN10050145 | Accessories | SLP COLOUR FILTER SET | Filters (red, green, transparent) for SL P series | https://esylux.com/p/EN10050145 | https://www.esylux.pt/dl/EN10050145 | https://procat.services-esylux.de/procat/pictures/jpeg/en10050145.jpg | 15.3
EN10050206 | Accessories | SLP-2 WALL MOUNTING PLATE | Wall bracket for the charging cradle of the SLP-2 portable spotlight | https://esylux.com/p/EN10050206 | https://www.esylux.pt/dl/EN10050206 | https://procat.services-esylux.de/procat/pictures/jpeg/en10050206.jpg | 41.8665
EN10060335 | Accessories | SLE WALL ARM | Wall arm for SLE series | https://esylux.com/p/EN10060335 | https://www.esylux.pt/dl/EN10060335 | https://procat.services-esylux.de/procat/pictures/jpeg/en10060335.jpg | 30.192
EN10060670 | Accessories | SLE 24 SYMBOL SET II | Symbol set for SLE series, 24 m, detection range right upwards, left upwards, right downwards, left downwards | https://esylux.com/p/EN10060670 | https://www.esylux.pt/dl/EN10060670 | https://procat.services-esylux.de/procat/pictures/jpeg/en10060670.jpg | 24.888
EN10061110 | Accessories | SLP-2 POWER SUPPLY | Plug-in power supply for portable spotlight | https://esylux.com/p/EN10061110 | https://www.esylux.pt/dl/EN10061110 | https://procat.services-esylux.de/procat/pictures/jpeg/en10061110.jpg | 34.9575
EN10061127 | Accessories | SLP-2 BATTERY Li-ion 2200 mAh | Spare Li-ion rechargeable battery (7.4 V/2200 mAh) for SLP-2 portable spotlight with plug connection protected against reverse polarity | https://esylux.com/p/EN10061127 | https://www.esylux.pt/dl/EN10061127 | https://procat.services-esylux.de/procat/pictures/jpeg/EN10061127.jpg | 54.8
EN10061301 | SLG | SLG EL LED 3h IR RM | Single battery emergency light with 3 hour emergency light duration for recessed ceiling mounting with self-control feature (SC) and fail-safe contact (opens if power fails) | https://esylux.com/p/EN10061301 | https://www.esylux.pt/dl/EN10061301 | https://procat.services-esylux.de/procat/pictures/jpeg/en10061301.jpg | 188.7
EN10061318 | Accessories | SLG BRACKET SET | Mounting set for SLG series | https://esylux.com/p/EN10061318 | https://www.esylux.pt/dl/EN10061318 | https://procat.services-esylux.de/procat/pictures/jpeg/en10061318.jpg | 40.392
EN10061806 | SLE/SLF | SLE EL LED 3h/8h 23m IR SC/C WM | Single battery emergency light with 3 h / 8 h emergency light duration and 24 m viewing distance for wall mounting with self-control feature (SC) and fail-safe contact (opens if power fails) | https://esylux.com/p/EN10061806 | https://www.esylux.pt/dl/EN10061806 | https://procat.services-esylux.de/procat/pictures/jpeg/en10061806.jpg | 181.6755
EN10061813 | SLE/SLF | SLE EL LED 3h/8h 23m IR SC/C SM | Single battery emergency light with 3 h / 8 h emergency light duration and 24 m viewing distance for surface ceiling mounting with self-control feature (SC) and fail-safe contact (opens if power fails) | https://esylux.com/p/EN10061813 | https://www.esylux.pt/dl/EN10061813 | https://procat.services-esylux.de/procat/pictures/jpeg/en10061813.jpg | 181.6755
EN10061820 | SLE/SLF | SLF EL LED 3h/8h 30m IR SC/C WM | Single battery emergency light with 3 h / 8 h emergency light duration and 30 m viewing distance for wall mounting with self-control feature (SC) and fail-safe contact (opens if power fails) | https://esylux.com/p/EN10061820 | https://www.esylux.pt/dl/EN10061820 | https://procat.services-esylux.de/procat/pictures/jpeg/en10061820.jpg | 190.1441
EN10061837 | SLE/SLF | SLF EL LED 3h/8h 30m IR SC/C SM | Single battery emergency light with 3 h / 8 h emergency light duration and 30 m viewing distance for surface ceiling mounting with self-control feature (SC) and fail-safe contact (opens if power fails) | https://esylux.com/p/EN10061837 | https://www.esylux.pt/dl/EN10061837 | https://procat.services-esylux.de/procat/pictures/jpeg/en10061837.jpg | 190.1441
EN10061998 | Accessories | SLE/SLF BATTERY NiMH 1600mAh | NiMH rechargeable battery (4.8V/1600 mAh) for SLE and SLF series, with reverse polarity protected plug-in connection | https://esylux.com/p/EN10061998 | https://www.esylux.pt/dl/EN10061998 | https://procat.services-esylux.de/procat/pictures/jpeg/en10061998.jpg | 43.248
EN10077005 | SLX | SLX EL LED FLAT COVER CPS 14m WM | Escape route signage for connecting to central, uninterruptible power supply/power supply systems | https://esylux.com/p/EN10077005 | https://www.esylux.pt/dl/EN10077005 | https://procat.services-esylux.de/procat/pictures/jpeg/en10077005.jpg | 117.912
EN10077012 | SLX | SLX EL LED HIGH COVER CPS 24m SM | Escape route signage for connecting to central, uninterruptible power supply/power supply systems | https://esylux.com/p/EN10077012 | https://www.esylux.pt/dl/EN10077012 | https://procat.services-esylux.de/procat/pictures/jpeg/en10077012.jpg | 148.104
EN10077029 | SLX | SLX EL LED DISPLAY CPS 24m SM | Escape route signage for connecting to central, uninterruptible power supply/power supply systems | https://esylux.com/p/EN10077029 | https://www.esylux.pt/dl/EN10077029 | https://procat.services-esylux.de/procat/pictures/jpeg/en10077029.jpg | 122.4
EN10077036 | SLX | SLX EL LED FLAT COVER CPS 24m WM | Escape route signage for connecting to central, uninterruptible power supply/power supply systems | https://esylux.com/p/EN10077036 | https://www.esylux.pt/dl/EN10077036 | https://procat.services-esylux.de/procat/pictures/jpeg/en10077036.jpg | 139.128
EN10077043 | SLX | SLX EL LED HIGH COVER CPS 32m SM | Escape route signage for connecting to central, uninterruptible power supply/power supply systems | https://esylux.com/p/EN10077043 | https://www.esylux.pt/dl/EN10077043 | https://procat.services-esylux.de/procat/pictures/jpeg/en10077043.jpg | 171.36
EN10077050 | SLX | SLX EL LED DISPLAY CPS 32m SM | Escape route signage for connecting to central, uninterruptible power supply/power supply systems | https://esylux.com/p/EN10077050 | https://www.esylux.pt/dl/EN10077050 | https://procat.services-esylux.de/procat/pictures/jpeg/en10077050.jpg | 139.128
EN10077067 | ELX | ELX EL LED CPS SM | Escape route lighting for connecting to central, uninterruptible power supply/power supply systems | https://esylux.com/p/EN10077067 | https://www.esylux.pt/dl/EN10077067 | https://procat.services-esylux.de/procat/pictures/jpeg/en10077067.jpg | 120.36
EN10077104 | Accessories | SLX MOUNTING FRAME 370 FM | Installation frame for SLX and ELX series, installation hole size 370 x 155 mm | https://esylux.com/p/EN10077104 | https://www.esylux.pt/dl/EN10077104 | https://procat.services-esylux.de/procat/pictures/jpeg/en10077104.jpg | 54.0373
EN10077128 | Accessories | SLX 14 FLAT SYMBOL SET I | Symbol set for SLX series, FLAT, 14 m detection range right, left, upwards, downwards | https://esylux.com/p/EN10077128 | https://www.esylux.pt/dl/EN10077128 | https://procat.services-esylux.de/procat/pictures/jpeg/en10077128.jpg | 12.648
EN10077135 | Accessories | SLX 14 FLAT SYMBOL SET II | Symbol set for SLX series, FLAT, 14 m detection range right upwards, left upwards, right downwards, left downwards | https://esylux.com/p/EN10077135 | https://www.esylux.pt/dl/EN10077135 | https://procat.services-esylux.de/procat/pictures/jpeg/en10077135.jpg | 15.096
EN10077142 | Accessories | SLX 24 HIGH COVER SYMBOL SET I | Symbol set for SLX series, High Cover, 24 m detection range right, left, upwards, downwards | https://esylux.com/p/EN10077142 | https://www.esylux.pt/dl/EN10077142 | https://procat.services-esylux.de/procat/pictures/jpeg/en10077142.jpg | 17.952
EN10077159 | Accessories | SLX 24 HIGH COVER SYMBOL SET II | Symbol set for SLX series, High Cover, 24 m, detection range right upwards, left upwards, right downwards, left downwards | https://esylux.com/p/EN10077159 | https://www.esylux.pt/dl/EN10077159 | https://procat.services-esylux.de/procat/pictures/jpeg/en10077159.jpg | 23.0582
EN10077203 | SLX | SLX EL LED HIGH COVER 3h 32m IR SM | Single-battery emergency light for escape route signage with 3 h emergency light duration for 32 m detection range in accordance with DIN EN 1838 | https://esylux.com/p/EN10077203 | https://www.esylux.pt/dl/EN10077203 | https://procat.services-esylux.de/procat/pictures/jpeg/en10077203.jpg | 194.616
EN10077210 | SLX | SLX EL LED DISPLAY 3h 32m IR SM | Single-battery emergency light for escape route signage with 3 h emergency light duration for 32 m detection range in accordance with DIN EN 1838 | https://esylux.com/p/EN10077210 | https://www.esylux.pt/dl/EN10077210 | https://procat.services-esylux.de/procat/pictures/jpeg/en10077210.jpg | 175.848
EN10077227 | ELX | ELX EL LED 3h IR SM | Single battery emergency light for exit route signalling with 3 h emergency light duration | https://esylux.com/p/EN10077227 | https://www.esylux.pt/dl/EN10077227 | https://procat.services-esylux.de/procat/pictures/jpeg/en10077227.jpg | 149.328
EN10077234 | Accessories | SLX/ELX MOUNTING FRAME 430 FM | Installation frame for SLX and ELX series, installation hole size 430 x 155 mm | https://esylux.com/p/EN10077234 | https://www.esylux.pt/dl/EN10077234 | https://procat.services-esylux.de/procat/pictures/jpeg/en10077234.jpg | 58.344
EN10077241 | SLX | SLX EL LED FLAT COVER 3h 24m IR WM | Single-battery emergency light for escape route signage with 3-h emergency light duration for 24-m detection range in accordance with DIN EN 1838 | https://esylux.com/p/EN10077241 | https://www.esylux.pt/dl/EN10077241 | https://procat.services-esylux.de/procat/pictures/jpeg/en10077241.jpg | 166.872
EN10077265 | Accessories | SLX/ELX BASKET GUARD WALL | Basket guard for SLX and ELX series, 80 mm high | https://esylux.com/p/EN10077265 | https://www.esylux.pt/dl/EN10077265 | https://procat.services-esylux.de/procat/pictures/jpeg/en10077265.jpg | 81.192
EN10077289 | Accessories | SLX/ELX WALL BRACKET 110 | Wall bracket mounting for SLX and ELX series, 110 mm length | https://esylux.com/p/EN10077289 | https://www.esylux.pt/dl/EN10077289 | https://procat.services-esylux.de/procat/pictures/jpeg/en10077289.jpg | 28.5536
EN10077296 | Accessories | SLX/ELX BASKET GUARD CEILING | Basket guard for SLX and ELX series, 260 mm high | https://esylux.com/p/EN10077296 | https://www.esylux.pt/dl/EN10077296 | https://procat.services-esylux.de/procat/pictures/jpeg/en10077296.jpg | 91.8
EN10077302 | SLX | SLX EL LED FLAT COVER 8h 24m IR WM | Single-battery emergency light for escape route signage with 8-h emergency light duration and viewing distances of 24 m in accordance with DIN EN 1838 | https://esylux.com/p/EN10077302 | https://www.esylux.pt/dl/EN10077302 | https://procat.services-esylux.de/procat/pictures/jpeg/en10077302.jpg | 180.744
EN10077319 | SLX | SLX EL LED DISPLAY 8h 32m IR SM | Single-battery emergency light for escape route signage with 8 h emergency light duration for 32 m detection range in accordance with DIN EN 1838 | https://esylux.com/p/EN10077319 | https://www.esylux.pt/dl/EN10077319 | https://procat.services-esylux.de/procat/pictures/jpeg/en10077319.jpg | 189.72
EN10077326 | SLX | SLX EL LED HIGH COVER 8h 32m IR SM | Single-battery emergency light for escape route signage with 8 h emergency light duration for 32 m detection range in accordance with DIN EN 1838 | https://esylux.com/p/EN10077326 | https://www.esylux.pt/dl/EN10077326 | https://procat.services-esylux.de/procat/pictures/jpeg/en10077326.jpg | 208.488
EN10077340 | ELX | ELX EL LED 8h IR SM | Single battery emergency light for exit route signalling with 8 h emergency light duration | https://esylux.com/p/EN10077340 | https://www.esylux.pt/dl/EN10077340 | https://procat.services-esylux.de/procat/pictures/jpeg/en10077340.jpg | 172.992
EN10077357 | SLX | SLX EL LED HIGH COVER 3h 24m IR SM | Single-battery emergency light for escape route signage with 3-h emergency light duration for 24-m detection range in accordance with DIN EN 1838 | https://esylux.com/p/EN10077357 | https://www.esylux.pt/dl/EN10077357 | https://procat.services-esylux.de/procat/pictures/jpeg/en10077357.jpg | 166.872
EN10077364 | SLX | SLX EL LED HIGH COVER 8h 24m IR SM | Single-battery emergency light for escape route signage with 8-h emergency light duration for 24-m detection range in accordance with DIN EN 1838 | https://esylux.com/p/EN10077364 | https://www.esylux.pt/dl/EN10077364 | https://procat.services-esylux.de/procat/pictures/jpeg/en10077364.jpg | 185.232
EN10077371 | SLX | SLX EL LED DISPLAY 3h 24m IR SM | Single-battery emergency light for escape route signage with 3-h emergency light duration for 24-m detection range in accordance with DIN EN 1838 | https://esylux.com/p/EN10077371 | https://www.esylux.pt/dl/EN10077371 | https://procat.services-esylux.de/procat/pictures/jpeg/en10077371.jpg | 148.104
EN10077388 | SLX | SLX EL LED DISPLAY 8h 24m IR SM | Single-battery emergency light for escape route signage with 8-h emergency light duration for 24-m detection range in accordance with DIN EN 1838 | https://esylux.com/p/EN10077388 | https://www.esylux.pt/dl/EN10077388 | https://procat.services-esylux.de/procat/pictures/jpeg/en10077388.jpg | 166.872
EN10077401 | Accessories | SLX BATTERY NiCd 800mAh | NiCd rechargeable battery (3.6V/800 mAh) for SLX series with reverse polarity protected plug-in connection | https://esylux.com/p/EN10077401 | https://www.esylux.pt/dl/EN10077401 | https://procat.services-esylux.de/procat/pictures/jpeg/en10077401.jpg | 26.928
EN10077418 | Accessories | ELX BATTERY NiCd 1800mAh | NiCd rechargeable battery (3.6V/1800 mAh) for ELX series with reverse polarity protected plug-in connection | https://esylux.com/p/EN10077418 | https://www.esylux.pt/dl/EN10077418 | https://procat.services-esylux.de/procat/pictures/jpeg/en10077418.jpg | 46.92
EN10077425 | Accessories | SLX 14 FLAT SYMBOL RIGHT | Pictogram with detection range of 14m (DIN/EN) (right arrow). | https://esylux.com/p/EN10077425 | https://www.esylux.pt/dl/EN10077425 | https://procat.services-esylux.de/procat/pictures/jpeg/en10077425.jpg | 3.264
EN10077456 | Accessories | SLX 14 FLAT SYMBOL TOP | Pictogram with detection range of 14m (DIN/EN) (up arrow). | https://esylux.com/p/EN10077456 | https://www.esylux.pt/dl/EN10077456 | https://procat.services-esylux.de/procat/pictures/jpeg/en10077456.jpg | 3.264
EN10077463 | Accessories | SLX 14 FLAT SYMBOL TOP RIGHT | Pictogram with detection range of 14m (DIN/EN) (right up arrow). | https://esylux.com/p/EN10077463 | https://www.esylux.pt/dl/EN10077463 | https://procat.services-esylux.de/procat/pictures/jpeg/en10077463.jpg | 3.264
EN10077470 | Accessories | SLX 14 FLAT SYMBOL TOP LEFT | Pictogram with detection range of 14 m (DIN/EN) (left up arrow). | https://esylux.com/p/EN10077470 | https://www.esylux.pt/dl/EN10077470 | https://procat.services-esylux.de/procat/pictures/jpeg/en10077470.jpg | 3.264
EN10077487 | Accessories | SLX 14 FLAT SYMBOL DOWN RIGHT | Pictogram with detection range of 14m (DIN/EN) (right down arrow). | https://esylux.com/p/EN10077487 | https://www.esylux.pt/dl/EN10077487 | https://procat.services-esylux.de/procat/pictures/jpeg/en10077487.jpg | 3.264
EN10077494 | Accessories | SLX 14 FLAT SYMBOL DOWN LEFT | Pictogram with detection range of 14m (DIN/EN) (left down arrow). | https://esylux.com/p/EN10077494 | https://www.esylux.pt/dl/EN10077494 | https://procat.services-esylux.de/procat/pictures/jpeg/en10077494.jpg | 3.264
EN10077500 | Accessories | SLX 24 FLAT SYMBOL SET I | Symbol set for SLX series, FLAT, 24 m detection range right, left, upwards, downwards | https://esylux.com/p/EN10077500 | https://www.esylux.pt/dl/EN10077500 | https://procat.services-esylux.de/procat/pictures/jpeg/en10077500.jpg | 15.096
EN10077517 | Accessories | SLX 24 FLAT SYMBOL SET II | Symbol set for SLX series, FLAT, 24 m detection range right upwards, left upwards, right downwards, left downwards | https://esylux.com/p/EN10077517 | https://www.esylux.pt/dl/EN10077517 | https://procat.services-esylux.de/procat/pictures/jpeg/en10077517.jpg | 15.096
EN10077524 | Accessories | SLX 32 HIGH COVER SYMBOL SET I | Symbol set for SLX series, High Cover, 32 m detection range right, left, upwards, downwards | https://esylux.com/p/EN10077524 | https://www.esylux.pt/dl/EN10077524 | https://procat.services-esylux.de/procat/pictures/jpeg/en10077524.jpg | 21.216
EN10077531 | Accessories | SLX 32 HIGH COVER SYMBOL SET II | Symbol set for SLX series, High Cover, 32 m, detection range right upwards, left upwards, right downwards, left downwards | https://esylux.com/p/EN10077531 | https://www.esylux.pt/dl/EN10077531 | https://procat.services-esylux.de/procat/pictures/jpeg/en10077531.jpg | 21.216
EN10077555 | Accessories | SLX 24 HIGH COVER SYMBOL LEFT | Pictogram | https://esylux.com/p/EN10077555 | https://www.esylux.pt/dl/EN10077555 | https://procat.services-esylux.de/procat/pictures/jpeg/en10077555.jpg | 3.264
EN10077562 | Accessories | SLX 24 HIGH COVER SYMBOL TOP RIGHT | Pictogram | https://esylux.com/p/EN10077562 | https://www.esylux.pt/dl/EN10077562 | https://procat.services-esylux.de/procat/pictures/jpeg/en10077562.jpg | 3.264
EN10077579 | Accessories | SLX 24 HIGH COVER SYMBOL TOP LEFT | Pictogram | https://esylux.com/p/EN10077579 | https://www.esylux.pt/dl/EN10077579 | https://procat.services-esylux.de/procat/pictures/jpeg/en10077579.jpg | 3.264
EN10077586 | Accessories | SLX 24 HIGH COVER SYMBOL DOWN RIGHT | Pictogram | https://esylux.com/p/EN10077586 | https://www.esylux.pt/dl/EN10077586 | https://procat.services-esylux.de/procat/pictures/jpeg/en10077586.jpg | 3.264
EN10077593 | Accessories | SLX 24 HIGH COVER SYMBOL DOWN LEFT | Pictogram | https://esylux.com/p/EN10077593 | https://www.esylux.pt/dl/EN10077593 | https://procat.services-esylux.de/procat/pictures/jpeg/en10077593.jpg | 3.264
EN10077609 | SLX | SLX EL LED FLAT COVER 3h 14m IR WM | Single-battery emergency light for escape route signage with 3 h emergency light duration for 14 m detection range in accordance with DIN EN 1838 | https://esylux.com/p/EN10077609 | https://www.esylux.pt/dl/EN10077609 | https://procat.services-esylux.de/procat/pictures/jpeg/en10077609.jpg | 141.576
EN10077616 | SLX | SLX EL LED FLAT COVER 8h 14m IR WM | Single-battery emergency light for escape route signage with 8 h emergency light duration for 14 m detection range in accordance with DIN EN 1838 | https://esylux.com/p/EN10077616 | https://www.esylux.pt/dl/EN10077616 | https://procat.services-esylux.de/procat/pictures/jpeg/en10077616.jpg | 153
EN10077647 | Accessories | SLX 24 HIGH COVER SYMBOL RIGHT | Pictogram | https://esylux.com/p/EN10077647 | https://www.esylux.pt/dl/EN10077647 | https://procat.services-esylux.de/procat/pictures/jpeg/en10077647.jpg | 3.672
EN10077654 | Accessories | SLX 24 HIGH COVER SYMBOL TOP | Pictogram | https://esylux.com/p/EN10077654 | https://www.esylux.pt/dl/EN10077654 | https://procat.services-esylux.de/procat/pictures/jpeg/en10077654.jpg | 3.672
EN10077661 | Accessories | SLX 24 HIGH COVER SYMBOL DOWN LEFT | Pictogram | https://esylux.com/p/EN10077661 | https://www.esylux.pt/dl/EN10077661 | https://procat.services-esylux.de/procat/pictures/jpeg/en10077661.jpg | 3.672
EN10077678 | Accessories | SLX 24 HIGH COVER SYMBOL DOWN RIGHT | Pictogram | https://esylux.com/p/EN10077678 | https://www.esylux.pt/dl/EN10077678 | https://procat.services-esylux.de/procat/pictures/jpeg/en10077678.jpg | 3.672
EN10077685 | Accessories | SLX 24 HIGH COVER SYMBOL TOP LEFT | Pictogram | https://esylux.com/p/EN10077685 | https://www.esylux.pt/dl/EN10077685 | https://procat.services-esylux.de/procat/pictures/jpeg/en10077685.jpg | 3.672
EN10077692 | Accessories | SLX 24 HIGH COVER SYMBOL TOP RIGHT | Pictogram | https://esylux.com/p/EN10077692 | https://www.esylux.pt/dl/EN10077692 | https://procat.services-esylux.de/procat/pictures/jpeg/en10077692.jpg | 3.672
EN10077708 | Accessories | SLX 24 FLAT SYMBOL LEFT | Pictogram with detection range of 24m (DIN/EN) (left arrow). | https://esylux.com/p/EN10077708 | https://www.esylux.pt/dl/EN10077708 | https://procat.services-esylux.de/procat/pictures/jpeg/en10077708.jpg | 3.264
EN10077715 | Accessories | SLX 24 FLAT SYMBOL RIGHT | Pictogram with detection range of 24 m (DIN/EN) (right arrow). | https://esylux.com/p/EN10077715 | https://www.esylux.pt/dl/EN10077715 | https://procat.services-esylux.de/procat/pictures/jpeg/en10077715.jpg | 3.264
EN10077722 | Accessories | SLX 24 FLAT SYMBOL TOP | Pictogram with detection range of 24 m (DIN/EN) (up arrow). | https://esylux.com/p/EN10077722 | https://www.esylux.pt/dl/EN10077722 | https://procat.services-esylux.de/procat/pictures/jpeg/en10077722.jpg | 3.264
EN10077760 | Accessories | SLX 24 FLAT SYMBOL TOP LEFT | Pictogram with detection range of 24m (DIN/EN) (left up arrow). | https://esylux.com/p/EN10077760 | https://www.esylux.pt/dl/EN10077760 | https://procat.services-esylux.de/procat/pictures/jpeg/en10077760.jpg | 3.264
EN10077777 | Accessories | SLX 24 FLAT SYMBOL TOP RIGHT | Pictogram with detection range of 24 m (DIN/EN) (right up arrow). | https://esylux.com/p/EN10077777 | https://www.esylux.pt/dl/EN10077777 | https://procat.services-esylux.de/procat/pictures/jpeg/en10077777.jpg | 3.264
EN10077784 | Accessories | SLE/SLF BATTERY LiFePO4 1500mAh | Spare battery for emergency lights of the SLE and SLF series, revised from 2022 with LiFePO4 rechargeable battery | https://esylux.com/p/EN10077784 | https://www.esylux.pt/dl/EN10077784 | https://procat.services-esylux.de/procat/pictures/jpeg/EN10077784.jpg | 24.8
EN10078316 | Accessories | SLX/ELX TUBE PENDULUM SET | Conduit pendulum set for SLX and ELX series | https://esylux.com/p/EN10078316 | https://www.esylux.pt/dl/EN10078316 | https://procat.services-esylux.de/procat/pictures/jpeg/en10078316.jpg | 81.192
EN10079009 | Accessories | SLX 32 DISPLAY SYMBOL 1-SIDE RIGHT | One-sided pictogram panel with 32 m detection range | https://esylux.com/p/EN10079009 | https://www.esylux.pt/dl/EN10079009 | https://procat.services-esylux.de/procat/pictures/jpeg/en10079009.jpg | 35.088
EN10079016 | Accessories | SLX 32 DISPLAY SYMBOL 1-SIDE LEFT | One-sided pictogram panel with 32 m detection range | https://esylux.com/p/EN10079016 | https://www.esylux.pt/dl/EN10079016 | https://procat.services-esylux.de/procat/pictures/jpeg/en10079016.jpg | 35.088
EN10079023 | Accessories | SLX 32 DISPLAY SYMBOL 1-SIDE DOWN | One-sided pictogram panel with 32 m detection range | https://esylux.com/p/EN10079023 | https://www.esylux.pt/dl/EN10079023 | https://procat.services-esylux.de/procat/pictures/jpeg/en10079023.jpg | 35.088
EN10079030 | Accessories | SLX 32 DISPLAY SYMBOL 2-SIDE DOWN | Two-sided pictograph panel with 32 m detection range | https://esylux.com/p/EN10079030 | https://www.esylux.pt/dl/EN10079030 | https://procat.services-esylux.de/procat/pictures/jpeg/en10079030.jpg | 35.088
EN10079047 | Accessories | SLX 32 DISPLAY SYMBOL 2-SIDE RIGHT LEFT | Two-sided pictograph panel with 32 m detection range | https://esylux.com/p/EN10079047 | https://www.esylux.pt/dl/EN10079047 | https://procat.services-esylux.de/procat/pictures/jpeg/en10079047.jpg | 35.088
EN10079054 | Accessories | SLX 24 DISPLAY SYMBOL 1-SIDE RIGHT | One-sided pictograph panel with 24 m detection range | https://esylux.com/p/EN10079054 | https://www.esylux.pt/dl/EN10079054 | https://procat.services-esylux.de/procat/pictures/jpeg/en10079054.jpg | 28.152
EN10079061 | Accessories | SLX 24 DISPLAY SYMBOL 1-SIDE LEFT | One-sided pictograph panel with 24 m detection range | https://esylux.com/p/EN10079061 | https://www.esylux.pt/dl/EN10079061 | https://procat.services-esylux.de/procat/pictures/jpeg/en10079061.jpg | 28.152
EN10079078 | Accessories | SLX 24 DISPLAY SYMBOL 1-SIDE DOWN | One-sided pictograph panel with 24 m detection range | https://esylux.com/p/EN10079078 | https://www.esylux.pt/dl/EN10079078 | https://procat.services-esylux.de/procat/pictures/jpeg/en10079078.jpg | 28.152
EN10079085 | Accessories | SLX 24 DISPLAY SYMBOL 2-SIDE DOWN | Two-sided pictograph panel with 24 m detection range | https://esylux.com/p/EN10079085 | https://www.esylux.pt/dl/EN10079085 | https://procat.services-esylux.de/procat/pictures/jpeg/en10079085.jpg | 28.152
EN10079092 | Accessories | SLX 24 DISPLAY SYMBOL 2-SIDE RIGHT LEFT | Two-sided pictograph panel with 24 m detection range | https://esylux.com/p/EN10079092 | https://www.esylux.pt/dl/EN10079092 | https://procat.services-esylux.de/procat/pictures/jpeg/en10079092.jpg | 28.152
EN10080005 | ELH | ELH EL LED 3h SC SM CORRIDOR | Single-battery 3-h emergency light for ceiling surface mounting | https://esylux.com/p/EN10080005 | https://www.esylux.pt/dl/EN10080005 | https://procat.services-esylux.de/procat/pictures/jpeg/en10080005.jpg | 391.272
EN10080012 | ELH | ELH EL LED 3h SC RM CORRIDOR | Single-battery 3-h emergency light for recessed ceiling mounting | https://esylux.com/p/EN10080012 | https://www.esylux.pt/dl/EN10080012 | https://procat.services-esylux.de/procat/pictures/jpeg/en10080012.jpg | 231.336
EN10080029 | ELH | ELH EL LED 3h SC RM OFFICE | Single-battery 3-h emergency light for recessed ceiling mounting | https://esylux.com/p/EN10080029 | https://www.esylux.pt/dl/EN10080029 | https://procat.services-esylux.de/procat/pictures/jpeg/en10080029.jpg | 231.336
EN10080036 | ELH | ELH EL LED 3h SC SM OFFICE | Single-battery 3-h emergency light for ceiling surface mounting | https://esylux.com/p/EN10080036 | https://www.esylux.pt/dl/EN10080036 | https://procat.services-esylux.de/procat/pictures/jpeg/en10080036.jpg | 391.272
EN10433054 | Accessories | SLC/SLD BATTERY LiFePO4 1500mAh | Spare battery for emergency lights of the SLC and SLD series, revised from 2022 with LiFePO4 rechargeable battery | https://esylux.com/p/EN10433054 | https://www.esylux.pt/dl/EN10433054 | https://procat.services-esylux.de/procat/pictures/jpeg/EN10433054.jpg | 27.6
EO10298905 | ELSA-2 | ELSA-2 DL 68 OP 100° 500 830 DALI WH | LED downlight, 5W for ceiling mounting | https://esylux.com/p/EO10298905 | https://www.esylux.pt/dl/EO10298905 | https://procat.services-esylux.de/procat/pictures/jpeg/eo10298905.jpg | 146.7621
EO10298912 | ELSA-2 | ELSA-2 DL 68 OP 100° 500 840 DALI WH | LED downlight, 5W for ceiling mounting | https://esylux.com/p/EO10298912 | https://www.esylux.pt/dl/EO10298912 | https://procat.services-esylux.de/procat/pictures/jpeg/eo10298912.jpg | 146.7621
EO10298929 | ELSA-2 | ELSA-2 DL 165 OP 110° 900 830 DALI WH | LED downlight, 9W for ceiling mounting | https://esylux.com/p/EO10298929 | https://www.esylux.pt/dl/EO10298929 | https://procat.services-esylux.de/procat/pictures/jpeg/eo10298929.jpg | 159.8048
EO10298936 | ELSA-2 | ELSA-2 DL 165 OP 110° 900 840 DALI WH | LED downlight, 9W for ceiling mounting | https://esylux.com/p/EO10298936 | https://www.esylux.pt/dl/EO10298936 | https://procat.services-esylux.de/procat/pictures/jpeg/eo10298936.jpg | 159.8048
EO10298943 | ELSA-2 | ELSA-2 DL 225 OP 110° 1800 830 DALI WH | LED downlight, 18 W for ceiling mounting | https://esylux.com/p/EO10298943 | https://www.esylux.pt/dl/EO10298943 | https://procat.services-esylux.de/procat/pictures/jpeg/eo10298943.jpg | 174.8898
EO10298950 | ELSA-2 | ELSA-2 DL 225 OP 110° 1800 840 DALI WH | LED downlight, 18 W for ceiling mounting | https://esylux.com/p/EO10298950 | https://www.esylux.pt/dl/EO10298950 | https://procat.services-esylux.de/procat/pictures/jpeg/eo10298950.jpg | 174.8898
EO10298967 | ELSA-2 | ELSA-2 DL 68 OP 100° 500 830 WH | LED downlight, 5W for ceiling mounting | https://esylux.com/p/EO10298967 | https://www.esylux.pt/dl/EO10298967 | https://procat.services-esylux.de/procat/pictures/jpeg/eo10298967.jpg | 58.2706
EO10298974 | ELSA-2 | ELSA-2 DL 68 OP 100° 500 840 WH | LED downlight, 5W for ceiling mounting | https://esylux.com/p/EO10298974 | https://www.esylux.pt/dl/EO10298974 | https://procat.services-esylux.de/procat/pictures/jpeg/eo10298974.jpg | 58.2706
EO10298981 | ELSA-2 | ELSA-2 DL 165 OP 110° 900 830 WH | LED downlight, 9W for ceiling mounting | https://esylux.com/p/EO10298981 | https://www.esylux.pt/dl/EO10298981 | https://procat.services-esylux.de/procat/pictures/jpeg/eo10298981.jpg | 74.6057
EO10298998 | ELSA-2 | ELSA-2 DL 165 OP 110° 900 840 WH | LED downlight, 9W for ceiling mounting | https://esylux.com/p/EO10298998 | https://www.esylux.pt/dl/EO10298998 | https://procat.services-esylux.de/procat/pictures/jpeg/eo10298998.jpg | 74.6057
EO10299001 | ELSA-2 | ELSA-2 DL 225 OP 110° 1800 830 WH | LED downlight, 18 W for ceiling mounting | https://esylux.com/p/EO10299001 | https://www.esylux.pt/dl/EO10299001 | https://procat.services-esylux.de/procat/pictures/jpeg/eo10299001.jpg | 97.0171
EO10299018 | ELSA-2 | ELSA-2 DL 225 OP 110° 1800 840 WH | LED downlight, 18 W for ceiling mounting | https://esylux.com/p/EO10299018 | https://www.esylux.pt/dl/EO10299018 | https://procat.services-esylux.de/procat/pictures/jpeg/eo10299018.jpg | 97.0171
EO10299025 | ELSA-2 | ELSA-2 DL 225 OP 110° 1800 830 MD IR WH | LED downlight, 18 W for ceiling mounting | https://esylux.com/p/EO10299025 | https://www.esylux.pt/dl/EO10299025 | https://procat.services-esylux.de/procat/pictures/jpeg/eo10299025.jpg | 293.516
EO10299032 | ELSA-2 | ELSA-2 DL 225 OP 110° 1800 840 MD IR WH | LED downlight, 18 W for ceiling mounting | https://esylux.com/p/EO10299032 | https://www.esylux.pt/dl/EO10299032 | https://procat.services-esylux.de/procat/pictures/jpeg/eo10299032.jpg | 293.516
EO10299667 | ELSA-2 | ELSA-2 DL 225 OP 110° 1800 840 PD IR PS DALI WH | LED downlight, 18 W for ceiling mounting | https://esylux.com/p/EO10299667 | https://www.esylux.pt/dl/EO10299667 | https://procat.services-esylux.de/procat/pictures/jpeg/eo10299667.jpg | 457.3786
EO10299674 | ELSA-2 | ELSA-2 DL 225 OP 110° 1800 840 PD IR DALI WH | LED downlight, 18 W for ceiling mounting | https://esylux.com/p/EO10299674 | https://www.esylux.pt/dl/EO10299674 | https://procat.services-esylux.de/procat/pictures/jpeg/eo10299674.jpg | 379.9423
EO10299681 | ELSA-2 | ELSA-2 DL 225 OP 110° 1800 830 PD IR PS DALI WH | LED downlight, 18 W for ceiling mounting | https://esylux.com/p/EO10299681 | https://www.esylux.pt/dl/EO10299681 | https://procat.services-esylux.de/procat/pictures/jpeg/eo10299681.jpg | 457.3786
EO10299698 | ELSA-2 | ELSA-2 DL 225 OP 110° 1800 830 PD IR DALI WH | LED downlight, 18 W for ceiling mounting | https://esylux.com/p/EO10299698 | https://www.esylux.pt/dl/EO10299698 | https://procat.services-esylux.de/procat/pictures/jpeg/eo10299698.jpg | 379.9423
EO10300264 | Accessories | ELSA-2 RING 225 | Adapter ring 225-265 mm for ELSA-2 series | https://esylux.com/p/EO10300264 | https://www.esylux.pt/dl/EO10300264 | https://procat.services-esylux.de/procat/pictures/jpeg/eo10300264.jpg | 36.72
EO10300271 | Accessories | ELSA-2 RING 165 | Adapter ring 165-200 mm for ELSA-2 series | https://esylux.com/p/EO10300271 | https://www.esylux.pt/dl/EO10300271 | https://procat.services-esylux.de/procat/pictures/jpeg/eo10300271.jpg | 28.56
EO10300288 | Accessories | ELSA-2 RING 65 | Adapter ring 65-105 mm for ELSA-2 series | https://esylux.com/p/EO10300288 | https://www.esylux.pt/dl/EO10300288 | https://procat.services-esylux.de/procat/pictures/jpeg/eo10300288.jpg | 22.44
EO10300882 | Accessories | ELSA-2 MOUNTING FRAME 165 SM WH | Ceiling installation frame for ELSA-2 165 series | https://esylux.com/p/EO10300882 | https://www.esylux.pt/dl/EO10300882 | https://procat.services-esylux.de/procat/pictures/jpeg/eo10300882.jpg | 33.864
EO10300899 | Accessories | ELSA-2 MOUNTING FRAME 225 SM WH | Ceiling installation frame for ELSA-2 225 series | https://esylux.com/p/EO10300899 | https://www.esylux.pt/dl/EO10300899 | https://procat.services-esylux.de/procat/pictures/jpeg/eo10300899.jpg | 42.024
EO10306082 | Accessories | ISABELLE REMOTE CONTROL | End-user remote control for ISABELLE series | https://esylux.com/p/EO10306082 | https://www.esylux.pt/dl/EO10306082 | https://procat.services-esylux.de/procat/pictures/jpeg/eo10306082.jpg | 40.9934
EO10306242 | Accessories | ISABELLE PDL CONNECTING PLATE WH | Connection plate for pendant lights from the ISABELLE series, white | https://esylux.com/p/EO10306242 | https://www.esylux.pt/dl/EO10306242 | https://procat.services-esylux.de/procat/pictures/jpeg/eo10306242.jpg | 12.998
EO10306259 | Accessories | ISABELLE PDL CONNECTING PLATE BK | Connection plate for pendant lights from the ISABELLE series, anthracite | https://esylux.com/p/EO10306259 | https://www.esylux.pt/dl/EO10306259 | https://procat.services-esylux.de/procat/pictures/jpeg/eo10306259.jpg | 12.998
EO10310102 | OLIVIA | OLIVIA MPL 1265 OP 3800 840 | LED moisture-proof luminaire with opal cover (diffuser) | https://esylux.com/p/EO10310102 | https://www.esylux.pt/dl/EO10310102 | https://procat.services-esylux.de/procat/pictures/jpeg/eo10310102.jpg | 155.4945
EO10310119 | OLIVIA | OLIVIA MPL 1565 OP 4700 840 | LED moisture-proof luminaire with opal cover (diffuser) | https://esylux.com/p/EO10310119 | https://www.esylux.pt/dl/EO10310119 | https://procat.services-esylux.de/procat/pictures/jpeg/eo10310119.jpg | 188.4915
EO10310188 | Accessories | OLIVIA CLAMP SET 10x | Mounting clamps for diffuser from the OLIVIA series, 10 pcs, stainless steel | https://esylux.com/p/EO10310188 | https://www.esylux.pt/dl/EO10310188 | https://procat.services-esylux.de/procat/pictures/jpeg/eo10310188.jpg | 19.547
EO10310195 | Accessories | OLIVIA CLAMP SET 12x | Mounting clamps for diffuser from the OLIVIA series, 12 pcs, stainless steel | https://esylux.com/p/EO10310195 | https://www.esylux.pt/dl/EO10310195 | https://procat.services-esylux.de/procat/pictures/jpeg/eo10310195.jpg | 23.6327
EO10430947 | Accessories | JUNCTION BOX 5-POLE BK | Universal junction box, black, 5-pin, 2.5 mm² | https://esylux.com/p/EO10430947 | https://www.esylux.pt/dl/EO10430947 | https://procat.services-esylux.de/procat/pictures/jpeg/eo10430947.jpg | 10.608
EO10849800 | BOARDLIGHT | BOARDLIGHT WCL 1200 4000 830 IP20 | LED display board light for lighting vertical surfaces | https://esylux.com/p/EO10849800 | https://www.esylux.pt/dl/EO10849800 | https://procat.services-esylux.de/procat/pictures/jpeg/eo10849800.jpg | 282.2114
EO10849817 | BOARDLIGHT | BOARDLIGHT WCL 1200 4200 840 IP20 | LED display board light for lighting vertical surfaces | https://esylux.com/p/EO10849817 | https://www.esylux.pt/dl/EO10849817 | https://procat.services-esylux.de/procat/pictures/jpeg/eo10849817.jpg | 282.2114
EO10849824 | Accessories | BOARDLIGHT PENDULUM SET | Pendulum set for BOARDLIGHT series | https://esylux.com/p/EO10849824 | https://www.esylux.pt/dl/EO10849824 | https://procat.services-esylux.de/procat/pictures/jpeg/eo10849824.jpg | 54.5537
EO10849831 | Accessories | BOARDLIGHT WALL ARM 700 WH | Wall arm for BOARDLIGHT series | https://esylux.com/p/EO10849831 | https://www.esylux.pt/dl/EO10849831 | https://procat.services-esylux.de/procat/pictures/jpeg/eo10849831.jpg | 95.0278
EO10849855 | Accessories | BOARDLIGHT MOUNTING FRAME 1200 FM WH | Installation frame for BOARDLIGHT series in ceiling systems with visible suspension rails. | https://esylux.com/p/EO10849855 | https://www.esylux.pt/dl/EO10849855 | https://procat.services-esylux.de/procat/pictures/jpeg/eo10849855.jpg | 115.425
EO10850004 | ELLEN | ELLEN WCL 300 OP 1500 830 IP20 MD | LED round light | https://esylux.com/p/EO10850004 | https://www.esylux.pt/dl/EO10850004 | https://procat.services-esylux.de/procat/pictures/jpeg/eo10850004.jpg | 111.384
EO10850011 | ELLEN | ELLEN WCL 300 OP 1500 830 IP20 | LED round light | https://esylux.com/p/EO10850011 | https://www.esylux.pt/dl/EO10850011 | https://procat.services-esylux.de/procat/pictures/jpeg/eo10850011.jpg | 83.64
EO10850066 | ELLEN | ELLEN WCL 300 OP 1600 840 IP20 MD | LED round light | https://esylux.com/p/EO10850066 | https://www.esylux.pt/dl/EO10850066 | https://procat.services-esylux.de/procat/pictures/jpeg/eo10850066.jpg | 111.384
EO10850073 | ELLEN | ELLEN WCL 300 OP 1600 840 IP20 | LED round light | https://esylux.com/p/EO10850073 | https://www.esylux.pt/dl/EO10850073 | https://procat.services-esylux.de/procat/pictures/jpeg/eo10850073.jpg | 81.192
EO10850080 | ELLEN | ELLEN WCL 300 OP 1500 830 IP44 MD | LED round light | https://esylux.com/p/EO10850080 | https://www.esylux.pt/dl/EO10850080 | https://procat.services-esylux.de/procat/pictures/jpeg/eo10850080.jpg | 121.584
EO10850097 | ELLEN | ELLEN WCL 300 OP 1500 830 IP44 | LED round light | https://esylux.com/p/EO10850097 | https://www.esylux.pt/dl/EO10850097 | https://procat.services-esylux.de/procat/pictures/jpeg/eo10850097.jpg | 97.512
EO10850103 | ELLEN | ELLEN WCL 300 OP 1600 840 IP44 MD | LED round light | https://esylux.com/p/EO10850103 | https://www.esylux.pt/dl/EO10850103 | https://procat.services-esylux.de/procat/pictures/jpeg/eo10850103.jpg | 125.256
EO10850110 | ELLEN | ELLEN WCL 300 OP 1600 840 IP44 | LED round light | https://esylux.com/p/EO10850110 | https://www.esylux.pt/dl/EO10850110 | https://procat.services-esylux.de/procat/pictures/jpeg/eo10850110.jpg | 97.512
EO10850127 | Accessories | ELLEN COVER OP | Cover for ELLEN series, opal | https://esylux.com/p/EO10850127 | https://www.esylux.pt/dl/EO10850127 | https://procat.services-esylux.de/procat/pictures/jpeg/eo10850127.jpg | 16.728
EO10850301 | ALMA | ALMA WCL 300 OP 1600 830 IP65 MD | LED round light | https://esylux.com/p/EO10850301 | https://www.esylux.pt/dl/EO10850301 | https://procat.services-esylux.de/procat/pictures/jpeg/eo10850301.jpg | 165.1755
EO10850318 | ALMA | ALMA WCL 300 OP 1600 830 IP65 | LED round light | https://esylux.com/p/EO10850318 | https://www.esylux.pt/dl/EO10850318 | https://procat.services-esylux.de/procat/pictures/jpeg/eo10850318.jpg | 132.1467
EO10850325 | ALMA | ALMA WCL 300 OP 1600 840 IP65 MD | LED round light | https://esylux.com/p/EO10850325 | https://www.esylux.pt/dl/EO10850325 | https://procat.services-esylux.de/procat/pictures/jpeg/eo10850325.jpg | 165.1755
EO10850332 | ALMA | ALMA WCL 300 OP 1600 840 IP65 | LED round light | https://esylux.com/p/EO10850332 | https://www.esylux.pt/dl/EO10850332 | https://procat.services-esylux.de/procat/pictures/jpeg/eo10850332.jpg | 132.1467
EO10850561 | Accessories | SVENJA POLE PENDULUM SET 1000 | Abhängeset mit zentral montiertem Rohr, transparenter 5-poliger Anschlussleitung und rundem Deckenbaldachin | https://esylux.com/p/EO10850561 | https://www.esylux.pt/dl/EO10850561 | https://procat.services-esylux.de/procat/pictures/jpeg/EO10850561.jpg | 111.37
EO10850578 | Accessories | SVENJA WIRE PENDULUM SET 2000 | Abhängeset mit 3 Drahtseilen, transparenter 5-poliger Anschlussleitung und rundem Deckenbaldachin | https://esylux.com/p/EO10850578 | https://www.esylux.pt/dl/EO10850578 | https://procat.services-esylux.de/procat/pictures/jpeg/EO10850578.jpg | 107.5
EO10850592 | SVENJA | SVENJA CL 450 DDP OP 3300 830 IP20 | Runde, flache LED-Anbauleuchte mit pulverbeschichtetem Aluminiumgehäuse | https://esylux.com/p/EO10850592 | https://www.esylux.pt/dl/EO10850592 | https://procat.services-esylux.de/procat/pictures/jpeg/EO10850592.jpg | 539.65
EO10850608 | SVENJA | SVENJA CL 450 DDP OP 3300 830 IP20 DALI-2 | Runde, flache LED-Anbauleuchte mit pulverbeschichtetem Aluminiumgehäuse | https://esylux.com/p/EO10850608 | https://www.esylux.pt/dl/EO10850608 | https://procat.services-esylux.de/procat/pictures/jpeg/EO10850608.jpg | 611.46
EO10850615 | SVENJA | SVENJA CL 450 DDP OP 3400 840 IP20 | Runde, flache LED-Anbauleuchte mit pulverbeschichtetem Aluminiumgehäuse | https://esylux.com/p/EO10850615 | https://www.esylux.pt/dl/EO10850615 | https://procat.services-esylux.de/procat/pictures/jpeg/EO10850615.jpg | 539.65
EO10850622 | SVENJA | SVENJA CL 450 DDP OP 3400 840 IP20 DALI-2 | Runde, flache LED-Anbauleuchte mit pulverbeschichtetem Aluminiumgehäuse | https://esylux.com/p/EO10850622 | https://www.esylux.pt/dl/EO10850622 | https://procat.services-esylux.de/procat/pictures/jpeg/EO10850622.jpg | 611.46
EO10850646 | SVENJA | SVENJA CL 600 DDP OP 5600 830 IP20 DALI-2 | Runde, flache LED-Anbauleuchte mit pulverbeschichtetem Aluminiumgehäuse | https://esylux.com/p/EO10850646 | https://www.esylux.pt/dl/EO10850646 | https://procat.services-esylux.de/procat/pictures/jpeg/EO10850646.jpg | 881.07
EO10850653 | SVENJA | SVENJA CL 600 DDP OP 5700 840 IP20 DALI-2 | Runde, flache LED-Anbauleuchte mit pulverbeschichtetem Aluminiumgehäuse | https://esylux.com/p/EO10850653 | https://www.esylux.pt/dl/EO10850653 | https://procat.services-esylux.de/procat/pictures/jpeg/EO10850653.jpg | 881.07
EO10850660 | SVENJA | SVENJA CL 900 DDP OP 9600 840 IP20 DALI-2 | Runde, flache LED-Anbauleuchte mit pulverbeschichtetem Aluminiumgehäuse | https://esylux.com/p/EO10850660 | https://www.esylux.pt/dl/EO10850660 | https://procat.services-esylux.de/procat/pictures/jpeg/EO10850660.jpg | 1704.09
EO10850684 | SVENJA | SVENJA CL 900 DDP OP 9400 830 IP20 DALI-2 | Runde, flache LED-Anbauleuchte mit pulverbeschichtetem Aluminiumgehäuse | https://esylux.com/p/EO10850684 | https://www.esylux.pt/dl/EO10850684 | https://procat.services-esylux.de/procat/pictures/jpeg/EO10850684.jpg | 1704.09
EP00007231 | Accessories | FLAT COVER ROUND WH | Cover for FLAT series, round, white | https://esylux.com/p/EP00007231 | https://www.esylux.pt/dl/EP00007231 | https://procat.services-esylux.de/procat/pictures/jpeg/ep00007231.jpg | 11.0009
EP00007248 | Accessories | FLAT COVER SQUARE WH | Cover for FLAT series, square, white | https://esylux.com/p/EP00007248 | https://www.esylux.pt/dl/EP00007248 | https://procat.services-esylux.de/procat/pictures/jpeg/ep00007248.jpg | 11.0009
EP00007255 | Accessories | FLAT COVER GLASS ROUND WH | Cover for FLAT series, glass, round, white | https://esylux.com/p/EP00007255 | https://www.esylux.pt/dl/EP00007255 | https://procat.services-esylux.de/procat/pictures/jpeg/ep00007255.jpg | 55.8484
EP00007262 | Accessories | FLAT COVER GLASS SQUARE WH | Cover for FLAT series, glass, square, white | https://esylux.com/p/EP00007262 | https://www.esylux.pt/dl/EP00007262 | https://procat.services-esylux.de/procat/pictures/jpeg/ep00007262.jpg | 55.8484
EP00007279 | Accessories | FLAT COVER ROUND BK | Cover for FLAT series, round, black | https://esylux.com/p/EP00007279 | https://www.esylux.pt/dl/EP00007279 | https://procat.services-esylux.de/procat/pictures/jpeg/ep00007279.jpg | 11.0009
EP00007286 | Accessories | FLAT COVER SQUARE BK | Cover for FLAT series, square, black | https://esylux.com/p/EP00007286 | https://www.esylux.pt/dl/EP00007286 | https://procat.services-esylux.de/procat/pictures/jpeg/ep00007286.jpg | 11.0009
EP00007293 | Accessories | FLAT COVER GLASS ROUND BK | Cover for FLAT series, glass, round, black | https://esylux.com/p/EP00007293 | https://www.esylux.pt/dl/EP00007293 | https://procat.services-esylux.de/procat/pictures/jpeg/ep00007293.jpg | 55.8484
EP00007309 | Accessories | FLAT COVER GLASS SQUARE BK | Cover for FLAT series, glass, square, grey | https://esylux.com/p/EP00007309 | https://www.esylux.pt/dl/EP00007309 | https://procat.services-esylux.de/procat/pictures/jpeg/ep00007309.jpg | 55.8484
EP00007316 | Accessories | FLAT COVER ROUND GY | Cover for FLAT series, round, grey | https://esylux.com/p/EP00007316 | https://www.esylux.pt/dl/EP00007316 | https://procat.services-esylux.de/procat/pictures/jpeg/ep00007316.jpg | 11.0009
EP00007323 | Accessories | FLAT COVER GLASS ROUND GY | Cover for FLAT series, glass, round, grey | https://esylux.com/p/EP00007323 | https://www.esylux.pt/dl/EP00007323 | https://procat.services-esylux.de/procat/pictures/jpeg/ep00007323.jpg | 55.8484
EP00007491 | Accessories | COMPACT COVER SET 24/32 BK | Cover set for COMPACT series, 24 m/32 m, consists of cover and design ring, black | https://esylux.com/p/EP00007491 | https://www.esylux.pt/dl/EP00007491 | https://procat.services-esylux.de/procat/pictures/jpeg/ep00007491.jpg | 25.2894
EP00007521 | Accessories | COMPACT COVER SET 8 BK | Cover set for COMPACT series, 8 m, consists of cover and design ring, black | https://esylux.com/p/EP00007521 | https://www.esylux.pt/dl/EP00007521 | https://procat.services-esylux.de/procat/pictures/jpeg/ep00007521.jpg | 25.2894
EP10055317 | COMPACT | MD-C 360i/24 | Motion detector with 360° field of detection for ceiling mounting | https://esylux.com/p/EP10055317 | https://www.esylux.pt/dl/EP10055317 | https://procat.services-esylux.de/procat/pictures/jpeg/ep10055317.jpg | 172.1092
EP10055379 | COMPACT | PD-C 360/8 Slave | Slave presence detector for extending the field of detection of a Master presence detector | https://esylux.com/p/EP10055379 | https://www.esylux.pt/dl/EP10055379 | https://procat.services-esylux.de/procat/pictures/jpeg/ep10055379.jpg | 140.7084
EP10055386 | COMPACT | PD-C 360/24 Slave | Slave presence detector for extending the field of detection of a Master presence detector | https://esylux.com/p/EP10055386 | https://www.esylux.pt/dl/EP10055386 | https://procat.services-esylux.de/procat/pictures/jpeg/ep10055386.jpg | 172.9429
EP10055393 | COMPACT | MD-C 360i/8 | Motion detector with 360° field of detection for ceiling mounting | https://esylux.com/p/EP10055393 | https://www.esylux.pt/dl/EP10055393 | https://procat.services-esylux.de/procat/pictures/jpeg/ep10055393.jpg | 135.8191
EP10055416 | COMPACT | MD-C 360i/8 BK | Motion detector with 360° field of detection for ceiling mounting | https://esylux.com/p/EP10055416 | https://www.esylux.pt/dl/EP10055416 | https://procat.services-esylux.de/procat/pictures/jpeg/EP10055416.jpg | 142.76
EP10055539 | COMPACT | MD-C 360i/8 FM | Motion detector with 360° field of detection for ceiling mounting | https://esylux.com/p/EP10055539 | https://www.esylux.pt/dl/EP10055539 | https://procat.services-esylux.de/procat/pictures/jpeg/EP10055539.jpg | 144.05
EP10055546 | COMPACT | MD-C 360i/24 BK | Motion detector with 360° field of detection for ceiling mounting | https://esylux.com/p/EP10055546 | https://www.esylux.pt/dl/EP10055546 | https://procat.services-esylux.de/procat/pictures/jpeg/EP10055546.jpg | 180.6
EP10055553 | COMPACT | PD-C 360/8 Slave BK | Slave presence detector for extending the field of detection of a Master presence detector | https://esylux.com/p/EP10055553 | https://www.esylux.pt/dl/EP10055553 | https://procat.services-esylux.de/procat/pictures/jpeg/EP10055553.jpg | 150.5
EP10055560 | COMPACT | MD-C 360i/24 FM | Motion detector with 360° field of detection for ceiling mounting | https://esylux.com/p/EP10055560 | https://www.esylux.pt/dl/EP10055560 | https://procat.services-esylux.de/procat/pictures/jpeg/EP10055560.jpg | 181.89
EP10423024 | FLAT | PD-FLAT 360/8 SW BMS DALI-2 | DALI-2 design presence detector with excellent detection capabilities and a range of at least 8 m in diameter | https://esylux.com/p/EP10423024 | https://www.esylux.pt/dl/EP10423024 | https://procat.services-esylux.de/procat/pictures/jpeg/ep10423024.jpg | 131.784
EP10423031 | FLAT | PD-FLAT 360/8 RW BMS DALI-2 | DALI-2 design presence detector with excellent detection capabilities and a range of at least 8 m in diameter | https://esylux.com/p/EP10423031 | https://www.esylux.pt/dl/EP10423031 | https://procat.services-esylux.de/procat/pictures/jpeg/ep10423031.jpg | 131.784
EP10423048 | COMPACT MINI | PD-C 360/8 mini BMS DALI-2 | Presence detector with 360° field of detection for ceiling mounting | https://esylux.com/p/EP10423048 | https://www.esylux.pt/dl/EP10423048 | https://procat.services-esylux.de/procat/pictures/jpeg/ep10423048.jpg | 137.904
EP10423055 | FLAT | PD-FLAT-L 360/8 RW BMS DALI-2 | DALI-2 design presence detector with excellent detection capabilities and a range of at least 8 m in diameter | https://esylux.com/p/EP10423055 | https://www.esylux.pt/dl/EP10423055 | https://procat.services-esylux.de/procat/pictures/jpeg/ep10423055.jpg | 140.352
EP10423208 | FLAT | PD-FLAT 360/8 ROUND WHITE BMS FM DALI-2 | DALI-2 design presence detector with excellent detection capabilities and a range of at least 8 m in diameter | https://esylux.com/p/EP10423208 | https://www.esylux.pt/dl/EP10423208 | https://procat.services-esylux.de/procat/pictures/jpeg/EP10423208.jpg | 139.32
EP10423215 | FLAT | PD-FLAT 360/8 LARGE ROUND WHITE BMS FM DALI-2 | DALI-2 design presence detector with excellent detection capabilities and a range of at least 8 m in diameter | https://esylux.com/p/EP10423215 | https://www.esylux.pt/dl/EP10423215 | https://procat.services-esylux.de/procat/pictures/jpeg/EP10423215.jpg | 145.77
EP10423222 | FLAT | PD-FLAT 360i/8 ROUND WHITE FM KNX | Recessed ceiling mounted KNX presence detector with 360° field of detection | https://esylux.com/p/EP10423222 | https://www.esylux.pt/dl/EP10423222 | https://procat.services-esylux.de/procat/pictures/jpeg/EP10423222.jpg | 178.88
EP10423239 | FLAT | PD-FLAT 360i/8 LARGE ROUND WHITE FM KNX | Recessed ceiling mounted KNX presence detector with 360° field of detection | https://esylux.com/p/EP10423239 | https://www.esylux.pt/dl/EP10423239 | https://procat.services-esylux.de/procat/pictures/jpeg/EP10423239.jpg | 185.33
EP10424601 | COMPACT | MD-C 360i/8 WAGO WINSTA CodeA/S | Motion detector with 360° field of detection for ceiling mounting, Ø 8 m, Plug | https://esylux.com/p/EP10424601 | https://www.esylux.pt/dl/EP10424601 | https://procat.services-esylux.de/procat/pictures/jpeg/ep10424601.jpg | 224.6271
EP10424618 | COMPACT | MD-C 360i/24 WAGO WINSTA CodeA/S | Motion detector with 360° field of detection for ceiling mounting, Ø 24 m, Plug | https://esylux.com/p/EP10424618 | https://www.esylux.pt/dl/EP10424618 | https://procat.services-esylux.de/procat/pictures/jpeg/ep10424618.jpg | 249.8957
EP10424625 | COMPACT | PD-C 360i/8 WAGO WINSTA CodeA/S | Presence detector with 360° field of detection for ceiling mounting, Ø 8 m, Plug | https://esylux.com/p/EP10424625 | https://www.esylux.pt/dl/EP10424625 | https://procat.services-esylux.de/procat/pictures/jpeg/ep10424625.jpg | 238.4624
EP10424632 | COMPACT | PD-C 360i/24 WAGO WINSTA CodeA/S | Presence detector with 360° field of detection for ceiling mounting, Ø 24 m, Plug | https://esylux.com/p/EP10424632 | https://www.esylux.pt/dl/EP10424632 | https://procat.services-esylux.de/procat/pictures/jpeg/ep10424632.jpg | 266.1801
EP10424649 | COMPACT | PD-C 360i/8 DUO DALI WAGO WINSTA CodeB | Presence detector with 360° field of detection for ceiling mounting, Ø 8 m, Plug, Socket | https://esylux.com/p/EP10424649 | https://www.esylux.pt/dl/EP10424649 | https://procat.services-esylux.de/procat/pictures/jpeg/ep10424649.jpg | 282.1055
EP10424656 | COMPACT | PD-C 360i/24 DUO DALI WAGO WINSTA CodeB | Presence detector with 360° field of detection for ceiling mounting, Ø 24 m, Plug, Socket | https://esylux.com/p/EP10424656 | https://www.esylux.pt/dl/EP10424656 | https://procat.services-esylux.de/procat/pictures/jpeg/ep10424656.jpg | 309.0074
EP10424663 | COMPACT | PD-C 360i/8 DUO DALI WAGO WINSTA CodeA/I | Presence detector with 360° field of detection for ceiling mounting, Ø 8 m, Plug | https://esylux.com/p/EP10424663 | https://www.esylux.pt/dl/EP10424663 | https://procat.services-esylux.de/procat/pictures/jpeg/ep10424663.jpg | 293.107
EP10424670 | COMPACT | PD-C 360i/24 DUO DALI WAGO WINSTA CodeA/I | Presence detector with 360° field of detection for ceiling mounting, Ø 24 m, Plug | https://esylux.com/p/EP10424670 | https://www.esylux.pt/dl/EP10424670 | https://procat.services-esylux.de/procat/pictures/jpeg/ep10424670.jpg | 329.3751
EP10424687 | FLAT | MD-FLAT 360i/8 RW WAGO WINSTA CodeA/S | Design motion detector with 360° field of detection for ceiling mounting, Ø 8 m, Plug | https://esylux.com/p/EP10424687 | https://www.esylux.pt/dl/EP10424687 | https://procat.services-esylux.de/procat/pictures/jpeg/ep10424687.jpg | 223.6645
EP10424694 | FLAT | PD-FLAT 360i/8 RW WAGO WINSTA CodeA/S | Design presence detector with 360° field of detection for ceiling mounting, Ø 8 m, Plug | https://esylux.com/p/EP10424694 | https://www.esylux.pt/dl/EP10424694 | https://procat.services-esylux.de/procat/pictures/jpeg/ep10424694.jpg | 250.1215
EP10424809 | COMPACT | MD-C 360i/8 WAGO WINSTA CodeA | Motion detector with 360° field of detection for ceiling mounting, Ø 8 m, Plug, Socket | https://esylux.com/p/EP10424809 | https://www.esylux.pt/dl/EP10424809 | https://procat.services-esylux.de/procat/pictures/jpeg/ep10424809.jpg | 210.7686
EP10424816 | COMPACT | MD-C 360i/24 WAGO WINSTA CodeA | Motion detector with 360° field of detection for ceiling mounting, Ø 24 m, Plug, Socket | https://esylux.com/p/EP10424816 | https://www.esylux.pt/dl/EP10424816 | https://procat.services-esylux.de/procat/pictures/jpeg/ep10424816.jpg | 238.054
EP10424823 | COMPACT | PD-C 360i/8 WAGO WINSTA CodeA | Presence detector with 360° field of detection for ceiling mounting, Ø 8 m, Plug, Socket | https://esylux.com/p/EP10424823 | https://www.esylux.pt/dl/EP10424823 | https://procat.services-esylux.de/procat/pictures/jpeg/ep10424823.jpg | 226.6697
EP10424830 | COMPACT | PD-C 360i/24 WAGO WINSTA CodeA | Presence detector with 360° field of detection for ceiling mounting, Ø 24 m, Plug, Socket | https://esylux.com/p/EP10424830 | https://www.esylux.pt/dl/EP10424830 | https://procat.services-esylux.de/procat/pictures/jpeg/ep10424830.jpg | 254.3629
EP10424847 | COMPACT | PD-C 360i/8 DUO DALI WAGO WINSTA CodeI | Presence detector with 360° field of detection for ceiling mounting, Ø 8 m, Plug | https://esylux.com/p/EP10424847 | https://www.esylux.pt/dl/EP10424847 | https://procat.services-esylux.de/procat/pictures/jpeg/ep10424847.jpg | 280.4721
EP10424854 | COMPACT | PD-C 360i/24 DUO DALI WAGO WINSTA CodeI | Presence detector with 360° field of detection for ceiling mounting, Ø 24 m, Plug | https://esylux.com/p/EP10424854 | https://www.esylux.pt/dl/EP10424854 | https://procat.services-esylux.de/procat/pictures/jpeg/ep10424854.jpg | 302.0657
EP10424861 | FLAT | MD-FLAT 360i/8 RW WAGO WINSTA CodeA | Design motion detector with 360° field of detection for ceiling mounting, Ø 8 m, Plug, Socket | https://esylux.com/p/EP10424861 | https://www.esylux.pt/dl/EP10424861 | https://procat.services-esylux.de/procat/pictures/jpeg/ep10424861.jpg | 220.4375
EP10424878 | FLAT | PD-FLAT 360i/8 RW WAGO WINSTA CodeA | Design presence detector with 360° field of detection for ceiling mounting, Ø 8 m, Plug, Socket | https://esylux.com/p/EP10424878 | https://www.esylux.pt/dl/EP10424878 | https://procat.services-esylux.de/procat/pictures/jpeg/ep10424878.jpg | 221.2563
EP10424885 | COMPACT | PD-C 360/32 BMS DALI-2 | DALI-2-certified ceiling-mounted presence detector for use as an input device for DALI-2 lighting systems | https://esylux.com/p/EP10424885 | https://www.esylux.pt/dl/EP10424885 | https://procat.services-esylux.de/procat/pictures/jpeg/ep10424885.jpg | 196.9899
EP10425042 | COMPACT | PD-C 360i/8plus | Presence detector with 360° field of detection for ceiling mounting | https://esylux.com/p/EP10425042 | https://www.esylux.pt/dl/EP10425042 | https://procat.services-esylux.de/procat/pictures/jpeg/ep10425042.jpg | 186.8022
EP10425059 | COMPACT | PD-C 360i/8 | Presence detector with 360° field of detection for ceiling mounting | https://esylux.com/p/EP10425059 | https://www.esylux.pt/dl/EP10425059 | https://procat.services-esylux.de/procat/pictures/jpeg/ep10425059.jpg | 169.2519
EP10425233 | COMPACT | PD-C 360i/8 BK | Presence detector with 360° field of detection for ceiling mounting | https://esylux.com/p/EP10425233 | https://www.esylux.pt/dl/EP10425233 | https://procat.services-esylux.de/procat/pictures/jpeg/EP10425233.jpg | 178.02
EP10425257 | COMPACT | PD-C 360i/24 BK | Presence detector with 360° field of detection for ceiling mounting | https://esylux.com/p/EP10425257 | https://www.esylux.pt/dl/EP10425257 | https://procat.services-esylux.de/procat/pictures/jpeg/EP10425257.jpg | 215.43
EP10425288 | COMPACT | PD-C 360i/24plus | Presence detector with 360° field of detection for ceiling mounting | https://esylux.com/p/EP10425288 | https://www.esylux.pt/dl/EP10425288 | https://procat.services-esylux.de/procat/pictures/jpeg/ep10425288.jpg | 218.6059
EP10425295 | COMPACT | PD-C 360i/24 DUOplus | Presence detector with 360° field of detection for ceiling mounting | https://esylux.com/p/EP10425295 | https://www.esylux.pt/dl/EP10425295 | https://procat.services-esylux.de/procat/pictures/jpeg/ep10425295.jpg | 212.568
EP10425356 | Accessories | ESY-Pen | ESY-Pen and ESY-App, two tools for every task: (1) Parameterisation, (2) remote control, (3) light measurement, (4) project management | https://esylux.com/p/EP10425356 | https://www.esylux.pt/dl/EP10425356 | https://procat.services-esylux.de/procat/pictures/jpeg/ep10425356.jpg | 216.5281
EP10425370 | Accessories | COMPACT MOUNTING BOX IP20 SM WH | Surface-mounted box for COMPACT series, IP20, white | https://esylux.com/p/EP10425370 | https://www.esylux.pt/dl/EP10425370 | https://procat.services-esylux.de/procat/pictures/jpeg/ep10425370.jpg | 13.872
EP10425387 | Accessories | COMPACT MOUNTING BOX IP20 SM SR | Surface-mounted box for COMPACT series, IP20, silver | https://esylux.com/p/EP10425387 | https://www.esylux.pt/dl/EP10425387 | https://procat.services-esylux.de/procat/pictures/jpeg/ep10425387.jpg | 43.2106
EP10425431 | Accessories | COMPACT COVER SET 24/32 SR | Cover set for COMPACT series, 24 m/32 m, consists of cover and design ring, silver | https://esylux.com/p/EP10425431 | https://www.esylux.pt/dl/EP10425431 | https://procat.services-esylux.de/procat/pictures/jpeg/ep10425431.jpg | 38.7188
EP10425707 | COMPACT | PD-C 360i/24 DRY | Presence detector with 360° field of detection for ceiling mounting | https://esylux.com/p/EP10425707 | https://www.esylux.pt/dl/EP10425707 | https://procat.services-esylux.de/procat/pictures/jpeg/ep10425707.jpg | 218.6059
EP10425776 | COMPACT MINI | MD-C 360i/6 mini 12V | 12 V DC mini motion detector with 360° field of detection for recessed ceiling and wall mounting for demand-responsive lighting control and therefore noticeable energy cost reductions | https://esylux.com/p/EP10425776 | https://www.esylux.pt/dl/EP10425776 | https://procat.services-esylux.de/procat/pictures/jpeg/ep10425776.jpg | 123.5525
EP10425783 | COMPACT | PD-C 360i/32 Warehouse DIM plus | Presence detector with 360° field of detection for ceiling mounting | https://esylux.com/p/EP10425783 | https://www.esylux.pt/dl/EP10425783 | https://procat.services-esylux.de/procat/pictures/jpeg/ep10425783.jpg | 202.296
EP10425790 | COMPACT | PD-C 360/32 Warehouse slave | Slave presence detector for extending the field of detection of a Master presence detector | https://esylux.com/p/EP10425790 | https://www.esylux.pt/dl/EP10425790 | https://procat.services-esylux.de/procat/pictures/jpeg/ep10425790.jpg | 155.4966
EP10425851 | COMPACT MINI | MD-C 360i/6 mini | Mini motion detector with 360° field of detection for recessed ceiling and wall mounting for demand-responsive lighting control and therefore noticeable energy cost reductions | https://esylux.com/p/EP10425851 | https://www.esylux.pt/dl/EP10425851 | https://procat.services-esylux.de/procat/pictures/jpeg/ep10425851.jpg | 117.8372
EP10425868 | COMPACT MINI | PD-C 360i/6 mini | Mini presence detector with 360° field of detection for recessed ceiling and wall mounting for demand-responsive lighting control and therefore noticeable energy cost reductions | https://esylux.com/p/EP10425868 | https://www.esylux.pt/dl/EP10425868 | https://procat.services-esylux.de/procat/pictures/jpeg/ep10425868.jpg | 139.9311
EP10425875 | COMPACT | MD-C 360i/8 MIC | Motion detector with 360° field of detection for ceiling mounting | https://esylux.com/p/EP10425875 | https://www.esylux.pt/dl/EP10425875 | https://procat.services-esylux.de/procat/pictures/jpeg/ep10425875.jpg | 161.966
EP10425882 | COMPACT | PD-C 360i/8 MIC | Presence detector with 360° field of detection for ceiling mounting | https://esylux.com/p/EP10425882 | https://www.esylux.pt/dl/EP10425882 | https://procat.services-esylux.de/procat/pictures/jpeg/ep10425882.jpg | 192.5003
EP10425899 | Accessories | REMOTE CONTROL PDi DALI | IR remote control for DALI presence detectors and motion detectors | https://esylux.com/p/EP10425899 | https://www.esylux.pt/dl/EP10425899 | https://procat.services-esylux.de/procat/pictures/jpeg/ep10425899.jpg | 45.2722
EP10425905 | Accessories | COMPACT MOUNTING BOX IP54 SM WH | Surface-mounted box for COMPACT series, IP54, white | https://esylux.com/p/EP10425905 | https://www.esylux.pt/dl/EP10425905 | https://procat.services-esylux.de/procat/pictures/jpeg/ep10425905.jpg | 16.3087
EP10425912 | Accessories | COMPACT MOUNTING BOX IP54 SM SR | Surface-mounted box for COMPACT series, IP54, silver | https://esylux.com/p/EP10425912 | https://www.esylux.pt/dl/EP10425912 | https://procat.services-esylux.de/procat/pictures/jpeg/ep10425912.jpg | 36.6293
EP10425929 | Accessories | MOUNTING SET IP20 FM 62 WH | Recessed ceiling mounting set includes installation bracket and dust-protected box, 62 mm | https://esylux.com/p/EP10425929 | https://www.esylux.pt/dl/EP10425929 | https://procat.services-esylux.de/procat/pictures/jpeg/ep10425929.jpg | 12.1818
EP10425936 | Accessories | COMPACT COVER SET 8 SR | Cover set for COMPACT series, 8 m, consists of cover and design ring, stainless steel appearance, similar to RAL 9006 | https://esylux.com/p/EP10425936 | https://www.esylux.pt/dl/EP10425936 | https://procat.services-esylux.de/procat/pictures/jpeg/ep10425936.jpg | 39.1264
EP10426001 | COMPACT MINI | MD-C 360i/8 mini | Mini motion detector with 360° field of detection for ceiling flush mounting | https://esylux.com/p/EP10426001 | https://www.esylux.pt/dl/EP10426001 | https://procat.services-esylux.de/procat/pictures/jpeg/ep10426001.jpg | 133.5992
EP10426018 | COMPACT MINI | MD-C 360i/12 mini | Mini motion detector with 360° field of detection for recessed ceiling mounting for demand-responsive lighting control and therefore noticeable energy cost reductions | https://esylux.com/p/EP10426018 | https://www.esylux.pt/dl/EP10426018 | https://procat.services-esylux.de/procat/pictures/jpeg/ep10426018.jpg | 137.3943
EP10426025 | COMPACT MINI | PD-C 360i/8 mini | Mini presence detector with 360° field of detection for recessed ceiling mounting for demand-responsive lighting control and therefore noticeable energy cost reductions | https://esylux.com/p/EP10426025 | https://www.esylux.pt/dl/EP10426025 | https://procat.services-esylux.de/procat/pictures/jpeg/ep10426025.jpg | 154.7808
EP10426032 | COMPACT MINI | PD-C 360i/12 mini | Mini presence detector with 360° field of detection for recessed ceiling mounting for demand-responsive lighting control and therefore noticeable energy cost reductions | https://esylux.com/p/EP10426032 | https://www.esylux.pt/dl/EP10426032 | https://procat.services-esylux.de/procat/pictures/jpeg/ep10426032.jpg | 157.9608
EP10426063 | COMPACT MINI | PD-C 360/8 mini Slave | Slave presence detector for extending the field of detection of a Master presence detector with 360° field of detection for ceiling mounting | https://esylux.com/p/EP10426063 | https://www.esylux.pt/dl/EP10426063 | https://procat.services-esylux.de/procat/pictures/jpeg/ep10426063.jpg | 129.9104
EP10426155 | COMPACT MINI | PD-C 360i/8 mini KNX | KNX mini presence detector with 360° field of detection for ceiling flush mounting | https://esylux.com/p/EP10426155 | https://www.esylux.pt/dl/EP10426155 | https://procat.services-esylux.de/procat/pictures/jpeg/ep10426155.jpg | 183.0102
EP10426162 | COMPACT MINI | PD-C 360i/12 mini KNX | KNX mini presence detector with 360° field of detection for ceiling flush mounting | https://esylux.com/p/EP10426162 | https://www.esylux.pt/dl/EP10426162 | https://procat.services-esylux.de/procat/pictures/jpeg/ep10426162.jpg | 183.4632
EP10426209 | COMPACT MINI | PD-C 360i/8 mini KNX BK | KNX mini presence detector with 360° field of detection for ceiling flush mounting | https://esylux.com/p/EP10426209 | https://www.esylux.pt/dl/EP10426209 | https://procat.services-esylux.de/procat/pictures/jpeg/EP10426209.jpg | 175.44
EP10426384 | Accessories | COMPACT MINI SPOTLIGHT ADAPTER 51/20 | Adapter for COMPACT MINI (6 m) series for installing motion and presence detectors in spotlights (illuminant size QR-CBC51-Ø 51 mm) with retaining ring | https://esylux.com/p/EP10426384 | https://www.esylux.pt/dl/EP10426384 | https://procat.services-esylux.de/procat/pictures/jpeg/ep10426384.jpg | 15.4948
EP10426391 | Accessories | COMPACT MINI SPOTLIGHT ADAPTER 51/25 | Adapter for COMPACT MINI (8 m and 12 m) series for installing motion and presence detectors in spotlights (illuminant size QR-CBC51-Ø 51 mm) with retaining ring | https://esylux.com/p/EP10426391 | https://www.esylux.pt/dl/EP10426391 | https://procat.services-esylux.de/procat/pictures/jpeg/ep10426391.jpg | 25.2344
EP10426445 | COMPACT | PD-C 180i KNX | Remotely controlled KNX presence detector with 180° field of detection for wall mounting | https://esylux.com/p/EP10426445 | https://www.esylux.pt/dl/EP10426445 | https://procat.services-esylux.de/procat/pictures/jpeg/ep10426445.jpg | 195.0247
EP10426452 | COMPACT | PD-C 180i KNX ECO | Remotely controlled KNX presence detector with 180° field of detection for wall mounting | https://esylux.com/p/EP10426452 | https://www.esylux.pt/dl/EP10426452 | https://procat.services-esylux.de/procat/pictures/jpeg/ep10426452.jpg | 172.615
EP10426704 | COMPACT | PD-C 360i/24 DIM | Presence detector with 360° field of detection for ceiling mounting | https://esylux.com/p/EP10426704 | https://www.esylux.pt/dl/EP10426704 | https://procat.services-esylux.de/procat/pictures/jpeg/ep10426704.jpg | 207.1935
EP10426711 | COMPACT | PD-C 360i/8 DIM | Presence detector with 360° field of detection for ceiling mounting | https://esylux.com/p/EP10426711 | https://www.esylux.pt/dl/EP10426711 | https://procat.services-esylux.de/procat/pictures/jpeg/ep10426711.jpg | 174.9663
EP10426742 | COMPACT | PD-C 360i/24 DUODIMplus-FM | Presence detector with 360° field of detection for recessed ceiling mounting | https://esylux.com/p/EP10426742 | https://www.esylux.pt/dl/EP10426742 | https://procat.services-esylux.de/procat/pictures/jpeg/ep10426742.jpg | 229.2779
EP10426803 | COMPACT | PD-C 360i/24 DUOplus-FM | Presence detector with 360° field of detection for recessed ceiling mounting | https://esylux.com/p/EP10426803 | https://www.esylux.pt/dl/EP10426803 | https://procat.services-esylux.de/procat/pictures/jpeg/ep10426803.jpg | 238.5796
EP10426810 | COMPACT | PD-C 360i/24 DUOplus-SM | Presence detector with 360° field of detection for surface ceiling mounting | https://esylux.com/p/EP10426810 | https://www.esylux.pt/dl/EP10426810 | https://procat.services-esylux.de/procat/pictures/jpeg/ep10426810.jpg | 247.9596
EP10426858 | COMPACT | PD-C 360i/8 FM | Presence detector with 360° field of detection for ceiling mounting | https://esylux.com/p/EP10426858 | https://www.esylux.pt/dl/EP10426858 | https://procat.services-esylux.de/procat/pictures/jpeg/EP10426858.jpg | 179.31
EP10426865 | COMPACT | PD-C 360i/24 FM | Presence detector with 360° field of detection for ceiling mounting | https://esylux.com/p/EP10426865 | https://www.esylux.pt/dl/EP10426865 | https://procat.services-esylux.de/procat/pictures/jpeg/EP10426865.jpg | 216.72
EP10426889 | Accessories | FLAT MOUNTING SET IP20 FM | Recessed ceiling mounting set for FLAT series includes installation bracket and dust-protected box | https://esylux.com/p/EP10426889 | https://www.esylux.pt/dl/EP10426889 | https://procat.services-esylux.de/procat/pictures/jpeg/ep10426889.jpg | 13.821
EP10426896 | Accessories | COMPACT MOUNTING SET IP20 FM 72 WH | Recessed ceiling mounting set includes installation bracket and dust-protected box, 72 mm | https://esylux.com/p/EP10426896 | https://www.esylux.pt/dl/EP10426896 | https://procat.services-esylux.de/procat/pictures/jpeg/ep10426896.jpg | 24.072
EP10426933 | Accessories | COMPACT MOUNTING BOX IP20 SM BK | Surface-mounted box for COMPACT series, IP20, black | https://esylux.com/p/EP10426933 | https://www.esylux.pt/dl/EP10426933 | https://procat.services-esylux.de/procat/pictures/jpeg/ep10426933.jpg | 21.9994
EP10426940 | Accessories | COMPACT MOUNTING BOX IP54 SM BK | Surface-mounted box for COMPACT series, IP54, black | https://esylux.com/p/EP10426940 | https://www.esylux.pt/dl/EP10426940 | https://procat.services-esylux.de/procat/pictures/jpeg/ep10426940.jpg | 29.3698
EP10426971 | COMPACT | PD-C 360/8 Slave FM | Slave presence detector for extending the field of detection of a Master presence detector | https://esylux.com/p/EP10426971 | https://www.esylux.pt/dl/EP10426971 | https://procat.services-esylux.de/procat/pictures/jpeg/EP10426971.jpg | 151.79
EP10426988 | Accessories | FILTER 230 V | Filter for suppression of inductive loads, such as relays, contactors, fluorescent lamps and transformers | https://esylux.com/p/EP10426988 | https://www.esylux.pt/dl/EP10426988 | https://procat.services-esylux.de/procat/pictures/jpeg/ep10426988.jpg | 26.5131
EP10427008 | COMPACT MINI | MD-C 360i/8 mini-3m | Mini motion detector with 360° field of detection for recessed ceiling mounting for demand-responsive lighting control and therefore noticeable energy cost reductions | https://esylux.com/p/EP10427008 | https://www.esylux.pt/dl/EP10427008 | https://procat.services-esylux.de/procat/pictures/jpeg/ep10427008.jpg | 161.5753
EP10427015 | COMPACT MINI | PD-C 360i/8 mini-3m | Mini presence detector with 360° field of detection for recessed ceiling mounting for demand-responsive lighting control and therefore noticeable energy cost reductions | https://esylux.com/p/EP10427015 | https://www.esylux.pt/dl/EP10427015 | https://procat.services-esylux.de/procat/pictures/jpeg/ep10427015.jpg | 177.8515
EP10427107 | Accessories | COVER BER S1 IP20 PWH | Cover for wall detector fits with Berker S.1, IP20, polar white | https://esylux.com/p/EP10427107 | https://www.esylux.pt/dl/EP10427107 | https://procat.services-esylux.de/procat/pictures/jpeg/ep10427107.jpg | 11.4083
EP10427114 | Accessories | COVER BER S1 IP20 WH | Cover for wall detector fits with Berker S.1, IP20, white | https://esylux.com/p/EP10427114 | https://www.esylux.pt/dl/EP10427114 | https://procat.services-esylux.de/procat/pictures/jpeg/ep10427114.jpg | 10.608
EP10427138 | Accessories | COVER BER MOD2 IP20 WH | Cover for wall detector fits with Berker module 2, IP20, white | https://esylux.com/p/EP10427138 | https://www.esylux.pt/dl/EP10427138 | https://procat.services-esylux.de/procat/pictures/jpeg/ep10427138.jpg | 10.608
EP10427145 | Accessories | COVER BUJ REF IP20 WH | Cover for wall detector fits with Busch-Jäger Reflex, IP20, white | https://esylux.com/p/EP10427145 | https://www.esylux.pt/dl/EP10427145 | https://procat.services-esylux.de/procat/pictures/jpeg/ep10427145.jpg | 11.4083
EP10427169 | Accessories | COVER GIR S55 IP20 WH | Cover for wall detector fits with Gira Standard 55, IP20, white | https://esylux.com/p/EP10427169 | https://www.esylux.pt/dl/EP10427169 | https://procat.services-esylux.de/procat/pictures/jpeg/ep10427169.jpg | 11.4083
EP10427176 | Accessories | COVER GIR S55 IP20 CWH | Cover for wall detector fits with Gira Standard 55, IP20, cream white | https://esylux.com/p/EP10427176 | https://www.esylux.pt/dl/EP10427176 | https://procat.services-esylux.de/procat/pictures/jpeg/ep10427176.jpg | 10.608
EP10427206 | ATMO | PD-ATMO 360i/8 A KNX | Recessed ceiling mounted KNX presence detector with 360° field of detection | https://esylux.com/p/EP10427206 | https://www.esylux.pt/dl/EP10427206 | https://procat.services-esylux.de/procat/pictures/jpeg/ep10427206.jpg | 383.1918
EP10427213 | ATMO | PD-ATMO 360i/8 T KNX | Recessed ceiling mounted KNX presence detector with 360° field of detection | https://esylux.com/p/EP10427213 | https://www.esylux.pt/dl/EP10427213 | https://procat.services-esylux.de/procat/pictures/jpeg/ep10427213.jpg | 332.113
EP10427305 | COMPACT | PD-C 180i/16 UC | Presence detector with 180° field of detection for wall mounting | https://esylux.com/p/EP10427305 | https://www.esylux.pt/dl/EP10427305 | https://procat.services-esylux.de/procat/pictures/jpeg/ep10427305.jpg | 190.2629
EP10427312 | COMPACT | PD-C 360i/8 UC | Presence detector with 360° field of detection for ceiling mounting | https://esylux.com/p/EP10427312 | https://www.esylux.pt/dl/EP10427312 | https://procat.services-esylux.de/procat/pictures/jpeg/ep10427312.jpg | 182.6177
EP10427329 | COMPACT | PD-C 360i/24 UC | Presence detector with 360° field of detection for ceiling mounting | https://esylux.com/p/EP10427329 | https://www.esylux.pt/dl/EP10427329 | https://procat.services-esylux.de/procat/pictures/jpeg/ep10427329.jpg | 214.8278
EP10427343 | COMPACT MINI | PD-C 360i/8 mini UC | Presence detector with 360° field of detection for ceiling flush mounting | https://esylux.com/p/EP10427343 | https://www.esylux.pt/dl/EP10427343 | https://procat.services-esylux.de/procat/pictures/jpeg/ep10427343.jpg | 159.0271
EP10427374 | COMPACT | PD-C 360i/24 DUO DALI WIELAND GST18 | Presence detector with 360° field of detection for ceiling mounting | https://esylux.com/p/EP10427374 | https://www.esylux.pt/dl/EP10427374 | https://procat.services-esylux.de/procat/pictures/jpeg/EP10427374.jpg | 288.1
EP10427404 | COMPACT | PD-C 360i/8 KNX UP | Recessed ceiling mounted KNX presence detector with 360° field of detection | https://esylux.com/p/EP10427404 | https://www.esylux.pt/dl/EP10427404 | https://procat.services-esylux.de/procat/pictures/jpeg/ep10427404.jpg | 188.8534
EP10427428 | COMPACT | PD-C 360i/24 KNX UP | Recessed ceiling mounted KNX presence detector with 360° field of detection | https://esylux.com/p/EP10427428 | https://www.esylux.pt/dl/EP10427428 | https://procat.services-esylux.de/procat/pictures/jpeg/ep10427428.jpg | 221.4449
EP10427435 | COMPACT | PD-C 360i/24 KNX ECO UP | Recessed ceiling mounted KNX presence detector with 360° field of detection | https://esylux.com/p/EP10427435 | https://www.esylux.pt/dl/EP10427435 | https://procat.services-esylux.de/procat/pictures/jpeg/ep10427435.jpg | 199.0749
EP10427442 | COMPACT | PD-C 360i/8 DUO DALI | Presence detector with 360° field of detection for ceiling mounting | https://esylux.com/p/EP10427442 | https://www.esylux.pt/dl/EP10427442 | https://procat.services-esylux.de/procat/pictures/jpeg/ep10427442.jpg | 194.985
EP10427459 | COMPACT | PD-C 360i/24 DUO DALI | Presence detector with 360° field of detection for ceiling mounting | https://esylux.com/p/EP10427459 | https://www.esylux.pt/dl/EP10427459 | https://procat.services-esylux.de/procat/pictures/jpeg/ep10427459.jpg | 227.9464
EP10427473 | Compact | ACTUATOR FULL AUTO C3 DALI | Modul for the conversion of bus commands from the DALI presence detector and other light controls into switching signals (fully automatic) | https://esylux.com/p/EP10427473 | https://www.esylux.pt/dl/EP10427473 | https://procat.services-esylux.de/procat/pictures/jpeg/ep10427473.jpg | 72.216
EP10427480 | Compact | ACTUATOR SEMI AUTO C4 DALI | Modul for the conversion of bus commands from the DALI presence detector and other light controls into switching signals (semi-automatic) | https://esylux.com/p/EP10427480 | https://www.esylux.pt/dl/EP10427480 | https://procat.services-esylux.de/procat/pictures/jpeg/ep10427480.jpg | 72.216
EP10427503 | FLAT MINI | PD-FLAT 360i/6 mini DALI | Presence detector with 360° field of detection for ceiling mounting | https://esylux.com/p/EP10427503 | https://www.esylux.pt/dl/EP10427503 | https://procat.services-esylux.de/procat/pictures/jpeg/ep10427503.jpg | 154.6981
EP10427510 | COMPACT MINI | PD-C 360i/8 mini DALI | Presence detector with 360° field of detection for ceiling mounting | https://esylux.com/p/EP10427510 | https://www.esylux.pt/dl/EP10427510 | https://procat.services-esylux.de/procat/pictures/jpeg/ep10427510.jpg | 153.5295
EP10427534 | COMPACT | PD-C 360i/8 KNX UP BK | Recessed ceiling mounted KNX presence detector with 360° field of detection | https://esylux.com/p/EP10427534 | https://www.esylux.pt/dl/EP10427534 | https://procat.services-esylux.de/procat/pictures/jpeg/EP10427534.jpg | 196.51
EP10427541 | FLAT | PD-FLAT 360i/8 ROUND WHITE DALI | DALI design presence detector with excellent detection capabilities, at least 8 m in diameter | https://esylux.com/p/EP10427541 | https://www.esylux.pt/dl/EP10427541 | https://procat.services-esylux.de/procat/pictures/jpeg/ep10427541.jpg | 141.1095
EP10427558 | FLAT | PD-FLAT 360i/8 SQUARE WHITE DALI | DALI design presence detector with excellent detection capabilities, at least 8 m in diameter | https://esylux.com/p/EP10427558 | https://www.esylux.pt/dl/EP10427558 | https://procat.services-esylux.de/procat/pictures/jpeg/ep10427558.jpg | 141.1095
EP10427602 | COMPACT | PD-C 360i/8 ELC | Presence detector with 360° field of detection for ceiling mounting | https://esylux.com/p/EP10427602 | https://www.esylux.pt/dl/EP10427602 | https://procat.services-esylux.de/procat/pictures/jpeg/ep10427602.jpg | 111.4633
EP10427619 | COMPACT | PD-C 360i/24 ELC | Presence detector with 360° field of detection for ceiling mounting | https://esylux.com/p/EP10427619 | https://www.esylux.pt/dl/EP10427619 | https://procat.services-esylux.de/procat/pictures/jpeg/ep10427619.jpg | 143.7693
EP10427664 | ATMO | PD-ATMO 360i/8 O AUX 30V KNX | Recessed ceiling mounted KNX presence detector with 360° field of detection | https://esylux.com/p/EP10427664 | https://www.esylux.pt/dl/EP10427664 | https://procat.services-esylux.de/procat/pictures/jpeg/EP10427664.jpg | 624
EP10427671 | COMPACT | PD-C 360i/24 KNX UP BK | Recessed ceiling mounted KNX presence detector with 360° field of detection | https://esylux.com/p/EP10427671 | https://www.esylux.pt/dl/EP10427671 | https://procat.services-esylux.de/procat/pictures/jpeg/EP10427671.jpg | 233.92
EP10427749 | COMPACT | MD-C 360i/32 | Motion detector with 360° field of detection for ceiling mounting | https://esylux.com/p/EP10427749 | https://www.esylux.pt/dl/EP10427749 | https://procat.services-esylux.de/procat/pictures/jpeg/ep10427749.jpg | 195.4283
EP10427756 | COMPACT | PD-C 360i/32 | Presence detector with 360° field of detection for ceiling mounting | https://esylux.com/p/EP10427756 | https://www.esylux.pt/dl/EP10427756 | https://procat.services-esylux.de/procat/pictures/jpeg/ep10427756.jpg | 225.196
EP10427763 | COMPACT | PD-C 360i/32plus | Presence detector with 360° field of detection for ceiling mounting | https://esylux.com/p/EP10427763 | https://www.esylux.pt/dl/EP10427763 | https://procat.services-esylux.de/procat/pictures/jpeg/ep10427763.jpg | 242.7333
EP10427770 | COMPACT | PD-C 360/32 Slave | Slave presence detector for extending the field of detection of a Master presence detector | https://esylux.com/p/EP10427770 | https://www.esylux.pt/dl/EP10427770 | https://procat.services-esylux.de/procat/pictures/jpeg/ep10427770.jpg | 195.8198
EP10427787 | COMPACT | PD-C 360i/32 DUO DALI | Presence detector with 360° field of detection for ceiling mounting | https://esylux.com/p/EP10427787 | https://www.esylux.pt/dl/EP10427787 | https://procat.services-esylux.de/procat/pictures/jpeg/ep10427787.jpg | 250.304
EP10427794 | COMPACT | PD-C 360i/32 KNX | Recessed ceiling mounted KNX presence detector with 360° field of detection | https://esylux.com/p/EP10427794 | https://www.esylux.pt/dl/EP10427794 | https://procat.services-esylux.de/procat/pictures/jpeg/ep10427794.jpg | 246.0774
EP10427848 | Accessories | COVER SEL EXX2 IP20 WH | Cover for wall detector fits with Schneider Electric Exxact 2, IP20, white | https://esylux.com/p/EP10427848 | https://www.esylux.pt/dl/EP10427848 | https://procat.services-esylux.de/procat/pictures/jpeg/ep10427848.jpg | 16.32
EP10427862 | FLAT | MD-FLAT-E 360i/8 RW WIELAND GST18 | Design motion detector, range 8 m in Ø | https://esylux.com/p/EP10427862 | https://www.esylux.pt/dl/EP10427862 | https://procat.services-esylux.de/procat/pictures/jpeg/ep10427862.jpg | 143.7387
EP10427879 | FLAT | PD-FLAT-E 360i/8 RW WIELAND GST18 | Design presence detector, range 8 m in Ø | https://esylux.com/p/EP10427879 | https://www.esylux.pt/dl/EP10427879 | https://procat.services-esylux.de/procat/pictures/jpeg/ep10427879.jpg | 177.8324
EP10427886 | FLAT | MD-FLAT 360i/8 ROUND WHITE | Design motion detector, range 8 m in Ø | https://esylux.com/p/EP10427886 | https://www.esylux.pt/dl/EP10427886 | https://procat.services-esylux.de/procat/pictures/jpeg/ep10427886.jpg | 121.4016
EP10427893 | FLAT | MD-FLAT 360i/8 SQUARE WHITE | Design motion detector, range 8 m in Ø | https://esylux.com/p/EP10427893 | https://www.esylux.pt/dl/EP10427893 | https://procat.services-esylux.de/procat/pictures/jpeg/ep10427893.jpg | 121.4016
EP10427916 | FLAT | PD-FLAT 360i/8 ROUND BLACK DALI | DALI design presence detector with excellent detection capabilities, at least 8 m in diameter | https://esylux.com/p/EP10427916 | https://www.esylux.pt/dl/EP10427916 | https://procat.services-esylux.de/procat/pictures/jpeg/ep10427916.jpg | 141.1095
EP10427923 | FLAT | PD-FLAT 360i/8 SQUARE WHITE | Design presence detector, range 8 m in Ø | https://esylux.com/p/EP10427923 | https://www.esylux.pt/dl/EP10427923 | https://procat.services-esylux.de/procat/pictures/jpeg/ep10427923.jpg | 143.8403
EP10427930 | FLAT | PD-FLAT 360i/8 ROUND WHITE | Design presence detector, range 8 m in Ø | https://esylux.com/p/EP10427930 | https://www.esylux.pt/dl/EP10427930 | https://procat.services-esylux.de/procat/pictures/jpeg/ep10427930.jpg | 143.8403
EP10427947 | FLAT | PD-FLAT 360i/8 SQUARE BLACK | Design presence detector, range 8 m in Ø | https://esylux.com/p/EP10427947 | https://www.esylux.pt/dl/EP10427947 | https://procat.services-esylux.de/procat/pictures/jpeg/ep10427947.jpg | 143.8403
EP10427954 | FLAT | PD-FLAT 360i/8 ROUND BLACK | Design presence detector, range 8 m in Ø | https://esylux.com/p/EP10427954 | https://www.esylux.pt/dl/EP10427954 | https://procat.services-esylux.de/procat/pictures/jpeg/ep10427954.jpg | 143.8403
EP10428067 | COMPACT | PD-C 360i/24 | Presence detector with 360° field of detection for ceiling mounting | https://esylux.com/p/EP10428067 | https://www.esylux.pt/dl/EP10428067 | https://procat.services-esylux.de/procat/pictures/jpeg/ep10428067.jpg | 203.0104
EP10428074 | FLAT | MD-FLAT 360i/8 ROUND BLACK | Design motion detector, range 8 m in Ø | https://esylux.com/p/EP10428074 | https://www.esylux.pt/dl/EP10428074 | https://procat.services-esylux.de/procat/pictures/jpeg/ep10428074.jpg | 120.645
EP10428081 | FLAT | MD-FLAT 360i/8 SQUARE BLACK | Design motion detector, range 8 m in Ø | https://esylux.com/p/EP10428081 | https://www.esylux.pt/dl/EP10428081 | https://procat.services-esylux.de/procat/pictures/jpeg/ep10428081.jpg | 120.645
EP10428098 | Accessories | FLAT COVER LARGE ROUND BK | Cover for FLAT series, 105 mm, round, black | https://esylux.com/p/EP10428098 | https://www.esylux.pt/dl/EP10428098 | https://procat.services-esylux.de/procat/pictures/jpeg/ep10428098.jpg | 12.2254
EP10428128 | COMPACT | MD-C 360i/32 Corridor | Motion detector with 360° field of detection for ceiling mounting in corridors | https://esylux.com/p/EP10428128 | https://www.esylux.pt/dl/EP10428128 | https://procat.services-esylux.de/procat/pictures/jpeg/ep10428128.jpg | 147.5615
EP10428142 | COMPACT | PD-C 360bt/8 APC10 PS plus DALI-2 | DALI-2-certified ceiling-mounted presence detector with integrated DALI-2 control unit and power supply (250 mA) | https://esylux.com/p/EP10428142 | https://www.esylux.pt/dl/EP10428142 | https://procat.services-esylux.de/procat/pictures/jpeg/ep10428142.jpg | 394.4334
EP10428159 | COMPACT | PD-C 360bt/24 APC10 PS plus DALI-2 | DALI-2-certified ceiling-mounted presence detector with integrated DALI-2 control unit and power supply (250 mA) | https://esylux.com/p/EP10428159 | https://www.esylux.pt/dl/EP10428159 | https://procat.services-esylux.de/procat/pictures/jpeg/ep10428159.jpg | 426.4134
EP10428180 | COMPACT | PD-C 360i/32 Corridor | Presence detector with 360° field of detection for ceiling mounting | https://esylux.com/p/EP10428180 | https://www.esylux.pt/dl/EP10428180 | https://procat.services-esylux.de/procat/pictures/jpeg/ep10428180.jpg | 179.7263
EP10428203 | COMPACT | PD-C 360/8 BMS DALI-2 | DALI-2-certified ceiling-mounted presence detector for use as an input device for DALI-2 lighting systems | https://esylux.com/p/EP10428203 | https://www.esylux.pt/dl/EP10428203 | https://procat.services-esylux.de/procat/pictures/jpeg/ep10428203.jpg | 140.2892
EP10428210 | COMPACT | PD-C 360/24 BMS DALI-2 | DALI-2-certified ceiling-mounted presence detector for use as an input device for DALI-2 lighting systems | https://esylux.com/p/EP10428210 | https://www.esylux.pt/dl/EP10428210 | https://procat.services-esylux.de/procat/pictures/jpeg/ep10428210.jpg | 172.434
EP10428265 | COMPACT | PD-C 360bt/32 APC10 PS plus DALI-2 | DALI-2-certified ceiling-mounted presence detector with integrated DALI-2 control unit and power supply (250 mA) | https://esylux.com/p/EP10428265 | https://www.esylux.pt/dl/EP10428265 | https://procat.services-esylux.de/procat/pictures/jpeg/ep10428265.jpg | 445.7067
EP10428432 | COMPACT | PD-C 360/24 BMS DALI-2 BK | DALI-2-certified ceiling-mounted presence detector for use as an input device for DALI-2 lighting systems | https://esylux.com/p/EP10428432 | https://www.esylux.pt/dl/EP10428432 | https://procat.services-esylux.de/procat/pictures/jpeg/EP10428432.jpg | 193.07
EP10428449 | COMPACT | PD-C 360/8 BMS DALI-2 BK | DALI-2-certified ceiling-mounted presence detector for use as an input device for DALI-2 lighting systems | https://esylux.com/p/EP10428449 | https://www.esylux.pt/dl/EP10428449 | https://procat.services-esylux.de/procat/pictures/jpeg/EP10428449.jpg | 155.66
EP10428456 | COMPACT | PD-C 360bt/8 APC10 PS plus DALI-2 BK | DALI-2-certified ceiling-mounted presence detector with integrated DALI-2 control unit and power supply (250 mA) | https://esylux.com/p/EP10428456 | https://www.esylux.pt/dl/EP10428456 | https://procat.services-esylux.de/procat/pictures/jpeg/EP10428456.jpg | 422.26
EP10428548 | FLAT | MD-FLAT-E 360i/8 ROUND WHITE | Design motion detector, range 8 m in Ø | https://esylux.com/p/EP10428548 | https://www.esylux.pt/dl/EP10428548 | https://procat.services-esylux.de/procat/pictures/jpeg/ep10428548.jpg | 126.3356
EP10428555 | FLAT | PD-FLAT-E 360i/8 ROUND WHITE | Design presence detector, range 8 m in Ø | https://esylux.com/p/EP10428555 | https://www.esylux.pt/dl/EP10428555 | https://procat.services-esylux.de/procat/pictures/jpeg/ep10428555.jpg | 160.0781
EP10428579 | Accessories | FLAT COVER LARGE ROUND WH | Cover for FLAT series, 105 mm, round, white | https://esylux.com/p/EP10428579 | https://www.esylux.pt/dl/EP10428579 | https://procat.services-esylux.de/procat/pictures/jpeg/ep10428579.jpg | 12.2254
EP10428609 | FLAT | MD-FLAT 360i/8 LARGE ROUND WHITE | Design motion detector, range 8 m in Ø | https://esylux.com/p/EP10428609 | https://www.esylux.pt/dl/EP10428609 | https://procat.services-esylux.de/procat/pictures/jpeg/ep10428609.jpg | 126.3356
EP10428623 | FLAT | PD-FLAT 360i/8 LARGE ROUND WHITE | Design presence detector, range 8 m in Ø | https://esylux.com/p/EP10428623 | https://www.esylux.pt/dl/EP10428623 | https://procat.services-esylux.de/procat/pictures/jpeg/ep10428623.jpg | 149.559
EP10428661 | FLAT | PD-FLAT 360i/8 LARGE ROUND WHITE DALI SET | DALI design presence detector with excellent detection capabilities, at least 8 m in diameter | https://esylux.com/p/EP10428661 | https://www.esylux.pt/dl/EP10428661 | https://procat.services-esylux.de/procat/pictures/jpeg/ep10428661.jpg | 199.7097
EP10428685 | FLAT | PD-FLAT 360i/8 LARGE ROUND WHITE KNX | Recessed ceiling mounted KNX presence detector with 360° field of detection | https://esylux.com/p/EP10428685 | https://www.esylux.pt/dl/EP10428685 | https://procat.services-esylux.de/procat/pictures/jpeg/ep10428685.jpg | 200.4014
EP10428708 | FLAT | PD-FLAT 360i/8 ROUND WHITE DALI SET | DALI design presence detector with excellent detection capabilities, at least 8 m in diameter | https://esylux.com/p/EP10428708 | https://www.esylux.pt/dl/EP10428708 | https://procat.services-esylux.de/procat/pictures/jpeg/ep10428708.jpg | 194.7468
EP10428715 | FLAT | PD-FLAT 360i/8 SQUARE WHITE DALI SET | DALI design presence detector with excellent detection capabilities, at least 8 m in diameter | https://esylux.com/p/EP10428715 | https://www.esylux.pt/dl/EP10428715 | https://procat.services-esylux.de/procat/pictures/jpeg/ep10428715.jpg | 194.7468
EP10428746 | FLAT | MD-FLAT 360i/8 LARGE ROUND BK | Design motion detector, range 8 m in Ø | https://esylux.com/p/EP10428746 | https://www.esylux.pt/dl/EP10428746 | https://procat.services-esylux.de/procat/pictures/jpeg/EP10428746.jpg | 133.73
EP10428753 | FLAT | PD-FLAT 360i/8 LARGE ROUND BK | Design presence detector, range 8 m in Ø | https://esylux.com/p/EP10428753 | https://www.esylux.pt/dl/EP10428753 | https://procat.services-esylux.de/procat/pictures/jpeg/EP10428753.jpg | 157.81
EP10428777 | COMPACT | PD-C 360/24 Slave FM | Slave presence detector for extending the field of detection of a Master presence detector | https://esylux.com/p/EP10428777 | https://www.esylux.pt/dl/EP10428777 | https://procat.services-esylux.de/procat/pictures/jpeg/EP10428777.jpg | 189.2
EP10428784 | COMPACT | PD-C 360i/8 FM DUO DALI | Presence detector with 360° field of detection for ceiling mounting | https://esylux.com/p/EP10428784 | https://www.esylux.pt/dl/EP10428784 | https://procat.services-esylux.de/procat/pictures/jpeg/EP10428784.jpg | 202.1
EP10428791 | COMPACT | PD-C 360i/24 FM DUO DALI | Presence detector with 360° field of detection for ceiling mounting | https://esylux.com/p/EP10428791 | https://www.esylux.pt/dl/EP10428791 | https://procat.services-esylux.de/procat/pictures/jpeg/EP10428791.jpg | 239.94
EP10428807 | COMPACT | PD-C 360/8 BMS FM DALI-2 | DALI-2-certified ceiling-mounted presence detector for use as an input device for DALI-2 lighting systems | https://esylux.com/p/EP10428807 | https://www.esylux.pt/dl/EP10428807 | https://procat.services-esylux.de/procat/pictures/jpeg/EP10428807.jpg | 156.95
EP10428814 | COMPACT | PD-C 360/24 BMS FM DALI-2 | DALI-2-certified ceiling-mounted presence detector for use as an input device for DALI-2 lighting systems | https://esylux.com/p/EP10428814 | https://www.esylux.pt/dl/EP10428814 | https://procat.services-esylux.de/procat/pictures/jpeg/EP10428814.jpg | 194.36
EP10428821 | COMPACT | PD-C 360i/8 FM KNX UP | Recessed ceiling mounted KNX presence detector with 360° field of detection | https://esylux.com/p/EP10428821 | https://www.esylux.pt/dl/EP10428821 | https://procat.services-esylux.de/procat/pictures/jpeg/EP10428821.jpg | 197.8
EP10428838 | COMPACT | PD-C 360i/24 FM KNX UP | Recessed ceiling mounted KNX presence detector with 360° field of detection | https://esylux.com/p/EP10428838 | https://www.esylux.pt/dl/EP10428838 | https://procat.services-esylux.de/procat/pictures/jpeg/EP10428838.jpg | 235.21
EP10431609 | Accessories | PUSH BUTTON x2 DALI-2 WH | 2-fach-Taster für DALI-2 | https://esylux.com/p/EP10431609 | https://www.esylux.pt/dl/EP10431609 | https://procat.services-esylux.de/procat/pictures/jpeg/EP10431609.jpg | 144.91
EP10431616 | Accessories | PUSH BUTTON x4 DALI-2 WH | 4-fach-Taster für DALI-2 | https://esylux.com/p/EP10431616 | https://www.esylux.pt/dl/EP10431616 | https://procat.services-esylux.de/procat/pictures/jpeg/EP10431616.jpg | 147.92
EP10431623 | Accessories | PUSH BUTTON x6 DALI-2 WH | 6-fach-Taster für DALI-2 | https://esylux.com/p/EP10431623 | https://www.esylux.pt/dl/EP10431623 | https://procat.services-esylux.de/procat/pictures/jpeg/EP10431623.jpg | 150.93
EP10431630 | Accessories | PUSH BUTTON x8 DALI-2 WH | 8-fach-Taster für DALI-2 | https://esylux.com/p/EP10431630 | https://www.esylux.pt/dl/EP10431630 | https://procat.services-esylux.de/procat/pictures/jpeg/EP10431630.jpg | 153.94
EP10451706 | FLAT | PD-FLAT 360i/8 ROUND WHITE KNX | Recessed ceiling mounted KNX presence detector with 360° field of detection | https://esylux.com/p/EP10451706 | https://www.esylux.pt/dl/EP10451706 | https://procat.services-esylux.de/procat/pictures/jpeg/ep10451706.jpg | 193.9068
EP10451713 | FLAT | PD-FLAT 360i/8 SQUARE WHITE KNX | Recessed ceiling mounted KNX presence detector with 360° field of detection | https://esylux.com/p/EP10451713 | https://www.esylux.pt/dl/EP10451713 | https://procat.services-esylux.de/procat/pictures/jpeg/ep10451713.jpg | 193.9068
EP10451768 | FLAT | PD-FLAT 360i/8 ROUND BLACK KNX | Recessed ceiling mounted KNX presence detector with 360° field of detection | https://esylux.com/p/EP10451768 | https://www.esylux.pt/dl/EP10451768 | https://procat.services-esylux.de/procat/pictures/jpeg/ep10451768.jpg | 193.9068
EP10451775 | FLAT | PD-FLAT 360i/8 SQUARE BLACK KNX | Recessed ceiling mounted KNX presence detector with 360° field of detection | https://esylux.com/p/EP10451775 | https://www.esylux.pt/dl/EP10451775 | https://procat.services-esylux.de/procat/pictures/jpeg/ep10451775.jpg | 193.9068
EP10460104 | COMPACT | PD-C 180i/16 Touch KNX | Remotely controlled KNX presence detector with 180° field of detection for wall mounting | https://esylux.com/p/EP10460104 | https://www.esylux.pt/dl/EP10460104 | https://procat.services-esylux.de/procat/pictures/jpeg/ep10460104.jpg | 187.3907
EP10510007 | COMPACT EXPRESS | MD-CE 360i/8 | Recessed ceiling-mounted motion detector with 360° field of detection for demand-responsive lighting control and therefore noticeable energy cost reductions | https://esylux.com/p/EP10510007 | https://www.esylux.pt/dl/EP10510007 | https://procat.services-esylux.de/procat/pictures/jpeg/ep10510007.jpg | 138.7776
EP10510014 | COMPACT EXPRESS | MD-CE 360i/8 WIELAND GST18 | Recessed ceiling-mounted motion detector with 360° field of detection for demand-responsive lighting control and therefore noticeable energy cost reductions | https://esylux.com/p/EP10510014 | https://www.esylux.pt/dl/EP10510014 | https://procat.services-esylux.de/procat/pictures/jpeg/ep10510014.jpg | 163.1633
EP10510021 | COMPACT EXPRESS | MD-CE 360i/24 | Motion detector with 360° field of detection for ceiling mounting | https://esylux.com/p/EP10510021 | https://www.esylux.pt/dl/EP10510021 | https://procat.services-esylux.de/procat/pictures/jpeg/ep10510021.jpg | 177.6507
EP10510038 | COMPACT EXPRESS | MD-CE 360i/24 WIELAND GST18 | Motion detector with 360° field of detection for ceiling mounting | https://esylux.com/p/EP10510038 | https://www.esylux.pt/dl/EP10510038 | https://procat.services-esylux.de/procat/pictures/jpeg/ep10510038.jpg | 209.2618
EP10510045 | COMPACT EXPRESS | MD-CE 360i/8 WAGO WINSTA | Recessed ceiling-mounted motion detector with 360° field of detection for demand-responsive lighting control and therefore noticeable energy cost reductions | https://esylux.com/p/EP10510045 | https://www.esylux.pt/dl/EP10510045 | https://procat.services-esylux.de/procat/pictures/jpeg/ep10510045.jpg | 188.8697
EP10510052 | COMPACT EXPRESS | MD-CE 360i/24 WAGO WINSTA | Motion detector with 360° field of detection for ceiling mounting | https://esylux.com/p/EP10510052 | https://www.esylux.pt/dl/EP10510052 | https://procat.services-esylux.de/procat/pictures/jpeg/ep10510052.jpg | 227.2054
EP10510700 | COMPACT EXPRESS | PD-CE 360i/8 | Presence detector with 360° field of detection for ceiling flush mounting | https://esylux.com/p/EP10510700 | https://www.esylux.pt/dl/EP10510700 | https://procat.services-esylux.de/procat/pictures/jpeg/ep10510700.jpg | 172.9546
EP10510717 | COMPACT EXPRESS | PD-CE 360i/8 WIELAND GST18 | Presence detector with 360° field of detection for ceiling flush mounting | https://esylux.com/p/EP10510717 | https://www.esylux.pt/dl/EP10510717 | https://procat.services-esylux.de/procat/pictures/jpeg/ep10510717.jpg | 207.2214
EP10510724 | COMPACT EXPRESS | PD-CE 360i/24 | Presence detector with 360° field of detection for ceiling flush mounting | https://esylux.com/p/EP10510724 | https://www.esylux.pt/dl/EP10510724 | https://procat.services-esylux.de/procat/pictures/jpeg/ep10510724.jpg | 211.6976
EP10510731 | COMPACT EXPRESS | PD-CE 360i/24 WIELAND GST18 | Presence detector with 360° field of detection for ceiling flush mounting | https://esylux.com/p/EP10510731 | https://www.esylux.pt/dl/EP10510731 | https://procat.services-esylux.de/procat/pictures/jpeg/ep10510731.jpg | 254.539
EP10510748 | COMPACT EXPRESS | PD-CE 360/8 Slave | Slave presence detector for extending the field of detection of a Master presence detector with 360° field of detection for ceiling flush mounting | https://esylux.com/p/EP10510748 | https://www.esylux.pt/dl/EP10510748 | https://procat.services-esylux.de/procat/pictures/jpeg/ep10510748.jpg | 156.2227
EP10510755 | COMPACT EXPRESS | PD-CE 360/24 Slave | Slave presence detector for extending the field of detection of a Master presence detector with 360° field of detection for ceiling flush mounting | https://esylux.com/p/EP10510755 | https://www.esylux.pt/dl/EP10510755 | https://procat.services-esylux.de/procat/pictures/jpeg/ep10510755.jpg | 194.9907
EP10510786 | COMPACT EXPRESS | PD-CE 360i/8 WAGO WINSTA | Presence detector with 360° field of detection for ceiling flush mounting | https://esylux.com/p/EP10510786 | https://www.esylux.pt/dl/EP10510786 | https://procat.services-esylux.de/procat/pictures/jpeg/ep10510786.jpg | 214.1587
EP10510793 | COMPACT EXPRESS | PD-CE 360i/24 WAGO WINSTA | Presence detector with 360° field of detection for ceiling flush mounting | https://esylux.com/p/EP10510793 | https://www.esylux.pt/dl/EP10510793 | https://procat.services-esylux.de/procat/pictures/jpeg/ep10510793.jpg | 241.8963
EQ10019890 | Accessories | CABLE RJ45 5m RD | Connection cable RJ45, 5 m, red | https://esylux.com/p/EQ10019890 | https://www.esylux.pt/dl/EQ10019890 | https://procat.services-esylux.de/procat/pictures/jpeg/eq10019890.jpg | 14.2676
EQ10019982 | Accessories | CABLE RJ45 5m BL | Connection cable RJ45, 5 m, blue | https://esylux.com/p/EQ10019982 | https://www.esylux.pt/dl/EQ10019982 | https://procat.services-esylux.de/procat/pictures/jpeg/eq10019982.jpg | 14.2676
EQ10019999 | Accessories | CABLE RJ45 10m BL | Connection cable RJ45, 10 m, blue | https://esylux.com/p/EQ10019999 | https://www.esylux.pt/dl/EQ10019999 | https://procat.services-esylux.de/procat/pictures/jpeg/eq10019999.jpg | 27.3093
EQ10020155 | Accessories | CABLE RJ45 10m RD | Connection cable RJ45, 10 m, red | https://esylux.com/p/EQ10020155 | https://www.esylux.pt/dl/EQ10020155 | https://procat.services-esylux.de/procat/pictures/jpeg/eq10020155.jpg | 27.3093
EQ10113031 | Accessories | MOUNTING FRAME 600 SM WH | Surface-mounted ceiling installation frame 600 for panel lights | https://esylux.com/p/EQ10113031 | https://www.esylux.pt/dl/EQ10113031 | https://procat.services-esylux.de/procat/pictures/jpeg/eq10113031.jpg | 86.904
EQ10113086 | Accessories | MOUNTING FRAME 600 FM WH | Flush-mounted ceiling installation frame 600 for panel lights | https://esylux.com/p/EQ10113086 | https://www.esylux.pt/dl/EQ10113086 | https://procat.services-esylux.de/procat/pictures/jpeg/eq10113086.jpg | 121.992
EQ10113468 | Accessories | MOUNTING FRAME 600/625 SM WH | Surface-mounted ceiling installation frame 600/625 for panel lights | https://esylux.com/p/EQ10113468 | https://www.esylux.pt/dl/EQ10113468 | https://procat.services-esylux.de/procat/pictures/jpeg/eq10113468.jpg | 210.1677
EQ10113765 | Accessories | MOUNTING FRAME 1200/1250 SM WH | Surface-mounted ceiling installation frame 1200/1250 for panel lights | https://esylux.com/p/EQ10113765 | https://www.esylux.pt/dl/EQ10113765 | https://procat.services-esylux.de/procat/pictures/jpeg/eq10113765.jpg | 312.4927
EQ10121616 | Accessories | DROP PROTECTION | Steel cable for securing ESYLUX panel lights to the ceiling. | https://esylux.com/p/EQ10121616 | https://www.esylux.pt/dl/EQ10121616 | https://procat.services-esylux.de/procat/pictures/jpeg/eq10121616.jpg | 18.36
EQ10127755 | Accessories | DRIVER-SET TW 38W RJ45 WAGO WINSTA DALI DT8 | Plug-and-play LED driver set DALI DT8, WAGO WINSTA | https://esylux.com/p/EQ10127755 | https://www.esylux.pt/dl/EQ10127755 | https://procat.services-esylux.de/procat/pictures/jpeg/eq10127755.jpg | 231.336
EQ10127762 | Accessories | DRIVER-SET 30W RJ45 WAGO WINSTA DALI | Plug-and-play LED driver set 30 W DALI, WAGO WINSTA | https://esylux.com/p/EQ10127762 | https://www.esylux.pt/dl/EQ10127762 | https://procat.services-esylux.de/procat/pictures/jpeg/eq10127762.jpg | 149.736
EQ10127779 | Accessories | DRIVER-SET 30W RJ45 WAGO WINSTA | Plug-and-play LED driver set ON/OFF 30 W, WAGO WINSTA | https://esylux.com/p/EQ10127779 | https://www.esylux.pt/dl/EQ10127779 | https://procat.services-esylux.de/procat/pictures/jpeg/eq10127779.jpg | 77.52
EQ10127786 | Accessories | DRIVER-SET 30W RJ45 | ON/OFF LED driver set | https://esylux.com/p/EQ10127786 | https://www.esylux.pt/dl/EQ10127786 | https://procat.services-esylux.de/procat/pictures/jpeg/eq10127786.jpg | 61.9843
EQ10127854 | Accessories | DRIVER-SET 30W 700mA RJ45 DALI | Plug-and-play LED driver set 30 W DALI | https://esylux.com/p/EQ10127854 | https://www.esylux.pt/dl/EQ10127854 | https://procat.services-esylux.de/procat/pictures/jpeg/EQ10127854.jpg | 126.4
EQ10132308 | CELINE-2 | CELINE-2 PNL 600 DDP OP 3600 830 IP20 ELC | LED light with opal cover (diffuser) | https://esylux.com/p/EQ10132308 | https://www.esylux.pt/dl/EQ10132308 | https://procat.services-esylux.de/procat/pictures/jpeg/eq10132308.jpg | 133.1173
EQ10132315 | CELINE-2 | CELINE-2 PNL 600 DDP OP 4000 840 IP20 ELC | LED light with opal cover (diffuser) | https://esylux.com/p/EQ10132315 | https://www.esylux.pt/dl/EQ10132315 | https://procat.services-esylux.de/procat/pictures/jpeg/eq10132315.jpg | 133.1173
EQ10132322 | CELINE-2 | CELINE-2 PNL 600 DDP OP 3800 8TW IP20 ELC | LED light with opal cover (diffuser) | https://esylux.com/p/EQ10132322 | https://www.esylux.pt/dl/EQ10132322 | https://procat.services-esylux.de/procat/pictures/jpeg/eq10132322.jpg | 178.2929
EQ10132339 | CELINE-2 | CELINE-2 PNL 600 DDP TR 4000 830 IP20 ELC | LED light with prismatic cover (diffuser) | https://esylux.com/p/EQ10132339 | https://www.esylux.pt/dl/EQ10132339 | https://procat.services-esylux.de/procat/pictures/jpeg/eq10132339.jpg | 131.8805
EQ10132346 | CELINE-2 | CELINE-2 PNL 600 DDP TR 4400 840 IP20 ELC | LED light with prismatic cover (diffuser) | https://esylux.com/p/EQ10132346 | https://www.esylux.pt/dl/EQ10132346 | https://procat.services-esylux.de/procat/pictures/jpeg/eq10132346.jpg | 131.8805
EQ10132353 | CELINE-2 | CELINE-2 PNL 600 DDP TR 4200 8TW IP20 ELC | LED light with prismatic cover (diffuser) | https://esylux.com/p/EQ10132353 | https://www.esylux.pt/dl/EQ10132353 | https://procat.services-esylux.de/procat/pictures/jpeg/eq10132353.jpg | 179.52
EQ10132421 | QUADRO-SETS | QUADRO-SET CELINE-2 600 DDP OP 840 IR ELC | LED light set (4x individual lights, controller, presence detector and ISO/IEC11801 2017 cable with RJ45 connector) with opal cover (diffuser) | https://esylux.com/p/EQ10132421 | https://www.esylux.pt/dl/EQ10132421 | https://procat.services-esylux.de/procat/pictures/jpeg/EQ10132421.jpg | 1833.6
EQ10132438 | QUADRO-SETS | QUADRO-SET CELINE-2 HCL 600 DDP OP 8TW IR ELC | LED light set (4x individual lights, controller, presence detector and ISO/IEC11801 2017 cable with RJ45 connector) with opal cover (diffuser) | https://esylux.com/p/EQ10132438 | https://www.esylux.pt/dl/EQ10132438 | https://procat.services-esylux.de/procat/pictures/jpeg/EQ10132438.jpg | 2194.4
EQ10132445 | QUADRO-SETS | QUADRO-SET CELINE-2 600 DDP TR 840 IR ELC | LED light set (4x individual lights, controller, presence detector and ISO/IEC11801 2017 cable with RJ45 connector) with prismatic cover (diffuser) | https://esylux.com/p/EQ10132445 | https://www.esylux.pt/dl/EQ10132445 | https://procat.services-esylux.de/procat/pictures/jpeg/EQ10132445.jpg | 1798.4
EQ10132452 | QUADRO-SETS | QUADRO-SET CELINE-2 HCL 600 DDP TR 8TW IR ELC | LED light set (4x individual lights, controller, presence detector and ISO/IEC11801 2017 cable with RJ45 connector) with prismatic cover (diffuser) | https://esylux.com/p/EQ10132452 | https://www.esylux.pt/dl/EQ10132452 | https://procat.services-esylux.de/procat/pictures/jpeg/EQ10132452.jpg | 2157.6
EQ10600012 | STELLA | STELLA PNL 600 OP 3600 830 IP20 | LED light with opal cover (diffuser) | https://esylux.com/p/EQ10600012 | https://www.esylux.pt/dl/EQ10600012 | https://procat.services-esylux.de/procat/pictures/jpeg/eq10600012.jpg | 81.192
EQ10600074 | STELLA | STELLA PNL 600 OP 3700 840 IP20 | LED light with opal cover (diffuser) | https://esylux.com/p/EQ10600074 | https://www.esylux.pt/dl/EQ10600074 | https://procat.services-esylux.de/procat/pictures/jpeg/eq10600074.jpg | 101.1636
EQ10600159 | Accessories | PENDULUM SET 1200 | Cable suspension for CELINE series | https://esylux.com/p/EQ10600159 | https://www.esylux.pt/dl/EQ10600159 | https://procat.services-esylux.de/procat/pictures/jpeg/eq10600159.jpg | 24.072
EQ10600166 | Accessories | PENDULUM SET 1000 | Cable suspension for CELINE series | https://esylux.com/p/EQ10600166 | https://www.esylux.pt/dl/EQ10600166 | https://procat.services-esylux.de/procat/pictures/jpeg/eq10600166.jpg | 25.2328
EQ10600173 | Accessories | STELLA MOUNTING FRAME 600 SM WH | Ceiling installation frame for STELLA series, 600 mm | https://esylux.com/p/EQ10600173 | https://www.esylux.pt/dl/EQ10600173 | https://procat.services-esylux.de/procat/pictures/jpeg/eq10600173.jpg | 53.4345
EQ10600227 | STELLA | STELLA PNL 600 DDP OP 3800 840 IP20 | LED light with prismatic cover (diffuser) | https://esylux.com/p/EQ10600227 | https://www.esylux.pt/dl/EQ10600227 | https://procat.services-esylux.de/procat/pictures/jpeg/eq10600227.jpg | 155.8074
EQ10600234 | STELLA | STELLA PNL 600 DDP OP 3800 840 IP20 DALI | LED light with prismatic cover (diffuser) | https://esylux.com/p/EQ10600234 | https://www.esylux.pt/dl/EQ10600234 | https://procat.services-esylux.de/procat/pictures/jpeg/eq10600234.jpg | 213.1041
ER10018909 | PROTECTOR | PROTECTOR K 9 V | Photoelectric smoke detector for battery operation with integrated relay driver | https://esylux.com/p/ER10018909 | https://www.esylux.pt/dl/ER10018909 | https://procat.services-esylux.de/procat/pictures/jpeg/er10018909.jpg | 44.8161
ER10018916 | PROTECTOR | PROTECTOR K 230 V AC | Photoelectric smoke detector for 230-V operation with integrated relay driver | https://esylux.com/p/ER10018916 | https://www.esylux.pt/dl/ER10018916 | https://procat.services-esylux.de/procat/pictures/jpeg/er10018916.jpg | 67.2241
ER10018923 | Accessories | PROTECTOR K RELAY | Switching relay for PROTECTOR K series for triggering external devices such as sounders, flash lights and alarm horns | https://esylux.com/p/ER10018923 | https://www.esylux.pt/dl/ER10018923 | https://procat.services-esylux.de/procat/pictures/jpeg/er10018923.jpg | 17.5042
ER10018930 | PROTECTOR | PROTECTOR K 9 V lithium | Photoelectric smoke detector for battery operation with integrated relay driver | https://esylux.com/p/ER10018930 | https://www.esylux.pt/dl/ER10018930 | https://procat.services-esylux.de/procat/pictures/jpeg/er10018930.jpg | 72.126
ER10018992 | Accessories | PROTECTOR K MOUNTING BOX 20 SM WH | Surface-mounted box for PROTECTOR K series, 20 mm | https://esylux.com/p/ER10018992 | https://www.esylux.pt/dl/ER10018992 | https://procat.services-esylux.de/procat/pictures/jpeg/er10018992.jpg | 6.12
ER10019098 | Accessories | PROTECTOR K 230 V FILTER | Filter for PROTECTOR K series to prevent network interference, 230 V ~ | https://esylux.com/p/ER10019098 | https://www.esylux.pt/dl/ER10019098 | https://procat.services-esylux.de/procat/pictures/jpeg/er10019098.jpg | 28.9132
ER10019500 | PROTECTOR | PROTECTOR K 9 V RF SET | Wireless smoke detector set | https://esylux.com/p/ER10019500 | https://www.esylux.pt/dl/ER10019500 | https://procat.services-esylux.de/procat/pictures/jpeg/er10019500.jpg | 124.2327
RK39500010040 | CDS | CDS-A/T | Surface-mounted twilight switch for automatic lighting control | https://esylux.com/p/RK39500010040 | https://www.esylux.pt/dl/RK39500010040 | https://procat.services-esylux.de/procat/pictures/jpeg/rk39500010040.jpg | 105.264