## Tabela_Preços_ESYLUX_012026
Price list 1/2026 |  |  | Data vigor: | 12.01.2026
Item number | Referência | Designação | Link web | PVP
EB10423093 | BASIC 8 LENS MASK | Spare part Lens mask 8 m | http://esylux.com/p/EB10423093 | 3.624
EB10423109 | BASIC 24 LENS MASK | Spare part Lens mask 24 m | http://esylux.com/p/EB10423109 | 3.624
EB10423130 | BASIC SPACER WH | Spacer for BASIC series, white, compatible with BASIC IP40 variants | http://esylux.com/p/EB10423130 | 7.293
EB10423147 | BASIC MOUNTING BOX IP20 SM WH | Surface-mounted box IP 20 for PD 360 BASIC and MD 360 BASIC, white | http://esylux.com/p/EB10423147 | 12.741
EB10423505 | BASIC IP54 24 LENS MASK | Spare part Lens mask 24 m IP54 | http://esylux.com/p/EB10423505 | 5.052
EB10423512 | BASIC IP54 8 LENS MASK | Spare part Lens mask 8 m IP54 | http://esylux.com/p/EB10423512 | 3.798
EB10430404 | MD 360/8 BASIC | 360° ceiling-mounted motion detector, surface-mounted, approx. range Ø 8 m, zero-cross switching | http://esylux.com/p/EB10430404 | 86.904
EB10430411 | PD 360/8 BASIC | 360° surface ceiling-mounted presence detector, approx. range Ø 8 m, zero-cross switching | http://esylux.com/p/EB10430411 | 100.979
EB10430428 | MD 360i/8 BASIC | 360° ceiling-mounted presence detector, surface-mounted, approx. range Ø 8 m, zero-cross switching, remotely controlled | http://esylux.com/p/EB10430428 | 100.19
EB10430435 | PD 360i/8 BASIC | 360° ceiling-mounted presence detector, surface-mounted, approx. range Ø 8 m, zero-cross switching, remotely controlled | http://esylux.com/p/EB10430435 | 115.874
EB10430442 | PD 360/8 KNX BASIC | 360° ceiling-mounted presence detector, range of approx. Ø 8 m, light channel, KNX bus | http://esylux.com/p/EB10430442 | 120.25
EB10430459 | MD 180i/16 BASIC | Wall motion detector 180° with push button connection, remotely controlled | http://esylux.com/p/EB10430459 | 114.576
EB10430466 | MD 360i/8 BASIC SMB | 360° ceiling-mounted presence detector, surface-mounted, approx. range Ø 8 m, zero-cross switching, remotely controlled | http://esylux.com/p/EB10430466 | 106.72
EB10430473 | PD 360i/8 BASIC SMB | 360° ceiling-mounted presence detector, surface-mounted, approx. range Ø 8 m, zero-cross switching, remotely controlled | http://esylux.com/p/EB10430473 | 122.476
EB10430480 | PD 360/8 BASIC SMB | 360° surface ceiling-mounted presence detector, approx. range Ø 8 m, zero-cross switching | http://esylux.com/p/EB10430480 | 105.984
EB10430497 | MD 360/8 BASIC SMB | 360° ceiling-mounted motion detector, surface-mounted, approx. range Ø 8 m, zero-cross switching | http://esylux.com/p/EB10430497 | 93.294
EB10430848 | MD 360/24 BASIC | 360° ceiling-mounted motion detector, surface-mounted, approx. range Ø 24 m, zero-cross switching | http://esylux.com/p/EB10430848 | 126.255
EB10430855 | PD 360/24 BASIC | 360° surface ceiling-mounted presence detector, approx. range Ø 24 m, zero-cross switching | http://esylux.com/p/EB10430855 | 142.002
EB10430862 | MD 360i/24 BASIC | 360° ceiling-mounted presence detector, surface-mounted, approx. range Ø 24 m, zero-cross switching, remotely controlled | http://esylux.com/p/EB10430862 | 135.432
EB10430879 | PD 360i/24 BASIC | 360° ceiling-mounted presence detector, surface-mounted, approx. range Ø 24 m, zero-cross switching, remotely controlled | http://esylux.com/p/EB10430879 | 146.96
EB10430886 | MD 360/24 BASIC SMB | 360° ceiling-mounted motion detector, surface-mounted, approx. range Ø 24 m, zero-cross switching | http://esylux.com/p/EB10430886 | 129
EB10430893 | PD 360/24 BASIC SMB | 360° surface ceiling-mounted presence detector, approx. range Ø 24 m, zero-cross switching | http://esylux.com/p/EB10430893 | 140.27
EB10430909 | MD 360i/24 BASIC SMB | 360° ceiling-mounted presence detector, surface-mounted, approx. range Ø 24 m, zero-cross switching, remotely controlled | http://esylux.com/p/EB10430909 | 141.96
EB10430916 | PD 360i/24 BASIC SMB | 360° ceiling-mounted presence detector, surface-mounted, approx. range Ø 24 m, zero-cross switching, remotely controlled | http://esylux.com/p/EB10430916 | 153.211
EB10431272 | PD 360i/8 BASIC IP54 | 360° surface-mounted presence detector, range approx. 8 m in diameter, IP54 protection type, 230 V ~ switching | http://esylux.com/p/EB10431272 | 122.711
EB10431289 | PD 360/24 BASIC IP54 | 360° surface-mounted presence detector, range approx. 24 m in diameter, IP54 protection type, 230 V ~ switching | http://esylux.com/p/EB10431289 | 144.005
EB10431296 | PD 360i/24 BASIC IP54 | 360° surface-mounted presence detector, range approx. 24 m in diameter, IP54 protection type, 230 V ~ switching | http://esylux.com/p/EB10431296 | 156.446
EB10431302 | PD 360/8 BASIC IP54 | 360° surface-mounted presence detector, range approx. 8 m in diameter, IP54 protection type, 230 V ~ switching | http://esylux.com/p/EB10431302 | 109.71
EB10431319 | MD 360i/8 BASIC IP54 | 360° surface-mounted motion detector, range approx. 8 m in diameter, IP54 protection type, 230 V ~ switching | http://esylux.com/p/EB10431319 | 110.64
EB10431326 | MD 360i/24 BASIC IP54 | 360° surface-mounted motion detector, range approx. 24 m in diameter, IP54 protection type, 230 V ~ switching | http://esylux.com/p/EB10431326 | 146.697
EB10431333 | MD 360/24 BASIC IP54 | 360° surface-mounted motion detector, range approx. 24 m in diameter, IP54 protection type, 230 V ~ switching | http://esylux.com/p/EB10431333 | 137.64
EB10431340 | MD 360/8 BASIC IP54 | 360° surface-mounted motion detector, range approx. 8 m in diameter, IP54 protection type, 230 V ~ switching | http://esylux.com/p/EB10431340 | 95.076
EB10431357 | PD 360i/8 BASIC ELC | 360° surface-mounted presence detector, range approx. 8 m in diameter, ESYLUX Light Control interface | http://esylux.com/p/EB10431357 | 80.388
EB10431708 | MD 360/8 BASIC FM | 360° recessed-ceiling-mounted motion detector, surface-mounted, range approx. Ø 8 m, zero-cross switching | http://esylux.com/p/EB10431708 | 89.598
EB10431715 | MD 360/24 BASIC FM | 360° recessed-ceiling-mounted motion detector, surface-mounted, range approx. Ø 24 m, zero-cross switching | http://esylux.com/p/EB10431715 | 123.3
EB10431722 | PD 360/8 BASIC FM | 360° recessed-ceiling-mounted presence detector, surface-mounted, range approx. Ø 8 m, zero-cross switching | http://esylux.com/p/EB10431722 | 104.805
EB10431739 | PD 360/24 BASIC FM | 360°recessed-ceiling-mounted presence detector, surface-mounted, range approx. Ø 24 m, zero-cross switching | http://esylux.com/p/EB10431739 | 138.507
EB10431746 | PD 360/8 BASIC FM KNX | 360° recessed-ceiling-mounted presence detector, range approx. Ø 8 m, light channel, KNX bus | http://esylux.com/p/EB10431746 | 126.177
EB10431777 | BASIC EXPRESS MD 360° 08 IR 1C FM IP23 WH | Ceiling-mounted motion detector BASIC EXPRESS MD 360° 08 IR 1C FM IP23 WH, range approx. Ø 8 m, zero-cross switching, remote controllable | http://esylux.com/p/EB10431777 | 75.48
EB10431784 | BASIC EXPRESS PD 360° 08 IR 1C FM IP23 WH | Ceiling-mounted presence detector BASIC EXPRESS PD 360° 08 IR 1C FM IP23 WH, range approx. Ø 8 m, zero-cross switching, remote controllable | http://esylux.com/p/EB10431784 | 88.815
EB10431791 | 10x BASIC EXPRESS MD 360° 08 IR 1C FM IP23 WH | Ceiling-mounted motion detector BASIC EXPRESS MD 360° 08 IR 1C FM IP23 WH, range approx. Ø 8 m, zero-cross switching, remote controllable | http://esylux.com/p/EB10431791 | 712.787
EB10431807 | 10x BASIC EXPRESS PD 360° 08 IR 1C FM IP23 WH | Ceiling-mounted presence detector BASIC EXPRESS PD 360° 08 IR 1C FM IP23 WH, range approx. Ø 8 m, zero-cross switching, remote controllable | http://esylux.com/p/EB10431807 | 843.46
EB10431814 | BASIC EXPRESS MD 360° 08 IR 1C FM IP23 WH GST18 | Ceiling-mounted motion detector BASIC EXPRESS MD 360° 08 IR 1C FM IP23 WH, range approx. Ø 8 m, zero-cross switching, remote controllable | http://esylux.com/p/EB10431814 | 135.876
EB10431821 | BASIC EXPRESS PD 360° 08 IR 1C FM IP23 WH GST18 | Ceiling-mounted presence detector BASIC EXPRESS PD 360° 08 IR 1C FM IP23 WH, range approx. Ø 8 m, zero-cross switching, remote controllable | http://esylux.com/p/EB10431821 | 150
EB10431838 | BASIC EXPRESS LENS MASK | Spare part Lens mask 8 m | http://esylux.com/p/EB10431838 | 3.2
EB10432101 | PD 180/16 BASIC BMS DALI-2 | Presence detector for intelligent lighting control in lighting groups according to the DALI-2 standard (IEC 62386 Part -301, -303, -304). | http://esylux.com/p/EB10432101 | 129.6
EC10429972 | FERRITE-SET x4 | 4x ferrite core (hinged ferrite) for shielding RJ45 cables on the SMARTDRIVER-2 | http://esylux.com/p/EC10429972 | 41.6
EC10430008 | POWER SUPPLY 200mA DALI | DALI voltage supply | http://esylux.com/p/EC10430008 | 93.522
EC10430022 | TELESCOPE MAGNET | Telescope magnet extendible to 655 mm | http://esylux.com/p/EC10430022 | 24.882
EC10430695 | CABLE RJ45 5m WH | Connection cable RJ45 for 3000K/4000K | http://esylux.com/p/EC10430695 | 14.976
EC10430749 | CABLE RJ45 10m WH | Connection cable RJ45 for 3000K/4000K | http://esylux.com/p/EC10430749 | 28.743
EC10430923 | PUSH BUTTON x8 ELC | 8-way push button | http://esylux.com/p/EC10430923 | 119.412
EC10430930 | PUSH BUTTON x8 TW ELC | 8-way push button Tunable White | http://esylux.com/p/EC10430930 | 119.412
EC10431241 | PUSH BUTTON x8 CLASSROOM ELC | 8-way push button for classrooms | http://esylux.com/p/EC10431241 | 119.232
EC10431258 | PUSH BUTTON x4 PATIENT ROOM ELC | 4-way push button for patient rooms | http://esylux.com/p/EC10431258 | 119.232
EC10431265 | PUSH BUTTON x8 PATIENT ROOM ELC | 8-way push button for patient rooms | http://esylux.com/p/EC10431265 | 119.232
EC10431401 | SMARTDRIVER-2 IR 4C+2 x4 ELC | Controller for the light control of up 4 ELC lights (ELC = ESYLUX Light Control), 230 V/50 Hz, can be networked, two push button inputs | http://esylux.com/p/EC10431401 | 1218.696
EC10431418 | SMARTDRIVER-2 TW IR 2C+2 x4 ELC | Controller for the light control of up 4 ELC lights TW (ELC = ESYLUX Light Control), 230 V/50 Hz, can be networked, two push button inputs | http://esylux.com/p/EC10431418 | 1437.524
EC10431425 | SMARTDRIVER-2 IR 4C+2 x8 ELC | Controller for the light control of up 8 ELC lights (ELC = ESYLUX Light Control), 230 V/50 Hz, can be networked, two push button inputs | http://esylux.com/p/EC10431425 | 1556.604
EC10431432 | SMARTDRIVER-2 IR 4C+2 x8 ELC KNX | Controller for light control of up to 8 ELC lights (ELC = ESYLUX Light Control), 230 V/50 Hz, can be networked, 2 push button inputs, KNX | http://esylux.com/p/EC10431432 | 1571.2
EC10431449 | SMARTDRIVER-2 IR 4C+2 x4 ELC KNX | Controller for light control of up to 4 ELC lights (ELC = ESYLUX Light Control), 230 V/50 Hz, can be networked, 2 push button inputs, KNX | http://esylux.com/p/EC10431449 | 1238.4
EC10431456 | SMARTDRIVER-2 TW IR 2C+2 x6 ELC KNX | Controller for light control of up to 6 ELC lights (ELC = ESYLUX Light Control), 230 V/50 Hz, can be networked, 2 push button inputs, KNX | http://esylux.com/p/EC10431456 | 1694.8
EC10431463 | SMARTDRIVER-2 TW IR 2C+2 x8 ELC KNX | Controller for light control of up to 8 ELC lights (ELC = ESYLUX Light Control), 230 V/50 Hz, can be networked, 2 push button inputs, KNX | http://esylux.com/p/EC10431463 | 1814.8
EC10431470 | SMARTDRIVER-2 TW IR 2C+2 x4 ELC KNX | Controller for light control of up to 4 ELC lights TW (ELC = ESYLUX Light Control), 230 V/50 Hz, can be networked, 2 push button inputs, KNX | http://esylux.com/p/EC10431470 | 1464.4
EC10431487 | SMARTDRIVER-2 TW IR 2C+2 x6 ELC | Controller for light control of up 6 ELC lights (ELC = ESYLUX Light Control), 230 V/50 Hz, can be networked, 2 push button inputs | http://esylux.com/p/EC10431487 | 1773.204
EC10431494 | SMARTDRIVER-2 TW IR 2C+2 x8 ELC | Controller for light control of up 8 ELC lights (ELC = ESYLUX Light Control), 230 V/50 Hz, can be networked, 2 push button inputs | http://esylux.com/p/EC10431494 | 1990.464
EC10431500 | CABLE RJ10 10m WH | RJ10 connection cable, length 10 m | http://esylux.com/p/EC10431500 | 27.948
EC10431517 | CABLE RJ10-OPEN END 10m WH | RJ10 open-end connection cable, length 10 m | http://esylux.com/p/EC10431517 | 31.236
EC10431524 | CABLE RJ11 10m WH | RJ11 connection cable, length 10 m | http://esylux.com/p/EC10431524 | 27.948
EC10431531 | CABLE RJ45 3m WH | RJ45 connection cable (grey) for CELINE-2 ESYLUX Light Control | http://esylux.com/p/EC10431531 | 11.919
EC10431548 | CABLE RJ45 3m BL | RJ45 connection cable (red) for CELINE-2 ESYLUX Light Control | http://esylux.com/p/EC10431548 | 11.919
EC10431555 | CABLE RJ45 3m RD | RJ45 connection cable (blue) for CELINE-2 ESYLUX Light Control | http://esylux.com/p/EC10431555 | 11.919
EC10431876 | SMARTCONTROLLER APC10 PS DALI-2 | DALI-2-certified control unit with integrated bus power supply (250 mA) | http://esylux.com/p/EC10431876 | 464.4
EC10431883 | SMARTCONTROLLER APC20 PS DALI-2 | DALI-2-certified control unit with integrated bus power supply (250 mA) | http://esylux.com/p/EC10431883 | 549.01
EC10431890 | SMARTCONTROLLER APC30 HCL PS DALI-2 | DALI-2-certified control unit with integrated bus power supply (250 mA) | http://esylux.com/p/EC10431890 | 656.726
EC10431906 | CABLE-SET-2 RJ45 5m x4 | Cable set RJ45 5m for 3000 K/4000 K, 4x grey | http://esylux.com/p/EC10431906 | 50.142
EC10431913 | CABLE-SET-2 RJ45 10m x4 | Cable set RJ45 10 m for 3000 K/4000 K, 4x grey | http://esylux.com/p/EC10431913 | 76.857
EC10431920 | CABLE-SET-2 RJ45 5m x8 | Cable set RJ45 5m for 3000 K/4000 K, 8x grey | http://esylux.com/p/EC10431920 | 94.53
EC10431937 | CABLE-SET-2 RJ45 10m x8 | Cable set RJ45 10 m for 3000 K/4000 K, 8x grey | http://esylux.com/p/EC10431937 | 148.782
EC10431944 | CABLE-SET-2 RJ45 5m TW x4 | Cable set RJ45 5 m for Tunable White, 4x red / 4x blue | http://esylux.com/p/EC10431944 | 80.145
EC10431951 | CABLE-SET-2 RJ45 10m TW x4 | Cable set RJ45 10m for Tunable White, 4x red / 4x blue | http://esylux.com/p/EC10431951 | 133.986
EC10431968 | CABLE-SET-2 RJ45 5m TW x6 | Cable set RJ45 5 m for Tunable White, 6x red / 6x blue | http://esylux.com/p/EC10431968 | 119.19
EC10431975 | CABLE-SET-2 RJ45 10m TW x6 | Cable set RJ45 10m for Tunable White, 6x red / 6x blue | http://esylux.com/p/EC10431975 | 195.636
EC10431982 | CABLE-SET-2 RJ45 5m TW x8 | Cable set RJ45 5 m for Tunable White, 8x red / 8x blue | http://esylux.com/p/EC10431982 | 155.358
EC10431999 | CABLE-SET-2 RJ45 10m TW x8 | Cable set RJ45 10m for Tunable White, 8x red / 8x blue | http://esylux.com/p/EC10431999 | 257.697
EC10432026 | PUSH BUTTON FRAME FOR MOUNTING PLATE | Replacement frame ESYLUX PUSH BUTTON | http://esylux.com/p/EC10432026 | 12.8
ED10016509 | CDS-E | Twilight switch for retrofitting in lights and junction boxes | http://esylux.com/p/ED10016509 | 58.752
ED10016530 | CDS-A/N | Twilight switch surface-mounted, white | http://esylux.com/p/ED10016530 | 68.211
ED10025464 | DEFENSOR TS T IR 1C IP55 WH | Twilight switch - flush-mounted with time-dependent operating modes, IP55, remote controllable, white | http://esylux.com/p/ED10025464 | 100.651
ED10025471 | DEFENSOR TS IR 1C IP55 WH | Twilight switch - flush-mounted, IP55, remote controllable, white | http://esylux.com/p/ED10025471 | 71.176
ED10429002 | LS FLAT mini KNX | Light sensor for KNX system | http://esylux.com/p/ED10429002 | 153.224
EL00007002 | ALVA BL 940/170 TR DIFFUSOR + GASKETS-SET | Transparent diffuser for ALVA BL bollard luminaires Ø 170 mm and 2 sealing rings | http://esylux.com/p/EL00007002 | 55.896
EL00007019 | ALVA BL 940/170 OP DIFFUSOR + GASKETS-SET | Opal diffuser for ALVA BL bollard luminaires Ø 170 mm and 2 sealing rings | http://esylux.com/p/EL00007019 | 55.896
EL00007040 | ALVA BL 940/170 MD LENS MASK | Lens mask for motion detector in bollard luminaires ALVA BL 940/170 MD DALI | http://esylux.com/p/EL00007040 | 3.296
EL10026102 | AL MONZA WL TR MD WH | Automatic light with bubble glass and 130° motion detector, white | http://esylux.com/p/EL10026102 | 114.114
EL10026119 | AL MONZA WL TR MD BK | Automatic light with bubble glass and 130° motion detector, black | http://esylux.com/p/EL10026119 | 114.114
EL10026126 | AL GARDA WL OP MD BK | Automatic light with opal glass and 130° motion detector, black | http://esylux.com/p/EL10026126 | 114.114
EL10026133 | AL GARDA WL OP MD WH | Automatic light with opal glass and 130° motion detector, white | http://esylux.com/p/EL10026133 | 114.114
EL10026157 | Systemglas AL GARDA | System glass for the following luminaires: AL P GARDA | http://esylux.com/p/EL10026157 | 29.049
EL10026164 | Systemglas AL MONZA | System glass for the following lights: AL P Monza 130 | http://esylux.com/p/EL10026164 | 28.773
EL10521805 | ALVA BL 700/100 OP 360° 840 HEAD AN | Complete luminaire head for bollard luminaires ALVA BL 700/100 with opal diffuser and with integrated LED board 4000 K. | http://esylux.com/p/EL10521805 | 143.85
EL10521812 | ALVA BL 700/100 TR 360° 840 HEAD AN | Complete luminaire head for bollard luminaires ALVA BL 700/100 with transparent diffuser and with integrated LED board 4000 K. | http://esylux.com/p/EL10521812 | 143.85
EL10521829 | ALVA BL 940/170 MD DALI DETECTOR AN | Complete DALI motion detector with lens mask and with rain protection cap for bollard luminaires ALVA BL MD DALI Ø 170 mm | http://esylux.com/p/EL10521829 | 151.659
EL10521836 | ALVA BL 700/100 ASSEMBLY GROUP DRIVER MD DALI | DALI driver in housing and terminal block in housing mounted on a support profile, including fixing screw | http://esylux.com/p/EL10521836 | 281.946
EL10521843 | ALVA BL 700/100 TR 360° 830 HEAD AN | Complete luminaire head for bollard luminaires ALVA BL 700/100 with transparent diffuser and with integrated LED board 3000 K. | http://esylux.com/p/EL10521843 | 143.85
EL10521850 | ALVA BL 700/100 MD DALI DETECTOR AN | Complete DALI motion detector with mounting ring and integrated rain protection cap for ALVA BL MD DALI bollard luminaires Ø 100 mm | http://esylux.com/p/EL10521850 | 157.413
EL10521867 | ALVA BL 700/100 ASSEMBLY GROUP DRIVER DALI | DALI driver in housing and connection terminal in housing mounted on a support profile, for ALVA bollard luminaires Ø 170 mm | http://esylux.com/p/EL10521867 | 242.901
EL10521874 | ALVA BL 940/170 ASSEMBLY GROUP DRIVER DALI | DALI driver in housing and connection terminal in housing mounted on a support profile, for ALVA bollard luminaires Ø 100 mm | http://esylux.com/p/EL10521874 | 242.901
EL10521881 | ALVA BL 700/100 BASE PLATE AN | Base plate for bollard luminaires ALVA BL Ø 100 mm, including 3x screw, 3x dowel | http://esylux.com/p/EL10521881 | 65.349
EL10521898 | ALVA BL 700/100 OP 360° 830 HEAD AN | Complete luminaire head for bollard luminaires ALVA BL 700/100 with opal diffuser and with integrated LED board 3000 K. | http://esylux.com/p/EL10521898 | 143.85
EL10521904 | ALVA BL 940/170 BASE PLATE AN | Base plate for bollard luminaires ALVA BL Ø 170 mm, including 3x screw, 3x dowel | http://esylux.com/p/EL10521904 | 80.967
EL10521911 | ALVA BL 940/170 ASSEMBLY GROUP DRIVER MD DALI | DALI driver in housing and connection terminal in housing mounted on a support profile, including fixing screw, for ALVA BL 940/170 MD DALI. | http://esylux.com/p/EL10521911 | 299.619
EL10710001 | OL WL 100 OP 900 850 WH | LED luminaire in aluminium housing, 10 W, 5000 K, white | http://esylux.com/p/EL10710001 | 181.9
EL10710018 | OL WL 100 OP 900 850 BK | LED luminaire in aluminium housing, 10 W, 5000 K, black | http://esylux.com/p/EL10710018 | 181.9
EL10710100 | OL WL 200 OP 1700 850 WH | LED luminaire in aluminium housing, 17 W, 5000 K, white | http://esylux.com/p/EL10710100 | 277.772
EL10710117 | OL WL 200 OP 1700 850 BK | LED luminaire in aluminium housing, 17 W, 5000 K, black | http://esylux.com/p/EL10710117 | 277.772
EL10710704 | OL WL 100 OP 900 830 WH | LED luminaire in aluminium housing, 10 W, 3000 K, white | http://esylux.com/p/EL10710704 | 181.9
EL10710711 | OL WL 100 OP 900 830 BK | LED luminaire in aluminium housing, 10 W, 3000 K, black | http://esylux.com/p/EL10710711 | 181.9
EL10710803 | OL WL 200 OP 1600 830 WH | LED luminaire in aluminium housing, 17 W, 3000 K, white | http://esylux.com/p/EL10710803 | 277.772
EL10710810 | OL WL 200 OP 1600 830 BK | LED luminaire in aluminium housing, 17 W, 3000 K, black | http://esylux.com/p/EL10710810 | 277.772
EL10750007 | AOL WL 100 OP 900 850 MD WH | Automatic luminaire with 140° motion detector in aluminium housing, 10 W, 5000 K, white | http://esylux.com/p/EL10750007 | 206.336
EL10750014 | AOL WL 100 OP 900 850 MD BK | Automatic luminaire with 140° motion detector in aluminium housing, 10 W, 5000 K, black | http://esylux.com/p/EL10750014 | 206.336
EL10750106 | AOL WL 200 OP 1700 850 MD WH | Automatic luminaire with 140° motion detector in aluminium housing, 17 W, 5000 K, white | http://esylux.com/p/EL10750106 | 303.024
EL10750113 | AOL WL 200 OP 1700 850 MD BK | Automatic luminaire with 140° motion detector in aluminium housing, 17 W, 5000 K, black | http://esylux.com/p/EL10750113 | 303.024
EL10750700 | AOL WL 100 OP 900 830 MD WH | Automatic luminaire with 140° motion detector in aluminium housing, 10 W, 3000 K, white | http://esylux.com/p/EL10750700 | 206.336
EL10750717 | AOL WL 100 OP 900 830 MD BK | Automatic luminaire with 140° motion detector in aluminium housing, 10 W, 3000 K, black | http://esylux.com/p/EL10750717 | 206.336
EL10750809 | AOL WL 200 OP 1600 830 MD WH | Automatic luminaire with 140° motion detector in aluminium housing, 17 W, 3000 K, white | http://esylux.com/p/EL10750809 | 303.024
EL10750816 | AOL WL 200 OP 1600 830 MD BK | Automatic luminaire with 140° motion detector in aluminium housing, 17 W, 3000 K, black | http://esylux.com/p/EL10750816 | 303.024
EL10810008 | SUN OFL TR 900 830 WH | LED spotlight 10 W, ITD mounting bracket, white | http://esylux.com/p/EL10810008 | 90.948
EL10810015 | SUN OFL TR 900 830 BK | LED spotlight 10 W, ITD mounting bracket, black | http://esylux.com/p/EL10810015 | 90.948
EL10810022 | SUN AFL TR 900 830 MD WH | LED floodlight 10 W with 160° motion detector, ITD mounting bracket, white | http://esylux.com/p/EL10810022 | 117.975
EL10810039 | SUN AFL TR 900 830 MD BK | LED floodlight 10 W with 160° motion detector, ITD mounting bracket, black | http://esylux.com/p/EL10810039 | 117.975
EL10810053 | SUN OFL TR 1000 850 WH | LED spotlight 10 W, ITD mounting bracket, white | http://esylux.com/p/EL10810053 | 90.948
EL10810060 | SUN OFL TR 1000 850 BK | LED spotlight 10 W, ITD mounting bracket, black | http://esylux.com/p/EL10810060 | 90.948
EL10810077 | SUN AFL TR 1000 850 MD WH | LED floodlight 10 W with 160° motion detector, ITD mounting bracket, white | http://esylux.com/p/EL10810077 | 117.975
EL10810084 | SUN AFL TR 1000 850 MD BK | LED floodlight 10 W with 160° motion detector, ITD mounting bracket, black | http://esylux.com/p/EL10810084 | 117.975
EL10810107 | SUN OFL TR 3400 830 WH | LED spotlight 30 W, ITD mounting bracket, white | http://esylux.com/p/EL10810107 | 221.793
EL10810114 | SUN OFL TR 3400 830 BK | LED spotlight 30 W, ITD mounting bracket, black | http://esylux.com/p/EL10810114 | 221.793
EL10810121 | SUN AFL TR 3400 830 MD WH | LED floodlight 30 W with 160° motion detector, ITD mounting bracket, white | http://esylux.com/p/EL10810121 | 256.113
EL10810138 | SUN AFL TR 3400 830 MD BK | LED floodlight 30 W with 160° motion detector, ITD mounting bracket, black | http://esylux.com/p/EL10810138 | 256.113
EL10810152 | SUN OFL TR 3700 850 WH | LED spotlight 30 W, ITD mounting bracket, white | http://esylux.com/p/EL10810152 | 221.793
EL10810169 | SUN OFL TR 3700 850 BK | LED spotlight 30 W, ITD mounting bracket, black | http://esylux.com/p/EL10810169 | 221.793
EL10810176 | SUN AFL TR 3700 850 MD WH | LED floodlight 30 W with 160° motion detector, ITD mounting bracket, white | http://esylux.com/p/EL10810176 | 256.113
EL10810183 | SUN AFL TR 3700 850 MD BK | LED floodlight 30 W with 160° motion detector, ITD mounting bracket, black | http://esylux.com/p/EL10810183 | 256.113
EL10810206 | SUN OFL TR 5100 830 WH | LED spotlight 50 W, ITD mounting bracket, white | http://esylux.com/p/EL10810206 | 273.273
EL10810213 | SUN OFL TR 5100 830 BK | LED spotlight 50 W, ITD mounting bracket, black | http://esylux.com/p/EL10810213 | 273.273
EL10810220 | SUN AFL TR 5100 830 MD WH | LED floodlight 50 W with 160° motion detector, ITD mounting bracket, white | http://esylux.com/p/EL10810220 | 307.593
EL10810237 | SUN AFL TR 5100 830 MD BK | LED floodlight 50 W with 160° motion detector, ITD mounting bracket, black | http://esylux.com/p/EL10810237 | 307.593
EL10810251 | SUN OFL TR 5400 850 WH | LED spotlight 50 W, ITD mounting bracket, white | http://esylux.com/p/EL10810251 | 273.273
EL10810268 | SUN OFL TR 5400 850 BK | LED spotlight 50 W, ITD mounting bracket, black | http://esylux.com/p/EL10810268 | 273.273
EL10810275 | SUN AFL TR 5400 850 MD WH | LED floodlight 50 W with 160° motion detector, ITD mounting bracket, white | http://esylux.com/p/EL10810275 | 307.593
EL10810282 | SUN AFL TR 5400 850 MD BK | LED floodlight 50 W with 160° motion detector, ITD mounting bracket, black | http://esylux.com/p/EL10810282 | 307.593
EL10810398 | SUN OFL/AFL 10W GLASS + GASKET-SET | Replacement front window for SUN OFL/AFL 10 W floodlights with seal | http://esylux.com/p/EL10810398 | 42.4
EL10810404 | SUN OFL/AFL 30/50W GLASS + GASKET-SET | Replacement front window for SUN OFL/AFL 30/50 W floodlights with seal | http://esylux.com/p/EL10810404 | 55.2
EL10810701 | BASIC OFL TR 3000 840 BK | LED floodlight 30 W, 4000 K, black | http://esylux.com/p/EL10810701 | 95.444
EL10810718 | BASIC OFL TR 3000 840 WH | LED floodlight, 30 W, 4000 K, white | http://esylux.com/p/EL10810718 | 99.296
EL10810725 | BASIC AFL TR 3000 840 MD WH | LED floodlight 30 W, 4000 K, white, motion detector | http://esylux.com/p/EL10810725 | 123.692
EL10810732 | BASIC AFL TR 3000 840 MD BK | LED floodlight 30 W, 4000 K, black, motion detector | http://esylux.com/p/EL10810732 | 123.692
EL10810749 | BASIC OFL TR 5000 840 WH | LED floodlight, 50 W, 4000 K, white | http://esylux.com/p/EL10810749 | 138.944
EL10810756 | BASIC OFL TR 5000 840 BK | LED floodlight 50 W, 4000 K, black | http://esylux.com/p/EL10810756 | 138.944
EL10810763 | BASIC AFL TR 5000 840 MD WH | LED floodlight 50 W, 4000 K, white, motion detector | http://esylux.com/p/EL10810763 | 169.916
EL10810770 | BASIC AFL TR 5000 840 MD BK | LED floodlight 50 W, 4000 K, black, motion detector | http://esylux.com/p/EL10810770 | 169.916
EL10810787 | BASIC OFL TR 1000 830 WH | LED floodlight, 10 W, 3000 K, white | http://esylux.com/p/EL10810787 | 50.076
EL10810794 | BASIC OFL TR 1000 830 BK | LED floodlight 10 W, 3000 K, black | http://esylux.com/p/EL10810794 | 50.076
EL10810800 | BASIC AFL TR 1000 830 MD WH | LED floodlight 10 W, 3000 K, white, motion detector | http://esylux.com/p/EL10810800 | 71.904
EL10810817 | BASIC AFL TR 1000 830 MD BK | LED floodlight 10 W, 3000 K, black, motion detector | http://esylux.com/p/EL10810817 | 71.904
EL10810824 | BASIC OFL TR 3000 830 WH | LED floodlight, 30 W, 3000 K, white | http://esylux.com/p/EL10810824 | 99.296
EL10810831 | BASIC OFL TR 3000 830 BK | LED floodlight 30 W, 3000 K, black | http://esylux.com/p/EL10810831 | 99.296
EL10810848 | BASIC AFL TR 3000 830 MD WH | LED floodlight 30 W, 3000 K, white, motion detector | http://esylux.com/p/EL10810848 | 123.692
EL10810855 | BASIC AFL TR 3000 830 MD BK | LED floodlight 30 W, 3000 K, black, motion detector | http://esylux.com/p/EL10810855 | 123.692
EL10810862 | BASIC OFL TR 5000 830 WH | LED floodlight, 50 W, 3000 K, white | http://esylux.com/p/EL10810862 | 138.944
EL10810879 | BASIC OFL TR 5000 830 BK | LED floodlight 50 W, 3000 K, black | http://esylux.com/p/EL10810879 | 138.944
EL10810886 | BASIC AFL TR 5000 830 MD WH | LED floodlight 50 W, 3000 K, white, motion detector | http://esylux.com/p/EL10810886 | 169.916
EL10810893 | BASIC AFL TR 5000 830 MD BK | LED floodlight 50 W, 3000 K, black, motion detector | http://esylux.com/p/EL10810893 | 169.916
EL10810909 | BASIC OFL TR 1000 840 WH | LED floodlight, 10 W, 4000 K, white | http://esylux.com/p/EL10810909 | 50.076
EL10810916 | BASIC OFL TR 1000 840 BK | LED floodlight 10 W, 4000 K, black | http://esylux.com/p/EL10810916 | 50.076
EL10810923 | BASIC AFL TR 1000 840 MD WH | LED floodlight 10 W, 4000 K, white, motion detector | http://esylux.com/p/EL10810923 | 71.904
EL10810930 | BASIC AFL TR 1000 840 MD BK | LED floodlight 10 W, 4000 K, black, motion detector | http://esylux.com/p/EL10810930 | 71.904
EL10820007 | ALVA BL 940/170 TR 360° 1000 830 AN | LED bollard light made from high-quality aluminium with lotus effect | http://esylux.com/p/EL10820007 | 841.876
EL10820021 | ALVA BL 940/170 TR 360° 1200 840 AN | LED bollard light made from high-quality aluminium with lotus effect | http://esylux.com/p/EL10820021 | 841.876
EL10820045 | ALVA BL 940/170 OP 360° 800 830 AN | LED bollard light made from high-quality aluminium with lotus effect | http://esylux.com/p/EL10820045 | 841.876
EL10820069 | ALVA BL 940/170 OP 360° 1000 840 AN | LED bollard light made from high-quality aluminium with lotus effect | http://esylux.com/p/EL10820069 | 841.876
EL10820106 | ALVA BL 540/170 TR 360° 1000 830 AN | LED DALI bollard lights made from high-quality aluminium with lotus effect | http://esylux.com/p/EL10820106 | 784.952
EL10820182 | ALVA GROUND SPIKE 100 | Ground spike for simplified installation of ALVA bollard lights Ø 100 mm | http://esylux.com/p/EL10820182 | 122.4
EL10820199 | ALVA GROUND SPIKE 170 | Ground spike for simplified installation of ALVA bollard lights Ø 170 mm | http://esylux.com/p/EL10820199 | 151.56
EL10820205 | ALVA BL 940/170 TR 360° 1000 830 DALI AN | LED DALI bollard lights made from high-quality aluminium with lotus effect | http://esylux.com/p/EL10820205 | 899.228
EL10820229 | ALVA BL 940/170 TR 360° 1200 840 DALI AN | LED DALI bollard lights made from high-quality aluminium with lotus effect | http://esylux.com/p/EL10820229 | 899.228
EL10820243 | ALVA BL 940/170 OP 360° 800 830 DALI AN | LED DALI bollard lights made from high-quality aluminium with lotus effect | http://esylux.com/p/EL10820243 | 899.228
EL10820267 | ALVA BL 940/170 OP 360° 1000 840 DALI AN | LED DALI bollard lights made from high-quality aluminium with lotus effect | http://esylux.com/p/EL10820267 | 899.228
EL10820328 | ALVA BL 540/170 TR 360° 1200 840 AN | LED bollard light made from high-quality aluminium with lotus effect | http://esylux.com/p/EL10820328 | 784.952
EL10820403 | ALVA BL 940/170 TR 360° 1000 830 MD IR DALI AN | LED DALI automatic bollard light made from high-quality aluminium with lotus effect, DALI motion detector and integrated DALI power supply | http://esylux.com/p/EL10820403 | 1059.462
EL10820427 | ALVA BL 940/170 TR 360° 1200 840 MD IR DALI AN | LED DALI automatic bollard light made from high-quality aluminium with lotus effect, DALI motion detector and integrated DALI power supply | http://esylux.com/p/EL10820427 | 1059.462
EL10820441 | ALVA BL 940/170 OP 360° 800 830 MD IR DALI AN | LED DALI automatic bollard light made from high-quality aluminium with lotus effect, DALI motion detector and integrated DALI power supply | http://esylux.com/p/EL10820441 | 1059.462
EL10820465 | ALVA BL 940/170 OP 360° 1000 840 MD IR DALI AN | LED DALI automatic bollard light made from high-quality aluminium with lotus effect, DALI motion detector and integrated DALI power supply | http://esylux.com/p/EL10820465 | 1059.462
EL10820601 | ALVA BL 940/170 TR 180° 600 830 AN | LED bollard light made from high-quality aluminium with lotus effect | http://esylux.com/p/EL10820601 | 841.876
EL10820625 | ALVA BL 940/170 TR 180° 700 840 AN | LED bollard light made from high-quality aluminium with lotus effect | http://esylux.com/p/EL10820625 | 841.876
EL10820649 | ALVA BL 940/170 OP 180° 500 830 AN | LED bollard light made from high-quality aluminium with lotus effect | http://esylux.com/p/EL10820649 | 841.876
EL10820663 | ALVA BL 940/170 OP 180° 600 840 AN | LED bollard light made from high-quality aluminium with lotus effect | http://esylux.com/p/EL10820663 | 841.876
EL10820687 | ALVA BL 540/170 TR 180° 600 830 AN | LED bollard light made from high-quality aluminium with lotus effect | http://esylux.com/p/EL10820687 | 784.952
EL10820700 | ALVA BL 540/170 OP 180° 500 830 AN | LED bollard light made from high-quality aluminium with lotus effect | http://esylux.com/p/EL10820700 | 784.952
EL10820762 | ALVA BL 940/170 TR 180° 600 830 DALI AN | LED bollard light made from high-quality aluminium with lotus effect | http://esylux.com/p/EL10820762 | 899.228
EL10820786 | ALVA BL 940/170 TR 180° 700 840 DALI AN | LED bollard light made from high-quality aluminium with lotus effect | http://esylux.com/p/EL10820786 | 899.228
EL10820809 | ALVA BL 940/170 OP 180° 500 830 DALI AN | LED bollard light made from high-quality aluminium with lotus effect | http://esylux.com/p/EL10820809 | 899.228
EL10820823 | ALVA BL 940/170 OP 180° 600 840 DALI AN | LED bollard light made from high-quality aluminium with lotus effect | http://esylux.com/p/EL10820823 | 899.228
EL10820922 | ALVA BL 940/170 TR 180° 600 830 MD IR DALI AN | LED bollard light made from high-quality aluminium with lotus effect | http://esylux.com/p/EL10820922 | 1059.462
EL10820946 | ALVA BL 940/170 TR 180° 700 840 MD IR DALI AN | LED bollard light made from high-quality aluminium with lotus effect | http://esylux.com/p/EL10820946 | 1059.462
EL10820960 | ALVA BL 940/170 OP 180° 500 830 MD IR DALI AN | LED bollard light made from high-quality aluminium with lotus effect | http://esylux.com/p/EL10820960 | 1034.592
EL10820984 | ALVA BL 940/170 OP 180° 600 840 MD IR DALI AN | LED bollard light made from high-quality aluminium with lotus effect | http://esylux.com/p/EL10820984 | 990.496
EL10821059 | ALVA BL 700/100 OP 360° 400 830 AN | LED bollard light made from high-quality aluminium with lotus effect | http://esylux.com/p/EL10821059 | 356.928
EL10821073 | ALVA BL 700/100 OP 360° 500 840 AN | LED bollard light made from high-quality aluminium with lotus effect | http://esylux.com/p/EL10821073 | 356.928
EL10821134 | ALVA BL 700/100 TR 360° 500 830 AN | LED bollard light made from high-quality aluminium with lotus effect | http://esylux.com/p/EL10821134 | 356.928
EL10821158 | ALVA BL 700/100 TR 360° 600 840 AN | LED bollard light made from high-quality aluminium with lotus effect | http://esylux.com/p/EL10821158 | 356.928
EL10821172 | ALVA BL 700/100 TR 360° 500 830 MD IR DALI AN | LED DALI automatic bollard light made from high-quality aluminium with lotus effect, DALI motion detector and integrated DALI power supply | http://esylux.com/p/EL10821172 | 624.832
EL10821189 | ALVA BL 700/100 OP 360° 400 830 MD IR DALI AN | LED DALI automatic bollard light made from high-quality aluminium with lotus effect, DALI motion detector and integrated DALI power supply | http://esylux.com/p/EL10821189 | 624.832
EL10821196 | ALVA BL 700/100 TR 360° 600 840 MD IR DALI AN | LED DALI automatic bollard light made from high-quality aluminium with lotus effect, DALI motion detector and integrated DALI power supply | http://esylux.com/p/EL10821196 | 624.832
EL10821240 | ALVA BL 700/100 OP 360° 500 840 MD IR DALI AN | LED DALI automatic bollard light made from high-quality aluminium with lotus effect, DALI motion detector and integrated DALI power supply | http://esylux.com/p/EL10821240 | 624.832
EL10821257 | ALVA BL 700/100 TR 360° 500 830 DALI AN | LED DALI bollard lights made from high-quality aluminium with lotus effect | http://esylux.com/p/EL10821257 | 479.648
EL10821264 | ALVA BL 700/100 TR 360° 600 840 DALI AN | LED DALI bollard lights made from high-quality aluminium with lotus effect | http://esylux.com/p/EL10821264 | 479.648
EL10821271 | ALVA BL 700/100 OP 360° 400 830 DALI AN | LED bollard light made from high-quality aluminium with lotus effect | http://esylux.com/p/EL10821271 | 479.648
EL10821288 | ALVA BL 700/100 OP 360° 500 840 DALI AN | LED DALI bollard lights made from high-quality aluminium with lotus effect | http://esylux.com/p/EL10821288 | 479.648
EL10830006 | ALVA UDL TR 13° 900 830 AN | High-quality aluminium LED up/down light with lotus effect | http://esylux.com/p/EL10830006 | 485.056
EL10830020 | ALVA UDL TR 13° 1100 840 AN | High-quality aluminium LED up/down light with lotus effect | http://esylux.com/p/EL10830020 | 485.056
EL10830044 | ALVA UDL TR 28° 900 830 AN | High-quality aluminium LED up/down light with lotus effect | http://esylux.com/p/EL10830044 | 485.056
EL10830068 | ALVA UDL TR 28° 1100 840 AN | High-quality aluminium LED up/down light with lotus effect | http://esylux.com/p/EL10830068 | 485.056
EL10830099 | ALVA UDL TR 50° 900 830 AN | High-quality aluminium LED up/down light with lotus effect | http://esylux.com/p/EL10830099 | 485.056
EL10830105 | ALVA UDL TR 50° 1100 840 AN | High-quality aluminium LED up/down light with lotus effect | http://esylux.com/p/EL10830105 | 485.056
EM10015014 | RC 130i WH | 130° motion detector with 360° anti-creep protection, white, can be remotely controlled | http://esylux.com/p/EM10015014 | 148.68
EM10015113 | RC 130i BN | 130° motion detector with 360° anti-creep protection, brown, can be remotely controlled | http://esylux.com/p/EM10015113 | 148.68
EM10015212 | RC 130i BK | 130° motion detector with 360° anti-creep protection, black, can be remotely controlled | http://esylux.com/p/EM10015212 | 148.68
EM10015311 | RC 230i WH | 230° motion detector with 360° anti-creep protection, white, can be remotely controlled | http://esylux.com/p/EM10015311 | 186.615
EM10015410 | RC 230i BN | 230° motion detector with 360° anti-creep protection, brown, can be remotely controlled | http://esylux.com/p/EM10015410 | 186.186
EM10015472 | RC 230 KNX | KNX 230° motion detector with 360° anti-creep protection, white | http://esylux.com/p/EM10015472 | 268.243
EM10015489 | RC 230 KNX BK | KNX 230° motion detector with 360° anti-creep protection, white | http://esylux.com/p/EM10015489 | 270.4
EM10015519 | RC 230i BK | 230° motion detector with 360° anti-creep protection, black, can be remotely controlled | http://esylux.com/p/EM10015519 | 186.186
EM10015618 | RC 230i SSL | 230° motion detector with 360° anti-creep protection, stainless steel appearance, can be remotely controlled | http://esylux.com/p/EM10015618 | 202.1
EM10015649 | RC 230i UC | 230° motion detector with 360° anti-creep protection, white, 12-24V, can be remotely controlled | http://esylux.com/p/EM10015649 | 181.89
EM10015717 | RC 280i WH | 280° motion detector with 360° anti-creep protection, white, can be remotely controlled | http://esylux.com/p/EM10015717 | 239.723
EM10015816 | RC 280i BN | 280° motion detector with 360° anti-creep protection, brown, can be remotely controlled | http://esylux.com/p/EM10015816 | 239.723
EM10015915 | RC 280i BK | 280° motion detector with 360° anti-creep protection, black, can be remotely controlled | http://esylux.com/p/EM10015915 | 239.723
EM10016004 | RC REMOTE CONTROL | Remote control for RC series motion detectors and AL S 230i series lights | http://esylux.com/p/EM10016004 | 52.338
EM10016011 | REMOTE CONTROL USER | Remote control for mini detectors and motion detectors | http://esylux.com/p/EM10016011 | 41.944
EM10016110 | RC EDGE MOUNTING WH | Corner bracket for motion detectors from the RC series, white | http://esylux.com/p/EM10016110 | 28.248
EM10016127 | RC EDGE MOUNTING BN | Corner bracket for motion detectors from the RC series, brown | http://esylux.com/p/EM10016127 | 29.532
EM10016134 | RC EDGE MOUNTING BK | Corner bracket for motion detector from the RC series, black | http://esylux.com/p/EM10016134 | 29.601
EM10016141 | RC EDGE MOUNTING SR | Corner bracket for motion detector from the RC series, stainless steel appearance | http://esylux.com/p/EM10016141 | 32.1
EM10016219 | RC LENS MASK SET | Lens mask for motion detectors of the RC series | http://esylux.com/p/EM10016219 | 3.432
EM10025211 | MD 120 WH | Motion detector 120°, white | http://esylux.com/p/EM10025211 | 59.664
EM10025228 | MD 120 BN | Motion detector 120 °, brown | http://esylux.com/p/EM10025228 | 59.664
EM10025235 | MD 120 BK | Motion detector 120 °, black | http://esylux.com/p/EM10025235 | 59.664
EM10025310 | MD 200 WH | Motion detector 200°, white | http://esylux.com/p/EM10025310 | 76.125
EM10025327 | MD 200 BN | Motion detector 200°, brown | http://esylux.com/p/EM10025327 | 76.125
EM10025334 | MD 200 BK | Motion detector 200°, black | http://esylux.com/p/EM10025334 | 76.125
EM10025358 | DEFENSOR MD 200° 24 IR 1C IP55 WH | 200° motion detector, IP55, white, remote controllable | http://esylux.com/p/EM10025358 | 89.726
EM10025365 | DEFENSOR MD 200° 24 IR 1C IP55 AN | 200° motion detector, IP55, anthracite, remote controllable | http://esylux.com/p/EM10025365 | 89.726
EM10025372 | DEFENSOR MD 230° 40 IR 1C IP55 WH | 230° motion detector with 360° creep protection, IP55, white, remote controllable | http://esylux.com/p/EM10025372 | 158.41
EM10025389 | DEFENSOR MD 230° 40 IR 1C IP55 AN | 230° motion detector with 360° creep protection, IP55, anthracite, remote controllable | http://esylux.com/p/EM10025389 | 158.41
EM10025396 | DEFENSOR MD 280° 40 IR 1C IP55 WH | 280° motion detector with 360° creep protection, IP55, white, remote controllable | http://esylux.com/p/EM10025396 | 199.2
EM10025402 | DEFENSOR MD 280° 40 IR 1C IP55 AN | 280° motion detector with 360° creep protection, IP55, anthracite, remote controllable | http://esylux.com/p/EM10025402 | 199.2
EM10025419 | DEFENSOR EDGE MOUNTING WH | Corner bracket for DEFENSOR series, white | http://esylux.com/p/EM10025419 | 19
EM10025426 | DEFENSOR SPACER WH | Spacer for DEFENSOR series, white | http://esylux.com/p/EM10025426 | 11.475
EM10025433 | DEFENSOR SPACER AN | Spacer for DEFENSOR series, anthracite | http://esylux.com/p/EM10025433 | 11.475
EM10025440 | DEFENSOR MD 200° LENS MASK | Spare part Lens mask DEFENSOR MD 200° | http://esylux.com/p/EM10025440 | 3.708
EM10025457 | DEFENSOR EDGE MOUNTING AN | Corner bracket for DEFENSOR series, anthracite | http://esylux.com/p/EM10025457 | 19
EM10025488 | DEFENSOR MD 230°/280° LENS MASK | Spare part Lens mask DEFENSOR MD 230°/280° | http://esylux.com/p/EM10025488 | 3.708
EM10025495 | DEFENSOR REMOTE CONTROL USER | IR remote control for end users of the DEFENSOR series | http://esylux.com/p/EM10025495 | 42.042
EM10025501 | DEFENSOR REMOTE CONTROL | IR remote control for the DEFENSOR series | http://esylux.com/p/EM10025501 | 50.142
EM10025518 | MD EDGE MOUNTING WH | Corner bracket for motion detectors from the MD series, white | http://esylux.com/p/EM10025518 | 10.272
EM10025532 | MD EDGE MOUNTING BK | Corner bracket for motion detector from the MD series, black | http://esylux.com/p/EM10025532 | 10.272
EM10025662 | DEFENSOR RUBBER CAP | Spare part: Rubber cap for the sensor head of the DEFENSOR 230/280. To restore the protection against vandalism if the original rubber cap is lost. | http://esylux.com/p/EM10025662 | 4.4
EM10025679 | DEFENSOR WALL PLATE WITH TPE WH | Spare part DEFENSOR mounting base, for replacing a defective mounting base | http://esylux.com/p/EM10025679 | 4.4
EM10025686 | DEFENSOR WALL PLATE WITH TPE AN | Spare part DEFENSOR mounting base, for replacing a defective mounting base | http://esylux.com/p/EM10025686 | 4.4
EM10041006 | MD-W 200i WH | 200° wall-mounted motion detector, approx. range 12 m, white, can be remotely controlled | http://esylux.com/p/EM10041006 | 130.72
EM10041020 | MD-W 200i BK | 200° wall-mounted motion detector, approx. range 12 m, black, can be remotely controlled | http://esylux.com/p/EM10041020 | 130.72
EM10041099 | MD-W COVER WH | Covering cap for MD-W200i motion detector, white | http://esylux.com/p/EM10041099 | 19.6
EM10041112 | MD-W COVER BK | Covering cap for MD-W200i motion detector, black | http://esylux.com/p/EM10041112 | 19.6
EM10041129 | MD-W COVER SR | Covering cap for MD-W200i motion detector, stainless steel appearance | http://esylux.com/p/EM10041129 | 20.58
EM10055010 | MD 180i/R | Wall-mounted motion detector 180° with acoustic sensor, remotely controlled | http://esylux.com/p/EM10055010 | 145.86
EM10055089 | MD 180 BASIC WH | Motion detector 180°, white | http://esylux.com/p/EM10055089 | 42.098
EM10055096 | MD 180 BASIC BK | Motion detector 180°, black | http://esylux.com/p/EM10055096 | 42.098
EM10055102 | COVER IP20 WH | Cover IP 20 white, similar to RAL 9010 for MD 180i and PD 180i | http://esylux.com/p/EM10055102 | 16.302
EM10055119 | COVER IP20 SWH | Cover IP 20 signal white, similar to RAL 9016 for MD 180i and PD 180i | http://esylux.com/p/EM10055119 | 16.302
EM10055126 | COVER IP20 CWH | Cover IP 20 cream white, similar to RAL 1013 for MD 180i and PD 180i | http://esylux.com/p/EM10055126 | 16.302
EM10055133 | COVER IP20 AN | Cover IP 20 charcoal grey, similar to RAL 7021 for MD 180i and PD 180i | http://esylux.com/p/EM10055133 | 20.163
EM10055140 | COVER IP20 SR | Cover IP 20 stainless steel appearance for MD 180i and PD 180i | http://esylux.com/p/EM10055140 | 20.163
EM10055157 | COVER IP44 WH | Cover IP 44 white, similar to RAL 9010 for MD 180i and PD 180i | http://esylux.com/p/EM10055157 | 44.616
EM10055164 | MOUNTING BOX IP44 SM WH | Surface-mounted box IP 20/IP 44 for MD 180i and PD 180i | http://esylux.com/p/EM10055164 | 48.048
EM10055300 | MD 360i/24 | 360° ceiling-mounted motion detector, recessed-mounted, approx. range Ø 24 m, remotely controlled | http://esylux.com/p/EM10055300 | 223.368
EM10055324 | MD 360/8 | 360° ceiling-mounted motion detector; recessed-mounted, approx. range Ø 8 m | http://esylux.com/p/EM10055324 | 159.796
EM10055508 | MD 180 BASIC L WH | Motion detector 180°, white | http://esylux.com/p/EM10055508 | 45.885
EM10055515 | MD 180 BASIC L BK | Motion detector 180°, black | http://esylux.com/p/EM10055515 | 45.885
EM10410017 | PD 180i/R | 180° wall-mounted presence detector, recessed-mounted, remotely controlled | http://esylux.com/p/EM10410017 | 170.976
EM10410024 | MD/PD 180 Slave | 180° wall-mounted detector, flush-mounted, slave, approx. range 16 m | http://esylux.com/p/EM10410024 | 136.972
EM10425004 | PD 360i/8 | 360° ceiling-mounted presence detector, recessed-mounted, approx. range Ø 8 m, remotely controlled, white | http://esylux.com/p/EM10425004 | 196.185
EM10425028 | PD 360/8 Slave | 360° ceiling-mounted presence detector, recessed-mounted, slave, approx. range Ø 8 m | http://esylux.com/p/EM10425028 | 157.285
EM10425103 | PD 360i/24 | 360° ceiling-mounted presence detector, recessed-mounted, approx. range Ø 24 m, remotely controlled | http://esylux.com/p/EM10425103 | 234.208
EM10425127 | PD 360/24 Slave | 360° ceiling-mounted presence detector, recessed-mounted, slave, approx. range Ø 24 m, white | http://esylux.com/p/EM10425127 | 207.966
EM10425400 | STANDARD MOUNTING BOX IP54 SM WH | Surface-mounted box IP 54 for PD 360 and MD 360 (except mini versions) | http://esylux.com/p/EM10425400 | 16.5
EM10425509 | REMOTE CONTROL MDi/PDi | Remote control for motion detectors PD 180i, PD 360i and motion detectors MD 180i, MD 360i | http://esylux.com/p/EM10425509 | 46.332
EM10425530 | REMOTE CONTROL PDi/plus | Remote control for PD-C360i/8 DIMplus, PD-C360i/24 DIMplus, PD-C360i/24 DUOplus | http://esylux.com/p/EM10425530 | 46.332
EM10425547 | REMOTE CONTROL PDi/USER | Remote control for ceiling-mounted presence detectors | http://esylux.com/p/EM10425547 | 46.332
EM10425608 | BASKET GUARD ROUND LARGE | Basket guard for wall and ceiling detectors and smoke detectors, height 90 mm, Ø 180 mm | http://esylux.com/p/EM10425608 | 39.897
EM10425615 | BASKET GUARD ROUND SMALL | Basket guard for wall and ceiling detectors and smoke detectors, height 70 mm, Ø 165 mm | http://esylux.com/p/EM10425615 | 39.897
EN00007361 | ELH FM BATTERY 2000mAh | Battery for ELH series, 2000 mAh, built-in version | http://esylux.com/p/EN00007361 | 56.628
EN00007378 | ELH SM BATTERY NiCd 2000mAh | Battery for ELH series, 2000 mAh, surface-mounted version | http://esylux.com/p/EN00007378 | 78.078
EN10017551 | SLA EL LED 3h 14m IR SC SM | Emergency light with 3-hour emergency light duration, 14-m viewing distance, wall-/ceiling-mounted, LED, self-control feature | http://esylux.com/p/EN10017551 | 158.646
EN10017971 | SLF 30 BASKET GUARD WALL | Basket guard for single-battery emergency lighting from the SLF series for wall mounting | http://esylux.com/p/EN10017971 | 90.09
EN10017995 | SLE 24 BASKET GUARD WALL | Basket guard for single-battery emergency lighting from the SLE series for wall mounting | http://esylux.com/p/EN10017995 | 90.09
EN10026836 | SLB EL LED 3h 21m SM | Emergency light for 3 hour emergency light duration, 21 m viewing distance, wall-/ceiling-mounted, LED | http://esylux.com/p/EN10026836 | 123.372
EN10027062 | SLB 21 BASKET GUARD | Basket guard for SLB emergency lighting | http://esylux.com/p/EN10027062 | 80.464
EN10027208 | SLA FLP/GL BATTERY NiCd 1800mAh | NiCd 3.6 V/1.8 Ah; emergency light duration 1 hour/3 hours | http://esylux.com/p/EN10027208 | 27.027
EN10027222 | SLA LED BATTERY NiCd 800mAh | NiCd 4.8 V/0.8 Ah; 3-hour emergency light duration | http://esylux.com/p/EN10027222 | 31.11
EN10030956 | SLC/SLD BATTERY NiMH 800mAh | NiMh 7.2 V/0.8 Ah; emergency light duration 3 hours | http://esylux.com/p/EN10030956 | 35.847
EN10031595 | SLC EL LED 3h 25m IR SC/C PM | Emergency light with 3 hour emergency light duration, 25 m viewing distance, pendulum mounting, LED, fail-safe contact, self-control feature | http://esylux.com/p/EN10031595 | 252.28
EN10031601 | SLC EL LED 3h 25m IR SC/C RM | Emergency light with 3 hour emergency light duration, 25 m viewing distance, recessed ceiling mounting, LED, fail-safe contact, self-control feature | http://esylux.com/p/EN10031601 | 252.28
EN10031618 | SLC EL LED 3h 25m IR SC/C SM | Emergency light with 3 hour emergency light duration, 25 m viewing distance, surface ceiling mounting, LED, fail-safe contact, self-control feature | http://esylux.com/p/EN10031618 | 252.28
EN10031625 | SLC EL LED 3h 25m IR SC/C WM | Emergency light with 3 hour emergency light duration, 25 m viewing distance, wall mounting, LED, fail-safe contact, self-control feature | http://esylux.com/p/EN10031625 | 252.28
EN10031632 | SLC EL LED 3h 25m IR SC/C WBM | Emergency light with 3 hour emergency light duration, 25 m viewing distance, wall bracket mounting, LED, fail-safe contact, self-control feature | http://esylux.com/p/EN10031632 | 252.28
EN10031649 | SLD EL LED 3h 32m IR SC/C PM | Emergency light with 3 hour emergency light duration, 32 m viewing distance, pendulum mounting, LED, self-control feature, fail-safe contact | http://esylux.com/p/EN10031649 | 280.925
EN10031656 | SLD EL LED 3h 32m IR SC/C RM | Emergency light with 3 hour emergency light duration, 32 m viewing distance, recessed ceiling mounting, LED, self-control feature, fail-safe contact | http://esylux.com/p/EN10031656 | 280.925
EN10031663 | SLD EL LED 3h 32m IR SC/C SM | Emergency light with 3 hour emergency light duration, 32 m viewing distance, surface ceiling mounting, LED, self-control feature, fail-safe contact | http://esylux.com/p/EN10031663 | 280.925
EN10031670 | SLD EL LED 3h 32m IR SC/C WM | Emergency light with 3 hour emergency light duration, 32 m viewing distance, wall mounting, LED, self-control feature, fail-safe contact | http://esylux.com/p/EN10031670 | 280.925
EN10031687 | SLD EL LED 3h 32m IR SC/C WBM | Emergency light with 3 hour emergency light duration, 32 m viewing distance, wall bracket mounting, LED, self-control feature, fail-safe contact | http://esylux.com/p/EN10031687 | 280.925
EN10031694 | SLC SYMBOL SET ALTERNATIVE | Alternative symbol set (up (both sides), down left, down right, up left, up right), 25 m viewing distance, for SLC emergency lights | http://esylux.com/p/EN10031694 | 42.1
EN10031700 | SLD SYMBOL SET ALTERNATIVE | Alternative symbol set (up (both sides), down left, down right, up left, up right), 32 m viewing distance, for SLD emergency lights | http://esylux.com/p/EN10031700 | 55.993
EN10032509 | SLX 32 DISPLAY SYMBOL 1-SIDE TOP | Symbol panel, single-sided, arrow upwards, 32 m viewing distance, for SLX emergency lighting | http://esylux.com/p/EN10032509 | 36.894
EN10032523 | SLX 32 DISPLAY SYMBOL 2-SIDE TOP RIGHT LEFT | Symbol panel, double-sided, upwards right/upwards left, 32 m viewing distance, for SLX emergency lighting | http://esylux.com/p/EN10032523 | 36.894
EN10032530 | SLX 32 DISPLAY SYMBOL 2-SIDE DOWN RIGHT LEFT | Symbol panel, double-sided, downwards right/downwards left, 32 m viewing distance, for SLX emergency lighting | http://esylux.com/p/EN10032530 | 36.894
EN10032554 | SLX 24 DISPLAY SYMBOL 2-SIDE TOP | Symbol panel, double-sided, arrow upwards/upwards, 24 m viewing distance, for SLX emergency lighting | http://esylux.com/p/EN10032554 | 27.885
EN10032561 | SLX 24 DISPLAY SYMBOL 2-SIDE TOP RIGHT LEFT | Symbol panel, double-sided, upwards right/upwards left, 24 m viewing distance, for SLX emergency lighting | http://esylux.com/p/EN10032561 | 27.885
EN10032578 | SLX 24 DISPLAY SYMBOL 2-SIDE DOWN RIGHT LEFT | Symbol panel, double-sided, downwards right/downwards left, 24 m viewing distance, for SLX emergency lighting | http://esylux.com/p/EN10032578 | 29.601
EN10032660 | SLA EL LED 8h 14m IR SC SM | Emergency light with 8-hour emergency light duration, 14-m viewing distance, wall-/ceiling-mounted, LED, self-control feature | http://esylux.com/p/EN10032660 | 181.251
EN10032677 | SLB EL LED 8h 21m SM | Single-battery emergency light with 8 h emergency lighting duration and 21 m viewing distance for wall and ceiling mounting | http://esylux.com/p/EN10032677 | 123.692
EN10032707 | SLA 14 SYMBOL SET 2 | Symbol set for SLA series, 14 m viewing distance, up right, up left, down right, down left | http://esylux.com/p/EN10032707 | 14.586
EN10032721 | SLA/SLB BATTERY LiFePO4 1500mAh | Replacement battery (LiFePO4) for emergency lights of the SLA and SLB series, revision from 2022 | http://esylux.com/p/EN10032721 | 27.456
EN10032738 | SLB 21 SYMBOL SET 2 | Symbol set for SLB series, 21 m viewing distance, up right, up left, down right, down left | http://esylux.com/p/EN10032738 | 14.98
EN10032745 | SLE 23 SYMBOL SET 1 | Symbol set with 23 m viewing distance for single-battery emergency lights of the SLE series (right, left, up, 2x down arrows and blank white) | http://esylux.com/p/EN10032745 | 39.456
EN10032752 | SLE 23 SYMBOL SET 2 | Symbol set for SLE series, 23 m viewing distance, right up, left up, right down, left down | http://esylux.com/p/EN10032752 | 29.181
EN10032769 | SLA 14 SYMBOL SET 1 | Symbol set for SLA series, 14 m viewing distance, right, left, up, down arrows | http://esylux.com/p/EN10032769 | 14.586
EN10032783 | SLB 21 SYMBOL SET 1 | Symbol set for SLB series, 21 m viewing distance, right, left, up, down | http://esylux.com/p/EN10032783 | 14.98
EN10032790 | SLF 30 SYMBOL SET 1 | Symbol set with 30 m viewing distance for single-battery emergency lights of the SLE series (right, left, up, 2x down arrows and blank white) | http://esylux.com/p/EN10032790 | 49.257
EN10032806 | SLF 30 SYMBOL SET 2 | Symbol set for SLE series, 30 m viewing distance, right up, left up, right down, left down | http://esylux.com/p/EN10032806 | 37.048
EN10050015 | SLP-2 | Portable spotlight with emergency light feature | http://esylux.com/p/EN10050015 | 241.82
EN10050114 | SLP BATTERY NiCd 4500mAh | 6 V/4.5 Ah; emergency light duration of main lamp approx. 4 hours, main lamp flashing approx. 8 hours, secondary light approx. 30 hours, secondary light flashing approx. 60 hours | http://esylux.com/p/EN10050114 | 75.195
EN10050206 | SLP-2 WALL MOUNTING PLATE | Wall mounting plate for the SLP-2 portable spotlight charging cradle | http://esylux.com/p/EN10050206 | 44.084
EN10060670 | SLE 24 SYMBOL SET II | Symbol set for emergency lights from the SLE series, 24 m, arrows up right, up left, down right and down left | http://esylux.com/p/EN10060670 | 26.169
EN10061110 | SLP-2 POWER SUPPLY | Power supply for SLP-2 portable spotlight, IP20 | http://esylux.com/p/EN10061110 | 36.808
EN10061127 | SLP-2 BATTERY Li-Ion 2200mAh | Spare Li-ion battery (7.4 V / 2200 mAh) for SLP-2 portable spotlight with connection that is protected against reverse polarity | http://esylux.com/p/EN10061127 | 57.677
EN10061301 | SLG EL LED 3h IR RM | Emergency light with 3 hour emergency light duration, recessed ceiling mounting, LED, self-control feature, fail-safe contact | http://esylux.com/p/EN10061301 | 198.616
EN10061806 | SLE EL LED 3h/8h 23m IR SC/C WM | Emergency light with 3 h / 8 h emergency light duration, 234 m viewing distance (DIN/EN), wall mounting, LED, fail-safe contact, self-control feature | http://esylux.com/p/EN10061806 | 196.047
EN10061813 | SLE EL LED 3h/8h 23m IR SC/C SM | Emergency light with 3 h / 8 h emergency light duration, 23 m viewing distance, surface ceiling mounting, LED, fail-safe contact, self-control feature | http://esylux.com/p/EN10061813 | 196.047
EN10061820 | SLF EL LED 3h/8h 30m IR SC/C WM | Emergency light with 3 h / 8 h emergency light duration, 30 m viewing distance (DIN/EN), wall mounting, LED, fail-safe contact, self-control feature | http://esylux.com/p/EN10061820 | 208.788
EN10061837 | SLF EL LED 3h/8h 30m IR SC/C SM | Emergency light with 3 h / 8 h emergency light duration, 30 m viewing distance, surface ceiling mounting, LED, fail-safe contact, self-control feature | http://esylux.com/p/EN10061837 | 208.788
EN10061998 | SLE/SLF BATTERY NiMH 1600mAh | 4.8 V/1.6 Ah rechargeable battery for SLE/SLF emergency lights | http://esylux.com/p/EN10061998 | 45.474
EN10077005 | SLX EL LED FLAT COVER CPS 14m WM | Emergency light for uninterruptible power supply, escape route signage, 14 m, flat, surface mounting, recessed mounting and wall mounting | http://esylux.com/p/EN10077005 | 123.981
EN10077029 | SLX EL LED DISPLAY CPS 24m SM | Emergency light for uninterruptible power supply, escape route signage, 24 m, display, surface mounting, recessed mounting and wall mounting | http://esylux.com/p/EN10077029 | 128.7
EN10077050 | SLX EL LED DISPLAY CPS 32m SM | Emergency light for uninterruptible power supply, escape route signage, 32 m, display, surface mounting, recessed mounting and wall mounting | http://esylux.com/p/EN10077050 | 146.289
EN10077074 | SLX EL LED FLAT COVER 3h/8h 14m IR SC SM | 3 h / 8 h emergency light, escape route signage, 14 m, LED technology, self-control, surface and wall mounting | http://esylux.com/p/EN10077074 | 117.6
EN10077081 | SLX EL LED FLAT COVER 3h/8h 24m IR SC SM | Emergency lights 3 h / 8 h, escape route marking, 24 m, LED technology, self-control, surface and wall mounting | http://esylux.com/p/EN10077081 | 144.4
EN10077098 | ELX EL LED 3h/8h IR SC SM | Emergency luminaire 3 h / 8 h, escape luminaires, LED technology, self-control, surface and ceiling mounting | http://esylux.com/p/EN10077098 | 133.6
EN10077104 | SLX MOUNTING FRAME 370 FM | Installation frame for lights of the SLX series | http://esylux.com/p/EN10077104 | 61.239
EN10077128 | SLX 14 FLAT SYMBOL SET I | Symbol set for emergency lights from the SLX 14 Flat series, 14 m, arrows right, left, downwards and upwards | http://esylux.com/p/EN10077128 | 13.299
EN10077135 | SLX 14 FLAT SYMBOL SET II | Symbol set for emergency lights from the SLX 14 Flat series, 14 m, arrows right upwards, left upwards, right downwards and left downwards | http://esylux.com/p/EN10077135 | 15.873
EN10077142 | SLX 24 HIGH COVER SYMBOL SET I | Symbol set for emergency lights from the SLX 24 High Cover series, 24 m, arrows right, left, 2x downwards and 2x upwards | http://esylux.com/p/EN10077142 | 18.876
EN10077203 | SLX EL LED HIGH COVER 3h 32m IR SM | Emergency light, 3 hour, exit route sign, 32 m, LED technology, High Cover, self-control, surface and recessed ceiling mounting | http://esylux.com/p/EN10077203 | 204.633
EN10077210 | SLX EL LED DISPLAY 3h 32m IR SM | Emergency light, 3 hour, exit route sign, 32 m, LED technology, display, self-control, surface and recessed ceiling mounting | http://esylux.com/p/EN10077210 | 184.899
EN10077227 | ELX EL LED 3h IR SM | Emergency light, 3 hour, exit route signalling, LED technology, self-control, surface and recessed ceiling mounting | http://esylux.com/p/EN10077227 | 157.014
EN10077234 | SLX/ELX MOUNTING FRAME 430 FM | Installation frame for the light units of the ELX and SLX series | http://esylux.com/p/EN10077234 | 61.347
EN10077289 | SLX/ELX WALL BRACKET 110 | Wall mounting bracket for emergency lighting units of the ELX and SLX series | http://esylux.com/p/EN10077289 | 30.03
EN10077296 | SLX/ELX BASKET GUARD CEILING | Basket guard for ELX and SLX Series with display or high cover, height 260 mm. | http://esylux.com/p/EN10077296 | 96.525
EN10077302 | SLX EL LED FLAT COVER 8h 24m IR WM | Emergency light, 8 hour, exit route sign, 24 m, LED technology, self-control, surface and recessed ceiling mounting | http://esylux.com/p/EN10077302 | 190.047
EN10077319 | SLX EL LED DISPLAY 8h 32m IR SM | Emergency light, 8 hour, exit route sign, 32 m, LED technology, display, self-control, surface and recessed ceiling mounting | http://esylux.com/p/EN10077319 | 199.485
EN10077326 | SLX EL LED HIGH COVER 8h 32m IR SM | Emergency light, 8 hour, exit route sign, 32 m, LED technology, High Cover, self-control, surface and recessed ceiling mounting | http://esylux.com/p/EN10077326 | 219.219
EN10077340 | ELX EL LED 8h IR SM | Emergency light, 8 hour, LED technology, self-control, surface and recessed ceiling mounting | http://esylux.com/p/EN10077340 | 181.896
EN10077357 | SLX EL LED HIGH COVER 3h 24m IR SM | Emergency light, 3 hour, exit route sign, 24 m, LED technology, High Cover, self-control, surface and recessed ceiling mounting | http://esylux.com/p/EN10077357 | 175.461
EN10077364 | SLX EL LED HIGH COVER 8h 24m IR SM | Emergency light, 8 hour, exit route sign, 24 m, LED technology, High Cover, self-control, surface and recessed ceiling mounting | http://esylux.com/p/EN10077364 | 194.766
EN10077401 | SLX BATTERY NiCd 800mAh | NiCd battery (3.6 V/800 mAh) for single-battery SLX series escape route signage | http://esylux.com/p/EN10077401 | 28.314
EN10077418 | ELX BATTERY NiCd 1800mAh | NiCd battery (3.6 V/1800 mAh) for single-battery escape luminaires from the ELX series | http://esylux.com/p/EN10077418 | 49.335
EN10077500 | SLX 24 FLAT SYMBOL SET I | Symbol set for emergency lights from the SLX 24 Flat series, 24 m, arrows right, left, downwards and upwards | http://esylux.com/p/EN10077500 | 15.873
EN10077517 | SLX 24 FLAT SYMBOL SET II | Symbol set for emergency lights from the SLX 24 Flat series, 24 m, arrows right upwards, left upwards, right downwards and left downwards | http://esylux.com/p/EN10077517 | 15.873
EN10077531 | SLX 32 HIGH COVER SYMBOL SET II | Symbol set for emergency lights from the SLX 32 High Cover series, 32 m, arrows right upwards, left upwards, right downwards and left downwards | http://esylux.com/p/EN10077531 | 22.308
EN10077784 | SLE/SLF BATTERY LiFePO4 1500mAh | Replacement battery for emergency lights of the SLE and SLF series, revision from 2022 with LiFePO4 battery | http://esylux.com/p/EN10077784 | 26.102
EN10077791 | SLX FLAT 14 SYMBOL SET 1 | Pictogram set for SLX 14 Flat series emergency luminaires, 14 m, arrow right, left, up and down | http://esylux.com/p/EN10077791 | 19.2
EN10077807 | SLX FLAT 14 SYMBOL SET 2 | Pictogram set for SLX 14 Flat series emergency lights, 14 m, arrow pointing right, pointing up left, pointing down right and pointing down left | http://esylux.com/p/EN10077807 | 19.2
EN10077814 | SLX FLAT 24 SYMBOL SET 1 | Pictogram set for SLX 24 Flat series emergency luminaires, 24 m, arrow right, left, up and down | http://esylux.com/p/EN10077814 | 22
EN10077821 | SLX FLAT 24 SYMBOL SET 2 | Pictogram set for SLX 24 Flat series emergency lights, 24 m, arrow pointing up and right, arrow pointing up and left, arrow pointing down and right, arrow pointing down and left | http://esylux.com/p/EN10077821 | 22
EN10078316 | SLX/ELX TUBE PENDULUM SET | Pendulum set conduit for emergency lights from the series ELX and SLX | http://esylux.com/p/EN10078316 | 85.371
EN10079009 | SLX 32 DISPLAY SYMBOL 1-SIDE RIGHT | Symbol panel, single-sided, arrow right, 32 m viewing distance, for SLX emergency lighting | http://esylux.com/p/EN10079009 | 36.894
EN10079016 | SLX 32 DISPLAY SYMBOL 1-SIDE LEFT | Symbol panel, single-sided, arrow left, 32 m viewing distance, for SLX emergency lighting | http://esylux.com/p/EN10079016 | 36.894
EN10079030 | SLX 32 DISPLAY SYMBOL 2-SIDE DOWN | Symbol panel, double-sided, arrow downwards/downwards, 32 m viewing distance, for SLX emergency lighting | http://esylux.com/p/EN10079030 | 36.894
EN10079047 | SLX 32 DISPLAY SYMBOL 2-SIDE RIGHT LEFT | Symbol panel, single-sided, arrow upwards, 32 m viewing distance, for SLX emergency lighting | http://esylux.com/p/EN10079047 | 36.894
EN10079054 | SLX 24 DISPLAY SYMBOL 1-SIDE RIGHT | Symbol panel, single-sided, arrow right, 24 m viewing distance, for SLX emergency lighting | http://esylux.com/p/EN10079054 | 29.601
EN10079061 | SLX 24 DISPLAY SYMBOL 1-SIDE LEFT | Symbol panel, single-sided, arrow left, 24 m viewing distance, for SLX emergency lighting | http://esylux.com/p/EN10079061 | 29.601
EN10079078 | SLX 24 DISPLAY SYMBOL 1-SIDE DOWN | Symbol panel, single-sided, arrow downwards, 24 m viewing distance, for SLX emergency lighting | http://esylux.com/p/EN10079078 | 29.601
EN10079085 | SLX 24 DISPLAY SYMBOL 2-SIDE DOWN | Symbol panel, double-sided, arrow downwards/downwards, 24 m viewing distance, for SLX emergency lighting | http://esylux.com/p/EN10079085 | 29.601
EN10080012 | ELH EL LED 3h SC RM CORRIDOR | Emergency light with 3 hour emergency light duration, recessed ceiling mounting, LED, self-control feature | http://esylux.com/p/EN10080012 | 243.415
EN10080029 | ELH EL LED 3h SC RM OFFICE | Emergency light with 3 hour emergency light duration, recessed ceiling mounting, LED, self-control feature | http://esylux.com/p/EN10080029 | 243.415
EN10433054 | SLC/SLD BATTERY LiFePO4 1500mAh | Battery SLC/SLD BATTERY LiFePO4 1500mAh | http://esylux.com/p/EN10433054 | 29.049
EO10298905 | ELSA-2 DL 68 OP 100° 500 830 DALI WH | LED downlight for installation in ceiling/wall recesses with 68 mm 5 W 3 K incl. std driver DALI SwitchDIM | http://esylux.com/p/EO10298905 | 154.44
EO10298912 | ELSA-2 DL 68 OP 100° 500 840 DALI WH | LED downlight for installation in ceiling/wall cuts with 68 mm 5W 4K incl. std driver DALI SwitchDIM | http://esylux.com/p/EO10298912 | 154.44
EO10298929 | ELSA-2 DL 165 OP 110° 900 830 DALI WH | LED downlight for installation in ceiling/wall cuts with 165 mm 9W 3K incl. std driver DALI SwitchDIM | http://esylux.com/p/EO10298929 | 168.168
EO10298936 | ELSA-2 DL 165 OP 110° 900 840 DALI WH | LED downlight for installation in ceiling/wall cuts with 165 mm 9W 4K incl. std driver DALI SwitchDIM | http://esylux.com/p/EO10298936 | 168.168
EO10298943 | ELSA-2 DL 225 OP 110° 1800 830 DALI WH | LED downlight for installation in ceiling/wall cuts with 225 mm 18W 3K incl. std driver DALI SwitchDIM | http://esylux.com/p/EO10298943 | 184.041
EO10298950 | ELSA-2 DL 225 OP 110° 1800 840 DALI WH | LED downlight for installation in ceiling/wall cuts with 225 mm 18W 4K incl. std driver DALI SwitchDIM | http://esylux.com/p/EO10298950 | 184.041
EO10298967 | ELSA-2 DL 68 OP 100° 500 830 WH | LED downlight for installation in ceiling/wall cuts with 68 mm 5W 3K incl. std driver on/off | http://esylux.com/p/EO10298967 | 61.347
EO10298974 | ELSA-2 DL 68 OP 100° 500 840 WH | LED downlight for installation in ceiling/wall cuts with 68 mm 5W 4K incl. std driver on/off | http://esylux.com/p/EO10298974 | 61.347
EO10298981 | ELSA-2 DL 165 OP 110° 900 830 WH | LED downlight for installation in ceiling/wall cuts with 165mm 9W 3K incl. std driver on/off | http://esylux.com/p/EO10298981 | 78.507
EO10298998 | ELSA-2 DL 165 OP 110° 900 840 WH | LED downlight for installation in ceiling/wall cuts with 165mm 9W 4K incl. std driver on/off | http://esylux.com/p/EO10298998 | 78.507
EO10299001 | ELSA-2 DL 225 OP 110° 1800 830 WH | LED downlight for installation in ceiling/wall cuts with 225mm 18W 3K incl. std driver on/off | http://esylux.com/p/EO10299001 | 102.102
EO10299018 | ELSA-2 DL 225 OP 110° 1800 840 WH | LED downlight for installation in ceiling/wall cuts with 225mm 18W 4K incl. std driver on/off | http://esylux.com/p/EO10299018 | 102.102
EO10299025 | ELSA-2 DL 225 OP 110° 1800 830 MD IR WH | LED downlight for installation in ceiling/wall recesses with integrated motion detector (225 mm, 18 W, 3 K) | http://esylux.com/p/EO10299025 | 308.88
EO10299032 | ELSA-2 DL 225 OP 110° 1800 840 MD IR WH | LED downlight for installation in ceiling/wall recesses with integrated motion detector (225 mm, 18 W, 4 K) | http://esylux.com/p/EO10299032 | 308.88
EO10299667 | ELSA-2 DL 225 OP 110° 1800 840 PD IR PS DALI WH | LED downlight for installation in ceiling/wall recesses with integrated presence detector (225 mm, 18 W, 4 K) | http://esylux.com/p/EO10299667 | 481.338
EO10299674 | ELSA-2 DL 225 OP 110° 1800 840 PD IR DALI WH | LED downlight for installation in ceiling/wall recesses with integrated presence detector (225 mm, 18 W, 4 K) | http://esylux.com/p/EO10299674 | 399.828
EO10299681 | ELSA-2 DL 225 OP 110° 1800 830 PD IR PS DALI WH | LED downlight for installation in ceiling/wall recesses with integrated motion detector (225 mm, 18 W, 3 K) | http://esylux.com/p/EO10299681 | 481.338
EO10299698 | ELSA-2 DL 225 OP 110° 1800 830 PD IR DALI WH | LED downlight for installation in ceiling/wall recesses with integrated presence detector (225 mm, 18 W, 3 K) | http://esylux.com/p/EO10299698 | 399.828
EO10300264 | ELSA-2 RING 225 | ELSA adapter ring, suitable for installation holes with a diameter of 225 mm to 265 mm | http://esylux.com/p/EO10300264 | 38.61
EO10300271 | ELSA-2 RING 165 | ELSA adapter ring, suitable for installation holes with a diameter of 165mm to 200mm | http://esylux.com/p/EO10300271 | 30.03
EO10300288 | ELSA-2 RING 68 | ELSA adapter ring, suitable for installation holes with a diameter of 68mm to 105mm | http://esylux.com/p/EO10300288 | 23.595
EO10300882 | ELSA-2 MOUNTING FRAME 165 SM WH | Surface-mounted ceiling frame 165 for ELSA series downlights | http://esylux.com/p/EO10300882 | 35.607
EO10300899 | ELSA-2 MOUNTING FRAME 225 SM WH | Surface-mounted ceiling frame 225 for ELSA series downlights | http://esylux.com/p/EO10300899 | 44.187
EO10300967 | ELSA-2 DL 5-9W DRIVER DALI | Replacement DALI driver for ELSA-2 downlights 5 W and 9 W | http://esylux.com/p/EO10300967 | 148.4
EO10300974 | ELSA-2 DL 18W DRIVER DALI | Replacement DALI driver for ELSA-2 downlights 18 W | http://esylux.com/p/EO10300974 | 148.4
EO10310102 | OLIVIA MPL 1265 OP 3800 840 IP65 | LED wet room light with opal (MILKY) cover (diffuser), LED output 36W, colour temperature approx. 4000K (neutral white) | http://esylux.com/p/EO10310102 | 163.496
EO10310362 | OLIVIA-2 MPL 1200 OP 5000 840 IP66 5x2.5 DALI-2 | LED Moisture-proof lights with integrated DALI-2-certified drivers and ENEC test symbol | http://esylux.com/p/EO10310362 | 260
EO10310379 | OLIVIA-2 MPL 1200 OP 5000 840 IP66 5x2.5 MD DALI-2 | LED Moisture-proof lights with integrated DALI-2-certified drivers, Motion detectors (HF) and ENEC test symbol | http://esylux.com/p/EO10310379 | 557.6
EO10310386 | OLIVIA-2 MPL 1200 OP 5000 840 IP66 3h 5x2.5 DALI-2 | LED Moisture-proof lights with DALI-2-certified drivers, security lighting function, long-lasting LiFePO4 battery and ENEC test symbol | http://esylux.com/p/EO10310386 | 628.8
EO10310409 | OLIVIA-2 MPL 1200 OP 5000 840 IP66 5x2.5 | LED Moisture-proof lightswith integrated certified ON/OFF drivers and ENEC test symbol | http://esylux.com/p/EO10310409 | 180.4
EO10310416 | OLIVIA-2 MPL 1200 OP 5000 840 IP66 5x2.5 MD | LED Moisture-proof lights with integrated certified ON/OFF drivers, Motion detectors (HF) and ENEC test symbol | http://esylux.com/p/EO10310416 | 236
EO10310423 | OLIVIA-2 MPL 1200 OP 5000 840 IP66 3h 5x2.5 | LED Moisture-proof lights with certified ON/OFF drivers, security lighting function, long-lasting LiFePO4 battery and ENEC test symbol | http://esylux.com/p/EO10310423 | 396.4
EO10310430 | OLIVIA-2 MPL 1500 OP 6800 840 IP66 5x2.5 DALI-2 | LED Moisture-proof lights with integrated DALI-2-certified drivers and ENEC test symbol | http://esylux.com/p/EO10310430 | 288.8
EO10310447 | OLIVIA-2 MPL 1500 OP 6800 840 IP66 5x2.5 MD DALI-2 | LED Moisture-proof lights with integrated DALI-2-certified drivers, Motion detectors (HF) and ENEC test symbol | http://esylux.com/p/EO10310447 | 586.4
EO10310454 | OLIVIA-2 MPL 1500 OP 6800 840 IP66 3h 5x2.5 DALI-2 | LED Moisture-proof lights with integrated DALI-2-certified drivers and ENEC test symbol | http://esylux.com/p/EO10310454 | 664.4
EO10310461 | OLIVIA-2 MPL 1500 OP 6800 840 IP66 | LED Moisture-proof lights with integrated certified ON/OFF drivers and ENEC test symbol | http://esylux.com/p/EO10310461 | 175.2
EO10310478 | OLIVIA-2 MPL 1500 OP 6800 840 IP66 5x2.5 | LED Moisture-proof lights with integrated certified ON/OFF drivers and ENEC test symbol | http://esylux.com/p/EO10310478 | 208.8
EO10310485 | OLIVIA-2 MPL 1500 OP 6800 840 IP66 5x2.5 MD | LED Moisture-proof lights with integrated certified ON/OFF drivers, Motion detectors (HF) and ENEC test symbol | http://esylux.com/p/EO10310485 | 264.8
EO10310508 | OLIVIA-2 WALL MOUNTING BRACKET SET 2x | 2x reinforced stainless steel mounting brackets for wall mounting | http://esylux.com/p/EO10310508 | 5.2
EO10310515 | OLIVIA-2 HANGER BRACKET SET 2x | 2x stainless steel hangers for suspended mounting. For insertion into the mounting brackets supplied with the OLIVIA-2 moisture-proof lights. | http://esylux.com/p/EO10310515 | 2.8
EO10310522 | OLIVIA-2 1200 COVER OP | Opal diffuser made of UV-stabilised polycarbonate for OLIVIA-2 MPL 1200 moisture-proof lights. | http://esylux.com/p/EO10310522 | 42
EO10310539 | OLIVIA-2 1500 COVER OP | Opal diffuser made of UV-stabilised polycarbonate for OLIVIA-2 MPL 1500 moisture-proof lights. | http://esylux.com/p/EO10310539 | 48.4
EO10310546 | OLIVIA-2 BATTERY LiFePO4 4500mAh | Spare battery (LiFePO4) for OLIVIA-2 ON/OFF moisture-proof lights with 3 h emergency lighting function. | http://esylux.com/p/EO10310546 | 93.2
EO10310553 | OLIVIA-2 DALI-2 BATTERY LiFePO4 4500mAh | Spare battery (LiFePO4) for OLIVIA-2 DALI-2 moisture-proof lights with 3 h emergency lighting function. | http://esylux.com/p/EO10310553 | 81.6
EO10310560 | OLIVIA-2 CLIPS CABLE GLANDS SET | Spare accessories set for OLIVIA-2 MPL 1200 and 1500 moisture-proof lights | http://esylux.com/p/EO10310560 | 12.8
EO10310577 | OLIVIA-2 MPL 1200 OP 5300 840 IP66 5x2.5 DALI-2 | LED Moisture-proof lights with integrated DALI-2-certified drivers and ENEC test symbol | http://esylux.com/p/EO10310577 | 260
EO10310584 | OLIVIA-2 MPL 1200 OP 5300 840 IP66 5x2.5 MD DALI-2 | LED Moisture-proof lights with integrated DALI-2-certified drivers, Motion detectors (HF) and ENEC test symbol | http://esylux.com/p/EO10310584 | 557.6
EO10310591 | OLIVIA-2 MPL 1200 OP 5300 840 IP66 3h 5x2.5 DALI-2 | LED Moisture-proof lights with DALI-2-certified drivers, security lighting function, long-lasting LiFePO4 battery and ENEC test symbol | http://esylux.com/p/EO10310591 | 628.8
EO10310607 | OLIVIA-2 MPL 1200 OP 5300 840 IP66 | LED Moisture-proof lights with integrated certified ON/OFF drivers and ENEC test symbol | http://esylux.com/p/EO10310607 | 148.4
EO10310614 | OLIVIA-2 MPL 1200 OP 5300 840 IP66 5x2.5 | LED Moisture-proof lightswith integrated certified ON/OFF drivers and ENEC test symbol | http://esylux.com/p/EO10310614 | 180.4
EO10310621 | OLIVIA-2 MPL 1200 OP 5300 840 IP66 5x2.5 MD | LED Moisture-proof lights with integrated certified ON/OFF drivers, Motion detectors (HF) and ENEC test symbol | http://esylux.com/p/EO10310621 | 236
EO10310638 | OLIVIA-2 MPL 1200 OP 5300 840 IP66 3h 5x2.5 | LED Moisture-proof lights with certified ON/OFF drivers, security lighting function, long-lasting LiFePO4 battery and ENEC test symbol | http://esylux.com/p/EO10310638 | 396.4
EO10310645 | OLIVIA-2 MPL 1500 OP 6300 840 IP66 5x2.5 DALI-2 | LED Moisture-proof lights with integrated DALI-2-certified drivers and ENEC test symbol | http://esylux.com/p/EO10310645 | 288.8
EO10310652 | OLIVIA-2 MPL 1500 OP 6300 840 IP66 5x2.5 MD DALI-2 | LED Moisture-proof lights with integrated DALI-2-certified drivers, Motion detectors (HF) and ENEC test symbol | http://esylux.com/p/EO10310652 | 586.4
EO10310669 | OLIVIA-2 MPL 1500 OP 6300 840 IP66 3h 5x2.5 DALI-2 | LED Moisture-proof lights with DALI-2-certified drivers, security lighting function, long-lasting LiFePO4 battery and ENEC test symbol | http://esylux.com/p/EO10310669 | 664.4
EO10310676 | OLIVIA-2 MPL 1500 OP 6300 840 IP66 | LED Moisture-proof lights with integrated certified ON/OFF drivers and ENEC test symbol | http://esylux.com/p/EO10310676 | 175.2
EO10310683 | OLIVIA-2 MPL 1500 OP 6300 840 IP66 5x2.5 | LED Moisture-proof lightswith integrated certified ON/OFF drivers and ENEC test symbol | http://esylux.com/p/EO10310683 | 208.8
EO10310690 | OLIVIA-2 MPL 1500 OP 6300 840 IP66 5x2.5 MD | LED Moisture-proof lights with integrated certified ON/OFF drivers, Motion detectors (HF) and ENEC test symbol | http://esylux.com/p/EO10310690 | 264.8
EO10310706 | OLIVIA-2 MPL 1500 OP 6300 840 IP66 3h 5x2.5 | LED Moisture-proof lights with certified ON/OFF drivers, security lighting function, long-lasting LiFePO4 battery and ENEC test symbol | http://esylux.com/p/EO10310706 | 421.6
EO10430992 | JUNCTION BOX 5-POLE BK | Universal junction box, black, 5-pin, 2.5 mm² | http://esylux.com/p/EO10430992 | 18.906
EO10431388 | PUSH BUTTON x8 TW | 8-way push button Tunable White | http://esylux.com/p/EO10431388 | 123.711
EO10850004 | ELLEN WCL 300 OP 1500 830 IP20 MD | LED round light, 12 W, colour temperature approx. 3000 K (warm white) with integrated high-frequency detector and an additional switching output | http://esylux.com/p/EO10850004 | 117.117
EO10850011 | ELLEN WCL 300 OP 1500 830 IP20 | LED round light, 12 W, colour temperature approx. 3000 K (warm white), zero-cross switching protects the relay | http://esylux.com/p/EO10850011 | 87.945
EO10850066 | ELLEN WCL 300 OP 1600 840 IP20 MD | LED round light, 12 W, colour temperature approx. 4000 K (warm white) with integrated high-frequency detector and an additional switching output | http://esylux.com/p/EO10850066 | 117.117
EO10850073 | ELLEN WCL 300 OP 1600 840 IP20 | LED round light, 12 W, colour temperature approx. 4000 K (warm white), zero-cross switching protects the relay | http://esylux.com/p/EO10850073 | 83.4
EO10850080 | ELLEN WCL 300 OP 1500 830 IP44 MD | LED round light, 12 W, IP44, colour temperature approx. 3000 K (warm white) with integrated high-frequency detector and an additional switching output | http://esylux.com/p/EO10850080 | 128.436
EO10850097 | ELLEN WCL 300 OP 1500 830 IP44 | LED round light, 12W, IP44, colour temperature approx. 3000 K (warm white), zero-cross switching to protect the relay | http://esylux.com/p/EO10850097 | 102.531
EO10850103 | ELLEN WCL 300 OP 1600 840 IP44 MD | LED round light, 12 W, IP44, colour temperature approx. 4000 K (neutral white) with integrated high-frequency detector and an additional switching output | http://esylux.com/p/EO10850103 | 128.436
EO10850110 | ELLEN WCL 300 OP 1600 840 IP44 | LED round light, 12 W, IP44, colour temperature approx. 4000 K (neutral white), zero-cross switching protects the relay | http://esylux.com/p/EO10850110 | 102.621
EO10850127 | ELLEN COVER OP | Replacement cover for the ELLEN series | http://esylux.com/p/EO10850127 | 17.589
EO10850301 | ALMA WCL 300 OP 1600 830 IP65 MD | LED round light, 16 W, colour temperature approx. 3000 K (warm white) with integrated high-frequency detector and an additional switching output, protection type IP65 | http://esylux.com/p/EO10850301 | 173.745
EO10850318 | ALMA WCL 300 OP 1600 830 IP65 | LED round light, 16 W, colour temperature approx. 3000 K (warm white), protection type IP65 | http://esylux.com/p/EO10850318 | 138.996
EO10850325 | ALMA WCL 300 OP 1600 840 IP65 MD | LED round light, 16 W, colour temperature approx. 4000 K (neutral white) with integrated high-frequency detector and an additional switching output, protection type IP65 | http://esylux.com/p/EO10850325 | 173.745
EO10850332 | ALMA WCL 300 OP 1600 840 IP65 | LED round light, 16 W, colour temperature approx. 4000 K (neutral white), protection type IP65 | http://esylux.com/p/EO10850332 | 138.996
EO10850561 | SVENJA POLE PENDULUM SET 1000 | Pendulum set with centrally mounted tube, transparent 5-pin connection cable and round ceiling canopy, length 1000 mm | http://esylux.com/p/EO10850561 | 106.449
EO10850578 | SVENJA WIRE PENDULUM SET 2000 | Pendulum set with 3 wire cables, transparent 5-pin connection cable and round ceiling canopy, length 2000 mm | http://esylux.com/p/EO10850578 | 102.339
EO10850585 | SVENJA CL 450 DDP OP 3400 8TW IP20 DALI-2 DT8 | Round, flat surface-mounted LED luminaire with powder-coated aluminium housing, DALI-2 light control (DT8) and Tunable White | http://esylux.com/p/EO10850585 | 704.454
EO10850592 | SVENJA CL 450 DDP OP 3300 830 IP20 | Round, flat surface-mounted LED luminaire with powder-coated aluminium housing | http://esylux.com/p/EO10850592 | 515.805
EO10850608 | SVENJA CL 450 DDP OP 3300 830 IP20 DALI-2 | Round, flat surface-mounted LED luminaire with powder-coated aluminium housing, DALI-2 light control | http://esylux.com/p/EO10850608 | 584.442
EO10850615 | SVENJA CL 450 DDP OP 3400 840 IP20 | Round, flat surface-mounted LED luminaire with powder-coated aluminium housing | http://esylux.com/p/EO10850615 | 515.805
EO10850622 | SVENJA CL 450 DDP OP 3400 840 IP20 DALI-2 | Round, flat surface-mounted LED luminaire with powder-coated aluminium housing, DALI-2 light control | http://esylux.com/p/EO10850622 | 584.442
EO10850639 | SVENJA CL 600 DDP OP 5600 8TW IP20 DALI-2 DT8 | Round, flat surface-mounted LED luminaire with powder-coated aluminium housing, DALI-2 light control (DT8) and Tunable White | http://esylux.com/p/EO10850639 | 1052.982
EO10850646 | SVENJA CL 600 DDP OP 5600 830 IP20 DALI-2 | Round, flat surface-mounted LED luminaire with powder-coated aluminium housing, DALI-2 light control | http://esylux.com/p/EO10850646 | 842.139
EO10850653 | SVENJA CL 600 DDP OP 5700 840 IP20 DALI-2 | Round, flat surface-mounted LED luminaire with powder-coated aluminium housing, DALI-2 light control | http://esylux.com/p/EO10850653 | 842.139
EO10850660 | SVENJA CL 900 DDP OP 9600 840 IP20 DALI-2 | Round, flat surface-mounted LED luminaire with powder-coated aluminium housing, DALI-2 light control | http://esylux.com/p/EO10850660 | 1628.793
EO10850677 | SVENJA CL 900 DDP OP 7000 8TW IP20 DALI-2 DT8 | Round, flat surface-mounted LED luminaire with powder-coated aluminium housing, DALI-2 light control (DT8) and Tunable White | http://esylux.com/p/EO10850677 | 1826.895
EO10850684 | SVENJA CL 900 DDP OP 9400 830 IP20 DALI-2 | Round, flat surface-mounted LED luminaire with powder-coated aluminium housing, DALI-2 light control | http://esylux.com/p/EO10850684 | 1628.793
EP00007231 | FLAT COVER ROUND WH | Cover for presence and motion detectors | http://esylux.com/p/EP00007231 | 11.583
EP00007248 | FLAT COVER SQUARE WH | Cover for presence and motion detectors | http://esylux.com/p/EP00007248 | 11.583
EP00007279 | FLAT COVER ROUND BK | Cover for presence and motion detectors | http://esylux.com/p/EP00007279 | 11.583
EP00007491 | COMPACT COVER SET 24/32 BK | Cover set for the COMPACT series in black, comprising cover and design ring | http://esylux.com/p/EP00007491 | 26.598
EP00007521 | COMPACT COVER SET 8 BK | Cover set for the COMPACT series in black, comprising cover and design ring | http://esylux.com/p/EP00007521 | 26.598
EP10055317 | MD-C 360i/24 | 360° ceiling-mounted motion detector, recessed, approx. Ø 24 m, remotely controlled | http://esylux.com/p/EP10055317 | 185.148
EP10055379 | PD-C 360/8 Slave | 360° ceiling-mounted presence detector, recessed-mounted, slave, approx. range Ø 8 m, white | http://esylux.com/p/EP10055379 | 152.862
EP10055386 | PD-C 360/24 Slave | 360° ceiling-mounted presence detector, recessed-mounted, slave, approx. range Ø 24 m | http://esylux.com/p/EP10055386 | 187.464
EP10055393 | MD-C 360i/8 | 360° ceiling-mounted motion detector, recessed-mounted, approx. range Ø 8 m, remotely controlled | http://esylux.com/p/EP10055393 | 145.96
EP10055416 | MD-C 360i/8 BK | 360° ceiling-mounted motion detector, flush-mounted, range approx. Ø 8 m, remote controllable | http://esylux.com/p/EP10055416 | 139.74
EP10055539 | MD-C 360i/8 FM | 360° recessed-ceiling-mounted motion detector, range approx. Ø 8 m, remote controllable | http://esylux.com/p/EP10055539 | 140.973
EP10055546 | MD-C 360i/24 BK | 360° ceiling-mounted motion detector, flush-mounted, range approx. Ø 24 m, remote controllable | http://esylux.com/p/EP10055546 | 176.319
EP10055553 | PD-C 360/8 Slave BK | 360° ceiling-mounted presence detector, flush-mounted, slave, range approx. Ø 8 m, white | http://esylux.com/p/EP10055553 | 147.96
EP10055560 | MD-C 360i/24 FM | 360° recessed-ceiling-mounted motion detector, range approx. Ø 24 m, remote controllable | http://esylux.com/p/EP10055560 | 177.552
EP10422836 | PD-C 360/8 mini LAMELLA BMS DALI-2 WH | DALI-2-certified BMS presence detectors 360°, range approx. Ø 8 m, for installation in baffle ceilings with suitable bracket (accessories) | http://esylux.com/p/EP10422836 | 145.432
EP10422843 | PD-C 360/8 mini LAMELLA BMS DALI-2 BK | DALI-2-certified BMS presence detectors 360°, range approx. Ø 8 m, for installation in baffle ceilings with suitable bracket (accessories) | http://esylux.com/p/EP10422843 | 158.685
EP10422850 | COMPACT MINI HOLDER SAPP WH | Bracket for COMPACT MINI LAMELLA presence detectors in Interalu SAPP climate-control baffle ceilings | http://esylux.com/p/EP10422850 | 17.2
EP10422867 | COMPACT MINI HOLDER SAPP BK | Bracket for COMPACT MINI LAMELLA presence detectors in Interalu SAPP climate-control baffle ceilings | http://esylux.com/p/EP10422867 | 17.2
EP10422874 | COMPACT MINI HOLDER WEC WH | Bracket for COMPACT MINI LAMELLA presence detector in Interalu WEC climate-control baffle ceilings | http://esylux.com/p/EP10422874 | 17.2
EP10422881 | COMPACT MINI HOLDER WEC BK | Bracket for COMPACT MINI LAMELLA presence detector in Interalu WEC climate-control baffle ceilings | http://esylux.com/p/EP10422881 | 17.2
EP10423024 | PD-FLAT 360/8 SW BMS DALI-2 | Presence detector design for intelligent light control in lighting groups based on DALI-2 standards (IEC 62386 Part -301, -303, -304). | http://esylux.com/p/EP10423024 | 143.856
EP10423031 | PD-FLAT 360/8 RW BMS DALI-2 | Presence detector design for intelligent light control in lighting groups based on DALI-2 standards (IEC 62386 Part -301, -303, -304). | http://esylux.com/p/EP10423031 | 143.856
EP10423048 | PD-C 360/8 mini BMS DALI-2 | 360° ceiling-mounted presence detector, recessed mounted, approx. range 8 m (diameter), DALI/DSI | http://esylux.com/p/EP10423048 | 149.068
EP10423055 | PD-FLAT-L 360/8 RW BMS DALI-2 | Presence detector design for intelligent light control in lighting groups based on DALI-2 standards (IEC 62386 Part -301, -303, -304). | http://esylux.com/p/EP10423055 | 152.889
EP10423208 | PD-FLAT 360/8 ROUND WHITE BMS FM DALI-2 | DALI-2-certified 360° presence detector, recessed ceiling mounting, range approx. Ø 8 m, input device with IEC 62386 Part -301, -302, -303, -304 | http://esylux.com/p/EP10423208 | 138.096
EP10423215 | PD-FLAT 360/8 LARGE ROUND WHITE BMS FM DALI-2 | DALI-2-certified 360° presence detector, recessed ceiling mounting, range approx. Ø 8 m, input device with IEC 62386 Part -301, -302, -303, -304 | http://esylux.com/p/EP10423215 | 144.672
EP10423222 | PD-FLAT 360i/8 ROUND WHITE FM KNX | 360° recessed-ceiling-mounted presence detector, flush-mounted, range approx. Ø 8 m, KNX bus | http://esylux.com/p/EP10423222 | 173.853
EP10423239 | PD-FLAT 360i/8 LARGE ROUND WHITE FM KNX | 360° recessed-ceiling-mounted presence detector, flush-mounted, range approx. Ø 8 m, KNX bus | http://esylux.com/p/EP10423239 | 180.429
EP10423246 | PD-C 360/8 mini BMS DALI-2 BK | 360° ceiling-mounted presence detector, recessed mounted, approx. range 8 m (diameter), DALI-2I | http://esylux.com/p/EP10423246 | 159.272
EP10424663 | PD-C 360i/8 DUO DALI WAGO WINSTA CodeA/I | 360° ceiling-mounted presence detector, recessed-mounted, approx. range Ø 8m, DUO, DALI/DSI | http://esylux.com/p/EP10424663 | 308.085
EP10424809 | MD-C 360i/8 WAGO WINSTA CodeA | 360° ceiling-mounted motion detector, recessed-mounted, approx. range Ø 8 m, remotely controlled | http://esylux.com/p/EP10424809 | 227.85
EP10424816 | MD-C 360i/24 WAGO WINSTA CodeA | 360° ceiling-mounted motion detector, recessed, approx. Ø 24 m, remotely controlled | http://esylux.com/p/EP10424816 | 250.512
EP10424823 | PD-C 360i/8 WAGO WINSTA CodeA | 360° ceiling-mounted presence detector, recessed-mounted, approx. range Ø 8 m, remotely controlled | http://esylux.com/p/EP10424823 | 248.064
EP10424830 | PD-C 360i/24 WAGO WINSTA CodeA | 360° recessed ceiling-mounted presence detector, range approx. Ø 24 m, NO contact, remotely controlled | http://esylux.com/p/EP10424830 | 284.376
EP10424847 | PD-C 360i/8 DUO DALI WAGO WINSTA CodeI | 360° ceiling-mounted presence detector, recessed-mounted, approx. range Ø 8m, DUO, DALI/DSI | http://esylux.com/p/EP10424847 | 289.488
EP10424854 | PD-C 360i/24 DUO DALI WAGO WINSTA CodeI | 360° recessed ceiling-mounted presence detector, approx. range Ø 24m, DUO, DALI/DSI, GST | http://esylux.com/p/EP10424854 | 326.04
EP10424861 | MD-FLAT 360i/8 RW WAGO WINSTA CodeA | 360° ceiling-mounted motion detector, recessed-mounted, approx. range Ø 8 m, remotely controlled | http://esylux.com/p/EP10424861 | 236.68
EP10424878 | PD-FLAT 360i/8 RW WAGO WINSTA CodeA | 360° ceiling-mounted presence detector, recessed-mounted, approx. range Ø 8 m, remotely controlled | http://esylux.com/p/EP10424878 | 238.165
EP10424885 | PD-C 360/32 BMS DALI-2 | Presence detectors for intelligent light control in lighting groups based on DALI-2 standards (IEC 62386 Part -301, -303, -304). | http://esylux.com/p/EP10424885 | 212.603
EP10425042 | PD-C 360i/8 plus | 360° recessed ceiling-mounted presence detector, range of approx. Ø 8 m, floating make contact, remotely controlled | http://esylux.com/p/EP10425042 | 200.695
EP10425059 | PD-C 360i/8 | 360° ceiling-mounted presence detector, recessed-mounted, approx. range Ø 8 m, remotely controlled | http://esylux.com/p/EP10425059 | 182.073
EP10425233 | PD-C 360i/8 BK | 360° ceiling-mounted presence detector, flush-mounted, range approx. Ø 8 m, remote controllable, black | http://esylux.com/p/EP10425233 | 173.853
EP10425257 | PD-C 360i/24 BK | 360° ceiling-mounted presence detector, flush-mounted, range approx. Ø 24 m, NO contact, remote controllable, black | http://esylux.com/p/EP10425257 | 210.432
EP10425288 | PD-C 360i/24 plus | 360° recessed ceiling-mounted presence detector, range of approx. Ø 24 m, floating make contact, remotely controlled | http://esylux.com/p/EP10425288 | 234.9
EP10425356 | ESY-Pen | ESY-Pen and ESY-App, two tools for every task: (1) Parameterisation, (2) remote control, (3) light measurement, (4) project management | http://esylux.com/p/EP10425356 | 227.799
EP10425370 | COMPACT MOUNTING BOX IP20 SM WH | Surface-mounted box IP 20 for PD-C360 and MD-C360, white | http://esylux.com/p/EP10425370 | 14.586
EP10425387 | COMPACT MOUNTING BOX IP20 SM SR | Surface-mounted box IP 20 for PD-C360 and MD-C360, silver | http://esylux.com/p/EP10425387 | 45.474
EP10425431 | COMPACT COVER SET 24/32 SR | Cover und design ring for PD-C360/24 and MD-C360/24 | http://esylux.com/p/EP10425431 | 40.755
EP10425707 | PD-C 360i/24 DRY | 360° ceiling-mounted presence detector, recessed, range Ø 24 m, 2 floating break contacts, remotely controlled | http://esylux.com/p/EP10425707 | 234.9
EP10425776 | MD-C 360i/6 mini 12V | 360° recessed ceiling-mounted motion detector, approx. Ø 6 m, 12 V DC, remotely controlled | http://esylux.com/p/EP10425776 | 132.99
EP10425783 | PD-C 360i/32 Warehouse DIM plus | 360° ceiling-mounted presence detector, recessed, range approx. elliptic Ø 32 x 4 m, 1 - 10 V DC interface, HVAC channel | http://esylux.com/p/EP10425783 | 221.382
EP10425790 | PD-C 360/32 Warehouse Slave | 360° ceiling-mounted presence detector, recessed-mounted, slave, range approx. elliptical Ø 32 x 4 m | http://esylux.com/p/EP10425790 | 172.48
EP10425851 | MD-C 360i/6 mini | 360° recessed ceiling-mounted motion detector, approx. Ø 6 m, recessed mounting, remotely controlled | http://esylux.com/p/EP10425851 | 123.552
EP10425868 | PD-C 360i/6 mini | Recessed ceiling-mounted presence detector 360°, range approx. Ø 6 m, recessed mounting, remotely controlled | http://esylux.com/p/EP10425868 | 146.65
EP10425875 | MD-C 360i/8 MIC | 360° ceiling-mounted motion detector, recessed-mounted, approx. range Ø 8 m, acoustic sensor, remotely controlled | http://esylux.com/p/EP10425875 | 174.117
EP10425882 | PD-C 360i/8 MIC | 360° recessed ceiling-mounted presence detector, approx. range of Ø 8 m, MIC, remotely controlled | http://esylux.com/p/EP10425882 | 206.944
EP10425899 | REMOTE CONTROL PDi DALI | Remote control for detector series PD-C360i/Dali | http://esylux.com/p/EP10425899 | 47.619
EP10425905 | COMPACT MOUNTING BOX IP54 SM WH | Surface-mounted box IP 54 for PD-C360 and MD-C360, white | http://esylux.com/p/EP10425905 | 17.16
EP10425912 | COMPACT MOUNTING BOX IP54 SM SR | Surface-mounted box IP 54 for PD-C360 and MD-C360, silver | http://esylux.com/p/EP10425912 | 41.511
EP10425929 | MOUNTING SET IP20 FM 62 WH | Spring bracket for ceiling-mounted C series | http://esylux.com/p/EP10425929 | 12.81
EP10425936 | COMPACT COVER SET 8 SR | Cover und design ring for PD-C360/8 and MD-C360/8 | http://esylux.com/p/EP10425936 | 41.184
EP10426001 | MD-C 360i/8 mini | 360° recessed ceiling-mounted motion detector, approx. Ø 8 m, recessed mounting, remotely controlled | http://esylux.com/p/EP10426001 | 143.369
EP10426018 | MD-C 360i/12 mini | 360° recessed ceiling-mounted motion detector, approx. Ø 12 m, recessed mounting, remotely controlled | http://esylux.com/p/EP10426018 | 147.519
EP10426025 | PD-C 360i/8 mini | Recessed ceiling-mounted presence detector 360°, range approx. Ø 8 m, recessed mounting, remotely controlled | http://esylux.com/p/EP10426025 | 161.64
EP10426032 | PD-C 360i/12 mini | 360° recessed ceiling-mounted presence detector, range approx. Ø 12 m, remotely controlled | http://esylux.com/p/EP10426032 | 169.84
EP10426063 | PD-C 360/8 mini Slave | Recessed ceiling-mounted presence detector 360°, slave, range approx. Ø 8 m, recessed mounting | http://esylux.com/p/EP10426063 | 137.259
EP10426131 | PD-C 360i/8 mini LAMELLA KNX WH | KNX mini presence detectors 360°, range approx. Ø 8 m, for installation in baffle ceilings with suitable bracket (accessories) | http://esylux.com/p/EP10426131 | 166.32
EP10426148 | PD-C 360i/8 mini LAMELLA KNX BK | KNX mini presence detectors 360°, range approx. Ø 8 m, for installation in baffle ceilings with suitable bracket (accessories) | http://esylux.com/p/EP10426148 | 170.66
EP10426155 | PD-C 360i/8 mini KNX | Recessed ceiling-mounted presence detector 360°, range approx. Ø 8 m, KNX bus, remotely controlled | http://esylux.com/p/EP10426155 | 196.836
EP10426162 | PD-C 360i/12 mini KNX | Recessed ceiling-mounted presence detector 360°, range approx. Ø 12 m, KNX, recessed mounting, remotely controlled | http://esylux.com/p/EP10426162 | 187.875
EP10426209 | PD-C 360i/8 mini KNX BK | Recessed ceiling-mounted presence detector 360°, range approx. Ø 8 m, KNX bus, remotely controlled | http://esylux.com/p/EP10426209 | 170.753
EP10426216 | COMPACT MOUNTING BOX-2 IP54 SM WH | Surface-mounted box IP 54 for PD-C360 and MD-C360, white | http://esylux.com/p/EP10426216 | 32
EP10426278 | COMPACT APC MOUNTING BOX IP20 SM WH | Surface-mounted box IP20 for COMPACT APC DALI-2 | http://esylux.com/p/EP10426278 | 30.003
EP10426285 | COMPACT APC MOUNTING BOX IP20 SM BK | Surface-mounted box IP20 for COMPACT APC DALI-2 | http://esylux.com/p/EP10426285 | 31.236
EP10426384 | COMPACT MINI SPOTLIGHT ADAPTER 51/20 | Adapter for installing motion and presence detectors in spotlights for MD-C/PD-C360i/6 mini | http://esylux.com/p/EP10426384 | 16.3
EP10426391 | COMPACT MINI SPOTLIGHT ADAPTER 51/25 | Adapter for installing motion and presence detectors in spotlights for PD-C/MD-C360i/8-12 mini | http://esylux.com/p/EP10426391 | 26.524
EP10426445 | PD-C 180i KNX | Wall-mounted presence detector 180°, range approx. Ø 16 m, HVAC, MIC, KNX bus, remotely controlled | http://esylux.com/p/EP10426445 | 205.642
EP10426452 | PD-C 180i KNX ECO | Wall-mounted presence detector 180°, range approx. Ø 16 m, KNX bus, remotely controlled | http://esylux.com/p/EP10426452 | 182.16
EP10426704 | PD-C 360i/24 DIM | 360° ceiling-mounted presence detector, recessed, range approx. Ø 24 m, ESYLUX light control interface | http://esylux.com/p/EP10426704 | 222.642
EP10426803 | PD-C 360i/24 DUOplus-FM | 360° ceiling-mounted presence detector, recessed, range Ø 24 m, control of 2 lighting groups, HVAC, remotely controlled | http://esylux.com/p/EP10426803 | 255.744
EP10426810 | PD-C 360i/24 DUOplus-SM | 360° ceiling-mounted presence detector,surface-mounted, range Ø 24 m, control of 2 lighting groups, HVAC, remotely controlled | http://esylux.com/p/EP10426810 | 265.808
EP10426858 | PD-C 360i/8 FM | 360° recessed-ceiling-mounted presence detector, range approx. Ø 8 m, remote controllable | http://esylux.com/p/EP10426858 | 175.086
EP10426865 | PD-C 360i/24 FM | 360° recessed-ceiling-mounted presence detector, range approx. Ø 24 m, remote controllable | http://esylux.com/p/EP10426865 | 211.665
EP10426889 | FLAT MOUNTING SET IP20 FM | ESYLUX recessed ceiling mounting kit for FLAT series description: Housing material polypropylene (PP), white | http://esylux.com/p/EP10426889 | 14.552
EP10426896 | COMPACT MOUNTING SET IP20 FM 72 WH | Spring bracket for ceiling-mounted C series (FM) | http://esylux.com/p/EP10426896 | 25.311
EP10426933 | COMPACT MOUNTING BOX IP20 SM BK | Surface-mounted box C IP20 in black for ceiling-mounted presence and motion detectors of the COMPACT series | http://esylux.com/p/EP10426933 | 23.166
EP10426940 | COMPACT MOUNTING BOX IP54 SM BK | Surface-mounted box C IP54 in black for ceiling-mounted presence and motion detectors of the COMPACT series | http://esylux.com/p/EP10426940 | 30.888
EP10426971 | PD-C 360/8 Slave FM | 360° recessed-ceiling-mounted presence detector, slave, range approx. Ø 8 m, remote controllable | http://esylux.com/p/EP10426971 | 149.193
EP10426988 | FILTER 230 V | Filter for suppression of inductive loads | http://esylux.com/p/EP10426988 | 27.885
EP10427008 | MD-C 360i/8 mini 3m | 360° recessed ceiling-mounted motion detector, approx. Ø 8 m, recessed mounting, with connecting cable, remotely controlled | http://esylux.com/p/EP10427008 | 174.099
EP10427015 | PD-C 360i/8 mini 3m | 360° recessed ceiling-mounted presence detector, range of approx. Ø 8 m, with connecting cable, remotely controlled | http://esylux.com/p/EP10427015 | 191.334
EP10427091 | COMPACT MOUNTING BOX-2 IP54 SM BK | Surface-mounted box IP 54 for PD-C360 and MD-C360, black | http://esylux.com/p/EP10427091 | 37.6
EP10427107 | COVER BER S1 IP20 PWH | Cover IP20-BS1 white, similar to RAL 9010 for MD 180i and PD 180i | http://esylux.com/p/EP10427107 | 12.012
EP10427138 | COVER BER MOD2 IP20 WH | Cover IP20-BM2 white, similar to RAL 1013 for MD 180i and PD 180i | http://esylux.com/p/EP10427138 | 11.154
EP10427145 | COVER BUJ REF IP20 WH | Cover IP20-BJSI white, similar to RAL 9010 for MD 180i and PD 180i | http://esylux.com/p/EP10427145 | 12.012
EP10427169 | COVER GIR S55 IP20 WH | Cover IP20-G55 white, similar to RAL 9010 for MD 180i and PD 180i | http://esylux.com/p/EP10427169 | 12.012
EP10427183 | COMPACT APC MOUNTING BOX IP54 SM GY | Surface-mounted box IP54 for COMPACT APC DALI-2 | http://esylux.com/p/EP10427183 | 122.067
EP10427190 | COMPACT APC MOUNTING BOX IP54 SM BK | Surface-mounted box IP54 for COMPACT APC DALI-2 | http://esylux.com/p/EP10427190 | 185.331
EP10427206 | PD-ATMO 360i/8 A KNX | 360° ceiling-mounted presence detector, recessed-mounted, KNX, measurement of temperature and relative humidity, range Ø 8 m, remotely controlled | http://esylux.com/p/EP10427206 | 402.9
EP10427213 | PD-ATMO 360i/8 T KNX | 360° ceiling-mounted presence detector, recessed-mounted, KNX bus, temperature measurement, approx. range Ø 8 m, remotely controlled | http://esylux.com/p/EP10427213 | 349.585
EP10427305 | PD-C 180i/16 UC | 180° wall-mounted presence detector, recessed-mounted, 12-36 V, remotely controlled | http://esylux.com/p/EP10427305 | 204.3
EP10427312 | PD-C 360i/8 UC | 360° recessed ceiling-mounted presence detector, approx. range of Ø 8 m, 12-36 V, remotely controlled | http://esylux.com/p/EP10427312 | 196.69
EP10427329 | PD-C 360i/24 UC | 360° recessed ceiling-mounted presence detector, approx. range of Ø 24 m, 12-36 V, remotely controlled | http://esylux.com/p/EP10427329 | 230.985
EP10427343 | PD-C 360i/8 mini UC | Recessed ceiling-mounted presence detector 360°, range approx. Ø 8 m, recessed mounting, 12-36 V, remotely controlled | http://esylux.com/p/EP10427343 | 166.6
EP10427374 | PD-C 360i/24 DUO DALI WIELAND GST18 | 360° recessed ceiling-mounted presence detector, approx. range Ø 24m, DUO, DALI/DSI, GST | http://esylux.com/p/EP10427374 | 265.364
EP10427398 | ACTUATOR 1x 8A DALI-2 | DALI-2 switching actuator, flush-mounted, 1x relay contact, 8 A, zero-cross switching | http://esylux.com/p/EP10427398 | 202.4
EP10427404 | PD-C 360i/8 KNX UP | 360° ceiling-mounted presence detector, recessed, range approx. Ø 8 m, KNX bus | http://esylux.com/p/EP10427404 | 198.47
EP10427428 | PD-C 360i/24 KNX UP | 360° recessed ceiling-mounted presence detector, range of approx. Ø 24 m, 2 light channels, KNX bus | http://esylux.com/p/EP10427428 | 233.892
EP10427435 | PD-C 360i/24 KNX ECO UP | 360° recessed ceiling-mounted presence detector, range of approx. Ø 24 m, 2 light channels, KNX bus | http://esylux.com/p/EP10427435 | 210.639
EP10427442 | PD-C 360i/8 DUO DALI | 360° ceiling-mounted presence detector, recessed-mounted, approx. range Ø 8m, DUO, DALI/DSI | http://esylux.com/p/EP10427442 | 205.275
EP10427459 | PD-C 360i/24 DUO DALI | 360° ceiling-mounted presence detector, recessed-mounted, approx. range Ø 24m, DUO, DALI/DSI | http://esylux.com/p/EP10427459 | 239.524
EP10427473 | ACTUATOR FULL AUTO C3 DALI | Switching module for DALI bus flush-mounting | http://esylux.com/p/EP10427473 | 75.933
EP10427480 | ACTUATOR SEMI AUTO C4 DALI | Switching module for DALI bus flush-mounting | http://esylux.com/p/EP10427480 | 75.933
EP10427503 | PD-FLAT 360i/6 mini DALI | Recessed ceiling-mounted presence detector 360°, range approx. Ø 6 m, DALI-bus, remotely controlled | http://esylux.com/p/EP10427503 | 166.656
EP10427510 | PD-C 360i/8 mini DALI | 360° ceiling-mounted presence detector, flush-mounted, approx. range Ø 8m, DALI/DSI | http://esylux.com/p/EP10427510 | 164.808
EP10427534 | PD-C 360i/8 KNX UP BK | 360° ceiling-mounted presence detector, flush-mounted, range approx. Ø 8 m, KNX bus | http://esylux.com/p/EP10427534 | 187.827
EP10427541 | PD-FLAT 360i/8 ROUND WHITE DALI | design presence detector, DALI, range 8 meters in diameter, 1 channel, switching/dimming, with 2 HLK channels, flush mount, in-ceiling, round, white | http://esylux.com/p/EP10427541 | 151.639
EP10427558 | PD-FLAT 360i/8 SQUARE WHITE DALI | design presence detector, DALI, range 8 meters in diameter, 1 channel, switching/dimming, with 2 HLK channels, flush mount, in-ceiling, square, white | http://esylux.com/p/EP10427558 | 151.639
EP10427602 | PD-C 360i/8 ELC | 360° ceiling-mounted presence detector, recessed, range approx. Ø 8 m, ESYLUX light control interface | http://esylux.com/p/EP10427602 | 121.245
EP10427619 | PD-C 360i/24 ELC | 360° ceiling-mounted presence detector, recessed, range approx. Ø 24 m, ESYLUX light control interface | http://esylux.com/p/EP10427619 | 157.056
EP10427664 | PD-ATMO 360i/8 O AUX 30V KNX | 360° ceiling-mounted presence detector, recessed-mounted, KNX bus, temperature measurement, relative humidity measurement, VOC measurement, approx. range Ø 8 m, remotely controlled | http://esylux.com/p/EP10427664 | 655.65
EP10427671 | PD-C 360i/24 KNX UP BK | 360° ceiling-mounted presence detector, flush-mounted, range approx. Ø 24 m, 2x light channels, KNX bus | http://esylux.com/p/EP10427671 | 224.406
EP10427749 | MD-C 360i/32 | 360° ceiling-mounted motion detector, recessed, approx. Ø 32 m, remotely controlled | http://esylux.com/p/EP10427749 | 210.222
EP10427756 | PD-C 360i/32 | 360° recessed ceiling-mounted presence detector, approx. range Ø 32 m, N/O contact, remotely controlled | http://esylux.com/p/EP10427756 | 242.274
EP10427763 | PD-C 360i/32 plus | 360° recessed ceiling-mounted presence detector, range of approx. Ø 32 m, floating make contact, remotely controlled | http://esylux.com/p/EP10427763 | 260.736
EP10427770 | PD-C 360/32 Slave | 360° recessed, ceiling-mounted presence detector, approx. range Ø 32 m, NOC | http://esylux.com/p/EP10427770 | 211.718
EP10427787 | PD-C 360i/32 DUO DALI | 360° ceiling-mounted presence detector, recessed-mounted, approx. range Ø 32m, DUO, DALI/DSI | http://esylux.com/p/EP10427787 | 262.988
EP10427794 | PD-C 360i/32 KNX | 360° recessed ceiling-mounted presence detector, range of approx. Ø 32 m, 2 light channels, KNX bus | http://esylux.com/p/EP10427794 | 260.352
EP10427824 | PD-C 360i/8 DUO DALI WIELAND GST18 | 360° recessed ceiling-mounted presence detector, approx. range Ø 8 m, DUO, DALI/DSI, GST | http://esylux.com/p/EP10427824 | 229.704
EP10427848 | COVER SEL EXX2 IP20 WH | Cover IP20-EXX2 white for MD 180i and PD 180i | http://esylux.com/p/EP10427848 | 17.16
EP10427862 | MD-FLAT-E 360i/8 RW WIELAND GST18 | 360° recessed ceiling-mounted motion detector, low profile design, range approx. Ø 8 m, remote control, round white, Wieland GST plug | http://esylux.com/p/EP10427862 | 152.516
EP10427879 | PD-FLAT-E 360i/8 RW WIELAND GST18 | 360° recessed ceiling-mounted presence detector, flush mounted, range approx. Ø 8 m, remote control, round white, Wieland GST plug | http://esylux.com/p/EP10427879 | 189.42
EP10427886 | MD-FLAT 360i/8 ROUND WHITE | 360° ceiling-mounted motion detector, recessed-mounted, approx. range Ø 8 m, remotely controlled, round white | http://esylux.com/p/EP10427886 | 130.368
EP10427893 | MD-FLAT 360i/8 SQUARE WHITE | 360° ceiling-mounted motion detector, recessed-mounted, approx. range Ø 8 m, remotely controlled, square white | http://esylux.com/p/EP10427893 | 130.368
EP10427916 | PD-FLAT 360i/8 ROUND BLACK DALI | design presence detector, DALI, range approx. 8 meters in diameter, 1 channel, switching/dimming, with 2 HLK channels, ceiling/wall, round, black | http://esylux.com/p/EP10427916 | 151.639
EP10427923 | PD-FLAT 360i/8 SQUARE WHITE | 360° ceiling-mounted presence detector, recessed-mounted, approx. range Ø 8 m, remotely controlled, square white | http://esylux.com/p/EP10427923 | 154.415
EP10427930 | PD-FLAT 360i/8 ROUND WHITE | 360° ceiling-mounted presence detector, recessed-mounted, approx. range Ø 8 m, remotely controlled, round white | http://esylux.com/p/EP10427930 | 154.415
EP10427947 | PD-FLAT 360i/8 SQUARE BLACK | 360° ceiling-mounted presence detector, recessed-mounted, approx. range Ø 8 m, remotely controlled, square black | http://esylux.com/p/EP10427947 | 154.415
EP10427954 | PD-FLAT 360i/8 ROUND BLACK | 360° ceiling-mounted presence detector, recessed-mounted, approx. range Ø 8 m, remotely controlled, round black | http://esylux.com/p/EP10427954 | 154.415
EP10428067 | PD-C 360i/24 | 360° recessed ceiling-mounted presence detector, approx. range Ø 24 m, N/O contact, remotely controlled | http://esylux.com/p/EP10428067 | 218.5
EP10428074 | MD-FLAT 360i/8 ROUND BLACK | 360° ceiling-mounted motion detector, flush mounted, low profile design, approx. range Ø 8 m, remotely controlled, round black | http://esylux.com/p/EP10428074 | 129.495
EP10428081 | MD-FLAT 360i/8 SQUARE BLACK | 360° ceiling-mounted motion detector, flush mounted, low profile design, approx. range Ø 8 m, remotely controlled, square black | http://esylux.com/p/EP10428081 | 129.495
EP10428098 | FLAT COVER LARGE ROUND BK | Cover for presence and motion detectors | http://esylux.com/p/EP10428098 | 12.87
EP10428111 | PD-C 360bt/24 APC20 PS plus DALI-2 | Universal presence detector for intelligent light control in lighting groups based on DALI standard with direct control of HVAC equipment. | http://esylux.com/p/EP10428111 | 556.905
EP10428128 | MD-C 360i/32 Corridor | 360° ceiling-mounted motion detector, recessed, diameter of approx. 32 m, for corridors, remotely controlled | http://esylux.com/p/EP10428128 | 160.146
EP10428142 | PD-C 360bt/8 APC10 PS plus DALI-2 | DALI-2-certified ceiling-mounted presence detector with integrated DALI-2 control unit and power supply (250 mA) | http://esylux.com/p/EP10428142 | 413.664
EP10428159 | PD-C 360bt/24 APC10 PS plus DALI-2 | DALI-2-certified ceiling-mounted presence detector with integrated DALI-2 control unit and power supply (250 mA) | http://esylux.com/p/EP10428159 | 449.696
EP10428180 | PD-C 360i/32 Corridor | 360° recessed ceiling-mounted presence detector, range approx. 32 m, for corridors, remotely controlled | http://esylux.com/p/EP10428180 | 189.807
EP10428203 | PD-C 360/8 BMS DALI-2 | Presence detectors for intelligent light control in lighting groups based on DALI-2 standards (IEC 62386 Part -301, -303, -304). | http://esylux.com/p/EP10428203 | 149.76
EP10428210 | PD-C 360/24 BMS DALI-2 | Presence detectors for intelligent light control in lighting groups based on DALI-2 standards (IEC 62386 Part -301, -303, -304). | http://esylux.com/p/EP10428210 | 186.784
EP10428265 | PD-C 360bt/32 APC10 PS plus DALI-2 | DALI-2-certified ceiling-mounted presence detector with integrated DALI-2 control unit and power supply (250 mA) | http://esylux.com/p/EP10428265 | 467.168
EP10428272 | PD-C 360bt/8 APC20 PS plus DALI-2 | DALI-2-certified ceiling-mounted presence detector with integrated DALI-2 control unit and power supply (250 mA) | http://esylux.com/p/EP10428272 | 519.915
EP10428289 | PD-C 360bt/32 APC20 PS plus DALI-2 | DALI-2-certified ceiling-mounted presence detector with integrated DALI-2 control unit and power supply (250 mA) | http://esylux.com/p/EP10428289 | 573.756
EP10428296 | PD-C 360bt/8 APC30 HCL PS plus DALI-2 | DALI-2-certified ceiling-mounted presence detector with integrated DALI-2 control unit and power supply (250 mA) | http://esylux.com/p/EP10428296 | 615.6
EP10428302 | PD-C 360bt/24 APC30 HCL PS plus DALI-2 | DALI-2-certified ceiling-mounted presence detector with integrated DALI-2 control unit and power supply (250 mA) | http://esylux.com/p/EP10428302 | 651.2
EP10428319 | PD-C 360bt/32 APC30 HCL PS plus DALI-2 | DALI-2-certified ceiling-mounted presence detector with integrated DALI-2 control unit and power supply (250 mA) | http://esylux.com/p/EP10428319 | 668
EP10428432 | PD-C 360/24 BMS DALI-2 BK | DALI-2-certified 360° ceiling-mounted presence detector, flush-mounted, range approx. Ø 24 m, input device with IEC 62386 Part -301, -302, -303, -304 | http://esylux.com/p/EP10428432 | 189.471
EP10428449 | PD-C 360/8 BMS DALI-2 BK | DALI-2-certified 360° ceiling-mounted presence detector, flush-mounted, range approx. Ø 8 m, input device with IEC 62386 Part -301, -302, -303, -304 | http://esylux.com/p/EP10428449 | 152.892
EP10428456 | PD-C 360bt/8 APC10 PS plus DALI-2 BK | DALI-2-certified ceiling-mounted presence detector with integrated DALI-2 control unit and power supply (250 mA) | http://esylux.com/p/EP10428456 | 412.644
EP10428487 | PD-C 360/8 BMS DALI-2 WINSTA CodeI | DALI-2-certified ceiling-mounted presence detector | http://esylux.com/p/EP10428487 | 207.144
EP10428494 | PD-C 360/24 BMS DALI-2 WINSTA CodeI | DALI-2-certified ceiling-mounted presence detector | http://esylux.com/p/EP10428494 | 242.901
EP10428548 | MD-FLAT-E 360i/8 ROUND WHITE | 360° ceiling-mounted motion detector, recessed-mounted, approx. range Ø 8 m, remotely controlled, round white | http://esylux.com/p/EP10428548 | 135.888
EP10428555 | PD-FLAT-E 360i/8 ROUND WHITE | 360° ceiling-mounted presence detector, recessed-mounted, approx. range Ø 8 m, remotely controlled, round white | http://esylux.com/p/EP10428555 | 172.197
EP10428579 | FLAT COVER LARGE ROUND WH | Cover for presence and motion detectors | http://esylux.com/p/EP10428579 | 12.87
EP10428609 | MD-FLAT 360i/8 LARGE ROUND WHITE | 360° ceiling-mounted motion detector, recessed-mounted, approx. range Ø 8 m, remotely controlled, round white | http://esylux.com/p/EP10428609 | 135.558
EP10428623 | PD-FLAT 360i/8 LARGE ROUND WHITE | 360° ceiling-mounted presence detector, recessed-mounted, approx. range Ø 8 m, remotely controlled, round white | http://esylux.com/p/EP10428623 | 160.809
EP10428661 | PD-FLAT 360i/8 LARGE ROUND WHITE DALI SET | Design presence detector, DALI, in set with DALI bus power supply, range 8 m in Ø, 1 channel, flush mounted, ceiling flush mounting, round, white | http://esylux.com/p/EP10428661 | 214.232
EP10428685 | PD-FLAT 360i/8 LARGE ROUND WHITE KNX | 360° ceiling-mounted presence detector, recessed, range approx. Ø 8 m, KNX bus | http://esylux.com/p/EP10428685 | 214.704
EP10428708 | PD-FLAT 360i/8 ROUND WHITE DALI SET | Design presence detector, DALI, in set with DALI bus power supply, range 8 m in Ø, 1 channel, flush mounted, ceiling flush mounting, round, white | http://esylux.com/p/EP10428708 | 209.066
EP10428715 | PD-FLAT 360i/8 SQUARE WHITE DALI SET | Design presence detector, DALI, in set with DALI bus power supply, range 8 m in Ø, 1 channel, flush mounted, ceiling flush mounting, square, white | http://esylux.com/p/EP10428715 | 209.066
EP10428746 | MD-FLAT 360i/8 LARGE ROUND BK | 360° ceiling-mounted motion detector, flush-mounted, flat design, range approx. Ø 8 m, remote controllable, round black | http://esylux.com/p/EP10428746 | 130.698
EP10428753 | PD-FLAT 360i/8 LARGE ROUND BK | 360° ceiling-mounted presence detector, flush-mounted, flat design, range approx. Ø 8 m, remote controllable, round black | http://esylux.com/p/EP10428753 | 154.125
EP10428777 | PD-C 360/24 Slave FM | 360° recessed-ceiling-mounted presence detector, slave, range approx. Ø 24 m, remote controllable | http://esylux.com/p/EP10428777 | 185.772
EP10428784 | PD-C 360i/8 FM DUO DALI | 360° recessed-ceiling-mounted presence detector, range approx. Ø 8 m, DUO, DALI/DSI | http://esylux.com/p/EP10428784 | 182.6
EP10428791 | PD-C 360i/24 FM DUO DALI | 360° recessed-ceiling-mounted presence detector, range approx. Ø 24 m, DUO, DALI/DSI | http://esylux.com/p/EP10428791 | 218.36
EP10428807 | PD-C 360/8 BMS FM DALI-2 | DALI-2-certified 360° presence detector, recessed ceiling mounting, range approx. Ø 8 m, input device with IEC 62386 Part -301, -302, -303, -304 | http://esylux.com/p/EP10428807 | 154.125
EP10428814 | PD-C 360/24 BMS FM DALI-2 | DALI-2-certified 360° presence detector, recessed ceiling mounting, range approx. Ø 24 m, input device with IEC 62386 Part -301, -302, -303, -304 | http://esylux.com/p/EP10428814 | 190.704
EP10428821 | PD-C 360i/8 FM KNX UP | 360° recessed-ceiling-mounted presence detector, range approx. Ø 8 m, KNX bus | http://esylux.com/p/EP10428821 | 189.06
EP10428838 | PD-C 360i/24 FM KNX UP | 360° recessed-ceiling-mounted presence detector, range approx. Ø 24 m, 2x light channels, KNX bus | http://esylux.com/p/EP10428838 | 225.639
EP10428845 | PD-C 360bt/8 APC10 PS plus DALI-2 WINSTA CodeI | DALI-2-certified ceiling-mounted presence detector with integrated DALI-2 control unit and power supply (250 mA) | http://esylux.com/p/EP10428845 | 462.375
EP10428852 | PD-C 360bt/24 APC10 PS plus DALI-2 WINSTA CodeI | DALI-2-certified ceiling-mounted presence detector with integrated DALI-2 control unit and power supply (250 mA) | http://esylux.com/p/EP10428852 | 498.132
EP10428869 | PD-FLAT 360/8 RW BMS DALI-2 WINSTA CodeI | DALI-2-certified 360° presence detector, recessed ceiling mounting, range approx. Ø 8 m, input device with IEC 62386 Part -301, -302, -303, -304 | http://esylux.com/p/EP10428869 | 182.895
EP10428876 | PD-C 360bt/8 APC20 PS plus DALI-2 BK | DALI-2-certified ceiling-mounted presence detector with integrated DALI-2 control unit and power supply (250 mA) | http://esylux.com/p/EP10428876 | 524.847
EP10428883 | PD-C 360bt/24 APC20 PS plus DALI-2 BK | DALI-2-certified ceiling-mounted presence detector with integrated DALI-2 control unit and power supply (250 mA) | http://esylux.com/p/EP10428883 | 561.837
EP10428890 | PD-C 360bt/8 APC20 PS plus DALI-2 WINSTA CodeI | DALI-2-certified ceiling-mounted presence detector, integrated DALI-2 control unit and power supply (250 mA), 2.0 m WAGO WINSTA® inlet and outlet | http://esylux.com/p/EP10428890 | 546.8
EP10428906 | PD-C 360bt/24 APC20 PS plus DALI-2 WINSTA CodeI | DALI-2-certified ceiling-mounted presence detector, integrated DALI-2 control unit and power supply (250 mA), 2.0 m WAGO WINSTA® inlet and outlet | http://esylux.com/p/EP10428906 | 582.8
EP10428920 | PD-C 360bt/8 APC30 HCL PS plus DALI-2 BK | DALI-2-certified ceiling-mounted presence detector with integrated DALI-2 control unit and power supply (250 mA) | http://esylux.com/p/EP10428920 | 620.4
EP10428937 | PD-C 360bt/24 APC30 HCL PS plus DALI-2 BK | DALI-2-certified ceiling-mounted presence detector with integrated DALI-2 control unit and power supply (250 mA) | http://esylux.com/p/EP10428937 | 656
EP10428944 | PD-C 360bt/8 APC30 HCL PS plus DALI-2 WINSTA CodeI | DALI-2-certified ceiling-mounted presence detector, integrated DALI-2 control unit and power supply (250 mA), 2.0 m WAGO WINSTA® inlet and outlet | http://esylux.com/p/EP10428944 | 656.4
EP10428951 | PD-C 360bt/24 APC30 HCL PS plus DALI-2 WINSTA I | DALI-2-certified ceiling-mounted presence detector, integrated DALI-2 control unit and power supply (250 mA), 2.0 m WAGO WINSTA® inlet and outlet | http://esylux.com/p/EP10428951 | 692
EP10428982 | MD-C 360/40 BMS WAREHOUSE DALI-2 | Motion detector for intelligent light control in lighting groups based on DALI-2 standards (IEC 62386 Part -301, -303, -304). | http://esylux.com/p/EP10428982 | 179.58
EP10428999 | MD-C 360/40 BMS WAREHOUSE DALI-2 BK | Motion detector for intelligent light control in lighting groups based on DALI-2 standards (IEC 62386 Part -301, -303, -304). | http://esylux.com/p/EP10428999 | 182.294
EP10429019 | MD-C 360/40 BMS WAREHOUSE SM DALI-2 | Motion detector for intelligent light control in lighting groups based on DALI-2 standards (IEC 62386 Part -301, -303, -304). | http://esylux.com/p/EP10429019 | 185.772
EP10429026 | MD-C 360/40 BMS WAREHOUSE SM DALI-2 BK | Motion detector for intelligent light control in lighting groups based on DALI-2 standards (IEC 62386 Part -301, -303, -304). | http://esylux.com/p/EP10429026 | 188.848
EP10429927 | EXPANDER FM PS DALI-2 | DALI-2 expansion (expander) for controlling additional DALI-2 control gear via a single DALI address. | http://esylux.com/p/EP10429927 | 333.6
EP10429934 | EXPANDER PS DALI-2 | Universal DALI-2 expander for controlling additional DALI-2 control gear via a single DALI address. | http://esylux.com/p/EP10429934 | 397.2
EP10431371 | REPEATER PS IEC 62386 | IEC 62386 signal amplifier (repeater) with integrated bus voltage supply (150 mA) | http://esylux.com/p/EP10431371 | 270.4
EP10431609 | PUSH BUTTON x2 DALI-2 WH | 2-way push button as certified DALI-2 input device, white | http://esylux.com/p/EP10431609 | 138.507
EP10431616 | PUSH BUTTON x4 DALI-2 WH | 4-way push button as certified DALI-2 input device, white | http://esylux.com/p/EP10431616 | 141.384
EP10431623 | PUSH BUTTON x6 DALI-2 WH | 6-way push button as certified DALI-2 input device, white | http://esylux.com/p/EP10431623 | 144.261
EP10431630 | PUSH BUTTON x8 DALI-2 WH | 8-way push button as certified DALI-2 input device, white | http://esylux.com/p/EP10431630 | 147.138
EP10432972 | MD-C 360i/6 mini 0.6m | 360° recessed ceiling-mounted motion detector, approx. Ø 6 m, recessed mounting, remotely controlled, 0.6 m connection cable | http://esylux.com/p/EP10432972 | 150.4
EP10451706 | PD-FLAT 360i/8 ROUND WHITE KNX | 360° ceiling-mounted presence detector, recessed, range approx. Ø 8 m, KNX bus | http://esylux.com/p/EP10451706 | 207.966
EP10451713 | PD-FLAT 360i/8 SQUARE WHITE KNX | 360° ceiling-mounted presence detector, recessed, range approx. Ø 8 m, KNX bus | http://esylux.com/p/EP10451713 | 207.966
EP10451768 | PD-FLAT 360i/8 ROUND BLACK KNX | 360° ceiling-mounted presence detector, recessed, range approx. Ø 8 m, KNX bus | http://esylux.com/p/EP10451768 | 207.966
EP10451775 | PD-FLAT 360i/8 SQUARE BLACK KNX | 360° ceiling-mounted presence detector, recessed, range approx. Ø 8 m, KNX bus | http://esylux.com/p/EP10451775 | 207.966
EP10460104 | PD-C 180i/16 Touch KNX | Wall-mounted presence detector 180°, touch control, range approx. Ø 16 m, HVAC, MIC, KNX bus, remotely controlled | http://esylux.com/p/EP10460104 | 197.701
EP10510007 | MD-CE 360i/8 | 360° recessed ceiling-mounted motion detector, approx. Ø 8 m, remotely controlled | http://esylux.com/p/EP10510007 | 146.055
EP10510014 | MD-CE 360i/8 WIELAND GST18 | 360° recessed ceiling-mounted motion detector, approx. Ø 8 m, GST, remotely controlled | http://esylux.com/p/EP10510014 | 171.468
EP10510021 | MD-CE 360i/24 | 360° recessed ceiling-mounted motion detector, approx. Ø 24 m, remotely controlled | http://esylux.com/p/EP10510021 | 186.864
EP10510038 | MD-CE 360i/24 WIELAND GST18 | 360° recessed ceiling-mounted motion detector, approx. Ø 24 m, GST, remotely controlled | http://esylux.com/p/EP10510038 | 220.22
EP10510045 | MD-CE 360i/8 WAGO WINSTA | 360° recessed ceiling-mounted motion detector, approx. Ø 8 m, WAGO, remotely controlled | http://esylux.com/p/EP10510045 | 199.76
EP10510700 | PD-CE 360i/8 | 360° recessed ceiling-mounted presence detector, range approx. Ø 8 m, remotely controlled | http://esylux.com/p/EP10510700 | 182.106
EP10510717 | PD-CE 360i/8 WIELAND GST18 | Recessed ceiling-mounted presence detector 360°, range approx. Ø 8 m, GST, remotely controlled | http://esylux.com/p/EP10510717 | 217.968
EP10510724 | PD-CE 360i/24 | 360° recessed ceiling-mounted presence detector, range approx. Ø 24 m, remotely controlled | http://esylux.com/p/EP10510724 | 222.495
EP10510731 | PD-CE 360i/24 WIELAND GST18 | Recessed ceiling-mounted presence detector 360°, range approx. Ø 24 m, GST, remotely controlled | http://esylux.com/p/EP10510731 | 267.81
EP10510748 | PD-CE 360/8 Slave | 360° ceiling-mounted presence detector, recessed-mounted, slave, approx. range Ø 8 m, opal frosted | http://esylux.com/p/EP10510748 | 164.416
EP10510755 | PD-CE 360/24 Slave | 360° ceiling-mounted presence detector, recessed-mounted, slave, approx. range Ø 24 m | http://esylux.com/p/EP10510755 | 205.208
EP10510786 | PD-CE 360i/8 WAGO WINSTA | Recessed ceiling-mounted presence detector 360°, range approx. Ø 8 m, WAGO terminal, remotely controlled | http://esylux.com/p/EP10510786 | 226.728
EP10510793 | PD-CE 360i/24 WAGO WINSTA | Recessed ceiling-mounted presence detector 360°, range approx. Ø 24 m, WAGO, remotely controlled | http://esylux.com/p/EP10510793 | 256.053
EQ10019890 | CABLE RJ45 5m RD | Connection cable RJ45 for CELINE-2 ESYLUX Light Control | http://esylux.com/p/EQ10019890 | 14.976
EQ10019982 | CABLE RJ45 5m BL | Connection cable RJ45 for CELINE-2 ESYLUX Light Control | http://esylux.com/p/EQ10019982 | 14.976
EQ10019999 | CABLE RJ45 10m BL | Connection cable RJ45 for CELINE-2 ESYLUX Light Control | http://esylux.com/p/EQ10019999 | 28.743
EQ10020155 | CABLE RJ45 10m RD | Connection cable (red) RJ45 | http://esylux.com/p/EQ10020155 | 28.743
EQ10113086 | MOUNTING FRAME 600 FM WH | Ceiling flush mounting 600 for panel lights in the CELINE-2 and STELLA ranges. | http://esylux.com/p/EQ10113086 | 128.438
EQ10113468 | MOUNTING FRAME 600/625 SM WH | Surface ceiling installation frame 600/625 for panel lights from the CELINE-2 series | http://esylux.com/p/EQ10113468 | 226.872
EQ10121616 | DROP PROTECTION | Steel cable for securing ESYLUX panel lights to the ceiling. | http://esylux.com/p/EQ10121616 | 19.305
EQ10127793 | DRIVER-SET 30W 700mA RJ45 DALI-2 | 30 W DALI plug-and-play LED driver set for ESYLUX satellite LED lights with constant light colour | http://esylux.com/p/EQ10127793 | 108.504
EQ10127809 | DRIVER-SET 30W 700mA RJ45 WAGO WINSTA DALI-2 | 30 W DALI plug-and-play LED driver set for ESYLUX satellite LED lights with constant light colour | http://esylux.com/p/EQ10127809 | 139.329
EQ10127816 | DRIVER-SET 30W 700mA RJ45 WIELAND GST DALI-2 | 30 W DALI plug-and-play LED driver set for ESYLUX satellite LED lights with constant light colour | http://esylux.com/p/EQ10127816 | 145.905
EQ10127823 | DRIVER-SET TW 32W 700mA RJ45 WIELAND GST DALI-2 DT8 | Plug-and-play LED driver set DALI DT8 for Tunable White ESYLUX satellite LED lights | http://esylux.com/p/EQ10127823 | 182.895
EQ10127830 | DRIVER-SET TW 32W 700mA RJ45 WAGO WINSTA DALI-2 DT8 | Plug-and-play LED driver set DALI DT8 for Tunable White ESYLUX satellite LED lights | http://esylux.com/p/EQ10127830 | 174.264
EQ10127847 | DRIVER-SET TW 32W 700mA RJ45 DALI-2 DT8 | Plug-and-play LED driver set DALI-2 DT8 for Tunable White ESYLUX satellite LED lights | http://esylux.com/p/EQ10127847 | 130.698
EQ10127878 | DRIVER-SET 30W 700mA RJ45 | 30 W plug-and-play LED driver set for ESYLUX satellite LED luminaires with constant light colour | http://esylux.com/p/EQ10127878 | 55.896
EQ10132308 | CELINE-2 PNL 600 DDP OP 3600 830 IP20 ELC | LED recessed light with opal, micro-prismatic diffuser, colour temperature approx. 3000 K (warm white) | http://esylux.com/p/EQ10132308 | 139.956
EQ10132315 | CELINE-2 PNL 600 DDP OP 4000 840 IP20 ELC | LED recessed light with opal, micro-prismatic diffuser, colour temperature approx. 4000 K (neutral white) | http://esylux.com/p/EQ10132315 | 139.956
EQ10132322 | CELINE-2 PNL 600 DDP OP 3800 8TW IP20 ELC | LED recessed light with opal, micro-prismatic diffuser, colour temperature approx. 2700 - 6500 K (Tunable White) | http://esylux.com/p/EQ10132322 | 187.464
EQ10132339 | CELINE-2 PNL 600 DDP TR 4000 830 IP20 ELC | LED recessed light with transparent, micro-prismatic diffuser, colour temperature approx. 3000 K (warm white) | http://esylux.com/p/EQ10132339 | 138.672
EQ10132346 | CELINE-2 PNL 600 DDP TR 4400 840 IP20 ELC | LED recessed light with transparent, micro-prismatic diffuser, colour temperature approx. 4000 K (neutral white) | http://esylux.com/p/EQ10132346 | 138.672
EQ10132353 | CELINE-2 PNL 600 DDP TR 4200 8TW IP20 ELC | LED recessed light with transparent, micro-prismatic diffuser, colour temperature approx. 2700 - 6500 K (Tunable White) | http://esylux.com/p/EQ10132353 | 188.748
EQ10132421 | QUADRO-SET CELINE-2 600 DDP OP 840 IR ELC | LED lighting set with opal (MILKY) cover (Diffusor), Rated output 120W. Consisting of 4 lamps with 30 W, Colour temperature: 4000 K (neutral white) | http://esylux.com/p/EQ10132421 | 1907.4
EQ10132438 | QUADRO-SET CELINE-2 HCL 600 DDP OP 8TW IR ELC | LED lighting set with opal (MILKY) cover (diffuser), LED output 120 W. Comprising four lights with 30 W, colour temperature approx. 2700 K to 6500 K | http://esylux.com/p/EQ10132438 | 2282.76
EQ10132445 | QUADRO-SET CELINE-2 600 DDP TR 840 IR ELC | LED lighting set with prismatic (CRYSTAL) cover (Diffusor), Rated output 120W. Consisting of 4 lamps with 30 W, Colour temperature: approx. 4000 K | http://esylux.com/p/EQ10132445 | 1875.674
EQ10132452 | QUADRO-SET CELINE-2 HCL 600 DDP TR 8TW IR ELC | LED lighting set with prismatic (CRYSTAL) cover (diffuser), LED output 120 W. Comprising four lights with 30 W, colour temperature 2700 K to 6500 K | http://esylux.com/p/EQ10132452 | 2250.318
EQ10600159 | PENDULUM SET 1200 | Pendulum set 1200 mm for JUNA | http://esylux.com/p/EQ10600159 | 23.6
EQ10600166 | PENDULUM SET 1000 | Y-Pendulum set 1000 mm for JUNA | http://esylux.com/p/EQ10600166 | 24.8
EQ10600173 | STELLA MOUNTING FRAME 600 SM WH | mounting frame 600 for STELLA | http://esylux.com/p/EQ10600173 | 56.16
EQ10600227 | STELLA PNL 600 DDP OP 3800 840 IP20 | LED light with prismatic (PRISMATIC) cover (diffuser), LED output 33 W, colour temperature approx. 4000 K (neutral white) | http://esylux.com/p/EQ10600227 | 163.944
EQ10600234 | STELLA PNL 600 DDP OP 3800 840 IP20 DALI | LED light with prismatic (PRISMATIC) cover (diffuser), LED output 33 W, colour temperature approx. 4000 K (neutral white) | http://esylux.com/p/EQ10600234 | 224.259
EQ10600432 | JUNA PNL 600 DDP OP 4000 830/840 IP54 DALI-2 | LED recessed light with switchable colour temperature 3000/4000 K and DALI-2 control gear | http://esylux.com/p/EQ10600432 | 112
EQ10600456 | JUNA MOUNTING FRAME 600 SM WH | Ceiling mounting frame for JUNA LED recessed lights | http://esylux.com/p/EQ10600456 | 38.4
EQ10600470 | JUNA MOUNTING FRAME 600 FM WH | Recessed ceiling frame for JUNA LED recessed lights for sawn ceiling openings | http://esylux.com/p/EQ10600470 | 41.6
EQ10600494 | JUNA MOUNTING CLIPS SET RM | Mounting clip set for JUNA LED recessed lights for sawn ceiling openings | http://esylux.com/p/EQ10600494 | 8
EQ10600500 | DROP PROTECTION | Fall protection set with 2 steel cables, 1000 mm, for fastening JUNA recessed lights to the fixed ceiling behind the system ceiling. | http://esylux.com/p/EQ10600500 | 9.6
ER10018916 | PROTECTOR K 230 V ~ | Photoelectric smoke detector 230 V | http://esylux.com/p/ER10018916 | 70.785
ER10018923 | PROTECTOR K RELAY | Switching relay for PROTECTOR K 9 V, PROTECTOR K 9 V lithium and PROTECTOR 230 V, floating change-over contact | http://esylux.com/p/ER10018923 | 18.404
ER10018947 | PROTECTOR K 230 V ~ | Photoelectric smoke detector 230 V | http://esylux.com/p/ER10018947 | 61.2
ER10018961 | PROTECTOR K 230 V ~ Relay | Switching relay for PROTECTOR K 230 V ~, potential-free changeover contact. | http://esylux.com/p/ER10018961 | 17.2
ER10018992 | PROTECTOR K MOUNTING BOX 20 SM WH | Surface-mounted box for smoke detector PROTECTOR K | http://esylux.com/p/ER10018992 | 6.435
ER10019067 | PROTECTOR K 230 V ~ DUST PROTECTION | Dust cover for smoke detector PROTECTOR K 230 V ~ | http://esylux.com/p/ER10019067 | 3
ER10019074 | PROTECTOR K 230 V ~ MOUNTING PLATE | Mounting plate for PROTECTOR K 230 V ~ smoke alarm | http://esylux.com/p/ER10019074 | 6.4
ER10019081 | PROTECTOR K 230 V ~ CONNECTION CABLE | Connecting cable for smoke detector PROTECTOR K 230 V ~ | http://esylux.com/p/ER10019081 | 6.4
ER10019098 | PROTECTOR K 230 V FILTER | Filter to prevent network interference on the PROTECTOR K 230 V | http://esylux.com/p/ER10019098 | 30.388
RK39500010040 | CDS-A/T | Surface-mounted twilight switch with integrated day time switch | http://esylux.com/p/RK39500010040 | 110.682